Marvair | Marvair | WVP43HPC |  | Water-Source | WBAHP: Heat Pump Packaged Unit | Heat Pump | 208 | 3 |  |  | No Match | No Match |  |  |  | 42700 | 3882 | 11 | 9 | 54700 | 4111 | 3.9 | 3.2 | Federally-Regulated Commercial & Industrial Equipment | 02/22/1988 |  | 05/11/1988
Waterfurnace International, Inc. | Johnson Controls | RKV/RKH042**0*1 |  | Ground-Water-Source | WBAHP: Heat Pump Packaged Unit | Heat Pump | 230 | 1 |  |  | No Match | Single-Speed |  |  |  | 44600 | 1820 | 24.5 | 16.2 | 34900 | 2379 | 4.3 | 3.6 | Non Federally-Regulated | 09/03/2012 |  | 01/09/2014
Waterfurnace International, Inc. | Waterfurnace International, Inc. | SXH024*0 |  | Water-Source | WBAHP: Heat Pump Packaged Unit | Heat Pump | 208 | 1 |  |  | No Match | No Match |  |  |  | 25500 | 1688 | 15.1 | 10 | 30700 | 1697 | 5.3 |  | Federally-Regulated Commercial & Industrial Equipment | 10/05/1999 |  | 05/19/2000
Command-Aire | Command-Aire | SWPH-251 |  | Water-Source | WBAHP: Heat Pump Packaged Unit | Heat Pump | 208 | 1 |  |  | No Match | No Match |  |  |  | 32500 | 3550 | 9.2 | 9 | 42000 | 3450 | 3.6 | 3.2 | Federally-Regulated Commercial & Industrial Equipment | 01/23/1988 |  | 05/11/1988
Snyder General Corp. | American Air Filter | HWW009C*G |  | Water-Source | WBAHP: Heat Pump Packaged Unit | Heat Pump | 208 | 1 |  |  | No Match | No Match |  |  |  | 8800 | 830 | 10.6 | 9.3 | 11400 | 857 | 3.9 | 3.8 | Non Federally-Regulated | 07/31/1991 |  | 03/31/1998
Friedrich Climate Master | Climate Master Series | 805-042-G******** |  | Water-Source | WBAHP: Heat Pump Packaged Unit | Heat Pump | 230 | 1 |  |  | No Match | No Match |  |  |  | 39000 | 4100 | 9.5 | 7.5 | 53000 | 4200 | 3.7 | 2.5 | Non Federally-Regulated | 08/29/1986 |  | 05/11/1988
Addison Products | Addison Products | WRH036-1JC | HRH036-1J/1JB | Water-Source | WBAH: Heating Only Packaged Un | Heat Pump | 230 | 1 |  |  | No Match | No Match |  |  |  | 34800 | 3163 | 11 | 9 | 39000 | 3264 | 3.5 | 3.5 | Non Federally-Regulated | 10/05/1999 |  | 09/21/2000
Florida Heat Pump | Geomaster, LLC | ES018-1CS | ES018-1AV/AH | Ground-Source | WBAHP-CB: Heat Pump Split Syst | Heat Pump | 230 | 1 |  |  | No Match | Single-Speed |  |  |  | 19500 | 995 | 19.6 | 13.4 | 14500 | 1215 | 3.5 | 3.1 | Non Federally-Regulated | 06/15/2009 |  | 04/20/2015
Florida Heat Pump | Florida Heat Pump | EP009-0HZ/VT |  | Ground-Source | WBAHP: Heat Pump Packaged Unit | Heat Pump | 115 | 1 |  |  | No Match | Single-Speed |  |  |  | 9500 | 492 | 19.3 | 13.4 | 6800 | 554 | 3.6 | 3.1 | Non Federally-Regulated | 01/24/2011 |  | 06/14/2011
Mammoth | Geox | ZG024VHF |  | Water-Source | WBAHP: Heat Pump Packaged Unit | Heat Pump | 460 | 3 |  |  | No Match | No Match |  |  |  | 24000 | 2123 | 11.3 | 9 | 31400 | 2488 | 3.7 | 3.2 | Federally-Regulated Commercial & Industrial Equipment | 12/21/1990 |  | 07/27/1992
Waterfurnace International, Inc. | Geotility Geothermal Installations | ZS030**3*0 |  | Water-Source | WBAHP: Heat Pump Packaged Unit | Heat Pump | 230 | 3 |  |  | No Match | Single-Speed |  |  |  | 29500 | 1980 | 14.9 | 12 | 34600 | 2113 | 4.8 | 4.2 | Federally-Regulated Commercial & Industrial Equipment | 01/24/2011 |  | 04/19/2013
Addison Products | Addison Products | HWPH064-3JC/3JBC |  | Water-Source | WBAHP: Heat Pump Packaged Unit | Heat Pump | 208 | 3 |  |  | No Match | No Match |  |  |  | 59500 | 4760 | 12.5 | 9.3 | 78000 | 5861 | 3.9 | 3.8 | Federally-Regulated Commercial & Industrial Equipment | 03/31/1998 |  | 05/10/1998
ClimateMaster Inc. | Climate Master | TCH/V042AH |  | Water-Source | WBAHP: Heat Pump Packaged Unit | Heat Pump | 200 | 3 |  |  | No Match | Single-Speed |  |  |  | 40100 | 3061 | 13.1 | 12 | 52700 | 3594 | 4.3 | 4.2 | Federally-Regulated Commercial & Industrial Equipment | 07/07/2011 |  | 10/24/2014
Singer | Electro-Hydronics | LM90C2 |  | Water-Source | WBAHP: Heat Pump Packaged Unit | Heat Pump | 115 | 1 |  |  | No Match | No Match |  |  |  | 8700 | 825 | 10.5 | 7.5 | 10000 | 850 | 3.4 | 2.5 | Non Federally-Regulated | 09/08/1982 |  | 05/16/1984
Waterfurnace International, Inc. | WFI Industries, Ltd. | VLV/VXV042*1 |  | Water-Source | WBAHP: Heat Pump Packaged Unit | Heat Pump | 208 | 1 |  |  | No Match | No Match |  |  |  | 40000 | 3076 | 13 | 10 | 48000 | 3348 | 4.2 |  | Federally-Regulated Commercial & Industrial Equipment | 06/20/2003 |  | 02/17/2011
California Heat Pump | California Heat Pump | 28R*-12-** |  | Water-Source | WBAHP: Heat Pump Packaged Unit | Heat Pump | 230 | 1 |  |  | No Match | No Match |  |  |  | 25400 | 2600 | 9.8 | 7.5 | 32000 | 2625 | 3.6 | 2.5 | Non Federally-Regulated | 06/11/1985 |  | 05/11/1988
Addison Products | Addison Products | HGY012-1A |  | Water-Source | WBAHP-CB: Heat Pump Split Syst | Heat Pump | 208 | 1 |  |  | No Match | No Match |  |  |  | 11900 | 991 | 12 | 9 | 13500 | 1069 | 3.7 | 3.5 | Non Federally-Regulated | 11/14/2000 |  | 07/18/2002
Command-Aire | Command-Aire | GSHB0351 |  | Ground-Water-Source | WBAHP: Heat Pump Packaged Unit | Heat Pump | 208 | 1 |  |  | No Match | No Match |  |  |  | 38500 | 2916 | 13.2 | 9 | 26400 | 2763 | 2.8 |  | Non Federally-Regulated | 12/14/1998 |  | 04/10/2000
Florida Heat Pump | Florida Heat Pump | GT010-1VT/HZ/CF |  | Water-Source | WBAHP-CB: Heat Pump Split Syst | Heat Pump | 208 | 1 |  |  | No Match | No Match |  |  |  | 10400 | 753 | 13.8 | 9 | 12300 | 900 | 4 | 3.5 | Non Federally-Regulated | 10/05/1999 |  | 04/12/2000
ClimateMaster Inc. | Carrier Corp. | 50PSH/V/D030K***2 |  | Ground-Water-Source | WBAHP: Heat Pump Packaged Unit | Heat Pump | 230 | 1 |  |  | No Match | Single-Speed |  |  |  | 30800 | 1154 | 26.7 | 16.2 | 28000 | 1675 | 4.9 | 3.6 | Non Federally-Regulated | 10/24/2014 |  | 04/22/2015
McQuay / Snyder General | Electro-Hydronics | UW400FK |  | Water-Source | WBAHP: Heat Pump Packaged Unit | Heat Pump | 208 | 3 |  |  | No Match | No Match |  |  |  | 39600 | 3960 | 10 | 7.5 | 45000 | 3880 | 3.4 | 2.5 | Non Federally-Regulated | 08/29/1986 |  | 05/11/1988
Waterfurnace International, Inc. | Waterfurnace International, Inc. | P070**3 |  | Ground-Water-Source | WBAHP: Heat Pump Packaged Unit | Heat Pump | 230 | 3 |  |  | No Match | No Match |  |  |  | 71000 | 6698 | 10.6 | 9 | 52000 | 5441 | 2.8 |  | Non Federally-Regulated | 07/22/2002 |  | 03/12/2009
DeMarco Energy Systems | DeMarco Energy Systems | SL130-5VT |  | Water-Source | WBAHP-CB: Heat Pump Split Syst | Heat Pump | 575 | 3 |  |  | No Match | No Match |  |  |  | 126000 | 11150 | 11.3 | 9 | 163000 | 12911 | 3.7 | 3.5 | Non Federally-Regulated | 10/02/1998 |  | 04/12/2000
Enertech Global, LLC | Enertech | GSC060 | MPD060 | Ground-Water-Source | WBAHP-CB: Heat Pump Split Syst | Heat Pump | 208 | 1 |  |  | No Match | Single-Speed |  |  |  | 62500 | 3531 | 17.7 | 16.2 | 54800 | 4229 | 3.8 | 3.6 | Non Federally-Regulated | 07/16/2009 |  | 03/02/2012
Florida Heat Pump | Energy Miser | HLTV70-1 |  | Water-Source | WBAH-O: Heating Only Packaged | Heat Pump | 208 | 1 |  |  | No Match | No Match |  |  |  | 0 | 0 | 0 | 9 | 82000 | 6865 | 3.5 |  | Non Federally-Regulated | 03/07/1989 |  | 07/28/1992
Climate Control / Snyder General | Electro-Hydronics | UC630G3 |  | Water-Source | WBAHP: Heat Pump Packaged Unit | Heat Pump | 230 | 1 |  |  | No Match | No Match |  |  |  | 63000 | 6430 | 9.8 | 7.5 | 79000 | 6430 | 3.6 | 2.5 | Non Federally-Regulated | 06/11/1985 |  | 08/29/1986
McQuay / Snyder General | Electro-Hydronics | RC150A3 |  | Water-Source | WBAHP: Heat Pump Packaged Unit | Heat Pump | 230 | 1 |  |  | No Match | No Match |  |  |  | 14500 | 1305 | 11.1 | 9 | 20000 | 1465 | 4 | 3.2 | Non Federally-Regulated | 05/11/1988 |  | 03/15/1989
Waterfurnace International, Inc. | Waterfurnace International, Inc. | ATV022D1 |  | Ground-Water-Source | WBAHP: Heat Pump Packaged Unit | Heat Pump | 208 | 1 |  |  | No Match | No Match |  |  |  | 23400 | 1392 | 16.8 | 9 | 15700 | 1353 | 3.4 |  | Non Federally-Regulated | 12/14/1998 |  | 10/06/1999
Enertech Global, LLC | Enertech | GCT036C |  | Ground-Source | WBAHP: Heat Pump Packaged Unit | Heat Pump | 208 | 1 |  |  | No Match | Single-Speed |  |  |  | 38400 | 2076 | 18.5 | 13.4 | 28500 | 1856 | 4.5 | 3.1 | Non Federally-Regulated | 05/02/2012 |  | 12/12/2012
Waterfurnace International, Inc. | Eagle Mountain | ZS036**0*1 |  | Ground-Water-Source | WBAHP: Heat Pump Packaged Unit | Heat Pump | 208 | 1 |  |  | No Match | Single-Speed |  |  |  | 37700 | 1639 | 23 | 16.2 | 33000 | 2249 | 4.3 | 3.6 | Non Federally-Regulated | 03/02/2012 |  | 04/19/2013
Mammoth | Mammoth | D072HHC |  | Water-Source | WBAHP: Heat Pump Packaged Unit | Heat Pump | 230 | 1 |  |  | No Match | No Match |  |  |  | 66000 | 6500 | 10.1 | 9.2 | 75000 | 6300 | 3.5 | 2.5 | Non Federally-Regulated | 06/11/1985 |  | 05/11/1988
Carrier Corp. | Carrier | 50HQ,VQ0183 |  | Water-Source | WBAHP: Heat Pump Packaged Unit | Heat Pump | 208 | 1 |  |  | No Match | No Match |  |  |  | 19000 | 2200 | 8.6 | 7.5 | 23500 | 2500 | 2.8 | 2.5 | Non Federally-Regulated | 01/05/1982 |  | 09/08/1982
Hydro Delta Corp. | Hydro Delta Corp. | 03-046-WTARW-HM |  | Ground-Water-Source | WBAHP: Heat Pump Packaged Unit | Heat Pump | 230 | 1 |  |  | No Match | No Match |  |  |  | 44000 | 3520 | 12.5 | 11 | 52000 | 3907 | 3.9 | 3.5 | Non Federally-Regulated | 03/31/1998 |  | 05/10/1998
Waterfurnace International, Inc. | Waterfurnace International, Inc. | NDV/NDH064F1*4 |  | Water-Source | WBAHP: Heat Pump Packaged Unit | Heat Pump | 208 | 1 |  |  | No Match | Dual-Speed |  |  |  | 62000 | 3804 | 16.3 | 12 | 70600 | 3979 | 5.2 | 4.2 | Federally-Regulated Commercial & Industrial Equipment | 05/02/2012 |  | 04/19/2013
Power-Save International, Inc. | S.O.E.S.I. | PSS-1200 (4) |  | Water-Source | WBAHP: Heat Pump Packaged Unit | Heat Pump | 230 | 1 |  |  | No Match | No Match |  |  |  | 152000 | 9844 | 15.4 |  | 160000 | 9936 | 4.7 | 3.8 | Non Federally-Regulated | 07/31/1991 |  | 03/31/1998
Mammoth | Geox | GGV25 |  | Water-Source | WBAHP-CB: Heat Pump Split Syst | Heat Pump | 460 | 3 |  |  | No Match | No Match |  |  |  | 27400 | 2490 | 11 | 9 | 32400 | 2714 | 3.5 |  | Non Federally-Regulated | 12/28/1990 |  | 07/27/1992
McQuay / Snyder General | Electro-Hydronics | UW500FK |  | Water-Source | WBAHP: Heat Pump Packaged Unit | Heat Pump | 208 | 3 |  |  | No Match | No Match |  |  |  | 50000 | 4850 | 10.3 | 7.5 | 65000 | 4900 | 3.9 | 2.5 | Non Federally-Regulated | 08/29/1986 |  | 05/11/1988
Bard Manufacturing Company, Inc. | Bard | GTC48S1-A | GTADP-4860-C | Ground-Source | WBAH-C: Heating Only Split Sys | Heat Pump | 230 | 1 |  |  | No Match | Dual-Speed | [7 empty] | 35000 | 2699 | 3.8 |  | Non Federally-Regulated | 09/03/2012 |  | 06/09/2015
Addison Products | Addison Products | VWY096-3A |  | Water-Source | WBAHP: Heat Pump Packaged Unit | Heat Pump | 230 | 3 |  |  | No Match | No Match |  |  |  | 98800 | 6909 | 14.3 | 9 | 118500 | 7547 | 4.6 | 3.8 | Federally-Regulated Commercial & Industrial Equipment | 11/14/2000 |  | 01/24/2002
McQuay International | McQuay | FCV/FCW/VWH/VWW030B-F |  | Water-Source | WBAHP: Heat Pump Packaged Unit | Heat Pump | 208 | 3 |  |  | No Match | No Match |  |  |  | 29600 | 2487 | 11.9 | 9.3 | 39000 | 2930 | 3.9 | 3.8 | Federally-Regulated Commercial & Industrial Equipment | 03/31/1998 |  | 05/10/1998
Addison Products | Heat Controller | HWY120-4A |  | Water-Source | WBAHP: Heat Pump Packaged Unit | Heat Pump | 460 | 3 |  |  | No Match | No Match |  |  |  | 110000 | 10091 | 10.9 | 9 | 140000 | 10254 | 4 | 3.8 | Federally-Regulated Commercial & Industrial Equipment | 11/17/1999 |  | 04/12/2000
McQuay International | McQuay | W-WD*/WL*/WM*-1-009-J |  | Water-Source | WBAHP-O: Heat Pump Packaged Un | Heat Pump | 265 | 1 |  |  | No Match | No Match |  |  |  | 8700 | 639 | 13.6 | 10 | 11000 | 848 | 3.8 |  | Federally-Regulated Commercial & Industrial Equipment | 09/21/2000 |  | 11/14/2000
Inter-City Products Corp. | McQuay | CCH030C*N |  | Water-Source | WBAHP: Heat Pump Packaged Unit | Heat Pump | 265 | 1 |  |  | No Match | No Match |  |  |  | 31000 | 2541 | 12.2 | 9.3 | 37000 | 2782 | 3.9 | 3.8 | Non Federally-Regulated | 07/31/1991 |  | 03/31/1998
Power-Save International, Inc. | S.O.E.S.I. | PSS-600 (2) |  | Water-Source | WBAHP: Heat Pump Packaged Unit | Heat Pump | 230 | 1 |  |  | No Match | No Match |  |  |  | 76000 | 4922 | 15.4 | 9.2 | 80000 | 4968 | 4.7 |  | Federally-Regulated Commercial & Industrial Equipment | 01/23/1988 |  | 05/11/1988
Waterfurnace International, Inc. | Waterfurnace International, Inc. | ATH046D1 |  | Ground-Source | WBAHP: Heat Pump Packaged Unit | Heat Pump | 208 | 1 |  |  | No Match | No Match |  |  |  | 47000 | 2919 | 16.1 |  | 34500 | 3063 | 3.3 |  | Non Federally-Regulated | 03/31/1998 |  | 05/10/1998
Enertech Global, LLC | Enertech | HXT072D |  | Ground-Source | WBAHP: Heat Pump Packaged Unit | Heat Pump | 208 | 1 |  |  | No Match | Single-Speed | 3533 | 710 | 1 | 73400 | 4243 | 17.3 | 13.4 | 57000 | 4515 | 3.7 | 3.1 | Non Federally-Regulated | 09/03/2012 |  | 12/12/2012
Waterfurnace International, Inc. | Waterfurnace International, Inc. | P028**2 |  | Ground-Water-Source | WBAHP: Heat Pump Packaged Unit | Heat Pump | 265 | 1 |  |  | No Match | No Match |  |  |  | 29000 | 1812 | 16 | 9 | 21000 | 1757 | 3.5 |  | Non Federally-Regulated | 07/22/2002 |  | 03/12/2009
Climate Control / Snyder General | Electro-Hydronics | FW630FD |  | Water-Source | WBAHP: Heat Pump Packaged Unit | Heat Pump | 230 | 3 |  |  | No Match | No Match |  |  |  | 63000 | 6430 | 9.8 | 7.5 | 79000 | 6430 | 3.6 | 2.5 | Non Federally-Regulated | 06/11/1985 |  | 08/29/1986
Waterfurnace International, Inc. | Waterfurnace International, Inc. | CW*012A0 |  | Ground-Water-Source | WBAHP: Heat Pump Packaged Unit | Heat Pump | 208 | 1 |  |  | No Match | No Match |  |  |  | 11500 | 787 | 14.6 | 9 | 10000 | 837 | 3.5 |  | Non Federally-Regulated | 12/14/1998 |  | 10/06/1999
Waterfurnace International, Inc. | Waterfurnace International, Inc. | NDV/NDH064G1*1 |  | Water-Source | WBAHP: Heat Pump Packaged Unit | Heat Pump | 230 | 1 |  |  | No Match | Dual-Speed |  |  |  | 62000 | 3804 | 16.3 | 12 | 70600 | 3979 | 5.2 | 4.2 | Federally-Regulated Commercial & Industrial Equipment | 09/03/2012 |  | 04/19/2013
Waterfurnace International, Inc. | WFI Industries, Ltd. | ZS070**0*4 |  | Water-Source | WBAHP: Heat Pump Packaged Unit | Heat Pump | 230 | 1 |  |  | No Match | Single-Speed |  |  |  | 63000 | 4406 | 14.3 | 12 | 79000 | 4926 | 4.7 | 4.2 | Federally-Regulated Commercial & Industrial Equipment | 06/14/2011 |  | 03/02/2012
Trane U.S. Inc. | Trane | GEVA042 |  | Ground-Water-Source | WBAHP: Heat Pump Packaged Unit | Heat Pump | 208 | 1 |  |  | No Match | No Match |  |  |  | 41283 | 3019 | 13.7 | 9 | 27400 | 2564 | 3.1 |  | Non Federally-Regulated | 07/22/2002 |  | 09/25/2002
Florida Heat Pump | Bosch | ES024-3CF/HZ/VT |  | Ground-Source | WBAHP: Heat Pump Packaged Unit | Heat Pump | 208 | 3 |  |  |  | Single-Speed |  |  |  | 27000 | 1698 | 15.9 | 13.4 | 20500 | 1767 | 3.4 | 3.1 | Non Federally-Regulated | 04/22/2015 |  | 05/01/2015
ClimateMaster Inc. | Climate Master Series | VP/HP036 G/E |  | Water-Source | WBAHP: Heat Pump Packaged Unit | Heat Pump | 208 | 1 |  |  | No Match | No Match |  |  |  | 35000 | 2692 | 13 | 9.3 | 43000 | 2930 | 4.3 | 3.8 | Federally-Regulated Commercial & Industrial Equipment | 03/31/1998 |  | 05/10/1998
Waterfurnace International, Inc. | Waterfurnace International, Inc. | SXV080*4 |  | Water-Source | WBAHP: Heat Pump Packaged Unit | Heat Pump | 460 | 3 |  |  | No Match | No Match |  |  |  | 84000 | 5600 | 15 | 9 | 99000 | 5801 | 5 | 3.8 | Federally-Regulated Commercial & Industrial Equipment | 10/05/1999 |  | 05/19/2000
Mammoth | Hydrobank II | F064VLG |  | Ground-Water-Source | WBAHP: Heat Pump Packaged Unit | Heat Pump | 208 | 3 |  |  | No Match | No Match |  |  |  | 64000 | 4776 | 13.4 | 9 | 49000 | 4785 | 3 |  | Non Federally-Regulated | 05/23/2000 |  | 07/18/2002
Mammoth | Hydrobank II | D/E045VHF/HHF/DHF |  | Ground-Water-Source | WBAHP: Heat Pump Packaged Unit | Heat Pump | 230 | 1 |  |  | No Match | No Match |  |  |  | 44500 | 3320 | 13.4 | 9 | 34500 | 3370 | 3 |  | Non Federally-Regulated | 01/30/1998 |  | 07/29/1998
Florida Heat Pump | Florida Heat Pump | EP060-4HZ/VT |  | Ground-Source | WBAHP: Heat Pump Packaged Unit | Heat Pump | 460 | 3 |  |  | No Match | Single-Speed |  |  |  | 64500 | 3308 | 19.5 | 13.4 | 47000 | 3203 | 4.3 | 3.1 | Non Federally-Regulated | 01/24/2011 |  | 04/21/2014
Friedrich Air Conditioning Co. | Climate Master Series | 804-031-G******** |  | Water-Source | WBAHP: Heat Pump Packaged Unit | Heat Pump | 208 | 1 |  |  | No Match | No Match |  |  |  | 30000 | 2900 | 10.3 | 7.5 | 40500 | 3200 | 3.7 | 2.5 | Non Federally-Regulated | 08/30/1983 |  | 08/29/1986
Florida Heat Pump | Geomaster, LLC | EV048-1CS | EV048-1AV/AH | Ground-Water-Source | WBAHP-CB: Heat Pump Split Syst | Heat Pump | 208 | 1 |  |  | No Match | Single-Speed |  |  |  | 53900 | 2668 | 20.2 | 16.2 | 46100 | 2668 | 4.1 | 3.6 | Non Federally-Regulated | 06/23/2011 |  | 12/12/2012
Florida Heat Pump | Energy Miser | HE23CF-2 |  | Water-Source | WBAHP: Heat Pump Packaged Unit | Heat Pump | 265 | 1 |  |  | No Match | No Match |  |  |  | 23000 | 1840 | 12.5 | 9 | 28800 | 1960 | 4.3 | 3.2 | Non Federally-Regulated | 02/22/1990 |  | 07/31/1991
Mammoth | Hydrobank II | D/E045VHF/HHF/DHF |  | Ground-Source | WBAHP: Heat Pump Packaged Unit | Heat Pump | 230 | 1 |  |  | No Match | No Match |  |  |  | 44500 | 3320 | 13.4 |  | 34500 | 3370 | 3 |  | Non Federally-Regulated | 03/31/1998 |  | 05/10/1998
Florida Heat Pump | Florida Heat Pump | TA035-1CF/HZ/VT |  | Ground-Source | WBAHP: Heat Pump Packaged Unit | Heat Pump | 230 | 1 |  |  | No Match | Dual-Speed |  |  |  | 38200 | 2076 | 18.4 | 13.4 | 28200 | 2015 | 4.1 | 3.1 | Non Federally-Regulated | 06/14/2011 |  | 04/20/2015
Florida Heat Pump | Florida Heat Pump | EP007-0HZ/VT |  | Ground-Source | WBAHP: Heat Pump Packaged Unit | Heat Pump | 115 | 1 |  |  | No Match | Single-Speed |  |  |  | 7400 | 400 | 18.5 | 13.4 | 5100 | 427 | 3.5 | 3.1 | Non Federally-Regulated | 01/24/2011 |  | 06/14/2011
California Heat Pump | California Heat Pump | CHP-53V*-12-** |  | Water-Source | WBAHP: Heat Pump Packaged Unit | Heat Pump | 208 | 1 |  |  | No Match | No Match |  |  |  | 52000 | 5700 | 9.1 | 7.5 | 59000 | 5700 | 3 | 2.5 | Non Federally-Regulated | 01/05/1982 |  | 06/11/1985
Johnson Controls | Johnson Controls | VSCS36B1****0 |  | Ground-Source | WBAHP: Heat Pump Packaged Unit | Heat Pump | 208 | 1 |  |  | No Match | Single-Speed |  |  |  | 36400 | 2600 | 14 | 13.4 | 22900 | 2165 | 3.1 | 3.1 | Non Federally-Regulated | 03/02/2012 |  | 10/24/2014
Command-Aire | Command-Aire | SWPXR261E |  | Water-Source | WBAHP: Heat Pump Packaged Unit | Heat Pump | 208 | 1 |  |  | No Match | No Match |  |  |  | 24000 | 2160 | 11.1 | 9 | 32000 | 2340 | 4.1 | 3.2 | Non Federally-Regulated | 02/22/1990 |  | 07/31/1991
McQuay International | McQuay | CCH/CCW/HWH/HWW024C-G |  | Water-Source | WBAHP: Heat Pump Packaged Unit | Heat Pump | 208 | 1 |  |  | No Match | No Match |  |  |  | 25000 | 2066 | 12.1 | 9.3 | 30000 | 2313 | 3.8 | 3.8 | Federally-Regulated Commercial & Industrial Equipment | 03/31/1998 |  | 05/10/1998
Singer | Electro-Hydronics | VW300D6 |  | Water-Source | WBAHP: Heat Pump Packaged Unit | Heat Pump | 208 | 1 |  |  | No Match | No Match |  |  |  | 24000 | 2850 | 8.4 | 7.5 | 28400 | 2900 | 2.9 | 2.5 | Non Federally-Regulated | 09/08/1982 |  | 05/16/1984
Waterfurnace International, Inc. | Waterfurnace International, Inc. | ATH066D3 |  | Ground-Source | WBAHP: Heat Pump Packaged Unit | Heat Pump | 208 | 3 |  |  | No Match | No Match |  |  |  | 67000 | 5000 | 13.4 |  | 50000 | 4884 | 3 |  | Non Federally-Regulated | 03/31/1998 |  | 05/10/1998
Command-Aire | Command-Aire | SWPXR513E |  | Water-Source | WBAHP: Heat Pump Packaged Unit | Heat Pump | 208 | 3 |  |  | No Match | No Match |  |  |  | 51000 | 4550 | 11.2 | 9 | 64000 | 4690 | 4 | 3.2 | Federally-Regulated Commercial & Industrial Equipment | 01/23/1988 |  | 05/11/1988
Waterfurnace International, Inc. | Waterfurnace International, Inc. | SXV013A0 |  | Ground-Water-Source | WBAHP: Heat Pump Packaged Unit | Heat Pump | 208 | 1 |  |  | No Match | No Match |  |  |  | 13300 | 847 | 15.7 | 9 | 9700 | 861 | 3.3 |  | Non Federally-Regulated | 01/30/1998 |  | 03/31/1998
Snyder General Corp. | McQuay | VE390GD |  | Water-Source | WBAHP: Heat Pump Packaged Unit | Heat Pump | 230 | 3 |  |  | No Match | No Match |  |  |  | 39000 | 3700 | 10.5 | 9 | 48000 | 4020 | 3.5 | 3.2 | Non Federally-Regulated | 02/22/1990 |  | 07/31/1991
DeMarco Energy Systems | DeMarco Energy Systems | GT042-3VT/HZ/CF |  | Water-Source | WBAHP-CB: Heat Pump Split Syst | Heat Pump | 208 | 3 |  |  | No Match | No Match |  |  |  | 45000 | 3435 | 13.1 | 9 | 50000 | 3488 | 4.2 | 3.5 | Non Federally-Regulated | 10/02/1998 |  | 04/12/2000
Snyder General Corp. | McQuay | FCW042A*G |  | Water-Source | WBAHP: Heat Pump Packaged Unit | Heat Pump | 208 | 1 |  |  | No Match | No Match |  |  |  | 40500 | 3650 | 11.1 | 9 | 51500 | 3972 | 3.8 | 3.2 | Non Federally-Regulated | 02/22/1990 |  | 07/31/1991
Hydro Delta Corp. | Hydro Delta Corp. | 03-046-WTAR-HE |  | Ground-Water-Source | WBAHP: Heat Pump Packaged Unit | Heat Pump | 230 | 1 |  |  | No Match | No Match |  |  |  | 43000 | 3282 | 13.1 | 9 | 35000 | 3204 | 3.2 |  | Non Federally-Regulated | 10/06/1999 |  | 04/10/2000
Florida Heat Pump | Florida Heat Pump | EM007-2VT |  | Water-Source | WBAHP: Heat Pump Packaged Unit | Heat Pump | 265 | 1 |  |  | No Match | No Match |  |  |  | 7500 | 609 | 12.3 | 10 | 10000 | 651 | 4.5 |  | Federally-Regulated Commercial & Industrial Equipment | 02/02/1998 |  | 03/31/1998
Waterfurnace International, Inc. | Waterfurnace International, Inc. | ATV019D0 |  | Ground-Water-Source | WBAHP: Heat Pump Packaged Unit | Heat Pump | 208 | 1 |  |  | No Match | No Match |  |  |  | 19400 | 1168 | 16.6 | 9 | 13700 | 1115 | 3.6 |  | Non Federally-Regulated | 12/14/1998 |  | 10/06/1999
Waterfurnace International, Inc. | Geotility Geothermal Installations | GCC/GCW/GCS/GCE09*0 |  | Water-Source | WBAHP-O: Heat Pump Packaged Un | Heat Pump | 230 | 1 |  |  | No Match | Single-Speed |  |  |  | 8500 | 634 | 13.4 | 11.2 | 10500 | 699 | 4.4 | 4.2 | Federally-Regulated Commercial & Industrial Equipment | 01/24/2011 |  | 04/19/2013
Addison Products | Addison Products | HGY036-4A |  | Water-Source | WBAHP-CB: Heat Pump Split Syst | Heat Pump | 460 | 3 |  |  | No Match | No Match |  |  |  | 39400 | 2755 | 14.3 | 9 | 42700 | 3381 | 3.7 | 3.5 | Non Federally-Regulated | 11/14/2000 |  | 07/18/2002
Waterfurnace International, Inc. | Eagle Mountain | ZS070**3*4 |  | Water-Source | WBAHP: Heat Pump Packaged Unit | Heat Pump | 230 | 3 |  |  | No Match | Single-Speed |  |  |  | 63000 | 4406 | 14.3 | 12 | 79000 | 4926 | 4.7 | 4.2 | Federally-Regulated Commercial & Industrial Equipment | 06/14/2011 |  | 03/02/2012
ClimateMaster Inc. | Climate Master Series | GRV/GRH024AG |  | Ground-Water-Source | WBAHP: Heat Pump Packaged Unit | Heat Pump | 230 | 1 |  |  | No Match | No Match |  |  |  | 22700 | 1746 | 13 | 9 | 16900 | 1500 | 3.3 |  | Non Federally-Regulated | 07/22/2002 |  | 03/12/2009
Waterfurnace International, Inc. | Johnson Controls | RKV/RKH048**0*1 |  | Ground-Source | WBAHP: Heat Pump Packaged Unit | Heat Pump | 208 | 1 |  |  | No Match | Single-Speed |  |  |  | 48900 | 2827 | 17.3 | 13.4 | 35000 | 2849 | 3.6 | 3.1 | Non Federally-Regulated | 09/03/2012 |  | 01/09/2014
Trane U.S. Inc. | Command-Aire | GXHB0611 |  | Water-Source | WBAHP: Heat Pump Packaged Unit | Heat Pump | 208 | 1 |  |  | No Match | No Match |  |  |  | 58000 | 4957 | 11.7 | 10 | 65000 | 5011 | 3.8 |  | Federally-Regulated Commercial & Industrial Equipment | 10/05/1999 |  | 04/12/2000
ClimateMaster Inc. | Climate Master Series | 803-012-G******** |  | Water-Source | WBAHP: Heat Pump Packaged Unit | Heat Pump | 230 | 1 |  |  | No Match | No Match |  |  |  | 12400 | 1204 | 10.3 | 9 | 16200 | 1356 | 3.5 | 3.2 | Non Federally-Regulated | 05/11/1988 |  | 03/15/1989
McQuay / Snyder General | Electro-Hydronics | UW550F5 |  | Water-Source | WBAHP: Heat Pump Packaged Unit | Heat Pump | 208 | 1 |  |  | No Match | No Match |  |  |  | 55000 | 5670 | 9.7 | 7.5 | 67000 | 5610 | 3.5 | 2.5 | Non Federally-Regulated | 08/29/1986 |  | 05/11/1988
American Air Filter | Enercon | FHW-27 |  | Water-Source | WBAHP: Heat Pump Packaged Unit | Heat Pump | 265 | 1 |  |  | No Match | No Match |  |  |  | 26400 | 2514 | 10.5 | 9 | 34600 | 2740 | 3.7 | 3.2 | Non Federally-Regulated | 05/11/1988 |  | 03/15/1989
McQuay / Snyder General | Electro-Hydronics | UC140G3 |  | Water-Source | WBAHP: Heat Pump Packaged Unit | Heat Pump | 230 | 1 |  |  | No Match | No Match |  |  |  | 13500 | 1300 | 10.4 | 7.5 | 17500 | 1350 | 3.8 | 2.5 | Non Federally-Regulated | 08/29/1986 |  | 05/11/1988
Carrier Corp. | Carrier | 50HQ.VQ0183 |  | Water-Source | WBAHP: Heat Pump Packaged Unit | Heat Pump | 230 | 1 |  |  | No Match | No Match |  |  |  | 18500 | 2200 | 8.4 | 7.5 | 23600 | 2469 | 2.8 | 2.5 | Non Federally-Regulated | 09/08/1982 |  | 08/30/1983
Trane U.S. Inc. | Trane | WPVD080 |  | Water-Source | WBAHP: Heat Pump Packaged Unit | Heat Pump | 208 | 3 |  |  | No Match | No Match |  |  |  | 100000 | 8474 | 11.8 | 9 | 128400 | 8957 | 4.2 | 3.8 | Federally-Regulated Commercial & Industrial Equipment | 04/12/2000 |  | 03/12/2009
ClimateMaster Inc. | Climate Master Series | 813-042-G******** |  | Water-Source | WBAHP: Heat Pump Packaged Unit | Heat Pump | 208 | 1 |  |  | No Match | No Match |  |  |  | 41500 | 3640 | 11.4 | 9 | 53500 | 3918 | 4 | 3.2 | Non Federally-Regulated | 02/22/1990 |  | 07/31/1991
Command-Aire | Command-Aire | SWP281E |  | Water-Source | WBAHP: Heat Pump Packaged Unit | Heat Pump | 230 | 1 |  |  | No Match | No Match |  |  |  | 30000 | 2702 | 11.1 | 7.5 | 42000 | 3000 | 4 | 2.5 | Non Federally-Regulated | 05/16/1984 |  | 06/11/1985
The Whalen Company | Whalen | VI-A-401-2 |  | Water-Source | WBAHP-O: Heat Pump Packaged Un | Heat Pump | 265 | 1 |  |  | No Match | No Match |  |  |  | 12300 | 1281 | 9.6 | 10 | 16000 | 1233 | 3.8 |  | Federally-Regulated Commercial & Industrial Equipment | 10/05/1999 |  | 01/21/2000
ClimateMaster Inc. | Climate Master Series | HS/HL/VS/VL042H |  | Water-Source | WBAHP: Heat Pump Packaged Unit | Heat Pump | 230 | 3 |  |  | No Match | No Match |  |  |  | 41500 | 3705 | 11.2 | 10 | 52500 | 3845 | 4 |  | Federally-Regulated Commercial & Industrial Equipment | 01/18/2001 |  | 11/19/2001
Addison Products | Addison Products | VPY060-3A |  | Water-Source | WBAHP-CB: Heat Pump Split Syst | Heat Pump | 230 | 3 |  |  | No Match | No Match |  |  |  | 68000 | 5354 | 12.7 | 9 | 77200 | 6113 | 3.7 | 3.5 | Non Federally-Regulated | 07/22/2002 |  | 03/12/2009
Waterfurnace International, Inc. | Geotility Geothermal Installations | ZS041**0*4 |  | Ground-Water-Source | WBAHP: Heat Pump Packaged Unit | Heat Pump | 208 | 1 |  |  | No Match | Single-Speed |  |  |  | 44500 | 2023 | 22 | 16.2 | 36000 | 2638 | 4 | 3.6 | Non Federally-Regulated | 06/14/2011 |  | 04/19/2013
Waterfurnace International, Inc. | Waterfurnace International, Inc. | SXV013A2 |  | Ground-Water-Source | WBAHP: Heat Pump Packaged Unit | Heat Pump | 265 | 1 |  |  | No Match | No Match |  |  |  | 13500 | 906 | 14.9 | 11 | 14100 | 961 | 4.3 | 3.5 | Non Federally-Regulated | 03/31/1998 |  | 05/10/1998
Waterfurnace International, Inc. | Waterfurnace International, Inc. | SXH036B4 |  | Water-Source | WBAHP: Heat Pump Packaged Unit | Heat Pump | 460 | 3 |  |  | No Match | No Match |  |  |  | 36000 | 2647 | 13.6 | 10 | 44500 | 2774 | 4.7 |  | Federally-Regulated Commercial & Industrial Equipment | 08/21/1998 |  | 10/02/1998
Mammoth | Mammoth | D027HSAXXX |  | Ground-Water-Source | WBAHP: Heat Pump Packaged Unit | Heat Pump | 208 | 1 |  |  | No Match | No Match |  |  |  | 28400 | 2780 | 10.2 |  | 34400 | 3050 | 3.3 |  | Non Federally-Regulated | 05/11/1988 |  | 03/15/1989
ClimateMaster Inc. | Climate Master Series | GRV/GRH009AE |  | Water-Source | WBAHP-CB: Heat Pump Split Syst | Heat Pump | 265 | 1 |  |  | No Match | No Match |  |  |  | 8300 | 588 | 14.1 | 9 | 10100 | 721 | 4.1 | 3.5 | Non Federally-Regulated | 04/12/2000 |  | 07/18/2002
ClimateMaster Inc. | Climate Master Series | HS/VS042G |  | Water-Source | WBAHP: Heat Pump Packaged Unit | Heat Pump | 230 | 1 |  |  | No Match | No Match |  |  |  | 41500 | 3705 | 11.2 | 10 | 52500 | 3845 | 4 |  | Federally-Regulated Commercial & Industrial Equipment | 01/22/2003 |  | 03/12/2009
Waterfurnace International, Inc. | Waterfurnace International, Inc. | USV/USH024**0*1 |  | Ground-Source | WBAHP: Heat Pump Packaged Unit | Heat Pump | 208 | 1 |  |  | No Match | Single-Speed |  |  |  | 24400 | 1394 | 17.5 | 13.4 | 17500 | 1465 | 3.5 | 3.1 | Non Federally-Regulated | 01/24/2011 |  | 09/03/2012
Friedrich Air Conditioning Co. | Climate Master Series | 803-012-G******** |  | Water-Source | WBAHP: Heat Pump Packaged Unit | Heat Pump | 208 | 1 |  |  | No Match | No Match |  |  |  | 12500 | 1225 | 10.2 | 7.5 | 15700 | 1325 | 3.5 | 2.5 | Non Federally-Regulated | 08/30/1983 |  | 08/29/1986
Waterfurnace International, Inc. | Waterfurnace International, Inc. | SXH042B4 |  | Water-Source | WBAHP: Heat Pump Packaged Unit | Heat Pump | 460 | 3 |  |  | No Match | No Match |  |  |  | 42000 | 3000 | 14 | 10 | 54500 | 3131 | 5.1 |  | Federally-Regulated Commercial & Industrial Equipment | 02/02/1998 |  | 03/31/1998
Command-Aire | Command-Aire | SWPH-2533 |  | Water-Source | WBAHP: Heat Pump Packaged Unit | Heat Pump | 208 | 3 |  |  | No Match | No Match |  |  |  | 292000 | 31600 | 9.2 |  | 405000 | 33100 | 3.6 | 2.5 | Non Federally-Regulated | 02/22/1990 |  | 07/31/1991
Waterfurnace International, Inc. | Rybacki - Hart Enterprises | ZS036**3*1 |  | Ground-Source | WBAHP: Heat Pump Packaged Unit | Heat Pump | 208 | 3 |  |  | No Match | Single-Speed |  |  |  | 34500 | 1994 | 17.3 | 13.4 | 26000 | 2177 | 3.5 | 3.1 | Non Federally-Regulated | 01/24/2011 |  | 04/19/2013
Florida Heat Pump | Florida Heat Pump | GT070-5CF/HZ/VT |  | Ground-Water-Source | WBAHP: Heat Pump Packaged Unit | Heat Pump | 575 | 3 |  |  | No Match | No Match |  |  |  | 72000 | 4897 | 14.7 | 9 | 53000 | 4852 | 3.2 |  | Non Federally-Regulated | 05/19/2000 |  | 07/18/2002
Waterfurnace International, Inc. | Waterfurnace International, Inc. | SXH036A4 |  | Water-Source | WBAHP: Heat Pump Packaged Unit | Heat Pump | 460 | 3 |  |  | No Match | No Match |  |  |  | 36000 | 2647 | 13.6 | 10 | 44500 | 2774 | 4.7 |  | Federally-Regulated Commercial & Industrial Equipment | 02/02/1998 |  | 03/31/1998
Singer | Electro-Hydronics | LE90B5 |  | Water-Source | WBAHP: Heat Pump Packaged Unit | Heat Pump | 208 | 1 |  |  | No Match | No Match |  |  |  | 9600 | 1200 | 8 | 7.5 | 13000 | 1325 | 2.9 | 2.5 | Non Federally-Regulated | 01/05/1982 |  | 09/08/1982
Trane U.S. Inc. | Trane | EXVE0364 |  | Water-Source | WBAHP: Heat Pump Packaged Unit | Heat Pump | 460 | 3 |  |  | No Match | Single-Speed |  |  |  | 34700 | 2210 | 15.7 | 12 | 42400 | 2301 | 5.4 | 4.2 | Federally-Regulated Commercial & Industrial Equipment | 06/14/2011 |  | 08/15/2014
Command-Aire | Command-Aire | SHWP-844 |  | Water-Source | WBAHP: Heat Pump Packaged Unit | Heat Pump | 460 | 3 |  |  | No Match | No Match |  |  |  | 88700 | 9200 | 9.6 | 9.2 | 128000 | 10300 | 3.6 | 2.5 | Non Federally-Regulated | 02/22/1990 |  | 07/31/1991
Waterfurnace International, Inc. | Johnson Controls | RKV/RKH024**4*0 |  | Ground-Water-Source | WBAHP: Heat Pump Packaged Unit | Heat Pump | 460 | 3 |  |  | No Match | Single-Speed |  |  |  | 28100 | 1171 | 24 | 16.2 | 23900 | 1629 | 4.3 | 3.6 | Non Federally-Regulated | 09/03/2012 |  | 01/09/2014
Waterfurnace International, Inc. | Waterfurnace International, Inc. | SXH030B3 |  | Water-Source | WBAHP: Heat Pump Packaged Unit | Heat Pump | 230 | 3 |  |  | No Match | No Match |  |  |  | 30600 | 2125 | 14.4 | 10 | 36600 | 2145 | 5 |  | Federally-Regulated Commercial & Industrial Equipment | 12/14/1998 |  | 10/05/1999
Climate Control / Snyder General | Electro-Hydronics | UW350FD |  | Water-Source | WBAHP: Heat Pump Packaged Unit | Heat Pump | 230 | 3 |  |  | No Match | No Match |  |  |  | 35600 | 3360 | 10.6 | 7.5 | 43000 | 3500 | 3.6 | 2.5 | Non Federally-Regulated | 06/11/1985 |  | 08/29/1986
Addison Products | Heat Controller | DWPG060-1B-XL |  | Ground-Water-Source | WBAHP: Heat Pump Packaged Unit | Heat Pump | 208 | 1 |  |  | No Match | No Match |  |  |  | 58000 | 4393 | 13.2 | 9 | 44000 | 4297 | 3 |  | Non Federally-Regulated | 10/06/1999 |  | 04/10/2000
Waterfurnace International, Inc. | Geotility Geothermal Installations | YS048**1*4 |  | Ground-Water-Source | WBAHP: Heat Pump Packaged Unit | Heat Pump | 230 | 1 |  |  | No Match | Single-Speed |  |  |  | 52000 | 2222 | 23.4 | 16.2 | 45900 | 3203 | 4.2 | 3.6 | Non Federally-Regulated | 01/24/2011 |  | 04/19/2013
Carrier Corp. | Carrier | 50HQ,VQ0603 |  | Water-Source | WBAHP: Heat Pump Packaged Unit | Heat Pump | 208 | 1 |  |  | No Match | No Match |  |  |  | 60000 | 6383 | 9.4 | 7.5 | 71000 | 6700 | 3.1 | 2.5 | Non Federally-Regulated | 09/08/1982 |  | 05/11/1988
Florida Heat Pump | Florida Heat Pump | EM028-3CS | EM028-1AV | Water-Source | WBAHP-C: Heat Pump Split Syste | Heat Pump | 208 | 3 |  |  | No Match | No Match |  |  |  | 27500 | 1964 | 14 | 9.3 | 33000 | 2198 | 4.4 | 3.8 | Federally-Regulated Commercial & Industrial Equipment | 03/31/1998 |  | 05/10/1998
Florida Heat Pump | Bosch | TA061-1CF/HZ/VT |  | Ground-Water-Source | WBAHP: Heat Pump Packaged Unit | Heat Pump | 230 | 1 |  |  |  | Dual-Speed | 2772 | 730 |  | 71000 | 2983 | 23.8 | 16.2 | 65000 | 3810 | 5 | 3.6 | Non Federally-Regulated | 04/22/2015 |  | 05/01/2015
ClimateMaster Inc. | Climate Master Series | 803-024-G******** |  | Water-Source | WBAHP: Heat Pump Packaged Unit | Heat Pump | 208 | 1 |  |  | No Match | No Match |  |  |  | 25400 | 2275 | 11.2 | 9 | 35000 | 2650 | 3.9 | 3.2 | Non Federally-Regulated | 05/11/1988 |  | 03/15/1989
Waterfurnace International, Inc. | Waterfurnace International, Inc. | ATH066D0 |  | Ground-Source | WBAHP: Heat Pump Packaged Unit | Heat Pump | 230 | 1 |  |  | No Match | No Match |  |  |  | 67000 | 5000 | 13.4 |  | 50000 | 4884 | 3 |  | Non Federally-Regulated | 03/31/1998 |  | 05/10/1998
McQuay / Snyder General | Electro-Hydronics | UW350G3 |  | Water-Source | WBAHP: Heat Pump Packaged Unit | Heat Pump | 230 | 1 |  |  | No Match | No Match |  |  |  | 35600 | 3360 | 10.6 | 7.5 | 43000 | 3500 | 3.6 | 2.5 | Non Federally-Regulated | 08/29/1986 |  | 05/11/1988
Waterfurnace International, Inc. | Waterfurnace International, Inc. | ATH070D0(P) |  | Ground-Source | WBAHP: Heat Pump Packaged Unit | Heat Pump | 208 | 1 |  |  | No Match | No Match |  |  |  | 43500 | 2500 | 17.4 |  | 32400 | 2637 | 3.6 |  | Non Federally-Regulated | 03/31/1998 |  | 05/10/1998
Hydro Delta Corp. | Hydro Delta Corp. | 03-068-WTARW-HE |  | Ground-Water-Source | WBAHP: Heat Pump Packaged Unit | Heat Pump | 230 | 1 |  |  | No Match | No Match |  |  |  | 68500 | 5269 | 13 | 9 | 50500 | 4483 | 3.3 |  | Non Federally-Regulated | 10/06/1999 |  | 04/10/2000
Addison Products | Addison Products | DWPG060-3B-XL* |  | Ground-Water-Source | WBAHP: Heat Pump Packaged Unit | Heat Pump | 230 | 3 |  |  | No Match | No Match |  |  |  | 59000 | 4538 | 13 | 11 | 66000 | 4959 | 3.9 | 3.5 | Non Federally-Regulated | 03/31/1998 |  | 05/10/1998
Command-Aire | Command-Aire | RUWP-1233 |  | Water-Source | WBAHP: Heat Pump Packaged Unit | Heat Pump | 230 | 3 |  |  | No Match | No Match |  |  |  | 146000 | 15500 | 9.4 | 7.5 | 190000 | 15300 | 3.6 | 2.2 | Non Federally-Regulated | 01/05/1982 |  | 06/11/1985
Mammoth | Hydrobank II | E024HHK |  | Water-Source | WBAHP: Heat Pump Packaged Unit | Heat Pump | 265 | 1 |  |  | No Match | No Match |  |  |  | 23800 | 2266 | 10.5 | 10 | 31000 | 2328 | 3.9 |  | Federally-Regulated Commercial & Industrial Equipment | 06/27/2003 |  | 03/12/2009
McQuay International | McQuay | CCW030E-T |  | Water-Source | WBAHP: Heat Pump Packaged Unit | Heat Pump | 460 | 3 |  |  | No Match | No Match |  |  |  | 30400 | 2268 | 13.4 | 10 | 37000 | 2464 | 4.4 |  | Federally-Regulated Commercial & Industrial Equipment | 02/02/1998 |  | 03/31/1998
Climate Control / Snyder General | Electro-Hydronics | UC350FK |  | Water-Source | WBAHP: Heat Pump Packaged Unit | Heat Pump | 208 | 3 |  |  | No Match | No Match |  |  |  | 35600 | 3360 | 10.6 | 7.5 | 43000 | 3500 | 3.6 | 2.5 | Non Federally-Regulated | 06/11/1985 |  | 08/29/1986
Waterfurnace International, Inc. | Geotility Geothermal Installations | YS036**1*0 |  | Ground-Water-Source | WBAHP: Heat Pump Packaged Unit | Heat Pump | 230 | 1 |  |  | No Match | Single-Speed |  |  |  | 37700 | 1778 | 21.2 | 16.2 | 33000 | 2480 | 3.9 | 3.6 | Non Federally-Regulated | 01/24/2011 |  | 04/19/2013
Waterfurnace International, Inc. | Spectra | SXH048A1 |  | Water-Source | WBAHP-CB: Heat Pump Split Syst | Heat Pump | 208 | 1 |  |  | No Match | No Match |  |  |  | 52000 | 4000 | 13 | 9 | 55500 | 4170 | 3.9 | 3.5 | Non Federally-Regulated | 06/02/1993 |  | 06/03/1993
ClimateMaster Inc. | Climate Master Series | 80110G |  | Water-Source | WBAHP: Heat Pump Packaged Unit | Heat Pump | 208 | 1 |  |  | No Match | No Match |  |  |  | 8800 | 880 | 10 | 9 | 10800 | 879 | 3.6 | 3.2 | Non Federally-Regulated | 02/22/1990 |  | 07/31/1991
McQuay / Snyder General | Electro-Hydronics | CC230F7 |  | Water-Source | WBAHP: Heat Pump Packaged Unit | Heat Pump | 265 | 1 |  |  | No Match | No Match |  |  |  | 23000 | 2250 | 10.2 | 7.5 | 30000 | 2500 | 3.5 | 2.5 | Non Federally-Regulated | 08/29/1986 |  | 05/11/1988
Florida Heat Pump | Florida Heat Pump | EM024-1HZ |  | Water-Source | WBAHP: Heat Pump Packaged Unit | Heat Pump | 208 | 1 |  |  | No Match | No Match |  |  |  | 24000 | 1714 | 14 | 10 | 30000 | 1831 | 4.8 |  | Federally-Regulated Commercial & Industrial Equipment | 02/02/1998 |  | 03/31/1998
Trane U.S. Inc. | Trane | GSHC0601A |  | Ground-Water-Source | WBAHP: Heat Pump Packaged Unit | Heat Pump | 208 | 1 |  |  | No Match | No Match |  |  |  | 57500 | 4389 | 13.1 | 9 | 43500 | 4720 | 2.7 |  | Non Federally-Regulated | 07/22/2002 |  | 03/12/2009
Bard Manufacturing Company, Inc. | Bard | GTC60S1-A | HE49948D210B22705AW | Ground-Source | WBAH-C: Heating Only Split Sys | Heat Pump | 230 | 1 |  |  | No Match | Dual-Speed | [7 empty] | 45000 | 3663 | 3.6 |  | Non Federally-Regulated | 09/03/2012 |  | 01/09/2014
Command-Aire | Command-Aire | SWPH287E |  | Water-Source | WBAHP: Heat Pump Packaged Unit | Heat Pump | 265 | 1 |  |  | No Match | No Match |  |  |  | 30000 | 2720 | 11 | 9 | 42000 | 3000 | 4 | 3.2 | Federally-Regulated Commercial & Industrial Equipment | 01/23/1988 |  | 05/11/1988
Waterfurnace International, Inc. | Eagle Mountain | ZS023**0*4 |  | Ground-Water-Source | WBAHP: Heat Pump Packaged Unit | Heat Pump | 230 | 1 |  |  | No Match | Single-Speed |  |  |  | 25400 | 1104 | 23 | 16.2 | 21900 | 1493 | 4.3 | 3.6 | Non Federally-Regulated | 06/14/2011 |  | 04/19/2013
Addison Products | Addison Products | VWPG030-3B-XL* |  | Ground-Water-Source | WBAHP: Heat Pump Packaged Unit | Heat Pump | 230 | 3 |  |  | No Match | No Match |  |  |  | 28400 | 1931 | 14.7 | 9 | 20200 | 1909 | 3.1 |  | Non Federally-Regulated | 05/10/1998 |  | 10/02/1998
ClimateMaster Inc. | Climate Master Series | GRV/GRH030AE |  | Water-Source | WBAHP-CB: Heat Pump Split Syst | Heat Pump | 265 | 1 |  |  | No Match | No Match |  |  |  | 29700 | 1903 | 15.6 | 9 | 35100 | 2391 | 4.3 | 3.5 | Non Federally-Regulated | 04/12/2000 |  | 07/18/2002
Florida Heat Pump | Energy Miser | HECS80-1 | HEAH80-1 | Water-Source | WBAHP-C: Heat Pump Split Syste | Heat Pump | 208 | 1 |  |  | No Match | No Match |  |  |  | 76000 | 7600 | 10 | 10.5 | 112000 | 8005 | 4.1 | 3.8 | Non Federally-Regulated | 07/31/1991 |  | 03/31/1998
Snyder General Corp. | McQuay | FCV009A*G |  | Water-Source | WBAHP: Heat Pump Packaged Unit | Heat Pump | 208 | 1 |  |  | No Match | No Match |  |  |  | 8800 | 815 | 10.8 | 9 | 11300 | 872 | 3.8 | 3.2 | Non Federally-Regulated | 02/22/1990 |  | 07/31/1991
Trane U.S. Inc. | Trane | EXVE0363 |  | Water-Source | WBAHP: Heat Pump Packaged Unit | Heat Pump | 208 | 3 |  |  | No Match | Single-Speed |  |  |  | 34700 | 2210 | 15.7 | 12 | 42400 | 2301 | 5.4 | 4.2 | Federally-Regulated Commercial & Industrial Equipment | 06/14/2011 |  | 08/15/2014
Addison Products | Comfort-Aire | SWP-2544 |  | Water-Source | WBAHP: Heat Pump Packaged Unit | Heat Pump | 460 | 3 |  |  | No Match | No Match |  |  |  | 292000 | 31600 | 9.2 |  | 405000 | 33100 | 3.6 | 3.8 | Non Federally-Regulated | 07/31/1991 |  | 03/31/1998
Singer | Electro-Hydronics | LE120C7 |  | Water-Source | WBAHP: Heat Pump Packaged Unit | Heat Pump | 265 | 1 |  |  | No Match | No Match |  |  |  | 11500 | 1200 | 9.6 | 7.5 | 14000 | 4200 | 3.3 | 2.5 | Non Federally-Regulated | 01/05/1982 |  | 09/08/1982
Waterfurnace International, Inc. | Waterfurnace International, Inc. | SXH019A0 |  | Ground-Water-Source | WBAHP: Heat Pump Packaged Unit | Heat Pump | 230 | 1 |  |  | No Match | No Match |  |  |  | 19500 | 1402 | 13.9 | 11 | 22800 | 1629 | 4.1 | 3.5 | Non Federally-Regulated | 03/31/1998 |  | 05/10/1998
Florida Heat Pump | Florida Heat Pump | CE049-1CS | DX049 | Ground-Water-Source | WBAHP-CB: Heat Pump Split Syst | Heat Pump | 208 | 1 |  |  | No Match | Dual-Speed |  |  |  | 55500 | 2293 | 24.2 | 16.2 | 47500 | 3026 | 4.6 | 3.6 | Non Federally-Regulated | 03/02/2012 |  | 05/01/2015
Waterfurnace International, Inc. | Waterfurnace International, Inc. | SXH010A2 |  | Water-Source | WBAHP: Heat Pump Packaged Unit | Heat Pump | 265 | 1 |  |  | No Match | No Match |  |  |  | 9800 | 653 | 15 | 9.3 | 12600 | 710 | 5.2 | 3.8 | Federally-Regulated Commercial & Industrial Equipment | 03/31/1998 |  | 05/10/1998
ClimateMaster Inc. | Climate Master | GSS036BG | FK4CNF003 | Water-Source | WBAHP-CB: Heat Pump Split Syst | Heat Pump | 230 | 1 |  |  | No Match | Single-Speed |  |  |  | 32800 | 2262 | 14.5 | 12 | 39200 | 2613 | 4.4 | 4.2 | Federally-Regulated Commercial & Industrial Equipment | 09/15/2009 |  | 02/17/2011
McQuay / Snyder General | Electro-Hydronics | CC630GK |  | Water-Source | WBAHP: Heat Pump Packaged Unit | Heat Pump | 208 | 3 |  |  | No Match | No Match |  |  |  | 63000 | 6430 | 9.8 | 7.5 | 79000 | 6430 | 3.6 | 2.5 | Non Federally-Regulated | 08/29/1986 |  | 05/11/1988
Waterfurnace International, Inc. | Waterfurnace International, Inc. | SXV058*3 |  | Ground-Water-Source | WBAHP: Heat Pump Packaged Unit | Heat Pump | 208 | 3 |  |  | No Match | No Match |  |  |  | 56500 | 4216 | 13.4 | 9 | 45500 | 4300 | 3.1 |  | Non Federally-Regulated | 10/06/1999 |  | 05/19/2000
Florida Heat Pump | Florida Heat Pump | EM096-3HZ |  | Water-Source | WBAHP: Heat Pump Packaged Unit | Heat Pump | 208 | 3 |  |  | No Match | No Match |  |  |  | 96000 | 7111 | 13.5 | 9 | 109000 | 6796 | 4.7 | 3.8 | Federally-Regulated Commercial & Industrial Equipment | 12/14/1998 |  | 10/05/1999
Enertech Global, LLC | Enertech | H050C | ACD060 | Ground-Source | WBAHP-C: Heat Pump Split Syste | Heat Pump | 208 | 1 |  |  | No Match | Single-Speed |  |  |  | 54300 | 3251 | 16.7 | 13.4 | 43300 | 3848 | 3.3 | 3.1 | Non Federally-Regulated | 04/30/2009 |  | 06/15/2009
Addison Products | Addison Products | WPH044-1JA/1JBA |  | Water-Source | WBAHP: Heat Pump Packaged Unit | Heat Pump | 230 | 1 |  |  | No Match | No Match |  |  |  | 41000 | 3727 | 11 | 9.3 | 51000 | 3933 | 3.8 | 3.8 | Federally-Regulated Commercial & Industrial Equipment | 03/31/1998 |  | 05/10/1998
McQuay / Snyder General | Electro-Hydronics | CW610GK |  | Water-Source | WBAHP: Heat Pump Packaged Unit | Heat Pump | 208 | 3 |  |  | No Match | No Match |  |  |  | 61500 | 5850 | 10.5 | 7.5 | 77000 | 5785 | 3.9 | 2.5 | Non Federally-Regulated | 08/29/1986 |  | 05/11/1988
California Heat Pump | California Heat Pump | CHP-26H*-32-** |  | Water-Source | WBAHP: Heat Pump Packaged Unit | Heat Pump | 230 | 3 |  |  | No Match | No Match |  |  |  | 25500 | 3050 | 8.4 | 7.5 | 31000 | 3200 | 2.8 | 2.5 | Non Federally-Regulated | 01/05/1982 |  | 06/11/1985
Trane U.S. Inc. | Command-Aire | GSCC0511 |  | Water-Source | WBAHP: Heat Pump Packaged Unit | Heat Pump | 208 | 1 |  |  | No Match | No Match |  |  |  | 50100 | 4245 | 11.8 | 10 | 64200 | 4478 | 4.2 |  | Federally-Regulated Commercial & Industrial Equipment | 10/05/1999 |  | 04/12/2000
Command-Aire | Command-Aire | SWPHR411E |  | Water-Source | WBAHP: Heat Pump Packaged Unit | Heat Pump | 208 | 1 |  |  | No Match | No Match |  |  |  | 42000 | 3780 | 11.1 | 9 | 53000 | 3880 | 4 | 3.2 | Federally-Regulated Commercial & Industrial Equipment | 01/23/1988 |  | 05/11/1988
Mammoth | Hydrobank II | D031HLG |  | Ground-Water-Source | WBAHP: Heat Pump Packaged Unit | Heat Pump | 208 | 1 |  |  | No Match | No Match |  |  |  | 31000 | 2348 | 13.2 | 9 | 25000 | 2289 | 3.2 |  | Non Federally-Regulated | 05/23/2000 |  | 11/14/2000
Snyder General Corp. | McQuay | RC120A7 |  | Water-Source | WBAHP: Heat Pump Packaged Unit | Heat Pump | 265 | 1 |  |  | No Match | No Match |  |  |  | 11200 | 1179 | 9.5 | 9 | 14000 | 1207 | 3.4 | 3.2 | Non Federally-Regulated | 02/22/1990 |  | 07/31/1991
Mammoth | Mammoth | F124VSCXXX |  | Water-Source | WBAHP: Heat Pump Packaged Unit | Heat Pump | 208 | 3 |  |  | No Match | No Match |  |  |  | 115000 | 11500 | 10 | 9.2 | 141000 | 11600 | 3.7 |  | Non Federally-Regulated | 05/11/1988 |  | 03/15/1989
American Air Filter | Enercon | DVW81 |  | Water-Source | WBAHP: Heat Pump Packaged Unit | Heat Pump | 230 | 3 |  |  | No Match | No Match |  |  |  | 81000 | 6720 | 11.7 | 9.2 | 104000 | 7247 | 4 | 2.5 | Non Federally-Regulated | 05/16/1984 |  | 06/11/1985
Mammoth | Hydrobank II | D010VLG |  | Ground-Water-Source | WBAHP: Heat Pump Packaged Unit | Heat Pump | 230 | 1 |  |  | No Match | No Match |  |  |  | 10600 | 757 | 14 | 9 | 8000 | 732 | 3.2 |  | Non Federally-Regulated | 05/23/2000 |  | 01/18/2001
Climate Control / Snyder General | Electro-Hydronics | WE120C5 |  | Water-Source | WBAHP: Heat Pump Packaged Unit | Heat Pump | 208 | 1 |  |  | No Match | No Match |  |  |  | 11500 | 1200 | 9.6 | 7.5 | 14000 | 1300 | 3.1 | 2.5 | Non Federally-Regulated | 05/16/1984 |  | 08/29/1986
Friedrich Climate Master | Climate Master Series | V200-32********** |  | Water-Source | WBAHP: Heat Pump Packaged Unit | Heat Pump | 230 | 3 |  |  | No Match | No Match |  |  |  | 202000 | 19500 | 10.4 |  | 218000 | 18800 | 3.4 | 2.5 | Non Federally-Regulated | 08/29/1986 |  | 05/11/1988
McQuay / Snyder General | Electro-Hydronics | CCW007A*G |  | Water-Source | WBAHP: Heat Pump Packaged Unit | Heat Pump | 230 | 1 |  |  | No Match | No Match |  |  |  | 7100 | 645 | 11 | 9 | 9200 | 705 | 3.8 | 3.2 | Non Federally-Regulated | 05/11/1988 |  | 03/15/1989
ClimateMaster Inc. | Climate Master Series | HS/HL/VS/VL030G |  | Water-Source | WBAHP: Heat Pump Packaged Unit | Heat Pump | 230 | 1 |  |  | No Match | No Match |  |  |  | 28900 | 2312 | 12.5 | 10 | 37000 | 2409 | 4.5 |  | Federally-Regulated Commercial & Industrial Equipment | 01/18/2001 |  | 11/19/2001
American Air Filter | Enercon | GHW-19 |  | Water-Source | WBAHP: Heat Pump Packaged Unit | Heat Pump | 208 | 1 |  |  | No Match | No Match |  |  |  | 18200 | 1595 | 11.4 | 9 | 21000 | 1809 | 3.4 | 3.2 | Non Federally-Regulated | 02/22/1990 |  | 07/31/1991
Waterfurnace International, Inc. | Waterfurnace International, Inc. | CXW012*2 |  | Ground-Water-Source | WBAHP: Heat Pump Packaged Unit | Heat Pump | 265 | 1 |  |  | No Match | No Match |  |  |  | 11500 | 787 | 14.6 | 9 | 10000 | 837 | 3.5 |  | Non Federally-Regulated | 10/06/1999 |  | 04/10/2000
Schneider Electric | Schneider Electric | 8VHPW12 |  | Water-Source | WBAHP-O: Heat Pump Packaged Un | Heat Pump | 230 | 1 |  |  | No Match | Single-Speed |  |  |  | 12667 | 1048 | 12.1 | 11.2 | 18314 | 1074 | 5 | 4.2 | Federally-Regulated Commercial & Industrial Equipment | 11/01/2013 |  | 11/01/2013
Addison Products | Addison Products | VGY042-1A |  | Water-Source | WBAHP-CB: Heat Pump Split Syst | Heat Pump | 208 | 1 |  |  | No Match | No Match |  |  |  | 48700 | 4058 | 12 | 9 | 52300 | 4378 | 3.5 | 3.5 | Non Federally-Regulated | 07/22/2002 |  | 03/12/2009
Carrier Corp. | Carrier | 50QEH0365 |  | Water-Source | WBAHP: Heat Pump Packaged Unit | Heat Pump | 208 | 3 |  |  | No Match | No Match |  |  |  | 35800 | 2864 | 12.5 | 9 | 41500 | 3040 | 4 | 3.2 | Federally-Regulated Commercial & Industrial Equipment | 12/12/1988 |  | 02/22/1990
ClimateMaster Inc. | Climate Master Series | 804-009-E******** |  | Water-Source | WBAHP: Heat Pump Packaged Unit | Heat Pump | 265 | 1 |  |  | No Match | No Match |  |  |  | 9100 | 770 | 11.8 | 9 | 8400 | 665 | 3.7 | 3.2 | Non Federally-Regulated | 02/22/1990 |  | 07/31/1991
Waterfurnace International, Inc. | Eagle Mountain | ZS042**3*1 |  | Water-Source | WBAHP: Heat Pump Packaged Unit | Heat Pump | 230 | 3 |  |  | No Match | Single-Speed |  |  |  | 40800 | 2615 | 15.6 | 12 | 45400 | 2661 | 5 | 4.2 | Federally-Regulated Commercial & Industrial Equipment | 01/24/2011 |  | 04/19/2013
McQuay International | McQuay | W-CDD/CDE/CDL-1-012-E |  | Water-Source | WBAHP: Heat Pump Packaged Unit | Heat Pump | 230 | 1 |  |  | No Match | No Match |  |  |  | 11700 | 1063 | 11 | 10 | 14200 | 1094 | 3.8 |  | Federally-Regulated Commercial & Industrial Equipment | 10/05/1999 |  | 09/21/2000
Waterfurnace International, Inc. | Waterfurnace International, Inc. | VLV018A0 |  | Water-Source | WBAHP: Heat Pump Packaged Unit | Heat Pump | 208 | 1 |  |  | No Match | No Match |  |  |  | 17100 | 1266 | 13.5 | 9.3 | 23200 | 1416 | 4.8 | 3.8 | Federally-Regulated Commercial & Industrial Equipment | 03/31/1998 |  | 05/10/1998
Waterfurnace International, Inc. | Johnson Controls | RJSV/RJSH015**2*1 |  | Water-Source | WBAHP: Heat Pump Packaged Unit | Heat Pump | 265 | 1 |  |  | No Match | Single-Speed |  |  |  | 14400 | 873 | 16.5 | 11.2 | 18500 | 1023 | 5.3 | 4.2 | Federally-Regulated Commercial & Industrial Equipment | 01/24/2011 |  | 10/24/2014
Waterfurnace International, Inc. | Waterfurnace International, Inc. | NDV/NDH038F1*1 |  | Ground-Source | WBAHP: Heat Pump Packaged Unit | Heat Pump | 208 | 1 |  |  | No Match | Dual-Speed |  |  |  | 40200 | 1914 | 21 | 13.4 | 26700 | 1909 | 4.1 | 3.1 | Non Federally-Regulated | 05/02/2012 |  | 04/19/2013
ClimateMaster Inc. | Climate Master Series | 814-031-G******** |  | Water-Source | WBAHP: Heat Pump Packaged Unit | Heat Pump | 208 | 1 |  |  | No Match | No Match |  |  |  | 30500 | 2850 | 10.7 | 9 | 38500 | 2969 | 3.8 | 3.2 | Non Federally-Regulated | 02/22/1990 |  | 07/31/1991
ClimateMaster Inc. | Carrier Corp. | 50PCH/V018 |  | Ground-Water-Source | WBAHP: Heat Pump Packaged Unit | Heat Pump | 208 | 1 |  |  | No Match | Single-Speed |  |  |  | 20600 | 851 | 24.2 | 16.2 | 17200 | 1146 | 4.4 | 3.6 | Non Federally-Regulated | 10/24/2014 |  | 04/22/2015
Florida Heat Pump | Bosch | EC012-0CF/HZ/VT |  | Ground-Water-Source | WBAHP: Heat Pump Packaged Unit | Heat Pump | 115 | 1 |  |  |  | Single-Speed |  |  |  | 12400 | 653 | 19 | 16.2 | 11500 | 936 | 3.6 | 3.6 | Non Federally-Regulated | 04/22/2015 |  | 05/01/2015
Waterfurnace International, Inc. | Johnson Controls | RGSV/RGSH060**3*4 |  | Ground-Source | WBAHP: Heat Pump Packaged Unit | Heat Pump | 208 | 3 |  |  | No Match | Single-Speed |  |  |  | 60900 | 3402 | 17.9 | 13.4 | 47100 | 3834 | 3.6 | 3.1 | Non Federally-Regulated | 06/14/2011 |  | 03/02/2012
Command-Aire | Command-Aire | SWP137E |  | Water-Source | WBAHP: Heat Pump Packaged Unit | Heat Pump | 265 | 1 |  |  | No Match | No Match |  |  |  | 12000 | 1050 | 11.4 | 9 | 18000 | 1290 | 4.1 | 3.2 | Non Federally-Regulated | 05/11/1988 |  | 03/15/1989
Florida Heat Pump | Florida Heat Pump | EM007-1HZ |  | Water-Source | WBAHP: Heat Pump Packaged Unit | Heat Pump | 208 | 1 |  |  | No Match | No Match |  |  |  | 7500 | 609 | 12.3 | 9.3 | 10000 | 651 | 4.5 | 3.8 | Federally-Regulated Commercial & Industrial Equipment | 03/31/1998 |  | 05/10/1998
Econar | Econar | Q18KW6T |  | Ground-Water-Source | WBAHP: Heat Pump Packaged Unit | Heat Pump | 208 | 1 |  |  | No Match | No Match |  |  |  | 64800 | 5586 | 11.6 | 9 | 60800 | 5938 | 3 |  | Non Federally-Regulated | 10/06/1999 |  | 07/18/2002
Waterfurnace International, Inc. | Waterfurnace International, Inc. | CW*015A0 |  | Ground-Water-Source | WBAHP: Heat Pump Packaged Unit | Heat Pump | 230 | 1 |  |  | No Match | No Match |  |  |  | 15000 | 1041 | 14.4 | 9 | 11000 | 1007 | 3.2 |  | Non Federally-Regulated | 12/14/1998 |  | 10/06/1999
California Heat Pump | Trane | WPCB-0127 |  | Water-Source | WBAHP: Heat Pump Packaged Unit | Heat Pump | 265 | 1 |  |  | No Match | No Match |  |  |  | 12500 | 1275 | 9.8 | 7.5 | 14000 | 1325 | 3.1 | 2.5 | Non Federally-Regulated | 06/11/1985 |  | 05/11/1988
McQuay International | McQuay | W-CMG-1-019-E |  | Ground-Water-Source | WBAHP: Heat Pump Packaged Unit | Heat Pump | 208 | 1 |  |  | No Match | No Match |  |  |  | 19800 | 1394 | 14.2 | 9 | 14500 | 1416 | 3 |  | Non Federally-Regulated | 09/21/2000 |  | 07/18/2002
Waterfurnace International, Inc. | Waterfurnace International, Inc. | ATV028C0 |  | Ground-Source | WBAHP: Heat Pump Packaged Unit | Heat Pump | 230 | 1 |  |  | No Match | No Match |  |  |  | 28200 | 1762 | 16 |  | 20400 | 1660 | 3.6 |  | Non Federally-Regulated | 03/31/1998 |  | 05/10/1998
ClimateMaster Inc. | Climate Master Series | 803-024-E******** |  | Water-Source | WBAHP: Heat Pump Packaged Unit | Heat Pump | 265 | 1 |  |  | No Match | No Match |  |  |  | 25400 | 2275 | 11.2 | 9 | 35000 | 2650 | 3.9 | 3.2 | Federally-Regulated Commercial & Industrial Equipment | 01/23/1988 |  | 05/11/1988
Enertech Global, LLC | Enertech | HHT060A |  | Ground-Source | WBAHP: Heat Pump Packaged Unit | Heat Pump | 208 | 1 |  |  | No Match | Single-Speed |  |  |  | 54600 | 3689 | 14.8 | 13.4 | 45600 | 3931 | 3.4 | 3.1 | Non Federally-Regulated | 12/12/2012 |  | 05/11/2015
Command-Aire | Command-Aire | SWPR611E |  | Water-Source | WBAHP: Heat Pump Packaged Unit | Heat Pump | 230 | 1 |  |  | No Match | No Match |  |  |  | 62000 | 5640 | 11 | 9 | 74000 | 5290 | 4.1 | 3.2 | Non Federally-Regulated | 05/11/1988 |  | 03/15/1989
ClimateMaster Inc. | Climate Master Series | HS/HL/VS/VL060G |  | Water-Source | WBAHP: Heat Pump Packaged Unit | Heat Pump | 208 | 1 |  |  | No Match | No Match |  |  |  | 62000 | 5535 | 11.2 | 10 | 75000 | 5782 | 3.8 |  | Federally-Regulated Commercial & Industrial Equipment | 04/12/2000 |  | 11/14/2000
Waterfurnace International, Inc. | Waterfurnace International, Inc. | ATH045D3(P) |  | Ground-Water-Source | WBAHP: Heat Pump Packaged Unit | Heat Pump | 208 | 3 |  |  | No Match | No Match |  |  |  | 27800 | 1323 | 21 | 9 | 19600 | 1472 | 3.9 |  | Non Federally-Regulated | 01/30/1998 |  | 03/31/1998
Addison Products | Addison Products | HPY120-5A |  | Water-Source | WBAHP-CB: Heat Pump Split Syst | Heat Pump | 575 | 3 |  |  | No Match | No Match |  |  |  | 110400 | 8492 | 13 | 9 | 137100 | 11477 | 3.5 | 3.5 | Non Federally-Regulated | 01/24/2002 |  | 07/18/2002
Enertech Global, LLC | Enertech | HCT036C |  | Ground-Water-Source | WBAHP: Heat Pump Packaged Unit | Heat Pump | 208 | 1 |  |  | No Match | Single-Speed |  |  |  | 41000 | 1723 | 23.8 | 16.2 | 35700 | 2052 | 5.1 | 3.6 | Non Federally-Regulated | 12/12/2012 |  | 04/21/2014
Florida Heat Pump | Florida Heat Pump | CE035-1CS | CE035-1AH/AV | Ground-Source | WBAHP-CB: Heat Pump Split Syst | Heat Pump | 208 | 1 |  |  | No Match | Dual-Speed |  |  |  | 37200 | 2201 | 16.9 | 13.4 | 27400 | 2170 | 3.7 | 3.1 | Non Federally-Regulated | 06/14/2011 |  | 04/20/2015
Mammoth | Hydrobank II | D031VLH |  | Ground-Water-Source | WBAHP: Heat Pump Packaged Unit | Heat Pump | 208 | 1 |  |  | No Match | No Match |  |  |  | 29800 | 2274 | 13.1 | 9 | 23600 | 2230 | 3.1 |  | Non Federally-Regulated | 06/27/2003 |  | 03/12/2009
Florida Heat Pump | Florida Heat Pump | EM042-1CS | EM042-1AV | Water-Source | WBAHP-C: Heat Pump Split Syste | Heat Pump | 230 | 1 |  |  | No Match | No Match |  |  |  | 41000 | 3153 | 13 | 10 | 50000 | 3488 | 4.2 |  | Federally-Regulated Commercial & Industrial Equipment | 02/02/1998 |  | 03/31/1998
Trane U.S. Inc. | Trane | GEHA030 |  | Ground-Water-Source | WBAHP: Heat Pump Packaged Unit | Heat Pump | 208 | 1 |  |  | No Match | No Match |  |  |  | 28413 | 2063 | 13.8 | 9 | 19800 | 1853 | 3.1 |  | Non Federally-Regulated | 07/22/2002 |  | 09/25/2002
McQuay / Snyder General | Electro-Hydronics | FC630F3 |  | Water-Source | WBAHP: Heat Pump Packaged Unit | Heat Pump | 230 | 1 |  |  | No Match | No Match |  |  |  | 63000 | 6430 | 9.8 | 9 | 79000 | 6430 | 3.6 | 3.2 | Non Federally-Regulated | 05/11/1988 |  | 03/15/1989
Florida Heat Pump | Energy Miser | HEH15-2 |  | Water-Source | WBAHP: Heat Pump Packaged Unit | Heat Pump | 265 | 1 |  |  | No Match | No Match |  |  |  | 14700 | 1335 | 11 | 9.3 | 20000 | 1465 | 4 | 3.8 | Non Federally-Regulated | 07/31/1991 |  | 03/31/1998
Addison Products | Addison Products | HWPG042-3B** |  | Ground-Water-Source | WBAHP: Heat Pump Packaged Unit | Heat Pump | 208 | 3 |  |  | No Match | No Match |  |  |  | 41500 | 2804 | 14.8 | 9 | 30000 | 2747 | 3.2 |  | Non Federally-Regulated | 12/14/1998 |  | 04/10/2000
Waterfurnace International, Inc. | Waterfurnace International, Inc. | SXV058B1 |  | Water-Source | WBAHP: Heat Pump Packaged Unit | Heat Pump | 208 | 1 |  |  | No Match | No Match |  |  |  | 55000 | 4044 | 13.6 | 10 | 69000 | 4493 | 4.5 |  | Federally-Regulated Commercial & Industrial Equipment | 07/29/1998 |  | 10/02/1998
Addison Products | Addison Products | HGY042-4A |  | Water-Source | WBAHP-CB: Heat Pump Split Syst | Heat Pump | 460 | 3 |  |  | No Match | No Match |  |  |  | 48700 | 4058 | 12 | 9 | 52300 | 4378 | 3.5 | 3.5 | Non Federally-Regulated | 11/14/2000 |  | 07/18/2002
Waterfurnace International, Inc. | American Standard, Inc. | A1GC024***1**4 |  | Ground-Water-Source | WBAHP: Heat Pump Packaged Unit | Heat Pump | 230 | 1 |  |  | No Match | Single-Speed |  |  |  | 26400 | 1128 | 23.4 | 16.2 | 22300 | 1452 | 4.5 | 3.6 | Non Federally-Regulated | 08/23/2011 |  | 10/24/2014
Command-Aire | Command-Aire | SWPH-217 |  | Water-Source | WBAHP: Heat Pump Packaged Unit | Heat Pump | 265 | 1 |  |  | No Match | No Match |  |  |  | 22000 | 2275 | 9.7 | 9 | 28500 | 2350 | 3.6 | 3.2 | Non Federally-Regulated | 02/22/1990 |  | 07/31/1991
Addison Products | Addison Products | VPY024-1A |  | Water-Source | WBAHP-CB: Heat Pump Split Syst | Heat Pump | 208 | 1 |  |  | No Match | No Match |  |  |  | 25500 | 1992 | 12.8 | 9 | 28200 | 2233 | 3.7 | 3.5 | Non Federally-Regulated | 11/14/2000 |  | 07/18/2002
American Air Filter | Enercon | FHW-09 |  | Water-Source | WBAHP: Heat Pump Packaged Unit | Heat Pump | 208 | 1 |  |  | No Match | No Match |  |  |  | 8200 | 796 | 10.3 | 9 | 11500 | 911 | 3.7 | 3.2 | Non Federally-Regulated | 02/22/1990 |  | 07/31/1991
Waterfurnace International, Inc. | Waterfurnace International, Inc. | ATH057D0(P) |  | Ground-Source | WBAHP: Heat Pump Packaged Unit | Heat Pump | 230 | 1 |  |  | No Match | No Match |  |  |  | 36000 | 1914 | 18.8 |  | 26000 | 2116 | 3.6 |  | Non Federally-Regulated | 03/31/1998 |  | 05/10/1998
Singer | Electro-Hydronics | CC500C5 |  | Water-Source | WBAHP: Heat Pump Packaged Unit | Heat Pump | 208 | 1 |  |  | No Match | No Match |  |  |  | 50000 | 5300 | 9.4 | 7.5 | 60000 | 5700 | 3.1 | 2.5 | Non Federally-Regulated | 01/05/1982 |  | 05/16/1984
Florida Heat Pump | Florida Heat Pump | CE025-1CS | DX025CC/UC | Ground-Water-Source | WBAHP-C: Heat Pump Split Syste | Heat Pump | 208 | 1 |  |  | No Match | Dual-Speed |  |  |  | 28500 | 1284 | 22.2 | 16.2 | 25500 | 1779 | 4.2 | 3.6 | Non Federally-Regulated | 01/10/2012 |  | 03/02/2012
McQuay International | McQuay | WCCH/WCCW-007-E |  | Ground-Water-Source | WBAHP: Heat Pump Packaged Unit | Heat Pump | 230 | 1 |  |  | No Match | No Match |  |  |  | 7200 | 571 | 12.6 | 9 | 5900 | 576 | 3 |  | Non Federally-Regulated | 11/19/2002 |  | 03/12/2009
Geoflex Systems, Inc. | Geoflex Systems, Inc. | GF1S-V/H/D/M-048WAABP |  | Ground-Source | WBAHP: Heat Pump Packaged Unit | Both Heat Pump and Electric Re | 230 | 1 |  |  | No Match | Single-Speed |  |  |  | 50000 | 2857 | 17.5 | 13.4 | 37600 | 2978 | 3.7 | 3.1 | Non Federally-Regulated | 03/02/2012 |  | 01/09/2014
Florida Heat Pump | Florida Heat Pump | EM018-1VT/HZ/CF |  | Water-Source | WBAHP: Heat Pump Packaged Unit | Heat Pump | 208 | 1 |  |  | No Match | No Match |  |  |  | 18500 | 1370 | 13.5 | 10 | 25000 | 1526 | 4.8 |  | Federally-Regulated Commercial & Industrial Equipment | 10/05/1999 |  | 04/12/2000
Waterfurnace International, Inc. | Waterfurnace International, Inc. | VLV030A4 |  | Water-Source | WBAHP: Heat Pump Packaged Unit | Heat Pump | 460 | 3 |  |  | No Match | No Match |  |  |  | 29500 | 2107 | 14 | 10 | 35200 | 2292 | 4.5 |  | Federally-Regulated Commercial & Industrial Equipment | 02/02/1998 |  | 03/31/1998
ClimateMaster Inc. | Climate Master Series | 814-019-E******** |  | Water-Source | WBAHP: Heat Pump Packaged Unit | Heat Pump | 265 | 1 |  |  | No Match | No Match |  |  |  | 18500 | 1762 | 10.5 | 9 | 22000 | 1742 | 3.7 | 3.2 | Federally-Regulated Commercial & Industrial Equipment | 01/23/1988 |  | 05/11/1988
Singer | Electro-Hydronics | LM150B3 |  | Water-Source | WBAHP: Heat Pump Packaged Unit | Heat Pump | 230 | 1 |  |  | No Match | No Match |  |  |  | 14700 | 1875 | 7.8 | 7.5 | 19000 | 1900 | 2.9 | 2.5 | Non Federally-Regulated | 01/05/1982 |  | 05/16/1984
Waterfurnace International, Inc. | Waterfurnace International, Inc. | SXV042B0 |  | Water-Source | WBAHP: Heat Pump Packaged Unit | Heat Pump | 208 | 1 |  |  | No Match | No Match |  |  |  | 42000 | 3000 | 14 | 9.3 | 54500 | 3131 | 5.1 | 3.8 | Federally-Regulated Commercial & Industrial Equipment | 03/31/1998 |  | 05/10/1998
Waterfurnace International, Inc. | Waterfurnace International, Inc. | SXH016C1 |  | Water-Source | WBAHP: Heat Pump Packaged Unit | Heat Pump | 208 | 1 |  |  | No Match | No Match |  |  |  | 16000 | 1185 | 13.5 | 9.3 | 20400 | 1195 | 5 | 3.8 | Federally-Regulated Commercial & Industrial Equipment | 03/31/1998 |  | 05/10/1998
Mammoth | Mammoth | D045V |  | Water-Source | WBAHP: Heat Pump Packaged Unit | Heat Pump | 208 | 1 |  |  | No Match | No Match |  |  |  | 50000 | 3680 | 11.9 | 7.5 | 51000 | 3790 | 3.5 | 2.5 | Non Federally-Regulated | 05/16/1984 |  | 06/11/1985
Inter-City Products Corp. | McQuay | LWP10K |  | Water-Source | WBAHP: Heat Pump Packaged Unit | Heat Pump | 208 | 3 |  |  | No Match | No Match |  |  |  | 107000 | 8992 | 11.9 | 10.5 | 120000 | 9288 | 3.8 | 3.8 | Non Federally-Regulated | 07/31/1991 |  | 03/31/1998
Florida Heat Pump | Energy Miser | HE34CF-2 |  | Water-Source | WBAHP: Heat Pump Packaged Unit | Heat Pump | 265 | 1 |  |  | No Match | No Match |  |  |  | 34000 | 2835 | 12 | 9 | 44000 | 3145 | 4.1 | 3.2 | Non Federally-Regulated | 02/22/1990 |  | 07/31/1991
Waterfurnace International, Inc. | Waterfurnace International, Inc. | SXV036C0 |  | Water-Source | WBAHP: Heat Pump Packaged Unit | Heat Pump | 208 | 1 |  |  | No Match | No Match |  |  |  | 36000 | 2647 | 13.6 | 10 | 44500 | 2774 | 4.7 |  | Federally-Regulated Commercial & Industrial Equipment | 12/14/1998 |  | 10/05/1999
Waterfurnace International, Inc. | Waterfurnace International, Inc. | SXH058B0 |  | Water-Source | WBAHP: Heat Pump Packaged Unit | Heat Pump | 208 | 1 |  |  | No Match | No Match |  |  |  | 55000 | 4074 | 13.5 | 10 | 69000 | 4493 | 4.5 |  | Federally-Regulated Commercial & Industrial Equipment | 02/02/1998 |  | 03/31/1998
McQuay / Snyder General | Electro-Hydronics | CC420GP |  | Water-Source | WBAHP: Heat Pump Packaged Unit | Heat Pump | 460 | 3 |  |  | No Match | No Match |  |  |  | 42000 | 3850 | 10.9 | 7.5 | 52000 | 4100 | 3.7 | 2.5 | Non Federally-Regulated | 08/29/1986 |  | 05/11/1988
McQuay / Snyder General | Electro-Hydronics | LWP22AK |  | Water-Source | WBAHP: Heat Pump Packaged Unit | Heat Pump | 208 | 3 |  |  | No Match | No Match |  |  |  | 240400 | 20550 | 11.7 |  | 270000 | 21400 | 3.7 | 2.5 | Non Federally-Regulated | 08/29/1986 |  | 05/11/1988
ClimateMaster Inc. | Climate Master Series | VP/HP042G |  | Water-Source | WBAHP: Heat Pump Packaged Unit | Heat Pump | 230 | 1 |  |  | No Match | No Match |  |  |  | 41000 | 3153 | 13 | 10 | 51000 | 3396 | 4.4 |  | Federally-Regulated Commercial & Industrial Equipment | 04/12/2000 |  | 11/14/2000
Florida Heat Pump | Florida Heat Pump | EM041-1CF |  | Water-Source | WBAHP: Heat Pump Packaged Unit | Heat Pump | 208 | 1 |  |  | No Match | No Match |  |  |  | 39500 | 2992 | 13.2 | 10 | 50000 | 3488 | 4.2 |  | Federally-Regulated Commercial & Industrial Equipment | 12/14/1998 |  | 10/05/1999
Command-Aire | Command-Aire | SWPXR613E |  | Water-Source | WBAHP: Heat Pump Packaged Unit | Heat Pump | 230 | 3 |  |  | No Match | No Match |  |  |  | 62000 | 5640 | 11 | 7.5 | 74000 | 5290 | 4.1 | 2.5 | Non Federally-Regulated | 05/16/1984 |  | 05/11/1988
Mammoth | Hydrobank II | D009HHJ |  | Water-Source | WBAHP: Heat Pump Packaged Unit | Heat Pump | 208 | 1 |  |  | No Match | No Match |  |  |  | 8600 | 860 | 10 | 10 | 11800 | 886 | 3.9 |  | Federally-Regulated Commercial & Industrial Equipment | 11/14/2000 |  | 07/18/2002
California Heat Pump | Trane | WPHB-0432 |  | Water-Source | WBAHP: Heat Pump Packaged Unit | Heat Pump | 208 | 1 |  |  | No Match | No Match |  |  |  | 43000 | 3840 | 11.2 | 7.5 | 47000 | 3720 | 3.7 | 2.5 | Non Federally-Regulated | 06/11/1985 |  | 05/11/1988
ClimateMaster Inc. | Carrier Corp. | 50PRH/V048 3 |  | Ground-Water-Source | WBAHP: Heat Pump Packaged Unit | Heat Pump | 230 | 1 |  |  | No Match | Single-Speed |  |  |  | 54300 | 2649 | 20.5 | 16.2 | 46500 | 3324 | 4.1 | 3.6 | Non Federally-Regulated | 01/24/2011 |  | 08/23/2011
Waterfurnace International, Inc. | Eagle Mountain | GCC/GCW/GCS/GCE18*0 |  | Ground-Source | WBAHP-O: Heat Pump Packaged Un | Heat Pump | 230 | 1 |  |  | No Match | Single-Speed |  |  |  | 16600 | 1099 | 15.1 | 13.4 | 13300 | 1257 | 3.1 | 3.1 | Non Federally-Regulated | 01/24/2011 |  | 04/19/2013
Carrier Corp. | Carrier | 50HQ0133 |  | Water-Source | WBAHP: Heat Pump Packaged Unit | Heat Pump | 208 | 1 |  |  | No Match | No Match |  |  |  | 12800 | 1330 | 9.6 | 9 | 16500 | 1380 | 3.5 | 3.2 | Non Federally-Regulated | 05/11/1988 |  | 03/15/1989
McQuay International | McQuay | W-WD*/WL*/WM*-1-007-A |  | Water-Source | WBAHP-O: Heat Pump Packaged Un | Heat Pump | 115 | 1 |  |  | No Match | No Match |  |  |  | 6900 | 575 | 12 | 10 | 8600 | 646 | 3.9 |  | Federally-Regulated Commercial & Industrial Equipment | 09/21/2000 |  | 03/12/2009
Waterfurnace International, Inc. | Waterfurnace International, Inc. | SXH013C0 |  | Water-Source | WBAHP: Heat Pump Packaged Unit | Heat Pump | 208 | 1 |  |  | No Match | No Match |  |  |  | 12700 | 858 | 14.8 | 10 | 15100 | 921 | 4.8 |  | Federally-Regulated Commercial & Industrial Equipment | 12/14/1998 |  | 10/05/1999
Enertech Global, LLC | Enertech | GST036A2 | ACD036 | Ground-Water-Source | WBAHP-CB: Heat Pump Split Syst | Heat Pump | 230 | 3 |  |  | No Match | Single-Speed |  |  |  | 38800 | 1813 | 21.4 | 16.2 | 35700 | 2325 | 4.5 | 3.6 | Non Federally-Regulated | 12/12/2012 |  | 04/29/2015
ClimateMaster Inc. | Carrier Corp. | 50YPS026 | FV4***003 | Ground-Water-Source | WBAHP-CB: Heat Pump Split Syst | Heat Pump | 208 | 1 |  |  | No Match | Single-Speed |  |  |  | 28600 | 1233 | 23.2 | 16.2 | 25600 | 1596 | 4.7 | 3.6 | Non Federally-Regulated | 01/24/2011 |  | 03/02/2012
Singer | Electro-Hydronics | CW380D6 |  | Water-Source | WBAHP: Heat Pump Packaged Unit | Heat Pump | 208 | 1 |  |  | No Match | No Match |  |  |  | 33000 | 3500 | 9.4 | 7.5 | 35400 | 3550 | 2.9 | 2.5 | Non Federally-Regulated | 09/08/1982 |  | 05/16/1984
Waterfurnace International, Inc. | Waterfurnace International, Inc. | SXH010B1 |  | Ground-Water-Source | WBAHP: Heat Pump Packaged Unit | Heat Pump | 230 | 1 |  |  | No Match | No Match |  |  |  | 9900 | 642 | 15.4 | 9 | 7400 | 657 | 3.3 |  | Non Federally-Regulated | 08/21/1998 |  | 10/02/1998
Econar | Econar | GH292 |  | Water-Source | WBAHP-CB: Heat Pump Split Syst | Heat Pump | 208 | 1 |  |  | No Match | No Match |  |  |  | 29800 | 2274 | 13.1 | 9 | 35800 | 2623 | 4 | 3.5 | Non Federally-Regulated | 02/02/1998 |  | 10/02/1998
ClimateMaster Inc. | Climate Master | PDW30 | FK4CNF003 | Water-Source | WBAHP-CB: Heat Pump Split Syst | Heat Pump | 230 | 1 |  |  | No Match | Single-Speed |  |  |  | 28000 | 1905 | 14.7 | 12 | 34000 | 2121 | 4.7 | 4.2 | Federally-Regulated Commercial & Industrial Equipment | 09/15/2009 |  | 02/17/2011
Waterfurnace International, Inc. | American Standard, Inc. | A1GC024***1**4 |  | Water-Source | WBAHP: Heat Pump Packaged Unit | Heat Pump | 208 | 1 |  |  | No Match | Single-Speed |  |  |  | 23000 | 1523 | 15.1 | 12 | 27000 | 1583 | 5 | 4.2 | Federally-Regulated Commercial & Industrial Equipment | 08/23/2011 |  | 10/24/2014
Florida Heat Pump | DeMarco Energy Systems | GT048-3VT/HZ/CF |  | Water-Source | WBAHP-CB: Heat Pump Split Syst | Heat Pump | 208 | 3 |  |  | No Match | No Match |  |  |  | 49000 | 3951 | 12.4 | 9 | 58500 | 4394 | 3.9 | 3.5 | Non Federally-Regulated | 10/05/1999 |  | 04/12/2000
Waterfurnace International, Inc. | Waterfurnace International, Inc. | VL/VX080T*4 |  | Ground-Water-Source | WBAHP: Heat Pump Packaged Unit | Heat Pump | 460 | 3 |  |  | No Match | No Match |  |  |  | 88000 | 5677 | 15.5 | 9 | 57000 | 5219 | 3.2 |  | Non Federally-Regulated | 07/22/2002 |  | 03/12/2009
Florida Heat Pump | Florida Heat Pump | EM012-1CS | EM012-1AV/AH | Water-Source | WBAHP-C: Heat Pump Split Syste | Heat Pump | 208 | 1 |  |  | No Match | No Match |  |  |  | 11300 | 1008 | 11.2 | 10 | 14300 | 1074 | 3.9 |  | Federally-Regulated Commercial & Industrial Equipment | 10/05/1999 |  | 04/12/2000
Florida Heat Pump | Clean Energy Developments Corp. | PS049-3CF/HZ/VT |  | Ground-Source | WBAHP: Heat Pump Packaged Unit | Heat Pump | 230 | 3 |  |  | No Match | Single-Speed |  |  |  | 49000 | 3161 | 15.5 | 13.4 | 38000 | 3093 | 3.6 | 3.1 | Non Federally-Regulated | 06/23/2011 |  | 09/03/2012
Mammoth | Hydrobank II | D014VHG |  | Water-Source | WBAHP: Heat Pump Packaged Unit | Heat Pump | 208 | 1 |  |  | No Match | No Match |  |  |  | 13200 | 1056 | 12.5 | 10 | 17800 | 1303 | 4 |  | Federally-Regulated Commercial & Industrial Equipment | 01/18/2001 |  | 05/29/2001
Waterfurnace International, Inc. | Waterfurnace International, Inc. | ATH057D0 |  | Ground-Water-Source | WBAHP: Heat Pump Packaged Unit | Heat Pump | 208 | 1 |  |  | No Match | No Match |  |  |  | 61000 | 4841 | 12.6 | 9 | 42000 | 4103 | 3 |  | Non Federally-Regulated | 05/10/1998 |  | 10/02/1998
Carrier Corp. | Carrier | 50QEV0363 |  | Water-Source | WBAHP: Heat Pump Packaged Unit | Heat Pump | 230 | 1 |  |  | No Match | No Match |  |  |  | 35000 | 3180 | 11 | 9 | 41500 | 3151 | 3.9 | 3.2 | Non Federally-Regulated | 02/22/1990 |  | 07/31/1991
McQuay International | McQuay | FCV/FCW/VWH/VWW042B-F |  | Water-Source | WBAHP: Heat Pump Packaged Unit | Heat Pump | 230 | 3 |  |  | No Match | No Match |  |  |  | 41800 | 3483 | 12 | 9.3 | 53000 | 3883 | 4 | 3.8 | Federally-Regulated Commercial & Industrial Equipment | 03/31/1998 |  | 05/10/1998
Geoflex Systems, Inc. | Geoflex Systems, Inc. | GF1S-V/H/D/M-036WACBP |  | Water-Source | WBAHP: Heat Pump Packaged Unit | Both Heat Pump and Electric Re | 230 | 3 |  |  | No Match | Single-Speed |  |  |  | 33100 | 1780 | 18.6 | 12 | 37900 | 1851 | 6 | 4.2 | Federally-Regulated Commercial & Industrial Equipment | 11/30/2011 |  | 03/02/2012
ClimateMaster Inc. | Climate Master Series | GRV/GRH006AG |  | Ground-Water-Source | WBAHP: Heat Pump Packaged Unit | Heat Pump | 208 | 1 |  |  | No Match | No Match |  |  |  | 5400 | 412 | 13.1 | 9 | 4500 | 399 | 3.3 |  | Non Federally-Regulated | 07/22/2002 |  | 03/12/2009
McQuay / Snyder General | Electro-Hydronics | FC500GD |  | Water-Source | WBAHP: Heat Pump Packaged Unit | Heat Pump | 230 | 3 |  |  | No Match | No Match |  |  |  | 50000 | 4850 | 10.3 | 7.5 | 65000 | 4900 | 3.9 | 2.5 | Non Federally-Regulated | 08/29/1986 |  | 05/11/1988
Waterfurnace International, Inc. | Waterfurnace International, Inc. | SDV038*1* |  | Ground-Source | WBAHP: Heat Pump Packaged Unit | Heat Pump | 230 | 1 |  |  | No Match | Dual-Speed |  |  |  | 35800 | 1935 | 18.5 | 13.4 | 24800 | 1817 | 4 | 3.1 | Non Federally-Regulated | 01/24/2011 |  | 08/23/2011
Florida Heat Pump | Florida Heat Pump | EM007-2CF |  | Water-Source | WBAHP: Heat Pump Packaged Unit | Heat Pump | 265 | 1 |  |  | No Match | No Match |  |  |  | 7500 | 609 | 12.3 | 9.3 | 10000 | 651 | 4.5 | 3.8 | Federally-Regulated Commercial & Industrial Equipment | 03/31/1998 |  | 05/10/1998
Hydro Delta Corp. | Hydro Delta Corp. | 03-036-WTAR-HE |  | Water-Source | WBAHP-CB: Heat Pump Split Syst | Heat Pump | 230 | 1 |  |  | No Match | No Match |  |  |  | 38000 | 2923 | 13 | 9 | 43000 | 3150 | 4 | 3.5 | Non Federally-Regulated | 12/14/1998 |  | 10/05/1999
Hydro Delta Corp. | Hydro Delta Corp. | 03-060-WTAR-MT |  | Water-Source | WBAHP-CB: Heat Pump Split Syst | Heat Pump | 230 | 1 |  |  | No Match | No Match |  |  |  | 67500 | 4963 | 13.6 | 9 | 76500 | 6226 | 3.6 | 3.5 | Non Federally-Regulated | 10/05/1999 |  | 01/21/2000
Carrier Corp. | Carrier | 50QXH0605 |  | Water-Source | WBAHP: Heat Pump Packaged Unit | Heat Pump | 230 | 3 |  |  | No Match | No Match |  |  |  | 58000 | 5000 | 11.6 | 9 | 65000 | 4763 | 4 | 3.2 | Non Federally-Regulated | 10/10/1989 |  | 07/31/1991
Waterfurnace International, Inc. | Geotility Geothermal Installations | ZS060**0*1 |  | Water-Source | WBAHP: Heat Pump Packaged Unit | Heat Pump | 230 | 1 |  |  | No Match | Single-Speed |  |  |  | 58400 | 3817 | 15.3 | 12 | 72500 | 4521 | 4.7 | 4.2 | Federally-Regulated Commercial & Industrial Equipment | 01/24/2011 |  | 04/19/2013
Addison Products | Addison Products | HGY096-3A |  | Water-Source | WBAHP: Heat Pump Packaged Unit | Heat Pump | 230 | 3 |  |  | No Match | No Match |  |  |  | 94300 | 7924 | 11.9 | 9 | 123000 | 9009 | 4 | 3.8 | Federally-Regulated Commercial & Industrial Equipment | 11/14/2000 |  | 01/24/2002
Trane U.S. Inc. | Trane | GSHB0351 |  | Ground-Water-Source | WBAHP: Heat Pump Packaged Unit | Heat Pump | 208 | 1 |  |  | No Match | No Match |  |  |  | 38500 | 2916 | 13.2 | 9 | 26400 | 2763 | 2.8 |  | Non Federally-Regulated | 12/14/1998 |  | 10/06/1999
Florida Heat Pump | Florida Heat Pump | EM028-3CF/HZ/VT |  | Water-Source | WBAHP: Heat Pump Packaged Unit | Heat Pump | 230 | 3 |  |  | No Match | No Match |  |  |  | 28000 | 1971 | 14.2 | 10 | 33400 | 2174 | 4.5 |  | Federally-Regulated Commercial & Industrial Equipment | 04/12/2000 |  | 02/17/2011
Florida Heat Pump | Florida Heat Pump | EM007-1CF |  | Water-Source | WBAHP: Heat Pump Packaged Unit | Heat Pump | 208 | 1 |  |  | No Match | No Match |  |  |  | 7500 | 609 | 12.3 | 10 | 10000 | 651 | 4.5 |  | Federally-Regulated Commercial & Industrial Equipment | 12/14/1998 |  | 10/05/1999
Heat Controller | Heat Controller | DWPG054-1B-XL* |  | Water-Source | WBAHP-CB: Heat Pump Split Syst | Heat Pump | 208 | 1 |  |  | No Match | No Match |  |  |  | 55000 | 4166 | 13.2 | 9 | 61500 | 4506 | 4 | 3.5 | Non Federally-Regulated | 02/02/1998 |  | 10/02/1998
ClimateMaster Inc. | Climate Master Series | 805-030G********* |  | Ground-Water-Source | WBAHP: Heat Pump Packaged Unit | Heat Pump | 208 | 1 |  |  | No Match | No Match |  |  |  | 29600 | 3180 | 9.3 |  | 37200 | 3300 | 3.3 |  | Non Federally-Regulated | 02/22/1990 |  | 07/31/1991
Waterfurnace International, Inc. | Rybacki - Hart Enterprises | ZS036**3*4 |  | Water-Source | WBAHP: Heat Pump Packaged Unit | Heat Pump | 208 | 3 |  |  | No Match | Single-Speed |  |  |  | 33300 | 2220 | 15 | 12 | 40600 | 2479 | 4.8 | 4.2 | Federally-Regulated Commercial & Industrial Equipment | 06/14/2011 |  | 03/02/2012
Waterfurnace International, Inc. | Waterfurnace International, Inc. | SXV016C1 |  | Water-Source | WBAHP-CB: Heat Pump Split Syst | Heat Pump | 230 | 1 |  |  | No Match | No Match |  |  |  | 16800 | 1253 | 13.4 | 9 | 18700 | 1336 | 4.1 | 3.5 | Non Federally-Regulated | 02/02/1998 |  | 10/02/1998
Command-Aire | Command-Aire | SWPH-1833 |  | Water-Source | WBAHP: Heat Pump Packaged Unit | Heat Pump | 208 | 3 |  |  | No Match | No Match |  |  |  | 206000 | 22700 | 9.1 |  | 286000 | 23100 | 3.6 |  | Non Federally-Regulated | 05/11/1988 |  | 03/15/1989
Geoflex Systems, Inc. | Geoflex Systems, Inc. | GF1S-V/H/D/M-048WACBP |  | Ground-Source | WBAHP: Heat Pump Packaged Unit | Both Heat Pump and Electric Re | 230 | 3 |  |  | No Match | Single-Speed |  |  |  | 50000 | 2857 | 17.5 | 13.4 | 37600 | 2978 | 3.7 | 3.1 | Non Federally-Regulated | 03/02/2012 |  | 01/09/2014
Waterfurnace International, Inc. | Waterfurnace International, Inc. | SXH024C0 |  | Ground-Water-Source | WBAHP: Heat Pump Packaged Unit | Heat Pump | 230 | 1 |  |  | No Match | No Match |  |  |  | 27000 | 1741 | 15.5 | 9 | 18000 | 1551 | 3.4 |  | Non Federally-Regulated | 12/14/1998 |  | 10/06/1999
Waterfurnace International, Inc. | Waterfurnace International, Inc. | E024**1 |  | Ground-Water-Source | WBAHP: Heat Pump Packaged Unit | Heat Pump | 230 | 1 |  |  | No Match | No Match |  |  |  | 24700 | 1372 | 18 | 9 | 15700 | 1352 | 3.4 |  | Non Federally-Regulated | 06/20/2003 |  | 03/12/2009
Waterfurnace International, Inc. | Waterfurnace International, Inc. | SXV058B3 |  | Water-Source | WBAHP: Heat Pump Packaged Unit | Heat Pump | 230 | 3 |  |  | No Match | No Match |  |  |  | 55000 | 4044 | 13.6 | 10 | 69000 | 4493 | 4.5 |  | Federally-Regulated Commercial & Industrial Equipment | 12/14/1998 |  | 10/05/1999
Addison Products | Addison Products | VWPG042-1B-XL* |  | Ground-Water-Source | WBAHP: Heat Pump Packaged Unit | Heat Pump | 208 | 1 |  |  | No Match | No Match |  |  |  | 41500 | 12968 | 3.2 | 9 | 30000 | 2747 | 3.2 |  | Non Federally-Regulated | 05/15/1998 |  | 07/29/1998
American Air Filter | Enercon | DVW51 |  | Water-Source | WBAHP: Heat Pump Packaged Unit | Heat Pump | 230 | 3 |  |  | No Match | No Match |  |  |  | 51000 | 4988 | 10.2 | 7.5 | 64000 | 5244 | 3.6 | 2.5 | Non Federally-Regulated | 05/16/1984 |  | 06/11/1985
Waterfurnace International, Inc. | Waterfurnace International, Inc. | SXV084A4 |  | Water-Source | WBAHP: Heat Pump Packaged Unit | Heat Pump | 460 | 3 |  |  | No Match | No Match |  |  |  | 84000 | 5600 | 15 | 9 | 99000 | 5803 | 5 | 3.8 | Federally-Regulated Commercial & Industrial Equipment | 02/02/1998 |  | 03/31/1998
Friedrich Air Conditioning Co. | Climate Master Series | 805-036-G******** |  | Water-Source | WBAHP: Heat Pump Packaged Unit | Heat Pump | 230 | 1 |  |  | No Match | No Match |  |  |  | 34500 | 3350 | 10.3 | 7.5 | 44000 | 3910 | 3.3 | 2.5 | Non Federally-Regulated | 08/30/1983 |  | 08/29/1986
ClimateMaster Inc. | Carrier | 50HQA/HQD/VQA/VQD024 5 |  | Water-Source | WBAHP: Heat Pump Packaged Unit | Heat Pump | 208 | 3 |  |  | No Match | No Match |  |  |  | 24500 | 1828 | 13.4 | 10 | 28900 | 1841 | 4.6 |  | Federally-Regulated Commercial & Industrial Equipment | 02/02/1998 |  | 03/31/1998
Florida Heat Pump | Florida Heat Pump | EM048-1CF/HZ/VT |  | Ground-Water-Source | WBAHP: Heat Pump Packaged Unit | Heat Pump | 208 | 1 |  |  | No Match | No Match |  |  |  | 51000 | 3953 | 12.9 | 9 | 38000 | 3373 | 3.3 |  | Non Federally-Regulated | 07/22/2002 |  | 03/12/2009
Mammoth | Hydrobank II | F030HHB/VHB |  | Water-Source | WBAHP: Heat Pump Packaged Unit | Heat Pump | 230 | 3 |  |  | No Match | No Match |  |  |  | 31000 | 2695 | 11.5 | 10 | 38500 | 2969 | 3.8 |  | Federally-Regulated Commercial & Industrial Equipment | 12/14/1998 |  | 05/23/2000
Heat Controller | Heat Controller | HWPG060-1B** |  | Water-Source | WBAHP-CB: Heat Pump Split Syst | Heat Pump | 208 | 1 |  |  | No Match | No Match |  |  |  | 59000 | 4538 | 13 | 9 | 66000 | 4959 | 3.9 | 3.5 | Non Federally-Regulated | 12/14/1998 |  | 04/12/2000
Mammoth | Hydrobank II | F/G130VHF/HLF/DLF |  | Ground-Source | WBAHP: Heat Pump Packaged Unit | Heat Pump | 230 | 3 |  |  | No Match | No Match |  |  |  | 126100 | 9700 | 13 |  | 97000 | 9803 | 2.9 |  | Non Federally-Regulated | 03/31/1998 |  | 05/10/1998
McQuay International | McQuay | FCV/FCW009B-G |  | Water-Source | WBAHP: Heat Pump Packaged Unit | Heat Pump | 208 | 1 |  |  | No Match | No Match |  |  |  | 8800 | 822 | 10.7 | 10 | 12000 | 901 | 3.9 |  | Federally-Regulated Commercial & Industrial Equipment | 11/17/1999 |  | 09/21/2000
Waterfurnace International, Inc. | Eagle Mountain | ZS023**4*1 |  | Water-Source | WBAHP: Heat Pump Packaged Unit | Heat Pump | 460 | 3 |  |  | No Match | Single-Speed |  |  |  | 23000 | 1533 | 15 | 12 | 26000 | 1621 | 4.7 | 4.2 | Federally-Regulated Commercial & Industrial Equipment | 01/24/2011 |  | 04/19/2013
McQuay / Snyder General | Electro-Hydronics | FW260G5 |  | Water-Source | WBAHP: Heat Pump Packaged Unit | Heat Pump | 208 | 1 |  |  | No Match | No Match |  |  |  | 26000 | 2450 | 10.6 | 9 | 31000 | 2524 | 3.6 | 3.2 | Non Federally-Regulated | 05/11/1988 |  | 03/15/1989
McQuay International | McQuay | W-FDS/FDL/FDD-1-048-E |  | Water-Source | WBAHP: Heat Pump Packaged Unit | Heat Pump | 208 | 1 |  |  | No Match | No Match |  |  |  | 46000 | 3833 | 12 | 10 | 56000 | 3815 | 4.3 |  | Federally-Regulated Commercial & Industrial Equipment | 10/05/1999 |  | 09/21/2000
Trane U.S. Inc. | Trane | WPHD0803 |  | Water-Source | WBAHP: Heat Pump Packaged Unit | Heat Pump | 460 | 3 |  |  | No Match | No Match |  |  |  | 100000 | 8474 | 11.8 | 9 | 128400 | 9902 | 3.8 | 3.8 | Federally-Regulated Commercial & Industrial Equipment | 02/02/1998 |  | 03/31/1998
Florida Heat Pump | Energy Miser | HEH62-4 |  | Water-Source | WBAHP: Heat Pump Packaged Unit | Heat Pump | 460 | 3 |  |  | No Match | No Match |  |  |  | 62000 | 5740 | 10.8 | 9.3 | 84000 | 6480 | 3.8 | 3.8 | Non Federally-Regulated | 07/31/1991 |  | 03/31/1998
Florida Heat Pump | Florida Heat Pump | EM028-4CS | EM028-4AH/AV | Water-Source | WBAH: Heating Only Packaged Un | Heat Pump | 460 | 3 |  |  | No Match | No Match |  |  |  | 30000 | 2400 | 12.5 | 9 | 33000 | 2762 | 3.5 | 3.5 | Non Federally-Regulated | 05/23/2001 |  | 07/18/2002
Florida Heat Pump | Florida Heat Pump | EM041-3CF/HZ/VT |  | Ground-Water-Source | WBAHP: Heat Pump Packaged Unit | Heat Pump | 230 | 3 |  |  | No Match | No Match |  |  |  | 41000 | 3037 | 13.5 | 9 | 30000 | 2929 | 3 |  | Non Federally-Regulated | 07/22/2002 |  | 03/12/2009
Waterfurnace International, Inc. | Waterfurnace International, Inc. | SXH068C1 |  | Water-Source | WBAHP: Heat Pump Packaged Unit | Heat Pump | 230 | 1 |  |  | No Match | No Match |  |  |  | 65000 | 5200 | 12.5 | 10.5 | 84000 | 5470 | 4.5 | 3.8 | Federally-Regulated Commercial & Industrial Equipment | 03/31/1998 |  | 05/10/1998
California Heat Pump | California Heat Pump | 19C*B-13-** |  | Water-Source | WBAHP: Heat Pump Packaged Unit | Heat Pump | 265 | 1 |  |  | No Match | No Match |  |  |  | 18200 | 2020 | 9 | 7.5 | 22000 | 2220 | 2.9 | 2.5 | Non Federally-Regulated | 06/11/1985 |  | 05/11/1988
Trane U.S. Inc. | Trane | GSCC026 |  | Water-Source | WBAHP: Heat Pump Packaged Unit | Heat Pump | 208 | 1 |  |  | No Match | No Match |  |  |  | 22800 | 2171 | 10.5 | 10 | 30400 | 2283 | 3.9 |  | Federally-Regulated Commercial & Industrial Equipment | 04/12/2000 |  | 11/14/2000
Enertech Global, LLC | Enertech | HCT036A |  | Ground-Source | WBAHP: Heat Pump Packaged Unit | Heat Pump | 230 | 1 |  |  | No Match | Single-Speed |  |  |  | 38900 | 2137 | 18.2 | 13.4 | 28500 | 2037 | 4.1 | 3.1 | Non Federally-Regulated | 06/14/2011 |  | 01/09/2014
Waterfurnace International, Inc. | Rybacki - Hart Enterprises | ZS048**3*4 |  | Ground-Source | WBAHP: Heat Pump Packaged Unit | Heat Pump | 208 | 3 |  |  | No Match | Single-Speed |  |  |  | 49500 | 2735 | 18.1 | 13.4 | 36900 | 3004 | 3.6 | 3.1 | Non Federally-Regulated | 06/14/2011 |  | 04/19/2013
ClimateMaster Inc. | Climate Master Series | 813-036-E******** |  | Water-Source | WBAHP: Heat Pump Packaged Unit | Heat Pump | 265 | 1 |  |  | No Match | No Match |  |  |  | 36000 | 3190 | 11.3 | 9 | 42500 | 3190 | 3.9 | 3.2 | Non Federally-Regulated | 02/22/1990 |  | 07/31/1991
Bard Manufacturing Company, Inc. | Bard | GSVS242-A |  | Ground-Water-Source | WBAHP: Heat Pump Packaged Unit | Heat Pump | 208 | 1 |  |  | No Match | No Match |  |  |  | 22800 | 1425 | 16 | 9 | 15600 | 1344 | 3.4 |  | Non Federally-Regulated | 06/20/2003 |  | 03/12/2009
Mammoth | Hydrobank II | F062HHJ |  | Water-Source | WBAHP: Heat Pump Packaged Unit | Heat Pump | 230 | 3 |  |  | No Match | No Match |  |  |  | 61000 | 5495 | 11.1 | 10 | 82000 | 6160 | 3.9 |  | Federally-Regulated Commercial & Industrial Equipment | 01/18/2001 |  | 03/12/2009
McQuay International | McQuay | HWH/HWW036C-G |  | Water-Source | WBAHP: Heat Pump Packaged Unit | Heat Pump | 230 | 1 |  |  | No Match | No Match |  |  |  | 36000 | 2975 | 12.1 | 10 | 42500 | 3037 | 4.1 |  | Federally-Regulated Commercial & Industrial Equipment | 11/17/1999 |  | 09/21/2000
McQuay International | McQuay | CCH/CCW/HWH/HWW036C-F |  | Water-Source | WBAHP: Heat Pump Packaged Unit | Heat Pump | 230 | 3 |  |  | No Match | No Match |  |  |  | 36000 | 2975 | 12.1 | 10 | 42500 | 3037 | 4.1 |  | Federally-Regulated Commercial & Industrial Equipment | 02/02/1998 |  | 03/31/1998
Climate Control / Snyder General | Trane | WPVA52XE* |  | Water-Source | WBAHP: Heat Pump Packaged Unit | Heat Pump | 208 | 3 |  |  | No Match | No Match |  |  |  | 50000 | 4854 | 10.3 | 7.5 | 65000 | 4885 | 3.9 | 2.5 | Non Federally-Regulated | 05/16/1984 |  | 05/11/1988
Waterfurnace International, Inc. | Geotility Geothermal Installations | ZS041**3*1 |  | Water-Source | WBAHP: Heat Pump Packaged Unit | Heat Pump | 230 | 3 |  |  | No Match | Single-Speed |  |  |  | 40000 | 2759 | 14.5 | 12 | 45000 | 2931 | 4.5 | 4.2 | Federally-Regulated Commercial & Industrial Equipment | 01/24/2011 |  | 04/19/2013
McQuay / Snyder General | Electro-Hydronics | CW500FK |  | Water-Source | WBAHP: Heat Pump Packaged Unit | Heat Pump | 208 | 3 |  |  | No Match | No Match |  |  |  | 50000 | 4850 | 10.3 | 7.5 | 65000 | 4900 | 3.9 | 2.5 | Non Federally-Regulated | 08/29/1986 |  | 05/11/1988
California Heat Pump | Carrier | 50BQ00731 |  | Water-Source | WBAHP: Heat Pump Packaged Unit | Heat Pump | 208 | 1 |  |  | No Match | No Match |  |  |  | 7400 | 733 | 10.1 | 7.5 | 9000 | 775 | 3.4 | 2.5 | Non Federally-Regulated | 06/11/1985 |  | 05/11/1988
American Air Filter | Enercon | VW36 |  | Water-Source | WBAHP: Heat Pump Packaged Unit | Heat Pump | 200 | 3 |  |  | No Match | No Match |  |  |  | 36000 | 3280 | 11 | 7.5 | 43000 | 3525 | 3.6 | 2.5 | Non Federally-Regulated | 06/11/1985 |  | 05/11/1988
American Air Filter | Enercon | GHW-36 |  | Water-Source | WBAHP: Heat Pump Packaged Unit | Heat Pump | 208 | 1 |  |  | No Match | No Match |  |  |  | 34400 | 2991 | 11.5 | 9 | 42000 | 3509 | 3.5 | 3.2 | Non Federally-Regulated | 02/22/1990 |  | 07/31/1991
McQuay International | McQuay | CCH/CCW/042C-G |  | Water-Source | WBAHP: Heat Pump Packaged Unit | Heat Pump | 208 | 1 |  |  | No Match | No Match |  |  |  | 40500 | 3521 | 11.5 | 10 | 49500 | 3625 | 4 |  | Federally-Regulated Commercial & Industrial Equipment | 11/17/1999 |  | 09/21/2000
Addison Products | Addison Products | VGY048-1A |  | Water-Source | WBAHP-CB: Heat Pump Split Syst | Heat Pump | 230 | 1 |  |  | No Match | No Match |  |  |  | 54400 | 4689 | 11.6 | 9 | 61800 | 5029 | 3.6 | 3.5 | Non Federally-Regulated | 07/22/2002 |  | 03/12/2009
ClimateMaster Inc. | Climate Master | TZV/H036B |  | Ground-Source | WBAHP: Heat Pump Packaged Unit | Heat Pump | 230 | 1 |  |  | No Match | Single-Speed |  |  |  | 35600 | 2094 | 17 | 13.4 | 27900 | 2210 | 3.7 | 3.1 | Non Federally-Regulated | 12/12/2012 |  | 01/09/2014
Waterfurnace International, Inc. | Waterfurnace International, Inc. | NSV/NSH018F1*0 |  | Ground-Water-Source | WBAHP: Heat Pump Packaged Unit | Heat Pump | 208 | 1 |  |  | No Match | Single-Speed |  |  |  | 21000 | 824 | 25.5 | 16.2 | 19000 | 1266 | 4.4 | 3.6 | Non Federally-Regulated | 05/02/2012 |  | 04/19/2013
Hydron Module | Hydron Module | CS-WW70 |  | Ground-Water-Source | WBAHP: Heat Pump Packaged Unit | Heat Pump | 230 | 1 |  |  | No Match | No Match |  |  |  | 58200 | 4400 | 13.2 | 9 | 56300 | 5500 | 3 |  | Non Federally-Regulated | 02/26/2003 |  | 03/12/2009
ClimateMaster Inc. | Trane | WPRA40HEXBX |  | Water-Source | WBAHP: Heat Pump Packaged Unit | Heat Pump | 208 | 3 |  |  | No Match | No Match |  |  |  | 41000 | 3800 | 10.8 | 9 | 45000 | 3770 | 3.5 | 3.2 | Non Federally-Regulated | 05/11/1988 |  | 03/15/1989
Command-Aire | Command-Aire | SWPHXR061E |  | Water-Source | WBAHP: Heat Pump Packaged Unit | Heat Pump | 230 | 1 |  |  | No Match | No Match |  |  |  | 6706 | 640 | 10.5 | 7.5 | 9400 | 745 | 3.7 | 2.5 | Non Federally-Regulated | 05/16/1984 |  | 05/11/1988
Command-Aire | Command-Aire | SPHD0261 |  | Water-Source | WBAHP: Heat Pump Packaged Unit | Heat Pump | 208 | 1 |  |  | No Match | No Match |  |  |  | 22800 | 2171 | 10.5 | 10 | 30400 | 2284 | 3.9 |  | Federally-Regulated Commercial & Industrial Equipment | 08/07/1998 |  | 10/02/1998
Mammoth | Hydrobank II | F031HLG |  | Ground-Water-Source | WBAHP: Heat Pump Packaged Unit | Heat Pump | 208 | 3 |  |  | No Match | No Match |  |  |  | 31000 | 2348 | 13.2 | 9 | 25000 | 2362 | 3.1 |  | Non Federally-Regulated | 11/14/2000 |  | 01/18/2001
McQuay / Snyder General | Electro-Hydronics | FC550F5 |  | Water-Source | WBAHP: Heat Pump Packaged Unit | Heat Pump | 208 | 1 |  |  | No Match | No Match |  |  |  | 55000 | 5670 | 9.7 | 9 | 67000 | 5610 | 3.5 | 3.2 | Non Federally-Regulated | 05/11/1988 |  | 03/15/1989
McQuay / Snyder General | Electro-Hydronics | FW260F3 |  | Water-Source | WBAHP: Heat Pump Packaged Unit | Heat Pump | 230 | 1 |  |  | No Match | No Match |  |  |  | 26000 | 2450 | 10.6 | 9 | 31000 | 2524 | 3.6 | 3.2 | Non Federally-Regulated | 05/11/1988 |  | 03/15/1989
Florida Heat Pump | Florida Heat Pump | EM048-3CS | EM048-1AH/AV | Water-Source | WBAH: Heating Only Packaged Un | Heat Pump | 230 | 3 |  |  | No Match | No Match |  |  |  | 51000 | 4434 | 11.5 | 9 | 57000 | 4771 | 3.5 | 3.5 | Non Federally-Regulated | 05/23/2001 |  | 07/18/2002
Enertech Global, LLC | Enertech | TXT072B |  | Ground-Source | WBAHP: Heat Pump Packaged Unit | Heat Pump | 230 | 1 |  |  | No Match | Single-Speed | 3411 | 937 | 1 | 65400 | 4360 | 15 | 13.4 | 57000 | 4515 | 3.7 | 3.1 | Non Federally-Regulated | 11/30/2011 |  | 01/09/2014
California Heat Pump | Trane | WPVB-0422 |  | Water-Source | WBAHP: Heat Pump Packaged Unit | Heat Pump | 230 | 1 |  |  | No Match | No Match |  |  |  | 39000 | 4700 | 8.3 | 7.5 | 43000 | 4100 | 3 | 2.5 | Non Federally-Regulated | 06/11/1985 |  | 05/11/1988
Geoflex Systems, Inc. | Geoflex Systems, Inc. | GF1S-V/H/D/M-048WAABP |  | Ground-Source | WBAHP: Heat Pump Packaged Unit | Both Heat Pump and Electric Re | 208 | 1 |  |  | No Match | Single-Speed |  |  |  | 50300 | 2634 | 19.1 | 13.4 | 37300 | 2803 | 3.9 | 3.1 | Non Federally-Regulated | 11/30/2011 |  | 03/02/2012
Climate Control / Snyder General | Electro-Hydronics | UW550F3 |  | Water-Source | WBAHP: Heat Pump Packaged Unit | Heat Pump | 230 | 1 |  |  | No Match | No Match |  |  |  | 55000 | 5670 | 9.7 | 7.5 | 67000 | 5610 | 3.5 | 2.5 | Non Federally-Regulated | 06/11/1985 |  | 08/29/1986
Florida Heat Pump | Florida Heat Pump | EM041-3CS | EM041-1AH/AV | Water-Source | WBAH: Heating Only Packaged Un | Heat Pump | 208 | 3 |  |  | No Match | No Match |  |  |  | 42000 | 3500 | 12 | 9 | 49000 | 4101 | 3.5 | 3.5 | Non Federally-Regulated | 05/23/2001 |  | 07/18/2002
ClimateMaster Inc. | Carrier Corp. | 50YDS049 | FE4***006 | Water-Source | WBAHP-CB: Heat Pump Split Syst | Heat Pump | 230 | 1 |  |  | No Match | Single-Speed |  |  |  | 48100 | 3295 | 14.6 | 12 | 59400 | 3348 | 5.2 | 4.2 | Federally-Regulated Commercial & Industrial Equipment | 01/24/2011 |  | 08/23/2011
Hydro Delta Corp. | Hydro Delta Corp. | 03-036-WTAWY-HE |  | Water-Source | WBAH-O: Heating Only Packaged | Heat Pump | 230 | 1 |  |  | No Match | No Match |  |  |  | 0 | 0 | 0 | 9 | 43000 | 3149 | 4 | 3.5 | Non Federally-Regulated | 10/05/1999 |  | 04/12/2000
Climate Control / Snyder General | Electro-Hydronics | RC90A5 |  | Water-Source | WBAHP: Heat Pump Packaged Unit | Heat Pump | 208 | 1 |  |  | No Match | No Match |  |  |  | 9000 | 780 | 11.5 | 7.5 | 11200 | 820 | 4 | 2.5 | Non Federally-Regulated | 06/11/1985 |  | 08/29/1986
Florida Heat Pump | Geomaster, LLC | EC041-3CF/HZ/VT |  | Water-Source | WBAHP: Heat Pump Packaged Unit | Heat Pump | 208 | 3 |  |  | No Match | Single-Speed |  |  |  | 38000 | 3040 | 12.5 | 12 | 49000 | 3418 | 4.2 | 4.2 | Federally-Regulated Commercial & Industrial Equipment | 04/23/2009 |  | 04/20/2015
Carrier Corp. | Carrier | 50QEH0183 |  | Water-Source | WBAHP: Heat Pump Packaged Unit | Heat Pump | 230 | 1 |  |  | No Match | No Match |  |  |  | 18500 | 1581 | 11.7 | 9 | 21800 | 1681 | 3.8 | 3.2 | Federally-Regulated Commercial & Industrial Equipment | 12/12/1988 |  | 02/22/1990
ClimateMaster Inc. | Carrier Corp. | 50PRH/V030 4 |  | Water-Source | WBAHP: Heat Pump Packaged Unit | Heat Pump | 265 | 1 |  |  | No Match | Single-Speed |  |  |  | 28100 | 2097 | 13.4 | 12 | 35100 | 2236 | 4.6 | 4.2 | Federally-Regulated Commercial & Industrial Equipment | 01/24/2011 |  | 08/23/2011
ClimateMaster Inc. | Carrier Corp. | 50PSH/V/D060K***2 |  | Water-Source | WBAHP: Heat Pump Packaged Unit | Heat Pump | 208 | 1 |  |  | No Match | Single-Speed |  |  |  | 63200 | 3674 | 17.2 | 12 | 73200 | 3973 | 5.4 | 4.2 | Federally-Regulated Commercial & Industrial Equipment | 10/24/2014 |  | 04/22/2015
Mammoth | Mammoth | D035V |  | Water-Source | WBAHP: Heat Pump Packaged Unit | Heat Pump | 208 | 1 |  |  | No Match | No Match |  |  |  | 38500 | 3260 | 11.8 | 7.5 | 45000 | 3380 | 3.9 | 2.5 | Non Federally-Regulated | 06/11/1985 |  | 05/11/1988
Jacobsen Energy Ind., Inc. | Jacobsen Energy Ind., Inc. | 72***1**** |  | Water-Source | WBAHP: Heat Pump Packaged Unit | Heat Pump | 208 | 3 |  |  | No Match | No Match |  |  |  | 67000 | 5650 | 11.9 | 9.2 | 88000 | 6750 | 3.8 | 2.5 | Non Federally-Regulated | 02/22/1990 |  | 07/31/1991
Carrier Corp. | Carrier | 50QEV0485 |  | Water-Source | WBAHP: Heat Pump Packaged Unit | Heat Pump | 230 | 3 |  |  | No Match | No Match |  |  |  | 47500 | 4330 | 11 | 9 | 58000 | 4420 | 3.8 | 3.2 | Non Federally-Regulated | 03/15/1989 |  | 07/31/1991
Command-Aire | Command-Aire | SWPH833* |  | Water-Source | WBAHP: Heat Pump Packaged Unit | Heat Pump | 208 | 3 |  |  | No Match | No Match |  |  |  | 95000 | 8120 | 11.7 | 10.5 | 120000 | 8370 | 4.2 | 3.8 | Non Federally-Regulated | 07/31/1991 |  | 03/31/1998
Climate Control / Snyder General | Electro-Hydronics | VF330GP |  | Water-Source | WBAHP: Heat Pump Packaged Unit | Heat Pump | 460 | 3 |  |  | No Match | No Match |  |  |  | 33000 | 3050 | 10.8 | 7.5 | 35000 | 2900 | 3.5 | 2.5 | Non Federally-Regulated | 05/16/1984 |  | 08/29/1986
Florida Heat Pump | Florida Heat Pump | EM072-3HZ/VT |  | Ground-Water-Source | WBAHP: Heat Pump Packaged Unit | Heat Pump | 208 | 3 |  |  | No Match | No Match |  |  |  | 72000 | 5142 | 14 | 9 | 50000 | 4439 | 3.3 |  | Non Federally-Regulated | 07/22/2002 |  | 03/12/2009
Trane U.S. Inc. | Trane | WPHF0211 |  | Water-Source | WBAHP: Heat Pump Packaged Unit | Heat Pump | 208 | 1 |  |  | No Match | No Match |  |  |  | 21200 | 1422 | 14.9 | 10 | 23600 | 1571 | 4.4 |  | Federally-Regulated Commercial & Industrial Equipment | 12/14/1998 |  | 10/05/1999
ClimateMaster Inc. | Carrier Corp. | 50YFV/H060 |  | Ground-Source | WBAHP: Heat Pump Packaged Unit | Heat Pump | 230 | 1 |  |  | No Match | Single-Speed |  |  |  | 59600 | 3748 | 15.9 | 13.4 | 45700 | 3939 | 3.4 | 3.1 | Non Federally-Regulated | 05/02/2012 |  | 04/22/2015
Friedrich Climate Master | Climate Master Series | 805-024-G******** |  | Water-Source | WBAHP: Heat Pump Packaged Unit | Heat Pump | 230 | 1 |  |  | No Match | No Match |  |  |  | 24000 | 2350 | 10.2 | 7.5 | 33500 | 2500 | 3.9 | 2.5 | Non Federally-Regulated | 08/29/1986 |  | 05/11/1988
Addison Products | Heat Controller | WRH028-1J | HRH028-1J | Water-Source | WBAHP-C: Heat Pump Split Syste | Heat Pump | 230 | 1 |  |  | No Match | No Match |  |  |  | 27200 | 2472 | 11 | 10 | 35200 | 2644 | 3.9 |  | Federally-Regulated Commercial & Industrial Equipment | 10/05/1999 |  | 04/12/2000
Waterfurnace International, Inc. | Rybacki - Hart Enterprises | ZS070**4*4 |  | Water-Source | WBAHP: Heat Pump Packaged Unit | Heat Pump | 460 | 3 |  |  | No Match | Single-Speed |  |  |  | 63000 | 4406 | 14.3 | 12 | 79000 | 4926 | 4.7 | 4.2 | Federally-Regulated Commercial & Industrial Equipment | 06/14/2011 |  | 03/02/2012
Waterfurnace International, Inc. | Waterfurnace International, Inc. | NTV036A1(P) |  | Ground-Source | WBAH: Heating Only Packaged Un | Heat Pump | 208 | 1 |  |  | No Match | No Match | [7 empty] | 31400 | 2875 | 3.2 |  | Non Federally-Regulated | 03/31/1998 |  | 05/10/1998
McQuay / Snyder General | Electro-Hydronics | WE90C3 |  | Water-Source | WBAHP: Heat Pump Packaged Unit | Heat Pump | 230 | 1 |  |  | No Match | No Match |  |  |  | 8700 | 825 | 10.5 | 9 | 10000 | 850 | 3.4 | 3.2 | Non Federally-Regulated | 05/11/1988 |  | 03/15/1989
Waterfurnace International, Inc. | Waterfurnace International, Inc. | SXH013*0 |  | Ground-Water-Source | WBAHP: Heat Pump Packaged Unit | Heat Pump | 230 | 1 |  |  | No Match | No Match |  |  |  | 13300 | 847 | 15.7 | 9 | 9700 | 861 | 3.3 |  | Non Federally-Regulated | 10/06/1999 |  | 05/19/2000
Addison Products | Addison Products | HWY096-3A |  | Water-Source | WBAHP: Heat Pump Packaged Unit | Heat Pump | 230 | 3 |  |  | No Match | No Match |  |  |  | 97300 | 8176 | 11.9 | 9 | 125000 | 9156 | 4 | 3.8 | Federally-Regulated Commercial & Industrial Equipment | 11/14/2000 |  | 01/24/2002
Florida Heat Pump | Florida Heat Pump | EP042-1HZ/VT |  | Ground-Water-Source | WBAHP: Heat Pump Packaged Unit | Heat Pump | 230 | 1 |  |  | No Match | Single-Speed |  |  |  | 46200 | 1797 | 25.7 | 16.2 | 35000 | 2331 | 4.4 | 3.6 | Non Federally-Regulated | 06/23/2011 |  | 04/21/2014
Waterfurnace International, Inc. | WFI Industries, Ltd. | VLV/VXV042*0 |  | Water-Source | WBAHP: Heat Pump Packaged Unit | Heat Pump | 208 | 1 |  |  | No Match | No Match |  |  |  | 40000 | 3076 | 13 | 10 | 48000 | 3348 | 4.2 |  | Federally-Regulated Commercial & Industrial Equipment | 06/20/2003 |  | 02/17/2011
Florida Heat Pump | Energy Miser | HEH80-4 |  | Water-Source | WBAHP: Heat Pump Packaged Unit | Heat Pump | 460 | 3 |  |  | No Match | No Match |  |  |  | 80000 | 7840 | 10.2 | 10.5 | 113000 | 8415 | 3.9 | 3.8 | Non Federally-Regulated | 07/31/1991 |  | 03/31/1998
Florida Heat Pump | Florida Heat Pump | EM072-1CS | EM072-1AH/AV | Ground-Water-Source | WBAHP-CB: Heat Pump Split Syst | Heat Pump | 230 | 1 |  |  | No Match | No Match |  |  |  | 70500 | 5145 | 13.7 | 9 | 49000 | 4486 | 3.2 |  | Non Federally-Regulated | 07/22/2002 |  | 03/12/2009
McQuay International | McQuay | W-CDD/CDE/CME-1-012-J |  | Water-Source | WBAHP: Heat Pump Packaged Unit | Heat Pump | 265 | 1 |  |  | No Match | No Match |  |  |  | 11700 | 1063 | 11 | 10 | 14200 | 1094 | 3.8 |  | Federally-Regulated Commercial & Industrial Equipment | 09/21/2000 |  | 11/14/2000
Enertech Global, LLC | Enertech | GXT036C |  | Ground-Water-Source | WBAHP: Heat Pump Packaged Unit | Heat Pump | 208 | 1 |  |  | No Match | Single-Speed |  |  |  | 40900 | 1748 | 23.4 | 16.2 | 35700 | 2135 | 4.9 | 3.6 | Non Federally-Regulated | 12/12/2012 |  | 04/21/2014
Waterfurnace International, Inc. | Waterfurnace International, Inc. | SXV024C0 |  | Water-Source | WBAHP: Heat Pump Packaged Unit | Heat Pump | 208 | 1 |  |  | No Match | No Match |  |  |  | 25500 | 1688 | 15.1 | 10 | 30700 | 1697 | 5.3 |  | Federally-Regulated Commercial & Industrial Equipment | 12/14/1998 |  | 10/05/1999
Waterfurnace International, Inc. | American Standard, Inc. | A1GX022***1**0 |  | Ground-Source | WBAHP: Heat Pump Packaged Unit | Heat Pump | 230 | 1 |  |  | No Match | Single-Speed |  |  |  | 21200 | 1044 | 20.3 | 13.4 | 15000 | 1158 | 3.8 | 3.1 | Non Federally-Regulated | 08/23/2011 |  | 10/24/2014
McQuay International | McQuay | VWH/VWW030B-N |  | Water-Source | WBAHP: Heat Pump Packaged Unit | Heat Pump | 265 | 1 |  |  | No Match | No Match |  |  |  | 29600 | 2487 | 11.9 | 10 | 39000 | 2929 | 3.9 |  | Federally-Regulated Commercial & Industrial Equipment | 11/17/1999 |  | 09/21/2000
Climate Control / Snyder General | Electro-Hydronics | UC630G5 |  | Water-Source | WBAHP: Heat Pump Packaged Unit | Heat Pump | 208 | 1 |  |  | No Match | No Match |  |  |  | 63000 | 6430 | 9.8 | 7.5 | 79000 | 6430 | 3.6 | 2.5 | Non Federally-Regulated | 06/11/1985 |  | 08/29/1986
Waterfurnace International, Inc. | Rybacki - Hart Enterprises | ZS030**0*4 |  | Ground-Water-Source | WBAHP: Heat Pump Packaged Unit | Heat Pump | 230 | 1 |  |  | No Match | Single-Speed |  |  |  | 32900 | 1377 | 23.9 | 16.2 | 28300 | 1885 | 4.4 | 3.6 | Non Federally-Regulated | 06/14/2011 |  | 04/19/2013
Waterfurnace International, Inc. | Waterfurnace International, Inc. | ATV066D0 |  | Ground-Water-Source | WBAHP: Heat Pump Packaged Unit | Heat Pump | 208 | 1 |  |  | No Match | No Match |  |  |  | 67000 | 5000 | 13.4 | 9 | 50000 | 4884 | 3 |  | Non Federally-Regulated | 12/14/1998 |  | 10/06/1999
Singer | Electro-Hydronics | LM190C7 |  | Water-Source | WBAHP: Heat Pump Packaged Unit | Heat Pump | 265 | 1 |  |  | No Match | No Match |  |  |  | 18000 | 1850 | 9.7 | 7.5 | 22600 | 6850 | 3.3 | 2.5 | Non Federally-Regulated | 01/05/1982 |  | 09/08/1982
Climate Control / Snyder General | Electro-Hydronics | HC200A5 |  | Water-Source | WBAHP: Heat Pump Packaged Unit | Heat Pump | 208 | 1 |  |  | No Match | No Match |  |  |  | 20000 | 1880 | 10.6 | 7.5 | 25600 | 1920 | 3.9 | 2.5 | Non Federally-Regulated | 06/11/1985 |  | 08/29/1986
Command-Aire | Command-Aire | SWPHR261E |  | Water-Source | WBAHP: Heat Pump Packaged Unit | Heat Pump | 208 | 1 |  |  | No Match | No Match |  |  |  | 24000 | 2160 | 11.1 | 7.5 | 32000 | 2340 | 4.1 | 2.5 | Non Federally-Regulated | 05/16/1984 |  | 01/23/1988
Florida Heat Pump | Energy Miser | LTH90-4 |  | Ground-Water-Source | WBAHP: Heat Pump Packaged Unit | Heat Pump | 460 | 3 |  |  | No Match | No Match |  |  |  | 87000 | 8615 | 10.1 | 11 | 106000 | 8875 | 3.5 | 3.4 | Non Federally-Regulated | 07/31/1991 |  | 03/31/1998
Florida Heat Pump | Florida Heat Pump | EM024-1CF/HZ/VT |  | Water-Source | WBAHP-CB: Heat Pump Split Syst | Heat Pump | 208 | 1 |  |  | No Match | No Match |  |  |  | 26000 | 2000 | 13 | 9 | 30000 | 2313 | 3.8 | 3.5 | Non Federally-Regulated | 07/22/2002 |  | 03/12/2009
Carrier Corp. | Carrier | 50QEH0123 |  | Water-Source | WBAHP: Heat Pump Packaged Unit | Heat Pump | 208 | 1 |  |  | No Match | No Match |  |  |  | 11500 | 1074 | 10.7 | 9 | 14000 | 1050 | 3.9 | 3.2 | Federally-Regulated Commercial & Industrial Equipment | 02/05/1990 |  | 02/22/1990
California Heat Pump | Aqua-Matic | 22V*-12-** |  | Water-Source | WBAHP: Heat Pump Packaged Unit | Heat Pump | 230 | 1 |  |  | No Match | No Match |  |  |  | 21500 | 2325 | 9.2 | 7.5 | 25000 | 2400 | 3.1 | 2.5 | Non Federally-Regulated | 06/11/1985 |  | 05/11/1988
Mammoth | Hydrobank II | D035HLG |  | Ground-Water-Source | WBAHP: Heat Pump Packaged Unit | Heat Pump | 230 | 1 |  |  | No Match | No Match |  |  |  | 36000 | 2571 | 14 | 9 | 28500 | 2693 | 3.1 |  | Non Federally-Regulated | 11/14/2000 |  | 01/18/2001
Florida Heat Pump | Florida Heat Pump | EM042-3CF/HZ/VT |  | Ground-Water-Source | WBAHP: Heat Pump Packaged Unit | Heat Pump | 230 | 3 |  |  | No Match | No Match |  |  |  | 41000 | 3037 | 13.5 | 9 | 30000 | 2929 | 3 |  | Non Federally-Regulated | 05/29/2001 |  | 07/18/2002
Enertech Global, LLC | Enertech | TXT048A |  | Ground-Source | WBAHP: Heat Pump Packaged Unit | Heat Pump | 208 | 1 |  |  | No Match | Single-Speed |  |  |  | 53500 | 3023 | 17.7 | 13.4 | 42500 | 3114 | 4 | 3.1 | Non Federally-Regulated | 01/24/2011 |  | 04/19/2013
Florida Heat Pump | Energy Miser | HECS34-3 | HEAH34-3 | Water-Source | WBAHP-C: Heat Pump Split Syste | Heat Pump | 208 | 3 |  |  | No Match | No Match |  |  |  | 32600 | 2785 | 11.7 | 9.3 | 43000 | 3150 | 4 | 3.8 | Non Federally-Regulated | 07/31/1991 |  | 03/31/1998
Florida Heat Pump | Florida Heat Pump | EM048-5CS | EM048-5AH/AV | Ground-Water-Source | WBAHP-CB: Heat Pump Split Syst | Heat Pump | 575 | 3 |  |  | No Match | No Match |  |  |  | 50000 | 4000 | 12.5 | 9 | 37000 | 3387 | 3.2 |  | Non Federally-Regulated | 07/22/2002 |  | 03/12/2009
McQuay / Snyder General | Electro-Hydronics | CW140F7 |  | Water-Source | WBAHP: Heat Pump Packaged Unit | Heat Pump | 265 | 1 |  |  | No Match | No Match |  |  |  | 13500 | 1300 | 10.4 | 7.5 | 17500 | 1350 | 3.8 | 2.5 | Non Federally-Regulated | 08/29/1986 |  | 05/11/1988
Florida Heat Pump | Bosch | TA061-1CF/HZ/VT |  | Ground-Source | WBAHP: Heat Pump Packaged Unit | Heat Pump | 230 | 1 |  |  |  | Dual-Speed | 3079 | 730 |  | 67000 | 3622 | 18.5 | 13.4 | 49000 | 3503 | 4.1 | 3.1 | Non Federally-Regulated | 04/22/2015 |  | 05/01/2015
ClimateMaster Inc. | Climate Master Series | GRV/GRH036AF |  | Water-Source | WBAHP: Heat Pump Packaged Unit | Heat Pump | 460 | 3 |  |  | No Match | No Match |  |  |  | 33100 | 2805 | 11.8 | 10 | 42500 | 3113 | 4 |  | Federally-Regulated Commercial & Industrial Equipment | 04/12/2000 |  | 03/12/2009
Waterfurnace International, Inc. | Waterfurnace International, Inc. | SXV013A0 |  | Water-Source | WBAHP: Heat Pump Packaged Unit | Heat Pump | 208 | 1 |  |  | No Match | No Match |  |  |  | 12700 | 858 | 14.8 | 10 | 15100 | 921 | 4.8 |  | Federally-Regulated Commercial & Industrial Equipment | 02/02/1998 |  | 03/31/1998
ClimateMaster Inc. | Climate Master | TTV/H/D038C |  | Ground-Water-Source | WBAHP: Heat Pump Packaged Unit | Heat Pump | 208 | 1 |  |  | No Match | Single-Speed |  |  |  | 43300 | 1598 | 27.1 | 16.2 | 37200 | 2097 | 5.2 | 3.6 | Non Federally-Regulated | 12/12/2012 |  | 06/09/2015
Inter-City Products Corp. | McQuay | LHP20AD |  | Water-Source | WBAHP: Heat Pump Packaged Unit | Heat Pump | 230 | 3 |  |  | No Match | No Match |  |  |  | 214000 | 18000 | 11.9 |  | 240000 | 18400 | 3.8 | 3.8 | Non Federally-Regulated | 07/31/1991 |  | 03/31/1998
ClimateMaster Inc. | Climate Master Series | 804-031-G******** |  | Water-Source | WBAHP: Heat Pump Packaged Unit | Heat Pump | 208 | 1 |  |  | No Match | No Match |  |  |  | 30000 | 2900 | 10.3 | 9 | 40500 | 3200 | 3.7 | 3.2 | Federally-Regulated Commercial & Industrial Equipment | 01/23/1988 |  | 05/11/1988
Waterfurnace International, Inc. | Johnson Controls | RKV/RKH030**0*0 |  | Water-Source | WBAHP: Heat Pump Packaged Unit | Heat Pump | 230 | 1 |  |  | No Match | Single-Speed |  |  |  | 27600 | 1516 | 18.2 | 12 | 30600 | 1661 | 5.4 | 4.2 | Federally-Regulated Commercial & Industrial Equipment | 09/03/2012 |  | 01/09/2014
Waterfurnace International, Inc. | WFI Industries, Ltd. | VLV/VXV048*3 |  | Water-Source | WBAHP: Heat Pump Packaged Unit | Heat Pump | 230 | 3 |  |  | No Match | No Match |  |  |  | 45800 | 3606 | 12.7 | 10 | 57900 | 4039 | 4.2 |  | Federally-Regulated Commercial & Industrial Equipment | 06/20/2003 |  | 02/17/2011
Enertech Global, LLC | Enertech | H050C | MPD048 | Ground-Source | WBAHP-CB: Heat Pump Split Syst | Heat Pump | 208 | 1 |  |  | No Match | Single-Speed |  |  |  | 54300 | 3251 | 16.7 | 13.4 | 43300 | 3848 | 3.3 | 3.1 | Non Federally-Regulated | 07/16/2009 |  | 08/23/2011
Waterfurnace International, Inc. | Waterfurnace International, Inc. | ATH070D1(P) |  | Ground-Source | WBAHP: Heat Pump Packaged Unit | Heat Pump | 208 | 1 |  |  | No Match | No Match |  |  |  | 43500 | 2500 | 17.4 |  | 32400 | 2637 | 3.6 |  | Non Federally-Regulated | 03/31/1998 |  | 05/10/1998
Singer | Electro-Hydronics | UC620 P |  | Water-Source | WBAHP: Heat Pump Packaged Unit | Heat Pump | 460 | 3 |  |  | No Match | No Match |  |  |  | 62000 | 7400 | 8.4 | 7.5 | 82000 | 8200 | 2.9 | 2.5 | Non Federally-Regulated | 09/08/1982 |  | 05/16/1984
ClimateMaster Inc. | Climate Master Series | GRV/GRH024BE |  | Ground-Water-Source | WBAHP: Heat Pump Packaged Unit | Heat Pump | 265 | 1 |  |  | No Match | No Match |  |  |  | 22700 | 1746 | 13 | 9 | 16900 | 1500 | 3.3 |  | Non Federally-Regulated | 01/22/2003 |  | 03/12/2009
Command-Aire | Command-Aire | SWPV137M |  | Water-Source | WBAHP: Heat Pump Packaged Unit | Heat Pump | 265 | 1 |  |  | No Match | No Match |  |  |  | 12200 | 1110 | 11 | 9 | 16000 | 1170 | 4 | 3.2 | Federally-Regulated Commercial & Industrial Equipment | 01/23/1988 |  | 05/11/1988
Waterfurnace International, Inc. | Geotility Geothermal Installations | GS015**0*1 |  | Ground-Water-Source | WBAHP: Heat Pump Packaged Unit | Heat Pump | 208 | 1 |  |  | No Match | Single-Speed |  |  |  | 16300 | 620 | 26.3 | 16.2 | 14800 | 923 | 4.7 | 3.6 | Non Federally-Regulated | 01/24/2011 |  | 04/19/2013
Addison Products | Addison Products | VGY024-1A |  | Ground-Water-Source | WBAHP: Heat Pump Packaged Unit | Heat Pump | 230 | 1 |  |  | No Match | No Match |  |  |  | 24400 | 1781 | 13.7 | 9 | 16200 | 1531 | 3.1 |  | Non Federally-Regulated | 11/14/2000 |  | 07/18/2002
Waterfurnace International, Inc. | Eagle Mountain | GTS026A1 | GRAC026* | Ground-Source | WBAHP-CB: Heat Pump Split Syst | Heat Pump | 230 | 1 |  |  | No Match | Dual-Speed |  |  |  | 26200 | 1541 | 17 | 13.4 | 19500 | 1465 | 3.9 | 3.1 | Non Federally-Regulated | 01/24/2011 |  | 04/19/2013
McQuay International | McQuay | CCH/CCW/HWH/HWW024C-G |  | Water-Source | WBAHP: Heat Pump Packaged Unit | Heat Pump | 208 | 1 |  |  | No Match | No Match |  |  |  | 25000 | 2066 | 12.1 | 10 | 30000 | 2313 | 3.8 |  | Federally-Regulated Commercial & Industrial Equipment | 12/14/1998 |  | 11/17/1999
Waterfurnace International, Inc. | Waterfurnace International, Inc. | VLH018A1 |  | Water-Source | WBAHP: Heat Pump Packaged Unit | Heat Pump | 230 | 1 |  |  | No Match | No Match |  |  |  | 18300 | 1440 | 12.7 | 10 | 23000 | 1643 | 4.1 |  | Federally-Regulated Commercial & Industrial Equipment | 12/14/1998 |  | 10/05/1999
Waterfurnace International, Inc. | Waterfurnace International, Inc. | P034**3 |  | Water-Source | WBAHP: Heat Pump Packaged Unit | Heat Pump | 208 | 3 |  |  | No Match | No Match |  |  |  | 33300 | 2068 | 16.1 | 10 | 40000 | 2547 | 4.6 |  | Federally-Regulated Commercial & Industrial Equipment | 05/19/2000 |  | 02/17/2011
Hydro Delta Corp. | Hydro Delta Corp. | 03-042-WTARW-MT |  | Water-Source | WBAHP-CB: Heat Pump Split Syst | Heat Pump | 230 | 1 |  |  | No Match | No Match |  |  |  | 47000 | 3455 | 13.6 | 9 | 51000 | 3736 | 4 | 3.5 | Non Federally-Regulated | 02/02/1998 |  | 10/02/1998
Waterfurnace International, Inc. | Eagle Mountain | GTS049A1 | GAH048* | Ground-Water-Source | WBAHP-CB: Heat Pump Split Syst | Heat Pump | 208 | 1 |  |  | No Match | Dual-Speed |  |  |  | 50500 | 2500 | 20.2 | 16.2 | 46700 | 3111 | 4.4 | 3.6 | Non Federally-Regulated | 01/24/2011 |  | 04/19/2013
McQuay / Snyder General | Electro-Hydronics | LM120C5 |  | Water-Source | WBAHP: Heat Pump Packaged Unit | Heat Pump | 208 | 1 |  |  | No Match | No Match |  |  |  | 11500 | 1200 | 9.6 | 7.5 | 14000 | 1300 | 3.1 | 2.5 | Non Federally-Regulated | 08/29/1986 |  | 05/11/1988
McQuay / Snyder General | Electro-Hydronics | CW230G3 |  | Water-Source | WBAHP: Heat Pump Packaged Unit | Heat Pump | 230 | 1 |  |  | No Match | No Match |  |  |  | 23000 | 2250 | 10.2 | 7.5 | 30000 | 2500 | 3.5 | 2.5 | Non Federally-Regulated | 08/29/1986 |  | 05/11/1988
Friedrich Climate Master | Climate Master Series | 803-015-E******** |  | Water-Source | WBAHP: Heat Pump Packaged Unit | Heat Pump | 265 | 1 |  |  | No Match | No Match |  |  |  | 14500 | 1400 | 10.4 | 7.5 | 19000 | 1525 | 3.7 | 2.5 | Non Federally-Regulated | 08/29/1986 |  | 05/11/1988
Bard Manufacturing Company, Inc. | Bard | WPV36C |  | Ground-Source | WBAHP: Heat Pump Packaged Unit | Heat Pump | 230 | 1 |  |  | No Match | No Match |  |  |  | 32600 | 2608 | 12.5 |  | 26000 | 2539 | 3 |  | Non Federally-Regulated | 03/31/1998 |  | 05/10/1998
Waterfurnace International, Inc. | Rybacki - Hart Enterprises | ZS023**0*0 |  | Ground-Source | WBAHP: Heat Pump Packaged Unit | Heat Pump | 230 | 1 |  |  | No Match | Single-Speed |  |  |  | 23900 | 1423 | 16.8 | 13.4 | 17000 | 1465 | 3.4 | 3.1 | Non Federally-Regulated | 01/24/2011 |  | 04/19/2013
Mammoth | Hydrobank II | E014HLH |  | Ground-Water-Source | WBAHP: Heat Pump Packaged Unit | Heat Pump | 265 | 1 |  |  | No Match | No Match |  |  |  | 14000 | 1000 | 14 | 9 | 10500 | 992 | 3.1 |  | Non Federally-Regulated | 06/27/2003 |  | 03/12/2009
Hydro Delta Corp. | Hydro Delta Corp. | 03-046-WTARWD-HE |  | Water-Source | WBAHP-CB: Heat Pump Split Syst | Heat Pump | 230 | 1 |  |  | No Match | No Match |  |  |  | 44000 | 3520 | 12.5 | 9 | 52000 | 3907 | 3.9 | 3.5 | Non Federally-Regulated | 02/02/1998 |  | 10/02/1998
Geoflex Systems, Inc. | Geoflex Systems, Inc. | GF1S-V/H/D/M-036WACBP |  | Ground-Source | WBAHP: Heat Pump Packaged Unit | Both Heat Pump and Electric Re | 200 | 3 |  |  | No Match | Single-Speed |  |  |  | 33800 | 1742 | 19.4 | 13.4 | 24400 | 1788 | 4 | 3.1 | Non Federally-Regulated | 03/02/2012 |  | 01/09/2014
Addison Products | Heat Controller | HWPH64-4JC/4JBC |  | Ground-Water-Source | WBAHP: Heat Pump Packaged Unit | Heat Pump | 230 | 1 |  |  | No Match | No Match |  |  |  | 19000 | 1292 | 14.7 | 9 | 13400 | 1189 | 3.3 |  | Non Federally-Regulated | 10/06/1999 |  | 04/10/2000
Florida Heat Pump | Florida Heat Pump | EM096-1CS | EM096-1AH/AV | Ground-Water-Source | WBAHP-CB: Heat Pump Split Syst | Heat Pump | 230 | 1 |  |  | No Match | No Match |  |  |  | 95000 | 7196 | 13.2 | 9 | 65500 | 6190 | 3.1 |  | Non Federally-Regulated | 04/10/2000 |  | 07/18/2002
Waterfurnace International, Inc. | Waterfurnace International, Inc. | NSV/NSH036G1*1 |  | Ground-Water-Source | WBAHP: Heat Pump Packaged Unit | Heat Pump | 208 | 1 |  |  | No Match | Single-Speed |  |  |  | 38000 | 1262 | 30.1 | 16.2 | 28200 | 1621 | 5.1 | 3.6 | Non Federally-Regulated | 09/03/2012 |  | 04/19/2013
Trane U.S. Inc. | Trane | GSUG 0481 |  | Water-Source | WBAHP-CB: Heat Pump Split Syst | Heat Pump | 208 | 1 |  |  | No Match | No Match |  |  |  | 51500 | 3527 | 14.6 | 9 | 51500 | 3772 | 4 | 3.5 | Non Federally-Regulated | 10/05/1999 |  | 01/21/2000
Mammoth | Hydrobank II | D025HHG |  | Water-Source | WBAHP: Heat Pump Packaged Unit | Heat Pump | 208 | 1 |  |  | No Match | No Match |  |  |  | 24600 | 1877 | 13.1 | 10 | 31300 | 1951 | 4.7 |  | Federally-Regulated Commercial & Industrial Equipment | 11/14/2000 |  | 01/18/2001
Waterfurnace International, Inc. | Rybacki - Hart Enterprises | ZS041**3*4 |  | Ground-Water-Source | WBAHP: Heat Pump Packaged Unit | Heat Pump | 208 | 3 |  |  | No Match | Single-Speed |  |  |  | 44500 | 2023 | 22 | 16.2 | 36000 | 2638 | 4 | 3.6 | Non Federally-Regulated | 06/14/2011 |  | 04/19/2013
Florida Heat Pump | Geomaster, LLC | EC070-4CS | EC070-4AH/AV | Ground-Water-Source | WBAHP-CB: Heat Pump Split Syst | Heat Pump | 460 | 3 |  |  | No Match | Single-Speed | 4200 | 803 | 1 | 74500 | 3840 | 19.4 | 16.2 | 66600 | 3840 | 3.9 | 3.6 | Non Federally-Regulated | 04/30/2009 |  | 04/20/2015
Jacobsen Energy Ind., Inc. | Jacobsen Energy Ind., Inc. | 72***4**** |  | Water-Source | WBAHP: Heat Pump Packaged Unit | Heat Pump | 230 | 3 |  |  | No Match | No Match |  |  |  | 67000 | 5650 | 11.9 | 9.2 | 88000 | 6750 | 3.8 | 2.5 | Non Federally-Regulated | 02/22/1990 |  | 07/31/1991
Addison Products | Addison Products | HGY009-1A |  | Water-Source | WBAHP-CB: Heat Pump Split Syst | Heat Pump | 208 | 1 |  |  | No Match | No Match |  |  |  | 9600 | 813 | 11.8 | 9 | 11900 | 917 | 3.8 | 3.5 | Non Federally-Regulated | 07/22/2002 |  | 03/12/2009
McQuay International | McQuay | W-FDL/FDS/FMS-1-024-E |  | Water-Source | WBAHP: Heat Pump Packaged Unit | Heat Pump | 208 | 1 |  |  | No Match | No Match |  |  |  | 24400 | 2033 | 12 | 10 | 32000 | 2343 | 4 |  | Federally-Regulated Commercial & Industrial Equipment | 09/21/2000 |  | 03/12/2009
McQuay / Snyder General | Electro-Hydronics | VE90F7 |  | Water-Source | WBAHP: Heat Pump Packaged Unit | Heat Pump | 265 | 1 |  |  | No Match | No Match |  |  |  | 9000 | 855 | 10.5 | 7.5 | 11000 | 920 | 3.5 | 2.5 | Non Federally-Regulated | 08/29/1986 |  | 05/11/1988
Friedrich Climate Master | Climate Master Series | 813-042-H******** |  | Water-Source | WBAHP: Heat Pump Packaged Unit | Heat Pump | 230 | 3 |  |  | No Match | No Match |  |  |  | 41500 | 3520 | 11.8 | 7.5 | 44500 | 3340 | 3.9 | 2.5 | Non Federally-Regulated | 08/29/1986 |  | 05/11/1988
Florida Heat Pump | Energy Miser | LTCS 90-4 | LTAH 90-4 | Ground-Water-Source | WBAHP-CB: Heat Pump Split Syst | Heat Pump | 460 | 3 |  |  | No Match | No Match |  |  |  | 84000 | 8400 | 10 | 11 | 103000 | 8875 | 3.4 | 3.4 | Non Federally-Regulated | 07/31/1991 |  | 03/31/1998
Command-Aire | Command-Aire | SWPHXR511E |  | Water-Source | WBAHP: Heat Pump Packaged Unit | Heat Pump | 208 | 1 |  |  | No Match | No Match |  |  |  | 51000 | 4550 | 11.2 | 7.5 | 64000 | 4690 | 4 | 2.5 | Non Federally-Regulated | 06/11/1985 |  | 01/23/1988
Waterfurnace International, Inc. | Waterfurnace International, Inc. | VLV/VXV030*0 |  | Water-Source | WBAHP: Heat Pump Packaged Unit | Heat Pump | 208 | 1 |  |  | No Match | No Match |  |  |  | 29500 | 2107 | 14 | 10 | 35200 | 2291 | 4.5 |  | Federally-Regulated Commercial & Industrial Equipment | 11/14/2000 |  | 06/20/2003
Command-Aire | Command-Aire | SWPV261 |  | Water-Source | WBAHP: Heat Pump Packaged Unit | Heat Pump | 208 | 1 |  |  | No Match | No Match |  |  |  | 24000 | 2180 | 11 | 7.5 | 32000 | 2340 | 4.1 | 2.5 | Non Federally-Regulated | 06/11/1985 |  | 01/23/1988
Mammoth | Hydrobank II | D072HHG/VHG |  | Water-Source | WBAHP: Heat Pump Packaged Unit | Heat Pump | 208 | 1 |  |  | No Match | No Match |  |  |  | 66000 | 4888 | 13.5 | 10.5 | 84500 | 5628 | 4.4 | 3.8 | Federally-Regulated Commercial & Industrial Equipment | 03/31/1998 |  | 05/10/1998
Climate Control / Snyder General | Electro-Hydronics | FC610F5 |  | Water-Source | WBAHP: Heat Pump Packaged Unit | Heat Pump | 208 | 1 |  |  | No Match | No Match |  |  |  | 61500 | 5850 | 10.5 | 7.5 | 69000 | 5790 | 3.5 | 2.5 | Non Federally-Regulated | 05/16/1984 |  | 06/11/1985
Trane U.S. Inc. | Trane | WPVD0803 |  | Water-Source | WBAHP: Heat Pump Packaged Unit | Heat Pump | 460 | 3 |  |  | No Match | No Match |  |  |  | 100000 | 8474 | 11.8 | 10.5 | 128400 | 9902 | 3.8 | 3.8 | Federally-Regulated Commercial & Industrial Equipment | 03/31/1998 |  | 05/10/1998
ClimateMaster Inc. | Carrier Corp. | 50YEH/V/D060****3 |  | Ground-Water-Source | WBAHP: Heat Pump Packaged Unit | Heat Pump | 230 | 1 |  |  | No Match | Single-Speed | 2556 | 837 | 92 | 68500 | 2965 | 23.1 | 16.2 | 58200 | 4061 | 4.2 | 3.6 | Non Federally-Regulated | 10/24/2014 |  | 04/22/2015
Addison Products | Addison Products | HWY030-1A |  | Water-Source | WBAHP: Heat Pump Packaged Unit | Heat Pump | 208 | 1 |  |  | No Match | No Match |  |  |  | 32000 | 2500 | 12.8 | 10 | 42300 | 2816 | 4.4 |  | Federally-Regulated Commercial & Industrial Equipment | 11/17/1999 |  | 11/14/2000
Command-Aire | Command-Aire | SWP-411 |  | Water-Source | WBAHP: Heat Pump Packaged Unit | Heat Pump | 208 | 1 |  |  | No Match | No Match |  |  |  | 42000 | 4250 |  | 7.5 | 56000 | 4400 | 3.7 | 2.5 | Non Federally-Regulated | 09/08/1982 |  | 08/30/1983
ClimateMaster Inc. | Climate Master Series | VP/HP060G |  | Ground-Water-Source | WBAHP: Heat Pump Packaged Unit | Heat Pump | 208 | 1 |  |  | No Match | No Match |  |  |  | 60000 | 4615 | 13 | 9 | 41000 | 3754 | 3.2 |  | Non Federally-Regulated | 04/10/2000 |  | 11/14/2000
Carrier Corp. | Carrier | 50HQ,VQ0334 |  | Water-Source | WBAHP: Heat Pump Packaged Unit | Heat Pump | 277 | 1 |  |  | No Match | No Match |  |  |  | 36000 | 4100 | 8.8 | 9 | 44000 | 4250 | 3 | 3.2 | Non Federally-Regulated | 05/11/1988 |  | 03/15/1989
McQuay / Snyder General | Electro-Hydronics | LHP15BP |  | Water-Source | WBAHP: Heat Pump Packaged Unit | Heat Pump | 460 | 3 |  |  | No Match | No Match |  |  |  | 178000 | 16950 | 10.5 |  | 227000 | 17600 | 3.8 | 2.5 | Non Federally-Regulated | 08/29/1986 |  | 05/11/1988
Florida Heat Pump | Florida Heat Pump | CW012-0 |  | Water-Source | WBAHP-O: Heat Pump Packaged Un | Heat Pump | 115 | 1 |  |  | No Match | No Match |  |  |  | 11000 | 714 | 15.4 | 9.3 | 11300 | 704 | 4.7 | 3.8 | Federally-Regulated Commercial & Industrial Equipment | 03/31/1998 |  | 05/10/1998
McQuay International | McQuay | WCCH/WCCW-009-E |  | Water-Source | WBAHP-CB: Heat Pump Split Syst | Heat Pump | 208 | 1 |  |  | No Match | No Match |  |  |  | 9400 | 824 | 11.4 | 9 | 11800 | 987 | 3.5 | 3.5 | Non Federally-Regulated | 11/19/2002 |  | 03/12/2009
Florida Heat Pump | Energy Miser | HECS19-1 | HEAH19-1 | Water-Source | WBAHP-C: Heat Pump Split Syste | Heat Pump | 230 | 1 |  |  | No Match | No Match |  |  |  | 18500 | 1680 | 11 | 9 | 24000 | 1760 | 4 | 3.2 | Non Federally-Regulated | 02/22/1990 |  | 07/31/1991
Waterfurnace International, Inc. | Waterfurnace International, Inc. | SXV058B1 |  | Water-Source | WBAHP: Heat Pump Packaged Unit | Heat Pump | 230 | 1 |  |  | No Match | No Match |  |  |  | 55000 | 4044 | 13.6 | 10 | 69000 | 4493 | 4.5 |  | Federally-Regulated Commercial & Industrial Equipment | 07/29/1998 |  | 10/02/1998
ClimateMaster Inc. | Climate Master Series | HE 006 |  | Ground-Water-Source | WBAHP: Heat Pump Packaged Unit | Heat Pump | 208 | 1 |  |  | No Match | No Match |  |  |  | 7000 | 608 | 11.5 | 9 | 5400 | 565 | 2.8 |  | Non Federally-Regulated | 01/30/1998 |  | 10/02/1998
Enertech Global, LLC | Enertech | GCT060D2 |  | Ground-Source | WBAHP: Heat Pump Packaged Unit | Heat Pump | 230 | 3 |  |  | No Match | Single-Speed |  |  |  | 63500 | 3547 | 17.9 | 13.4 | 47600 | 3671 | 3.8 | 3.1 | Non Federally-Regulated | 09/03/2012 |  | 12/12/2012
Singer | Electro-Hydronics | CC140C3 |  | Water-Source | WBAHP: Heat Pump Packaged Unit | Heat Pump | 230 | 1 |  |  | No Match | No Match |  |  |  | 14000 | 1850 | 7.6 | 7.5 | 18000 | 2050 | 2.6 | 2.5 | Non Federally-Regulated | 01/05/1982 |  | 05/16/1984
Command-Aire | Command-Aire | SWPH833* |  | Water-Source | WBAHP: Heat Pump Packaged Unit | Heat Pump | 230 | 3 |  |  | No Match | No Match |  |  |  | 95000 | 8120 | 11.7 | 9.2 | 120000 | 8370 | 4.2 |  | Non Federally-Regulated | 05/11/1988 |  | 03/15/1989
Waterfurnace International, Inc. | Waterfurnace International, Inc. | SXV010C1 |  | Ground-Water-Source | WBAHP: Heat Pump Packaged Unit | Heat Pump | 230 | 1 |  |  | No Match | No Match |  |  |  | 9900 | 642 | 15.4 | 9 | 7400 | 657 | 3.3 |  | Non Federally-Regulated | 01/30/1998 |  | 10/02/1998
Bard Manufacturing Company, Inc. | Bard | HWPD36 |  | Water-Source | WBAHP: Heat Pump Packaged Unit | Heat Pump | 208 | 1 |  |  | No Match | No Match |  |  |  | 34200 | 3200 | 10.7 | 7.5 | 47000 | 3520 | 3.9 | 2.5 | Non Federally-Regulated | 05/16/1984 |  | 05/11/1988
American Air Filter | Enercon | DVW-165 |  | Water-Source | WBAHP: Heat Pump Packaged Unit | Heat Pump | 200 | 3 |  |  | No Match | No Match |  |  |  | 165000 | 13808 | 11.9 |  | 200000 | 15235 | 3.9 |  | Non Federally-Regulated | 05/11/1988 |  | 03/15/1989
Singer | Electro-Hydronics | FC400CP |  | Water-Source | WBAHP: Heat Pump Packaged Unit | Heat Pump | 460 | 3 |  |  | No Match | No Match |  |  |  | 40000 | 4350 | 9.2 | 7.5 | 43000 | 4500 | 2.8 | 2.5 | Non Federally-Regulated | 01/05/1982 |  | 05/16/1984
Waterfurnace International, Inc. | Waterfurnace International, Inc. | SXV036A4 |  | Ground-Water-Source | WBAHP: Heat Pump Packaged Unit | Heat Pump | 460 | 3 |  |  | No Match | No Match |  |  |  | 37600 | 2870 | 13.1 | 11 | 40500 | 2967 | 4 | 3.5 | Non Federally-Regulated | 03/31/1998 |  | 05/10/1998
Climate Control / Snyder General | Trane | WPRA08HCXBX |  | Water-Source | WBAHP: Heat Pump Packaged Unit | Heat Pump | 230 | 1 |  |  | No Match | No Match |  |  |  | 6900 | 665 | 10.4 | 7.5 | 9500 | 740 | 3.7 | 2.5 | Non Federally-Regulated | 05/16/1984 |  | 05/11/1988
American Air Filter | Enercon | VW 93 |  | Water-Source | WBAHP: Heat Pump Packaged Unit | Heat Pump | 208 | 3 |  |  | No Match | No Match |  |  |  | 91500 | 11100 | 8.2 | 7.5 | 113500 | 11000 | 3 | 2.2 | Non Federally-Regulated | 08/30/1983 |  | 05/16/1984
Waterfurnace International, Inc. | Waterfurnace International, Inc. | NSV/NSH036G1*4 |  | Water-Source | WBAHP: Heat Pump Packaged Unit | Heat Pump | 230 | 1 |  |  | No Match | Single-Speed |  |  |  | 34900 | 1616 | 21.6 | 12 | 34200 | 1671 | 6 | 4.2 | Federally-Regulated Commercial & Industrial Equipment | 09/03/2012 |  | 04/19/2013
Carrier Corp. | Carrier | 50QEH0124 |  | Water-Source | WBAHP: Heat Pump Packaged Unit | Heat Pump | 265 | 1 |  |  | No Match | No Match |  |  |  | 12000 | 1090 | 11 | 9 | 14000 | 1055 | 3.9 | 3.2 | Non Federally-Regulated | 02/22/1990 |  | 07/31/1991
Waterfurnace International, Inc. | Waterfurnace International, Inc. | SXH095*3 |  | Water-Source | WBAHP: Heat Pump Packaged Unit | Heat Pump | 230 | 3 |  |  | No Match | No Match |  |  |  | 95000 | 7089 | 13.4 | 9 | 118000 | 7516 | 4.6 | 3.8 | Federally-Regulated Commercial & Industrial Equipment | 10/05/1999 |  | 05/19/2000
Trane U.S. Inc. | Command-Aire | SPHD0067 |  | Water-Source | WBAHP: Heat Pump Packaged Unit | Heat Pump | 265 | 1 |  |  | No Match | No Match |  |  |  | 6700 | 549 | 12.2 | 10 | 9500 | 632 | 4.4 |  | Federally-Regulated Commercial & Industrial Equipment | 10/05/1999 |  | 04/12/2000
Florida Heat Pump | Florida Heat Pump | EM120-5CS | EM120-5AH/AV | Water-Source | WBAH: Heating Only Packaged Un | Heat Pump | 575 | 3 |  |  | No Match | No Match |  |  |  | 121000 | 9166 | 13.2 | 9 | 137000 | 9790 | 4.1 | 3.5 | Non Federally-Regulated | 07/22/2002 |  | 03/12/2009
ClimateMaster Inc. | Climate Master | TZV/H048 |  | Ground-Source | WBAHP: Heat Pump Packaged Unit | Heat Pump | 208 | 1 |  |  | No Match | Single-Speed |  |  |  | 47600 | 3111 | 15.3 | 13.4 | 35600 | 2820 | 3.7 | 3.1 | Non Federally-Regulated | 06/14/2011 |  | 08/23/2011
Waterfurnace International, Inc. | Johnson Controls | RJSV/RJSH018**2*0 |  | Ground-Water-Source | WBAHP: Heat Pump Packaged Unit | Heat Pump | 265 | 1 |  |  | No Match | Single-Speed |  |  |  | 21000 | 824 | 25.5 | 16.2 | 19000 | 1266 | 4.4 | 3.6 | Non Federally-Regulated | 01/24/2011 |  | 10/24/2014
Addison Products | Addison Products | HWPH036-1JC/1JBC |  | Water-Source | WBAHP: Heat Pump Packaged Unit | Heat Pump | 208 | 1 |  |  | No Match | No Match |  |  |  | 33400 | 2982 | 11.2 | 10 | 43000 | 3316 | 3.8 |  | Federally-Regulated Commercial & Industrial Equipment | 12/14/1998 |  | 11/14/2000
Florida Heat Pump | Florida Heat Pump | GT024-1CS | GT024-1AH/AV | Water-Source | WBAH: Heating Only Packaged Un | Heat Pump | 230 | 1 |  |  | No Match | No Match |  |  |  | 25000 | 2118 | 11.8 | 9 | 26500 | 2218 | 3.5 | 3.5 | Non Federally-Regulated | 07/22/2002 |  | 03/12/2009
Marvair | Marvair | WVP/WHP22HPA |  | Water-Source | WBAHP: Heat Pump Packaged Unit | Heat Pump | 208 | 1 |  |  | No Match | No Match |  |  |  | 21400 | 2060 | 10.4 | 7.5 | 27000 | 2250 | 3.5 | 2.5 | Non Federally-Regulated | 06/11/1985 |  | 05/11/1988
Addison Products | Addison Products | HWPG024-1B** |  | Water-Source | WBAHP-CB: Heat Pump Split Syst | Heat Pump | 230 | 1 |  |  | No Match | No Match |  |  |  | 21800 | 1626 | 13.4 | 9 | 24200 | 1729 | 4.1 | 3.5 | Non Federally-Regulated | 02/02/1998 |  | 10/02/1998
Mammoth | Hydrobank II | K052VHJ |  | Water-Source | WBAHP: Heat Pump Packaged Unit | Heat Pump | 575 | 3 |  |  | No Match | No Match |  |  |  | 49000 | 4622 | 10.6 | 10 | 64500 | 4845 | 3.9 |  | Federally-Regulated Commercial & Industrial Equipment | 01/18/2001 |  | 03/12/2009
McQuay International | McQuay | W-CDD/CDE/CMG-1-048-E |  | Water-Source | WBAHP: Heat Pump Packaged Unit | Heat Pump | 230 | 1 |  |  | No Match | No Match |  |  |  | 44000 | 3548 | 12.4 | 10 | 56000 | 3646 | 4.5 |  | Federally-Regulated Commercial & Industrial Equipment | 10/05/1999 |  | 09/21/2000
American Air Filter | Enercon | FHW-07 |  | Water-Source | WBAHP: Heat Pump Packaged Unit | Heat Pump | 208 | 1 |  |  | No Match | No Match |  |  |  | 6300 | 623 | 10.1 | 9 | 8200 | 706 | 3.4 | 3.2 | Non Federally-Regulated | 05/11/1988 |  | 03/15/1989
ClimateMaster Inc. | Carrier Corp. | 50YCS0603 | FK4CNF006 | Ground-Source | WBAHP-CB: Heat Pump Split Syst | Heat Pump | 208 | 1 |  |  | No Match | Single-Speed |  |  |  | 57600 | 4056 | 14.2 | 13.4 | 47200 | 3955 | 3.5 | 3.1 | Non Federally-Regulated | 09/15/2009 |  | 02/17/2011
Carrier Corp. | Carrier | 50QEV0093 |  | Water-Source | WBAHP: Heat Pump Packaged Unit | Heat Pump | 208 | 1 |  |  | No Match | No Match |  |  |  | 8900 | 750 | 11.9 | 9 | 11000 | 830 | 3.8 | 3.2 | Non Federally-Regulated | 03/15/1989 |  | 02/05/1990
Addison Products | Addison Products | HPY048-4A |  | Water-Source | WBAHP-CB: Heat Pump Split Syst | Heat Pump | 460 | 3 |  |  | No Match | No Match |  |  |  | 54400 | 4689 | 11.6 | 9 | 61800 | 5029 | 3.6 | 3.5 | Non Federally-Regulated | 07/22/2002 |  | 03/12/2009
Enertech Global, LLC | Enertech | GTC048 | MPD048 | Ground-Source | WBAHP-CB: Heat Pump Split Syst | Heat Pump | 208 | 1 |  |  | No Match | Single-Speed |  |  |  | 54300 | 3251 | 16.7 | 13.4 | 43300 | 3430 | 3.7 | 3.1 | Non Federally-Regulated | 08/23/2011 |  | 04/19/2013
ClimateMaster Inc. | Carrier Corp. | 50YFV/H036*2 |  | Ground-Source | WBAHP: Heat Pump Packaged Unit | Heat Pump | 230 | 1 |  |  | No Match | Single-Speed |  |  |  | 35000 | 2121 | 16.5 | 13.4 | 27100 | 2269 | 3.5 | 3.1 | Non Federally-Regulated | 01/09/2014 |  | 04/22/2015
Waterfurnace International, Inc. | Waterfurnace International, Inc. | SXV036B0 |  | Water-Source | WBAHP-CB: Heat Pump Split Syst | Heat Pump | 230 | 1 |  |  | No Match | No Match |  |  |  | 37600 | 2870 | 13.1 | 9 | 40500 | 2967 | 4 | 3.5 | Non Federally-Regulated | 08/21/1998 |  | 10/02/1998
California Heat Pump | California Heat Pump | CHP-15R*-12-** |  | Water-Source | WBAHP: Heat Pump Packaged Unit | Heat Pump | 230 | 1 |  |  | No Match | No Match |  |  |  | 13000 | 1450 | 9 | 7.5 | 17000 | 1450 | 3.4 | 2.5 | Non Federally-Regulated | 09/08/1982 |  | 06/11/1985
Waterfurnace International, Inc. | Waterfurnace International, Inc. | P070**1 |  | Ground-Water-Source | WBAHP: Heat Pump Packaged Unit | Heat Pump | 230 | 1 |  |  | No Match | No Match |  |  |  | 71000 | 6698 | 10.6 | 9 | 52000 | 5441 | 2.8 |  | Non Federally-Regulated | 05/19/2000 |  | 07/18/2002
Mammoth | Geox | ZG120HHF |  | Water-Source | WBAHP: Heat Pump Packaged Unit | Heat Pump | 460 | 3 |  |  | No Match | No Match |  |  |  | 120000 | 11320 | 10.6 | 10.5 | 160000 | 13022 | 3.6 | 3.8 | Non Federally-Regulated | 07/31/1991 |  | 03/31/1998
Command-Aire | Command-Aire | SWPHR351E |  | Water-Source | WBAHP: Heat Pump Packaged Unit | Heat Pump | 230 | 1 |  |  | No Match | No Match |  |  |  | 36000 | 3270 | 11 | 9 | 49000 | 3500 | 4 | 3.2 | Non Federally-Regulated | 05/11/1988 |  | 03/15/1989
Command-Aire | Command-Aire | SWP131E |  | Water-Source | WBAHP: Heat Pump Packaged Unit | Heat Pump | 230 | 1 |  |  | No Match | No Match |  |  |  | 12000 | 1050 | 11.4 | 9 | 18000 | 1290 | 4.1 | 3.2 | Non Federally-Regulated | 05/11/1988 |  | 03/15/1989
Waterfurnace International, Inc. | Waterfurnace International, Inc. | SXV042B1 |  | Water-Source | WBAHP: Heat Pump Packaged Unit | Heat Pump | 230 | 1 |  |  | No Match | No Match |  |  |  | 42000 | 3000 | 14 | 10 | 54500 | 3131 | 5.1 |  | Federally-Regulated Commercial & Industrial Equipment | 02/02/1998 |  | 03/31/1998
Waterfurnace International, Inc. | Waterfurnace International, Inc. | SXH058C0 |  | Water-Source | WBAHP-CB: Heat Pump Split Syst | Heat Pump | 230 | 1 |  |  | No Match | No Match |  |  |  | 58500 | 4365 | 13.4 | 9 | 67500 | 4945 | 4 | 3.5 | Non Federally-Regulated | 02/02/1998 |  | 10/02/1998
Addison Products | Addison Products | VGY120-4A |  | Water-Source | WBAHP: Heat Pump Packaged Unit | Heat Pump | 460 | 3 |  |  | No Match | No Match |  |  |  | 117000 | 9669 | 12.1 | 9 | 145000 | 10362 | 4.1 | 3.8 | Federally-Regulated Commercial & Industrial Equipment | 01/24/2002 |  | 03/12/2009
Florida Heat Pump | Florida Heat Pump | EM060-3CF |  | Water-Source | WBAHP: Heat Pump Packaged Unit | Heat Pump | 208 | 3 |  |  | No Match | No Match |  |  |  | 60000 | 4615 | 13 | 9.3 | 80000 | 5328 | 4.4 | 3.8 | Federally-Regulated Commercial & Industrial Equipment | 03/31/1998 |  | 05/10/1998
Addison Products | Addison Products | HWPH036-1JC/1JBC |  | Water-Source | WBAHP: Heat Pump Packaged Unit | Heat Pump | 208 | 1 |  |  | No Match | No Match |  |  |  | 33400 | 2982 | 11.2 | 10 | 43000 | 3316 | 3.8 |  | Federally-Regulated Commercial & Industrial Equipment | 02/02/1998 |  | 03/31/1998
Waterfurnace International, Inc. | Waterfurnace International, Inc. | SXV068C1 |  | Water-Source | WBAHP: Heat Pump Packaged Unit | Heat Pump | 230 | 1 |  |  | No Match | No Match |  |  |  | 65000 | 5200 | 12.5 | 10.5 | 84000 | 5470 | 4.5 | 3.8 | Federally-Regulated Commercial & Industrial Equipment | 03/31/1998 |  | 05/10/1998
Waterfurnace International, Inc. | Waterfurnace International, Inc. | NDV/NDH026F1*4 |  | Ground-Source | WBAHP: Heat Pump Packaged Unit | Heat Pump | 230 | 1 |  |  | No Match | Dual-Speed |  |  |  | 27700 | 1358 | 20.4 | 13.4 | 19500 | 1329 | 4.3 | 3.1 | Non Federally-Regulated | 05/02/2012 |  | 04/19/2013
Waterfurnace International, Inc. | Trane Unitary Products Group | T2GY072***1* |  | Ground-Source | WBAHP: Heat Pump Packaged Unit | Heat Pump | 230 | 1 |  |  | No Match | Dual-Speed | 4160 | 926 |  | 70400 | 4693 | 15 | 13.4 | 50000 | 4070 | 3.6 | 3.1 | Non Federally-Regulated | 08/23/2011 |  | 11/30/2011
ClimateMaster Inc. | Climate Master | TES/P064A | TAH064B | Ground-Source | WBAHP-CB: Heat Pump Split Syst | Heat Pump | 208 | 1 |  |  | No Match | Single-Speed |  |  |  | 59200 | 3503 | 16.9 | 13.4 | 46400 | 3675 | 3.7 | 3.1 | Non Federally-Regulated | 12/12/2012 |  | 06/09/2015
Florida Heat Pump | Energy Miser | HEV 124-1 |  | Water-Source | WBAHP: Heat Pump Packaged Unit | Heat Pump | 208 | 1 |  |  | No Match | No Match |  |  |  | 124000 | 11520 | 10.8 | 9.2 | 164000 | 12640 | 3.8 | 2.5 | Non Federally-Regulated | 06/11/1985 |  | 05/11/1988
ClimateMaster Inc. | Climate Master Series | GSV/GSH036AG |  | Ground-Water-Source | WBAHP: Heat Pump Packaged Unit | Heat Pump | 230 | 1 |  |  | No Match | No Match |  |  |  | 35800 | 2294 | 15.6 | 9 | 27500 | 2517 | 3.2 |  | Non Federally-Regulated | 04/10/2000 |  | 07/18/2002
Enertech Global, LLC | Enertech | H042C | ACD048 | Ground-Source | WBAHP-C: Heat Pump Split Syste | Heat Pump | 208 | 1 |  |  | No Match | Single-Speed |  |  |  | 43800 | 2561 | 17.1 | 13.4 | 35000 | 3019 | 3.4 | 3.1 | Non Federally-Regulated | 06/15/2009 |  | 03/02/2012
Florida Heat Pump | Florida Heat Pump | GT026-3VT/HZ/CF |  | Water-Source | WBAHP-CB: Heat Pump Split Syst | Heat Pump | 208 | 3 |  |  | No Match | No Match |  |  |  | 27000 | 2000 | 13.5 | 9 | 30600 | 2298 | 3.9 | 3.5 | Non Federally-Regulated | 10/05/1999 |  | 04/12/2000
Climate Control / Snyder General | Electro-Hydronics | UW260G3 |  | Water-Source | WBAHP: Heat Pump Packaged Unit | Heat Pump | 230 | 1 |  |  | No Match | No Match |  |  |  | 26000 | 2450 | 10.6 | 7.5 | 31600 | 2500 | 3.7 | 2.5 | Non Federally-Regulated | 05/16/1984 |  | 08/29/1986
Florida Heat Pump | Florida Heat Pump | CP042-1HZ/VT |  | Water-Source | WBAHP: Heat Pump Packaged Unit | Heat Pump | 208 | 1 |  |  | No Match | Single-Speed |  |  |  | 40600 | 2268 | 17.9 | 12 | 42000 | 2086 | 5.9 | 4.2 | Federally-Regulated Commercial & Industrial Equipment | 06/14/2011 |  | 05/01/2015
Waterfurnace International, Inc. | Waterfurnace International, Inc. | SXV019C1 |  | Ground-Water-Source | WBAHP: Heat Pump Packaged Unit | Heat Pump | 230 | 1 |  |  | No Match | No Match |  |  |  | 19200 | 1371 | 14 | 9 | 15100 | 1301 | 3.4 |  | Non Federally-Regulated | 01/30/1998 |  | 03/31/1998
Climate Control / Snyder General | Electro-Hydronics | CC230F3 |  | Water-Source | WBAHP: Heat Pump Packaged Unit | Heat Pump | 230 | 1 |  |  | No Match | No Match |  |  |  | 23000 | 2250 | 10.2 | 7.5 | 30000 | 2500 | 3.5 | 2.5 | Non Federally-Regulated | 06/11/1985 |  | 08/29/1986
Climate Control / Snyder General | Electro-Hydronics | VF200F3 |  | Water-Source | WBAHP: Heat Pump Packaged Unit | Heat Pump | 230 | 1 |  |  | No Match | No Match |  |  |  | 19000 | 1780 | 10.7 | 7.5 | 25600 | 1920 | 3.9 | 2.5 | Non Federally-Regulated | 05/16/1984 |  | 08/29/1986
Waterfurnace International, Inc. | Waterfurnace International, Inc. | NSV/NSH048F1*0 |  | Water-Source | WBAHP: Heat Pump Packaged Unit | Heat Pump | 208 | 1 |  |  | No Match | Single-Speed |  |  |  | 46400 | 2994 | 15.5 | 12 | 53100 | 3176 | 4.9 | 4.2 | Federally-Regulated Commercial & Industrial Equipment | 05/02/2012 |  | 04/19/2013
Command-Aire | Command-Aire | SWPH-603 |  | Water-Source | WBAHP: Heat Pump Packaged Unit | Heat Pump | 208 | 3 |  |  | No Match | No Match |  |  |  | 71300 | 7500 | 9.5 | 9.2 | 98700 | 7150 | 4 | 2.5 | Non Federally-Regulated | 02/22/1990 |  | 07/31/1991
Florida Heat Pump | Energy Miser | HLTH40-4 |  | Water-Source | WBAH-O: Heating Only Packaged | Heat Pump | 460 | 3 |  |  | No Match | No Match |  |  |  | 0 | 0 | 0 | 9 | 49000 | 4100 | 3.5 |  | Non Federally-Regulated | 03/07/1989 |  | 07/28/1992
ClimateMaster Inc. | Climate Master | ACA/B024B |  | Water-Source | WBAHP: Heat Pump Packaged Unit | Heat Pump | 230 | 1 |  |  | No Match | Single-Speed |  |  |  | 23500 | 1667 | 14.1 | 12 | 27800 | 1811 | 4.5 | 4.2 | Federally-Regulated Commercial & Industrial Equipment | 01/09/2014 |  | 06/09/2015
Waterfurnace International, Inc. | Rybacki - Hart Enterprises | QT064**1 |  | Ground-Water-Source | WBAHP: Heat Pump Packaged Unit | Heat Pump | 208 | 1 |  |  | No Match | Dual-Speed |  |  |  | 64100 | 3465 | 18.5 | 16.2 | 52800 | 3869 | 4 | 3.6 | Non Federally-Regulated | 01/24/2011 |  | 04/19/2013
Florida Heat Pump | Florida Heat Pump | GT036-1CS | GT036-1AH/AV | Water-Source | Water/Brine to Air Heat Pump S | Heat Pump | 208 | 1 |  |  | No Match | No Match |  |  |  | 33500 | 2500 | 13.4 | 10 | 39500 | 2691 | 4.3 |  | Federally-Regulated Commercial & Industrial Equipment | 04/12/2000 |  | 05/29/2001
Waterfurnace International, Inc. | Waterfurnace International, Inc. | SXH058B0 |  | Water-Source | WBAHP: Heat Pump Packaged Unit | Heat Pump | 230 | 1 |  |  | No Match | No Match |  |  |  | 55000 | 4044 | 13.6 | 10 | 69000 | 4493 | 4.5 |  | Federally-Regulated Commercial & Industrial Equipment | 07/29/1998 |  | 10/02/1998
Geoflex Systems, Inc. | Geoflex Systems, Inc. | GF1S-V/H/D/M-024WAABE |  | Ground-Water-Source | WBAHP: Heat Pump Packaged Unit | Both Heat Pump and Electric Re | 230 | 1 |  |  | No Match | Single-Speed |  |  |  | 22900 | 798 | 28.7 | 16.2 | 19900 | 1166 | 5 | 3.6 | Non Federally-Regulated | 03/02/2012 |  | 01/09/2014
McQuay International | McQuay | FCV/FCW/VWH/VWW042B-G |  | Water-Source | WBAHP: Heat Pump Packaged Unit | Heat Pump | 230 | 1 |  |  | No Match | No Match |  |  |  | 41800 | 3483 | 12 | 9.3 | 53000 | 3883 | 4 | 3.8 | Federally-Regulated Commercial & Industrial Equipment | 03/31/1998 |  | 05/10/1998
ClimateMaster Inc. | Climate Master | ACA/B030 |  | Water-Source | WBAHP: Heat Pump Packaged Unit | Heat Pump | 230 | 1 |  |  | No Match | Single-Speed |  |  |  | 28300 | 2081 | 13.6 | 12 | 35600 | 2319 | 4.5 | 4.2 | Federally-Regulated Commercial & Industrial Equipment | 03/02/2012 |  | 06/09/2015
Florida Heat Pump | Florida Heat Pump | EM031-1CF/HZ/VT |  | Ground-Water-Source | WBAHP: Heat Pump Packaged Unit | Heat Pump | 230 | 1 |  |  | No Match | No Match |  |  |  | 33500 | 2326 | 14.4 | 9 | 26000 | 2308 | 3.3 |  | Non Federally-Regulated | 05/29/2001 |  | 07/18/2002
Waterfurnace International, Inc. | Eagle Mountain | GTS064A1 | GRAC060* | Water-Source | WBAHP-CB: Heat Pump Split Syst | Heat Pump | 230 | 1 |  |  | No Match | Dual-Speed |  |  |  | 56300 | 3830 | 14.7 | 12 | 55800 | 3555 | 4.6 | 4.2 | Federally-Regulated Commercial & Industrial Equipment | 01/24/2011 |  | 04/19/2013
ClimateMaster Inc. | Carrier | 50VQA/VQD080 |  | Water-Source | WBAHP: Heat Pump Packaged Unit | Heat Pump | 208 | 3 |  |  | No Match | No Match |  |  |  | 74000 | 5285 | 14 | 9 | 83000 | 5791 | 4.2 | 3.8 | Federally-Regulated Commercial & Industrial Equipment | 02/02/1998 |  | 03/31/1998
McQuay International | McQuay | W-CDS/CME/CMS-1-090-F |  | Water-Source | WBAHP: Heat Pump Packaged Unit | Heat Pump | 208 | 3 |  |  | No Match | No Match |  |  |  | 92000 | 7603 | 12.1 | 9 | 112000 | 7631 | 4.3 | 3.8 | Federally-Regulated Commercial & Industrial Equipment | 10/05/1999 |  | 09/21/2000
McQuay / Snyder General | Electro-Hydronics | LWP27AD |  | Water-Source | WBAHP: Heat Pump Packaged Unit | Heat Pump | 230 | 3 |  |  | No Match | No Match |  |  |  | 295200 | 25350 | 11.6 |  | 348000 | 28300 | 3.6 |  | Non Federally-Regulated | 05/11/1988 |  | 03/15/1989
Mammoth | Hydrobank II | D006HHJ |  | Water-Source | WBAHP: Heat Pump Packaged Unit | Heat Pump | 230 | 1 |  |  | No Match | No Match |  |  |  | 7000 | 642 | 10.9 | 10 | 9200 | 691 | 3.9 |  | Federally-Regulated Commercial & Industrial Equipment | 01/18/2001 |  | 03/12/2009
Hydro Delta Corp. | Hydro Delta Corp. | 03-018-WTAR-DS-HE |  | Ground-Water-Source | WBAHP: Heat Pump Packaged Unit | Heat Pump | 230 | 1 |  |  | No Match | No Match |  |  |  | 20700 | 1533 | 13.5 | 9 | 13000 | 1360 | 2.8 |  | Non Federally-Regulated | 10/06/1999 |  | 04/10/2000
ClimateMaster Inc. | Climate Master Series | HE 006 |  | Ground-Source | WBAHP: Heat Pump Packaged Unit | Heat Pump | 208 | 1 |  |  | No Match | No Match |  |  |  | 7000 | 608 | 11.5 |  | 5400 | 565 | 2.8 |  | Non Federally-Regulated | 03/31/1998 |  | 05/10/1998
American Air Filter | Enercon | GHW-30 |  | Water-Source | WBAHP: Heat Pump Packaged Unit | Heat Pump | 208 | 1 |  |  | No Match | No Match |  |  |  | 29000 | 2736 | 10.6 | 9 | 37500 | 3139 | 3.5 | 3.2 | Non Federally-Regulated | 02/22/1990 |  | 07/31/1991
Enertech Global, LLC | Enertech | GST036A2 | ACD036 | Ground-Water-Source | WBAHP-CB: Heat Pump Split Syst | Heat Pump | 208 | 3 |  |  | No Match | Single-Speed |  |  |  | 40200 | 1836 | 21.9 | 16.2 | 36900 | 2403 | 4.5 | 3.6 | Non Federally-Regulated | 03/02/2012 |  | 12/12/2012
Mammoth | Hydrobank II | D019CHE |  | Water-Source | WBAHP-O: Heat Pump Packaged Un | Heat Pump | 208 | 1 |  |  | No Match | No Match |  |  |  | 17200 | 1522 | 11.3 | 10 | 22000 | 1696 | 3.8 |  | Federally-Regulated Commercial & Industrial Equipment | 12/14/1998 |  | 10/05/1999
Command-Aire | Command-Aire | SWPH833* |  | Water-Source | WBAHP: Heat Pump Packaged Unit | Heat Pump | 208 | 3 |  |  | No Match | No Match |  |  |  | 95000 | 8120 | 11.7 | 9.2 | 120000 | 8370 | 4.2 | 2.5 | Non Federally-Regulated | 02/22/1990 |  | 07/31/1991
Singer | Electro-Hydronics | VF140A5 |  | Water-Source | WBAHP: Heat Pump Packaged Unit | Heat Pump | 208 | 1 |  |  | No Match | No Match |  |  |  | 14000 | 1700 | 8.2 | 7.5 | 16500 | 1950 | 2.5 | 2.5 | Non Federally-Regulated | 01/05/1982 |  | 09/08/1982
Waterfurnace International, Inc. | Waterfurnace International, Inc. | SXH036C0 |  | Ground-Source | WBAHP: Heat Pump Packaged Unit | Heat Pump | 230 | 1 |  |  | No Match | No Match |  |  |  | 36400 | 2676 | 13.6 |  | 26000 | 2381 | 3.2 |  | Non Federally-Regulated | 03/31/1998 |  | 05/10/1998
Geoflex Systems, Inc. | Geoflex Systems, Inc. | GF1T-V/H/D/M-049WAEBP |  | Water-Source | WBAHP: Heat Pump Packaged Unit | Both Heat Pump and Electric Re | 575 | 3 |  |  | No Match | Dual-Speed |  |  |  | 46900 | 3045 | 15.4 | 12 | 60400 | 3540 | 5 | 4.2 | Federally-Regulated Commercial & Industrial Equipment | 11/30/2011 |  | 01/09/2014
Florida Heat Pump | Bosch | CP048-1HZ/VT |  | Ground-Water-Source | WBAHP: Heat Pump Packaged Unit | Heat Pump | 230 | 1 |  |  |  | Single-Speed |  |  |  | 53600 | 2102 | 25.5 | 16.2 | 40500 | 2760 | 4.3 | 3.6 | Non Federally-Regulated | 04/22/2015 |  | 05/01/2015
Florida Heat Pump | Florida Heat Pump | EM041-1CS | EM041-1AH/AV | Ground-Water-Source | WBAHP-CB: Heat Pump Split Syst | Heat Pump | 208 | 1 |  |  | No Match | No Match |  |  |  | 40000 | 3030 | 13.2 | 9 | 29500 | 2980 | 2.9 |  | Non Federally-Regulated | 05/29/2001 |  | 07/18/2002
Florida Heat Pump | Florida Heat Pump | EM060-4CF/HZ/VT |  | Water-Source | WBAHP-CB: Heat Pump Split Syst | Heat Pump | 460 | 3 |  |  | No Match | No Match |  |  |  | 65000 | 5200 | 12.5 | 9 | 80000 | 6335 | 3.7 | 3.5 | Non Federally-Regulated | 05/23/2001 |  | 07/18/2002
Waterfurnace International, Inc. | Johnson Controls | RKV/RKH018**2*4 |  | Ground-Water-Source | WBAHP: Heat Pump Packaged Unit | Heat Pump | 265 | 1 |  |  | No Match | Single-Speed |  |  |  | 21000 | 824 | 25.5 | 16.2 | 19000 | 1266 | 4.4 | 3.6 | Non Federally-Regulated | 09/03/2012 |  | 01/09/2014
Addison Products | Addison Products | HGY024-1A |  | Water-Source | WBAHP-CB: Heat Pump Split Syst | Heat Pump | 208 | 1 |  |  | No Match | No Match |  |  |  | 25500 | 1992 | 12.8 | 9 | 28200 | 2233 | 3.7 | 3.5 | Non Federally-Regulated | 07/22/2002 |  | 03/12/2009
Waterfurnace International, Inc. | Geotility Geothermal Installations | ZS070**0*4 |  | Water-Source | WBAHP: Heat Pump Packaged Unit | Heat Pump | 230 | 1 |  |  | No Match | Single-Speed |  |  |  | 63000 | 4406 | 14.3 | 12 | 79000 | 4926 | 4.7 | 4.2 | Federally-Regulated Commercial & Industrial Equipment | 03/02/2012 |  | 04/19/2013
Waterfurnace International, Inc. | Waterfurnace International, Inc. | ATV066D0 |  | Ground-Water-Source | WBAHP: Heat Pump Packaged Unit | Heat Pump | 208 | 1 |  |  | No Match | No Match |  |  |  | 67000 | 5000 | 13.4 | 9 | 50000 | 4884 | 3 |  | Non Federally-Regulated | 01/30/1998 |  | 03/31/1998
Mammoth | Hydrobank II | F064HHT/VHT |  | Water-Source | WBAHP: Heat Pump Packaged Unit | Heat Pump | 208 | 3 |  |  | No Match | No Match |  |  |  | 64000 | 4776 | 13.4 | 10 | 82000 | 5861 | 4.1 |  | Federally-Regulated Commercial & Industrial Equipment | 02/02/1998 |  | 03/31/1998
McQuay / Snyder General | Electro-Hydronics | FC330FD |  | Water-Source | WBAHP: Heat Pump Packaged Unit | Heat Pump | 230 | 3 |  |  | No Match | No Match |  |  |  | 33000 | 3050 | 10.8 | 7.5 | 39000 | 3090 | 3.7 | 2.5 | Non Federally-Regulated | 08/29/1986 |  | 05/11/1988
Waterfurnace International, Inc. | Waterfurnace International, Inc. | SXV010*1 |  | Water-Source | WBAHP: Heat Pump Packaged Unit | Heat Pump | 230 | 1 |  |  | No Match | No Match |  |  |  | 9800 | 653 | 15 | 10 | 12600 | 709 | 5.2 |  | Federally-Regulated Commercial & Industrial Equipment | 10/05/1999 |  | 05/19/2000
McQuay International | McQuay | HWH/HWW007C-N |  | Water-Source | WBAHP: Heat Pump Packaged Unit | Heat Pump | 265 | 1 |  |  | No Match | No Match |  |  |  | 7000 | 654 | 10.7 | 10 | 9800 | 736 | 3.9 |  | Federally-Regulated Commercial & Industrial Equipment | 11/17/1999 |  | 09/21/2000
Waterfurnace International, Inc. | Waterfurnace International, Inc. | P066**4 |  | Ground-Water-Source | WBAHP: Heat Pump Packaged Unit | Heat Pump | 460 | 3 |  |  | No Match | No Match |  |  |  | 67000 | 5000 | 13.4 | 9 | 50000 | 4883 | 3 |  | Non Federally-Regulated | 07/22/2002 |  | 03/12/2009
Florida Heat Pump | Geomaster, LLC | ES060-3CF/HZ/VT |  | Ground-Source | WBAHP: Heat Pump Packaged Unit | Heat Pump | 230 | 3 |  |  | No Match | Single-Speed |  |  |  | 60000 | 3846 | 15.6 | 13.4 | 45000 | 3995 | 3.3 | 3.1 | Non Federally-Regulated | 02/09/2009 |  | 04/20/2015
Florida Heat Pump | Bosch | AP035-3CF/HZ/VT |  | Water-Source | WBAHP: Heat Pump Packaged Unit | Heat Pump | 208 | 3 |  |  |  | Dual-Speed |  |  |  | 36600 | 2288 | 16 | 12 | 43000 | 2471 | 5.1 | 4.2 | Federally-Regulated Commercial & Industrial Equipment | 04/22/2015 |  | 05/01/2015
Mammoth | Hydrobank II | F035HLG |  | Ground-Water-Source | WBAHP: Heat Pump Packaged Unit | Heat Pump | 208 | 3 |  |  | No Match | No Match |  |  |  | 34500 | 2464 | 14 | 9 | 26500 | 2504 | 3.1 |  | Non Federally-Regulated | 01/18/2001 |  | 07/18/2002
Florida Heat Pump | Geomaster, LLC | EC051-3CF/HZ/VT |  | Ground-Water-Source | WBAHP: Heat Pump Packaged Unit | Heat Pump | 208 | 3 |  |  | No Match | Single-Speed |  |  |  | 58000 | 2816 | 20.6 | 16.2 | 46600 | 2816 | 4.2 | 3.6 | Non Federally-Regulated | 04/30/2009 |  | 04/20/2015
Power-Save International, Inc. | S.O.E.S.I. | PSD-1000 (2) |  | Water-Source | WBAHP: Heat Pump Packaged Unit | Heat Pump | 230 | 1 |  |  | No Match | No Match |  |  |  | 132000 | 10350 | 12.8 | 9.2 | 148000 | 9936 | 4.3 |  | Federally-Regulated Commercial & Industrial Equipment | 01/23/1988 |  | 05/11/1988
ClimateMaster Inc. | Climate Master Series | HS/HL/VS/VL060F |  | Water-Source | WBAHP: Heat Pump Packaged Unit | Heat Pump | 460 | 3 |  |  | No Match | No Match |  |  |  | 59500 | 5312 | 11.2 | 10 | 75000 | 5782 | 3.8 |  | Federally-Regulated Commercial & Industrial Equipment | 01/18/2001 |  | 11/19/2001
Addison Products | Addison Products | VGY060-3A |  | Ground-Water-Source | WBAHP: Heat Pump Packaged Unit | Heat Pump | 208 | 3 |  |  | No Match | No Match |  |  |  | 66200 | 4832 | 13.7 | 9 | 50000 | 4725 | 3.1 |  | Non Federally-Regulated | 11/14/2000 |  | 07/18/2002
Florida Heat Pump | Energy Miser | LTV70-4 |  | Ground-Water-Source | WBAHP: Heat Pump Packaged Unit | Heat Pump | 460 | 3 |  |  | No Match | No Match |  |  |  | 65000 | 6130 | 10.6 | 11 | 80000 | 6895 | 3.4 | 3.4 | Non Federally-Regulated | 07/31/1991 |  | 03/31/1998
Waterfurnace International, Inc. | Waterfurnace International, Inc. | SXV042B3 |  | Water-Source | WBAHP: Heat Pump Packaged Unit | Heat Pump | 208 | 3 |  |  | No Match | No Match |  |  |  | 42000 | 3000 | 14 | 10 | 54500 | 3131 | 5.1 |  | Federally-Regulated Commercial & Industrial Equipment | 12/14/1998 |  | 10/05/1999
Waterfurnace International, Inc. | Waterfurnace International, Inc. | SXV068B0 |  | Water-Source | WBAHP: Heat Pump Packaged Unit | Heat Pump | 208 | 1 |  |  | No Match | No Match |  |  |  | 65000 | 5200 | 12.5 | 9 | 84000 | 5470 | 4.5 | 3.8 | Federally-Regulated Commercial & Industrial Equipment | 12/14/1998 |  | 10/05/1999
The Whalen Company | Whalen | VI-A-800-1 |  | Water-Source | WBAHP-O: Heat Pump Packaged Un | Heat Pump | 208 | 1 |  |  | No Match | No Match |  |  |  | 24000 | 2581 | 9.3 | 9 | 30000 | 2748 | 3.2 | 3.2 | Non Federally-Regulated | 02/22/1990 |  | 07/31/1991
Waterfurnace International, Inc. | Waterfurnace International, Inc. | SXH095A5 |  | Ground-Source | WBAHP: Heat Pump Packaged Unit | Heat Pump | 575 | 3 |  |  | No Match | No Match |  |  |  | 96000 | 7164 | 13.4 |  | 66500 | 6960 | 2.8 |  | Non Federally-Regulated | 03/31/1998 |  | 05/10/1998
Bard Manufacturing Company, Inc. | Bard | WPV30 |  | Water-Source | WBAHP: Heat Pump Packaged Unit | Heat Pump | 208 | 1 |  |  | No Match | No Match |  |  |  | 28000 | 2620 | 10.7 | 7.5 | 32200 | 2570 | 3.7 | 2.5 | Non Federally-Regulated | 05/16/1984 |  | 01/23/1988
Florida Heat Pump | Florida Heat Pump | EV048-3CF/HZ/VT |  | Ground-Source | WBAHP: Heat Pump Packaged Unit | Heat Pump | 230 | 3 |  |  | No Match | Multiple-Speed |  |  |  | 49000 | 2988 | 16.4 | 13.4 | 37500 | 3232 | 3.4 | 3.1 | Non Federally-Regulated | 06/23/2011 |  | 12/12/2012
Florida Heat Pump | Florida Heat Pump | GT036-3CS | GT036-1AH/AV | Water-Source | WBAH: Heating Only Packaged Un | Heat Pump | 230 | 3 |  |  | No Match | No Match |  |  |  | 35500 | 2610 | 13.6 | 9 | 38000 | 3009 | 3.7 | 3.5 | Non Federally-Regulated | 04/12/2000 |  | 05/23/2001
ClimateMaster Inc. | Trane | WPHA26XC* |  | Water-Source | WBAHP: Heat Pump Packaged Unit | Heat Pump | 230 | 1 |  |  | No Match | No Match |  |  |  | 26000 | 2453 | 10.6 | 9 | 31600 | 2503 | 3.7 | 3.2 | Non Federally-Regulated | 05/11/1988 |  | 03/15/1989
Waterfurnace International, Inc. | Johnson Controls | RGSV/RGSH036**4*4 |  | Water-Source | WBAHP: Heat Pump Packaged Unit | Heat Pump | 460 | 3 |  |  | No Match | Single-Speed |  |  |  | 33300 | 2220 | 15 | 12 | 40600 | 2479 | 4.8 | 4.2 | Federally-Regulated Commercial & Industrial Equipment | 06/14/2011 |  | 03/02/2012
Florida Heat Pump | Energy Miser | LTV15-1 |  | Ground-Water-Source | WBAHP: Heat Pump Packaged Unit | Heat Pump | 208 | 1 |  |  | No Match | No Match |  |  |  | 14800 | 1345 | 11 | 11 | 16900 | 1500 | 3.3 | 3.4 | Non Federally-Regulated | 07/31/1991 |  | 03/31/1998
McQuay International | McQuay | FCV/FCW/VWH/VWW048B-G |  | Water-Source | WBAHP: Heat Pump Packaged Unit | Heat Pump | 230 | 1 |  |  | No Match | No Match |  |  |  | 46000 | 3833 | 12 | 10 | 56000 | 3816 | 4.3 |  | Federally-Regulated Commercial & Industrial Equipment | 02/02/1998 |  | 03/31/1998
McQuay / Snyder General | Electro-Hydronics | FW400G3 |  | Water-Source | WBAHP: Heat Pump Packaged Unit | Heat Pump | 230 | 1 |  |  | No Match | No Match |  |  |  | 39600 | 3960 | 10 | 7.5 | 45000 | 3880 | 3.4 | 2.5 | Non Federally-Regulated | 08/29/1986 |  | 05/11/1988
ClimateMaster Inc. | Climate Master Series | HS/HL/VS/VL060G |  | Water-Source | WBAHP: Heat Pump Packaged Unit | Heat Pump | 230 | 1 |  |  | No Match | No Match |  |  |  | 59500 | 5312 | 11.2 | 10 | 75000 | 5782 | 3.8 |  | Federally-Regulated Commercial & Industrial Equipment | 01/18/2001 |  | 11/19/2001
Waterfurnace International, Inc. | Waterfurnace International, Inc. | SXV095A3 |  | Ground-Water-Source | WBAHP: Heat Pump Packaged Unit | Heat Pump | 230 | 3 |  |  | No Match | No Match |  |  |  | 99000 | 6875 | 14.4 | 9 | 65500 | 6398 | 3 |  | Non Federally-Regulated | 01/30/1998 |  | 10/02/1998
Trane U.S. Inc. | Trane | WPVE0611 |  | Water-Source | WBAHP: Heat Pump Packaged Unit | Heat Pump | 208 | 1 |  |  | No Match | No Match |  |  |  | 59800 | 5155 | 11.6 | 10 | 68600 | 5290 | 3.8 |  | Federally-Regulated Commercial & Industrial Equipment | 02/02/1998 |  | 03/31/1998
Command-Aire | Command-Aire | SWPH-541 |  | Water-Source | WBAHP: Heat Pump Packaged Unit | Heat Pump | 230 | 3 |  |  | No Match | No Match |  |  |  | 56000 | 5800 | 9.7 | 7.5 | 71000 | 5800 | 3.6 | 2.5 | Non Federally-Regulated | 01/05/1982 |  | 05/11/1988
McQuay International | McQuay | W-CDD/CDE/CME-1-007-A |  | Water-Source | WBAHP: Heat Pump Packaged Unit | Heat Pump | 115 | 1 |  |  | No Match | No Match |  |  |  | 7000 | 654 | 10.7 | 10 | 9800 | 736 | 3.9 |  | Federally-Regulated Commercial & Industrial Equipment | 09/21/2000 |  | 03/12/2009
ClimateMaster Inc. | Carrier | 50HQA/HQD/VQA/VQD048 3 |  | Water-Source | WBAHP: Heat Pump Packaged Unit | Heat Pump | 208 | 1 |  |  | No Match | No Match |  |  |  | 47500 | 4318 | 11 | 9.3 | 57000 | 4396 | 3.8 | 3.8 | Federally-Regulated Commercial & Industrial Equipment | 03/31/1998 |  | 05/10/1998
ClimateMaster Inc. | Climate Master Series | HS/HL096H |  | Water-Source | WBAHP: Heat Pump Packaged Unit | Heat Pump | 230 | 3 |  |  | No Match | No Match |  |  |  | 95000 | 8636 | 11 | 9 | 114000 | 8789 | 3.8 | 3.8 | Federally-Regulated Commercial & Industrial Equipment | 04/12/2000 |  | 01/18/2001
Bard Manufacturing Company, Inc. | Bard | WPVD62 |  | Water-Source | WBAHP: Heat Pump Packaged Unit | Heat Pump | 230 | 1 |  |  | No Match | No Match |  |  |  | 57000 | 5500 | 10.4 | 7.5 | 70000 | 5800 | 3.5 | 2.5 | Non Federally-Regulated | 08/30/1983 |  | 05/11/1988
Carrier Corp. - Syracuse | Carrier | 50QXV0725 |  | Water-Source | WBAHP: Heat Pump Packaged Unit | Heat Pump | 230 | 3 |  |  | No Match | No Match |  |  |  | 72000 | 6100 | 11.8 | 9.2 | 88000 | 6410 | 4 | 2.5 | Non Federally-Regulated | 02/22/1990 |  | 07/31/1991
Snyder General Corp. | American Air Filter | VWW060A*G |  | Water-Source | WBAHP: Heat Pump Packaged Unit | Heat Pump | 208 | 1 |  |  | No Match | No Match |  |  |  | 61500 | 5694 | 10.8 | 9.3 | 78000 | 6037 | 3.8 | 3.8 | Non Federally-Regulated | 07/31/1991 |  | 03/31/1998
Florida Heat Pump | Florida Heat Pump | EM028-4VT |  | Water-Source | WBAHP: Heat Pump Packaged Unit | Heat Pump | 460 | 3 |  |  | No Match | No Match |  |  |  | 28000 | 1971 | 14.2 | 10 | 33400 | 2175 | 4.5 |  | Federally-Regulated Commercial & Industrial Equipment | 02/02/1998 |  | 03/31/1998
Carrier Corp. | Carrier | 50QEV0483 |  | Water-Source | WBAHP: Heat Pump Packaged Unit | Heat Pump | 208 | 1 |  |  | No Match | No Match |  |  |  | 48000 | 4365 | 11 | 9 | 58000 | 4440 | 3.8 | 3.2 | Federally-Regulated Commercial & Industrial Equipment | 09/25/1989 |  | 10/10/1989
ClimateMaster Inc. | Carrier Corp. | 50YCS0423 | FK4CNF005 | Ground-Source | WBAHP-CB: Heat Pump Split Syst | Heat Pump | 208 | 1 |  |  | No Match | Single-Speed |  |  |  | 42000 | 2710 | 15.5 | 13.4 | 31700 | 2582 | 3.6 | 3.1 | Non Federally-Regulated | 09/15/2009 |  | 02/17/2011
ClimateMaster Inc. | Climate Master Series | VT 072 |  | Ground-Water-Source | WBAHP: Heat Pump Packaged Unit | Heat Pump | 230 | 1 |  |  | No Match | No Match |  |  |  | 70000 | 5109 | 13.7 | 9 | 50000 | 4579 | 3.2 |  | Non Federally-Regulated | 12/14/1998 |  | 04/10/2000
Florida Heat Pump | Florida Heat Pump | GT062-1VT/HZ/CF |  | Ground-Water-Source | WBAHP: Heat Pump Packaged Unit | Heat Pump | 230 | 1 |  |  | No Match | No Match |  |  |  | 60500 | 4653 | 13 | 9 | 50000 | 4884 | 3 |  | Non Federally-Regulated | 01/30/1998 |  | 10/02/1998
Addison Products | Addison Products | HWPH054-3JC/3JBC |  | Water-Source | WBAHP: Heat Pump Packaged Unit | Heat Pump | 230 | 3 |  |  | No Match | No Match |  |  |  | 50000 | 4237 | 11.8 | 10 | 68000 | 5109 | 3.9 |  | Federally-Regulated Commercial & Industrial Equipment | 12/14/1998 |  | 11/14/2000
Florida Heat Pump | Florida Heat Pump | EM042-5CF/HZ/VT |  | Water-Source | WBAHP-CB: Heat Pump Split Syst | Heat Pump | 575 | 3 |  |  | No Match | No Match |  |  |  | 42500 | 3455 | 12.3 | 9 | 50000 | 4185 | 3.5 | 3.5 | Non Federally-Regulated | 07/22/2002 |  | 03/12/2009
Snyder General Corp. | American Air Filter | VWH048A*F |  | Water-Source | WBAHP: Heat Pump Packaged Unit | Heat Pump | 208 | 3 |  |  | No Match | No Match |  |  |  | 46500 | 4227 | 11 | 9 | 59000 | 4449 | 3.9 | 3.2 | Federally-Regulated Commercial & Industrial Equipment | 08/14/1992 |  | 08/06/1993
Addison Products | Addison Products | HWPG060-3B** |  | Ground-Water-Source | WBAHP: Heat Pump Packaged Unit | Heat Pump | 208 | 3 |  |  | No Match | No Match |  |  |  | 58000 | 4393 | 13.2 | 9 | 44000 | 4298 | 3 |  | Non Federally-Regulated | 07/29/1998 |  | 10/02/1998
Waterfurnace International, Inc. | Geotility Geothermal Installations | ZS015**2*0 |  | Ground-Source | WBAHP: Heat Pump Packaged Unit | Heat Pump | 265 | 1 |  |  | No Match | Single-Speed |  |  |  | 14700 | 855 | 17.2 | 13.4 | 11500 | 963 | 3.5 | 3.1 | Non Federally-Regulated | 01/24/2011 |  | 04/19/2013
Addison Products | Addison Products | HWY072-3A |  | Water-Source | WBAHP: Heat Pump Packaged Unit | Heat Pump | 230 | 3 |  |  | No Match | No Match |  |  |  | 75000 | 6048 | 12.4 | 9 | 90200 | 6006 | 4.4 | 3.8 | Federally-Regulated Commercial & Industrial Equipment | 11/17/1999 |  | 04/12/2000
Enertech Global, LLC | Enertech | HST036A2 | ACD036 | Ground-Source | WBAHP-CB: Heat Pump Split Syst | Heat Pump | 208 | 3 |  |  | No Match | Single-Speed |  |  |  | 36700 | 2172 | 16.9 | 13.4 | 28000 | 2159 | 3.8 | 3.1 | Non Federally-Regulated | 12/12/2012 |  | 04/29/2015
Econar | Econar | GH980 |  | Ground-Water-Source | WBAHP: Heat Pump Packaged Unit | Heat Pump | 208 | 3 |  |  | No Match | No Match |  |  |  | 92000 | 7419 | 12.4 | 9 | 91000 | 8603 | 3.1 |  | Non Federally-Regulated | 12/14/1998 |  | 10/06/1999
Carrier Corp. | Carrier | 50QEV0366 |  | Water-Source | WBAHP: Heat Pump Packaged Unit | Heat Pump | 460 | 3 |  |  | No Match | No Match |  |  |  | 35200 | 3122 | 11.3 | 9 | 41500 | 3111 | 3.9 | 3.2 | Non Federally-Regulated | 03/15/1989 |  | 02/05/1990
Geoflex Systems, Inc. | Geoflex Systems, Inc. | GF1S-V/H/D/M-042WAABP |  | Ground-Source | WBAHP: Heat Pump Packaged Unit | Both Heat Pump and Electric Re | 208 | 1 |  |  | No Match | Single-Speed |  |  |  | 39800 | 2095 | 19 | 13.4 | 29000 | 2237 | 3.8 | 3.1 | Non Federally-Regulated | 03/02/2012 |  | 01/09/2014
Maritime Geothermal, Ltd. | Nordic | R-65-HACW |  | Ground-Water-Source | WBAHP: Heat Pump Packaged Unit | Heat Pump | 208 | 1 |  |  | No Match | No Match |  |  |  | 62110 | 4565 | 13.6 | 11 | 79801 | 5353 | 4.4 | 3.5 | Non Federally-Regulated | 03/31/1998 |  | 05/10/1998
Carrier Corp. | Carrier | 50QXV0303 |  | Water-Source | WBAHP: Heat Pump Packaged Unit | Heat Pump | 208 | 1 |  |  | No Match | No Match |  |  |  | 31200 | 2735 | 11.4 | 9 | 36400 | 2661 | 4 | 3.2 | Non Federally-Regulated | 02/22/1990 |  | 07/31/1991
Mammoth | Hydrobank II | D052VHJ |  | Water-Source | WBAHP: Heat Pump Packaged Unit | Heat Pump | 208 | 1 |  |  | No Match | No Match |  |  |  | 53000 | 4690 | 11.3 | 10 | 69000 | 5183 | 3.9 |  | Federally-Regulated Commercial & Industrial Equipment | 05/23/2000 |  | 01/18/2001
Florida Heat Pump | Geomaster, LLC | EC024-1CF/HZ/VT |  | Ground-Water-Source | WBAHP: Heat Pump Packaged Unit | Heat Pump | 208 | 1 |  |  | No Match | Single-Speed |  |  |  | 28200 | 1369 | 20.6 | 16.2 | 23800 | 1369 | 3.8 | 3.6 | Non Federally-Regulated | 04/30/2009 |  | 04/20/2015
Climate Control / Snyder General | Electro-Hydronics | CC90F7 |  | Water-Source | WBAHP: Heat Pump Packaged Unit | Heat Pump | 265 | 1 |  |  | No Match | No Match |  |  |  | 9000 | 855 | 10.5 | 7.5 | 11000 | 920 | 3.5 | 2.5 | Non Federally-Regulated | 06/11/1985 |  | 08/29/1986
Florida Heat Pump | Geomaster, LLC | AP049-1CS | AP049-1AV/AH | Ground-Source | WBAHP-CB: Heat Pump Split Syst | Heat Pump | 230 | 1 |  |  | No Match | Single-Speed |  |  |  | 52000 | 2751 | 18.9 | 13.4 | 38000 | 2783 | 4 | 3.1 | Non Federally-Regulated | 06/23/2011 |  | 10/03/2011
ClimateMaster Inc. | Carrier Corp. | 50YEH/V/D070****3 |  | Water-Source | WBAHP: Heat Pump Packaged Unit | Heat Pump | 230 | 1 |  |  | No Match | Single-Speed | 4288 | 899 | 152 | 71000 | 4863 | 14.6 | 12 | 82100 | 5231 | 4.6 | 4.2 | Federally-Regulated Commercial & Industrial Equipment | 10/24/2014 |  | 04/22/2015
Waterfurnace International, Inc. | Johnson Controls | RGSV/RGSH024**0*1 |  | Ground-Water-Source | WBAHP: Heat Pump Packaged Unit | Heat Pump | 230 | 1 |  |  | No Match | Single-Speed |  |  |  | 26400 | 1128 | 23.4 | 16.2 | 22300 | 1634 | 4 | 3.6 | Non Federally-Regulated | 01/24/2011 |  | 09/03/2012
California Heat Pump | California Heat Pump | 53V*-12-** |  | Water-Source | WBAHP: Heat Pump Packaged Unit | Heat Pump | 230 | 1 |  |  | No Match | No Match |  |  |  | 53000 | 5700 | 9.3 | 7.5 | 60000 | 5700 | 3.1 | 2.5 | Non Federally-Regulated | 06/11/1985 |  | 05/11/1988
ClimateMaster Inc. | Carrier Corp. | 50PRH/V048 3 |  | Water-Source | WBAHP: Heat Pump Packaged Unit | Heat Pump | 208 | 1 |  |  | No Match | Single-Speed |  |  |  | 47700 | 3586 | 13.3 | 12 | 55900 | 3486 | 4.7 | 4.2 | Federally-Regulated Commercial & Industrial Equipment | 01/24/2011 |  | 08/23/2011
Waterfurnace International, Inc. | Waterfurnace International, Inc. | NSV/NSH042F1*0 |  | Water-Source | WBAHP: Heat Pump Packaged Unit | Heat Pump | 230 | 1 |  |  | No Match | Single-Speed |  |  |  | 40100 | 2416 | 16.6 | 12 | 42800 | 2460 | 5.1 | 4.2 | Federally-Regulated Commercial & Industrial Equipment | 05/02/2012 |  | 04/19/2013
Enertech Global, LLC | Enertech | HCT072D3 |  | Ground-Source | WBAHP: Heat Pump Packaged Unit | Heat Pump | 460 | 3 |  |  | No Match | Single-Speed | 3612 | 710 | 1 | 72600 | 4321 | 16.8 | 13.4 | 58000 | 4594 | 3.7 | 3.1 | Non Federally-Regulated | 09/03/2012 |  | 12/12/2012
Enertech Global, LLC | Enertech | TST054 | ACD048 | Ground-Water-Source | WBAHP-C: Heat Pump Split Syste | Heat Pump | 208 | 1 |  |  | No Match | Single-Speed |  |  |  | 57000 | 2850 | 20 | 16.2 | 49700 | 3553 | 4.1 | 3.6 | Non Federally-Regulated | 08/23/2011 |  | 04/19/2013
Florida Heat Pump | Geomaster, LLC | EV036-1CF/HZ/VT |  | Water-Source | WBAHP: Heat Pump Packaged Unit | Heat Pump | 208 | 1 |  |  | No Match | Single-Speed |  |  |  | 33000 | 2230 | 14.8 | 12 | 39000 | 2285 | 5 | 4.2 | Federally-Regulated Commercial & Industrial Equipment | 02/09/2009 |  | 12/12/2012
Carrier Corp. | Carrier | 50HQ/VQ1206 |  | Water-Source | WBAHP: Heat Pump Packaged Unit | Heat Pump | 460 | 3 |  |  | No Match | No Match |  |  |  | 121000 | 12100 | 10 | 9.2 | 126000 | 11200 | 3.3 |  | Federally-Regulated Commercial & Industrial Equipment | 02/06/1988 |  | 04/07/1996
Waterfurnace International, Inc. | Waterfurnace International, Inc. | SXV084A3 |  | Ground-Water-Source | WBAHP: Heat Pump Packaged Unit | Heat Pump | 208 | 3 |  |  | No Match | No Match |  |  |  | 88000 | 5677 | 15.5 | 9 | 57000 | 5220 | 3.2 |  | Non Federally-Regulated | 01/30/1998 |  | 08/21/1998
Command-Aire | Command-Aire | GSUF0601A |  | Ground-Water-Source | WBAHP: Heat Pump Packaged Unit | Heat Pump | 208 | 1 |  |  | No Match | No Match |  |  |  | 61000 | 4388 | 13.9 | 9 | 45500 | 4598 | 2.9 |  | Non Federally-Regulated | 12/14/1998 |  | 04/10/2000
Trane U.S. Inc. | Trane | WPVF0247 |  | Water-Source | WBAHP: Heat Pump Packaged Unit | Heat Pump | 265 | 1 |  |  | No Match | No Match |  |  |  | 24200 | 1779 | 13.6 | 10 | 30600 | 2037 | 4.4 |  | Federally-Regulated Commercial & Industrial Equipment | 10/05/1999 |  | 04/12/2000
ClimateMaster Inc. | Climate Master Series | 81610G |  | Water-Source | WBAHP-O: Heat Pump Packaged Un | Heat Pump | 208 | 1 |  |  | No Match | No Match |  |  |  | 8300 | 728 | 11.4 | 9.3 | 10600 | 817 | 3.8 | 3.8 | Non Federally-Regulated | 07/31/1991 |  | 02/02/1998
Enertech Global, LLC | Enertech | GXT072B3 |  | Ground-Source | WBAHP: Heat Pump Packaged Unit | Heat Pump | 460 | 3 |  |  | No Match | Single-Speed | 3667 | 693 | 1 | 65400 | 4360 | 15 | 13.4 | 57000 | 4515 | 3.7 | 3.1 | Non Federally-Regulated | 05/02/2012 |  | 01/09/2014
Addison Products | Addison Products | HGY060-3A |  | Ground-Water-Source | WBAHP: Heat Pump Packaged Unit | Heat Pump | 230 | 3 |  |  | No Match | No Match |  |  |  | 66200 | 4832 | 13.7 | 9 | 50000 | 4725 | 3.1 |  | Non Federally-Regulated | 11/14/2000 |  | 07/18/2002
Waterfurnace International, Inc. | Waterfurnace International, Inc. | SXV013B0 |  | Water-Source | WBAHP-CB: Heat Pump Split Syst | Heat Pump | 208 | 1 |  |  | No Match | No Match |  |  |  | 13500 | 906 | 14.9 | 9 | 14100 | 961 | 4.3 | 3.5 | Non Federally-Regulated | 08/21/1998 |  | 10/02/1998
Enertech Global, LLC | Enertech | HHT060A |  | Ground-Water-Source | WBAHP: Heat Pump Packaged Unit | Heat Pump | 208 | 1 |  |  | No Match | Single-Speed |  |  |  | 60700 | 3178 | 19.1 | 16.2 | 56800 | 4162 | 4 | 3.6 | Non Federally-Regulated | 12/12/2012 |  | 05/11/2015
McQuay / Snyder General | Electro-Hydronics | CW500FD |  | Water-Source | WBAHP: Heat Pump Packaged Unit | Heat Pump | 230 | 3 |  |  | No Match | No Match |  |  |  | 50000 | 4850 | 10.3 | 7.5 | 65000 | 4900 | 3.9 | 2.5 | Non Federally-Regulated | 08/29/1986 |  | 05/11/1988
McQuay / Snyder General | Electro-Hydronics | UC630GD |  | Water-Source | WBAHP: Heat Pump Packaged Unit | Heat Pump | 230 | 3 |  |  | No Match | No Match |  |  |  | 63000 | 6430 | 9.8 | 7.5 | 79000 | 6430 | 3.6 | 2.5 | Non Federally-Regulated | 08/29/1986 |  | 05/11/1988
ClimateMaster Inc. | Climate Master Series | CS/CL 009 |  | Water-Source | WBAHP-O: Heat Pump Packaged Un | Heat Pump | 208 | 1 |  |  | No Match | No Match |  |  |  | 9000 | 743 | 12.1 | 10 | 11600 | 790 | 4.3 |  | Federally-Regulated Commercial & Industrial Equipment | 12/14/1998 |  | 10/05/1999
McQuay / Snyder General | Electro-Hydronics | LE190C5 |  | Water-Source | WBAHP: Heat Pump Packaged Unit | Heat Pump | 208 | 1 |  |  | No Match | No Match |  |  |  | 18200 | 1825 | 10 | 9 | 22600 | 2000 | 3.3 | 3.2 | Non Federally-Regulated | 05/11/1988 |  | 03/15/1989
Waterfurnace International, Inc. | Eagle Mountain | ZS060**5*0 |  | Ground-Source | WBAHP: Heat Pump Packaged Unit | Heat Pump | 575 | 3 |  |  | No Match | Single-Speed |  |  |  | 60900 | 3669 | 16.6 | 13.4 | 47100 | 4183 | 3.3 | 3.1 | Non Federally-Regulated | 01/24/2011 |  | 04/19/2013
ClimateMaster Inc. | Climate Master Series | CS/CL 007 |  | Water-Source | WBAHP-O: Heat Pump Packaged Un | Heat Pump | 265 | 1 |  |  | No Match | No Match |  |  |  | 6800 | 531 | 12.8 | 10 | 8600 | 547 | 4.6 |  | Federally-Regulated Commercial & Industrial Equipment | 12/14/1998 |  | 10/05/1999
Dinh Co., Inc. | Sharp Electronics | WA HP V15 |  | Water-Source | WBAHP: Heat Pump Packaged Unit | Heat Pump | 115 | 1 |  |  | No Match | No Match |  |  |  | 15000 | 1100 | 13.6 | 7.5 | 16000 | 1100 | 4.2 | 2.5 | Non Federally-Regulated | 08/29/1986 |  | 05/11/1988
McQuay / Snyder General | Electro-Hydronics | FW500FD |  | Water-Source | WBAHP: Heat Pump Packaged Unit | Heat Pump | 230 | 3 |  |  | No Match | No Match |  |  |  | 50000 | 4850 | 10.3 | 7.5 | 65000 | 4900 | 3.9 | 2.5 | Non Federally-Regulated | 08/29/1986 |  | 05/11/1988
Waterfurnace International, Inc. | Rybacki - Hart Enterprises | ZS012**0*0 |  | Ground-Source | WBAHP: Heat Pump Packaged Unit | Heat Pump | 208 | 1 |  |  | No Match | Single-Speed |  |  |  | 11500 | 782 | 14.7 | 13.4 | 9600 | 879 | 3.2 | 3.1 | Non Federally-Regulated | 01/24/2011 |  | 04/19/2013
Enertech Global, LLC | Enertech | GXT024C3 |  | Ground-Water-Source | WBAHP: Heat Pump Packaged Unit | Heat Pump | 460 | 3 |  |  | No Match | Single-Speed |  |  |  | 30100 | 1034 | 29.1 | 16.2 | 25100 | 1337 | 5.5 | 3.6 | Non Federally-Regulated | 05/02/2012 |  | 04/21/2014
Waterfurnace International, Inc. | Waterfurnace International, Inc. | SXV042C1 |  | Ground-Water-Source | WBAHP: Heat Pump Packaged Unit | Heat Pump | 230 | 1 |  |  | No Match | No Match |  |  |  | 44500 | 3201 | 13.9 | 9 | 31800 | 2824 | 3.3 |  | Non Federally-Regulated | 12/14/1998 |  | 10/06/1999
Waterfurnace International, Inc. | Waterfurnace International, Inc. | ATH046*1 |  | Ground-Water-Source | WBAHP: Heat Pump Packaged Unit | Heat Pump | 230 | 1 |  |  | No Match | No Match |  |  |  | 47000 | 2919 | 16.1 | 9 | 34500 | 3063 | 3.3 |  | Non Federally-Regulated | 10/06/1999 |  | 05/19/2000
Florida Heat Pump | Florida Heat Pump | EM120-1VT |  | Ground-Water-Source | WBAHP: Heat Pump Packaged Unit | Heat Pump | 208 | 1 |  |  | No Match | No Match |  |  |  | 124000 | 8611 | 14.4 | 9 | 94000 | 8345 | 3.3 |  | Non Federally-Regulated | 07/22/2002 |  | 03/12/2009
Waterfurnace International, Inc. | Waterfurnace International, Inc. | VLV048A3 |  | Water-Source | WBAHP: Heat Pump Packaged Unit | Heat Pump | 208 | 3 |  |  | No Match | No Match |  |  |  | 45800 | 3606 | 12.7 | 10 | 57900 | 4040 | 4.2 |  | Federally-Regulated Commercial & Industrial Equipment | 02/02/1998 |  | 03/31/1998
Addison Products | Addison Products | HGY024-1A |  | Water-Source | WBAHP-CB: Heat Pump Split Syst | Heat Pump | 230 | 1 |  |  | No Match | No Match |  |  |  | 25500 | 1992 | 12.8 | 9 | 28200 | 2233 | 3.7 | 3.5 | Non Federally-Regulated | 11/14/2000 |  | 07/18/2002
Mammoth | Hydrobank II | F031HHH |  | Water-Source | WBAHP: Heat Pump Packaged Unit | Heat Pump | 208 | 3 |  |  | No Match | No Match |  |  |  | 29400 | 2470 | 11.9 | 10 | 36800 | 2567 | 4.2 |  | Federally-Regulated Commercial & Industrial Equipment | 06/27/2003 |  | 03/12/2009
ClimateMaster Inc. | Climate Master Series | 80113G |  | Water-Source | WBAHP: Heat Pump Packaged Unit | Heat Pump | 230 | 1 |  |  | No Match | No Match |  |  |  | 12600 | 1050 | 12 | 9 | 14000 | 954 | 4.3 | 3.2 | Non Federally-Regulated | 05/11/1988 |  | 03/15/1989
ClimateMaster Inc. | Carrier Corp. | 50HQP120 |  | Water-Source | WBAHP: Heat Pump Packaged Unit | Heat Pump | 230 | 3 |  |  | No Match | Single-Speed | 3645 | 2126 | 444 | 119000 | 8947 | 13.3 | 12 | 160000 | 10194 | 4.6 | 4.2 | Federally-Regulated Commercial & Industrial Equipment | 10/24/2014 |  | 04/22/2015
ClimateMaster Inc. | Climate Master Series | GRV/GRH060AH |  | Water-Source | WBAHP-CB: Heat Pump Split Syst | Heat Pump | 230 | 3 |  |  | No Match | No Match |  |  |  | 61500 | 4270 | 14.4 | 9 | 73000 | 4974 | 4.3 | 3.5 | Non Federally-Regulated | 04/12/2000 |  | 07/18/2002
ClimateMaster Inc. | Climate Master Series | VT036G(P) |  | Ground-Water-Source | WBAHP: Heat Pump Packaged Unit | Heat Pump | 208 | 1 |  |  | No Match | No Match |  |  |  | 13800 | 811 | 17 | 9 | 13800 | 1092 | 3.7 |  | Non Federally-Regulated | 04/10/2000 |  | 05/24/2001
Geoflex Systems, Inc. | Geoflex Systems, Inc. | GF1S-V/H/D/M-024WACBP |  | Ground-Source | WBAHP: Heat Pump Packaged Unit | Both Heat Pump and Electric Re | 200 | 3 |  |  | No Match | Single-Speed |  |  |  | 21200 | 1034 | 20.5 | 13.4 | 15200 | 1142 | 3.9 | 3.1 | Non Federally-Regulated | 11/30/2011 |  | 03/02/2012
Addison Products | Addison Products | HGY120-5A |  | Water-Source | WBAHP-CB: Heat Pump Split Syst | Heat Pump | 575 | 3 |  |  | No Match | No Match |  |  |  | 110400 | 8492 | 13 | 9 | 137100 | 11477 | 3.5 | 3.5 | Non Federally-Regulated | 07/22/2002 |  | 03/12/2009
Climate Control / Snyder General | Electro-Hydronics | UW260GK |  | Water-Source | WBAHP: Heat Pump Packaged Unit | Heat Pump | 208 | 3 |  |  | No Match | No Match |  |  |  | 26000 | 2450 | 10.6 | 7.5 | 31600 | 2500 | 3.7 | 2.5 | Non Federally-Regulated | 05/16/1984 |  | 08/29/1986
Enertech Global, LLC | Enertech | TCT048C2 |  | Ground-Source | WBAHP: Heat Pump Packaged Unit | Heat Pump | 230 | 3 |  |  | No Match | Single-Speed |  |  |  | 48300 | 2808 | 17.2 | 13.4 | 38600 | 2901 | 3.9 | 3.1 | Non Federally-Regulated | 12/12/2012 |  | 04/21/2014
Florida Heat Pump | Florida Heat Pump | TA061-1CS | DX061 | Ground-Water-Source | WBAHP-CB: Heat Pump Split Syst | Both Heat Pump and Electric Re | 208 | 1 |  |  | No Match | Dual-Speed | 2626 | 730 | 1 | 68500 | 3293 | 20.8 | 16.2 | 61000 | 4257 | 4.2 | 3.6 | Non Federally-Regulated | 03/02/2012 |  | 05/01/2015
Waterfurnace International, Inc. | Rybacki - Hart Enterprises | ZS036**4*4 |  | Ground-Source | WBAHP: Heat Pump Packaged Unit | Heat Pump | 460 | 3 |  |  | No Match | Single-Speed |  |  |  | 34500 | 1994 | 17.3 | 13.4 | 26000 | 2177 | 3.5 | 3.1 | Non Federally-Regulated | 06/14/2011 |  | 03/02/2012
Mammoth | Hydrobank II | E014HLG |  | Ground-Water-Source | WBAHP: Heat Pump Packaged Unit | Heat Pump | 265 | 1 |  |  | No Match | No Match |  |  |  | 13900 | 1061 | 13.1 | 9 | 11000 | 1074 | 3 |  | Non Federally-Regulated | 01/18/2001 |  | 05/29/2001
Waterfurnace International, Inc. | Geotility Geothermal Installations | YS024**1*0 |  | Ground-Source | WBAHP: Heat Pump Packaged Unit | Heat Pump | 230 | 1 |  |  | No Match | Single-Speed |  |  |  | 24400 | 1435 | 17 | 13.4 | 17500 | 1465 | 3.5 | 3.1 | Non Federally-Regulated | 01/24/2011 |  | 04/19/2013
Trane U.S. Inc. | Trane | WPRD0261 |  | Water-Source | WBAHP-O: Heat Pump Packaged Un | Heat Pump | 265 | 1 |  |  | No Match | No Match |  |  |  | 24000 | 1967 | 12.2 | 9.3 | 28000 | 2159 | 3.8 | 3.8 | Federally-Regulated Commercial & Industrial Equipment | 03/31/1998 |  | 05/10/1998
McQuay International | McQuay | CCW030E-F |  | Water-Source | WBAHP: Heat Pump Packaged Unit | Heat Pump | 230 | 3 |  |  | No Match | No Match |  |  |  | 30400 | 2268 | 13.4 | 10 | 37000 | 2464 | 4.4 |  | Federally-Regulated Commercial & Industrial Equipment | 12/14/1998 |  | 09/21/2000
ClimateMaster Inc. | Trane | WPCC0107 |  | Water-Source | WBAHP-O: Heat Pump Packaged Un | Heat Pump | 265 | 1 |  |  | No Match | No Match |  |  |  | 9000 | 900 | 10 | 9 | 11000 | 900 | 3.6 | 3.2 | Non Federally-Regulated | 02/22/1990 |  | 07/31/1991
Trane U.S. Inc. | Trane | GSHC0241B |  | Water-Source | WBAHP-CB: Heat Pump Split Syst | Heat Pump | 208 | 1 |  |  | No Match | No Match |  |  |  | 26600 | 1602 | 16.6 | 9 | 29800 | 2359 | 3.7 | 3.5 | Non Federally-Regulated | 10/05/1999 |  | 04/12/2000
Climate Control / Snyder General | Electro-Hydronics | UC330FD |  | Water-Source | WBAHP: Heat Pump Packaged Unit | Heat Pump | 230 | 3 |  |  | No Match | No Match |  |  |  | 33000 | 3050 | 10.8 | 7.5 | 39000 | 3090 | 3.7 | 2.5 | Non Federally-Regulated | 05/16/1984 |  | 08/29/1986
ClimateMaster Inc. | Carrier Corp. | 50P1H/V018 |  | Ground-Water-Source | WBAHP: Heat Pump Packaged Unit | Heat Pump | 208 | 1 |  |  | No Match | Single-Speed |  |  |  | 20600 | 851 | 24.2 | 16.2 | 17200 | 1146 | 4.4 | 3.6 | Non Federally-Regulated | 10/24/2014 |  | 04/22/2015
Waterfurnace International, Inc. | Waterfurnace International, Inc. | ATV070D0(P) |  | Ground-Water-Source | WBAHP: Heat Pump Packaged Unit | Heat Pump | 208 | 1 |  |  | No Match | No Match |  |  |  | 43500 | 2500 | 17.4 | 9 | 32400 | 2637 | 3.6 |  | Non Federally-Regulated | 05/10/1998 |  | 10/02/1998
Addison Products | Addison Products | WSH036-1AL |  | Water-Source | WBAHP: Heat Pump Packaged Unit | Heat Pump | 230 | 1 |  |  | No Match | No Match |  |  |  | 35000 | 2868 | 12.2 | 10 | 44000 | 3070 | 4.2 |  | Federally-Regulated Commercial & Industrial Equipment | 12/14/1998 |  | 05/19/2000
Waterfurnace International, Inc. | Waterfurnace International, Inc. | SXV010C2 |  | Ground-Source | WBAHP: Heat Pump Packaged Unit | Heat Pump | 265 | 1 |  |  | No Match | No Match |  |  |  | 9900 | 642 | 15.4 |  | 7400 | 657 | 3.3 |  | Non Federally-Regulated | 03/31/1998 |  | 05/10/1998
ClimateMaster Inc. | Climate Master Series | VP/HP036G |  | Ground-Water-Source | WBAHP: Heat Pump Packaged Unit | Heat Pump | 208 | 1 |  |  | No Match | No Match |  |  |  | 36000 | 2608 | 13.8 | 9 | 27000 | 2472 | 3.2 |  | Non Federally-Regulated | 04/10/2000 |  | 11/14/2000
Waterfurnace International, Inc. | Geosmart Energy, Inc. | YS048**1*0 |  | Ground-Water-Source | WBAHP: Heat Pump Packaged Unit | Heat Pump | 208 | 1 |  |  | No Match | Single-Speed |  |  |  | 52000 | 2476 | 21 | 16.2 | 45900 | 3540 | 3.8 | 3.6 | Non Federally-Regulated | 01/24/2011 |  | 05/01/2015
Enertech Global, LLC | Enertech | GCT024C |  | Ground-Water-Source | WBAHP: Heat Pump Packaged Unit | Heat Pump | 208 | 1 |  |  | No Match | Single-Speed |  |  |  | 28400 | 1048 | 27.1 | 16.2 | 24300 | 1344 | 5.3 | 3.6 | Non Federally-Regulated | 05/02/2012 |  | 04/21/2014
Florida Heat Pump | Florida Heat Pump | CG018-1 |  | Ground-Water-Source | WBAHP: Heat Pump Packaged Unit | Heat Pump | 208 | 1 |  |  | No Match | No Match |  |  |  | 17400 | 1234 | 14.1 | 9 | 11000 | 1074 | 3 |  | Non Federally-Regulated | 10/06/1999 |  | 04/10/2000
Command-Aire | Command-Aire | SWPC-167 |  | Water-Source | WBAHP: Heat Pump Packaged Unit | Heat Pump | 265 | 1 |  |  | No Match | No Match |  |  |  | 16800 | 1675 | 10 | 9 | 22600 | 1775 | 3.7 | 3.2 | Non Federally-Regulated | 02/22/1990 |  | 07/31/1991
Florida Heat Pump | Geomaster, LLC | AP061-1CF/HZ/VT |  | Water-Source | WBAHP: Heat Pump Packaged Unit | Heat Pump | 208 | 1 |  |  | No Match | Single-Speed |  |  |  | 64000 | 3951 | 16.2 | 12 | 78500 | 4260 | 5.4 | 4.2 | Federally-Regulated Commercial & Industrial Equipment | 01/24/2011 |  | 05/01/2015
ClimateMaster Inc. | Climate Master Series | HS/HL 096 F/H |  | Water-Source | WBAHP: Heat Pump Packaged Unit | Heat Pump | 208 | 3 |  |  | No Match | No Match |  |  |  | 95000 | 8636 | 11 | 9 | 114000 | 8792 | 3.8 | 3.8 | Federally-Regulated Commercial & Industrial Equipment | 02/02/1998 |  | 03/31/1998
American Air Filter | Enercon | FHW-07 |  | Water-Source | WBAHP: Heat Pump Packaged Unit | Heat Pump | 230 | 1 |  |  | No Match | No Match |  |  |  | 6500 | 643 | 10.1 | 9 | 8400 | 684 | 3.6 | 3.2 | Non Federally-Regulated | 02/22/1990 |  | 07/31/1991
Enertech Global, LLC | Enertech | GCT036C2 |  | Ground-Source | WBAHP: Heat Pump Packaged Unit | Heat Pump | 208 | 3 |  |  | No Match | Single-Speed |  |  |  | 37500 | 2072 | 18.1 | 13.4 | 28100 | 2009 | 4.1 | 3.1 | Non Federally-Regulated | 12/12/2012 |  | 04/21/2014
California Heat Pump | California Heat Pump | 12C*-12-** |  | Water-Source | WBAHP: Heat Pump Packaged Unit | Heat Pump | 208 | 1 |  |  | No Match | No Match |  |  |  | 12000 | 1275 | 9.4 | 7.5 | 13500 | 1325 | 3 | 2.5 | Non Federally-Regulated | 06/11/1985 |  | 05/11/1988
Florida Heat Pump | Florida Heat Pump | GT026-3CF/HZ/VT |  | Ground-Water-Source | WBAHP: Heat Pump Packaged Unit | Heat Pump | 208 | 3 |  |  | No Match | No Match |  |  |  | 27000 | 1901 | 14.2 | 9 | 19500 | 1785 | 3.2 |  | Non Federally-Regulated | 04/10/2000 |  | 05/29/2001
Solar Oriented Environmental Systems | S.O.E.S.I. | PSV,H800 |  | Water-Source | WBAHP: Heat Pump Packaged Unit | Heat Pump | 230 | 1 |  |  | No Match | No Match |  |  |  | 102000 | 9714 | 10.5 | 9.2 | 120000 | 9505 | 3.7 | 2.5 | Non Federally-Regulated | 05/16/1984 |  | 05/11/1988
Enertech Global, LLC | Enertech | GST036A | ACD036 | Ground-Water-Source | WBAHP-CB: Heat Pump Split Syst | Heat Pump | 208 | 1 |  |  | No Match | Single-Speed |  |  |  | 40200 | 1836 | 21.9 | 16.2 | 36900 | 2403 | 4.5 | 3.6 | Non Federally-Regulated | 03/02/2012 |  | 12/12/2012
Carrier Corp. | Carrier | 50HQD096 |  | Water-Source | WBAHP: Heat Pump Packaged Unit | Heat Pump | 208 | 3 |  |  | No Match | No Match |  |  |  | 95000 | 8630 | 11 | 9 | 114000 | 8790 | 3.8 | 3.8 | Federally-Regulated Commercial & Industrial Equipment | 12/14/1994 |  | 04/07/1996
Mammoth | Mammoth | F042VHA |  | Water-Source | WBAHP: Heat Pump Packaged Unit | Heat Pump | 230 | 3 |  |  | No Match | Dual-Speed |  |  |  | 44600 | 2973 | 15 | 12 | 49000 | 3122 | 4.6 | 4.2 | Federally-Regulated Commercial & Industrial Equipment | 11/30/2011 |  | 12/12/2012
Waterfurnace International, Inc. | Waterfurnace International, Inc. | P045**0(P) |  | Ground-Water-Source | WBAHP: Heat Pump Packaged Unit | Heat Pump | 208 | 1 |  |  | No Match | No Match |  |  |  | 27800 | 1323 | 21 | 9 | 19600 | 1472 | 3.9 |  | Non Federally-Regulated | 05/19/2000 |  | 07/18/2002
Waterfurnace International, Inc. | Geotility Geothermal Installations | ZS036**3*1 |  | Ground-Source | WBAHP: Heat Pump Packaged Unit | Heat Pump | 230 | 3 |  |  | No Match | Single-Speed |  |  |  | 34500 | 1994 | 17.3 | 13.4 | 26000 | 2177 | 3.5 | 3.1 | Non Federally-Regulated | 01/24/2011 |  | 04/19/2013
Waterfurnace International, Inc. | Rybacki - Hart Enterprises | ZS041**0*0 |  | Ground-Source | WBAHP: Heat Pump Packaged Unit | Heat Pump | 208 | 1 |  |  | No Match | Single-Speed |  |  |  | 41000 | 2595 | 15.8 | 13.4 | 29000 | 2576 | 3.3 | 3.1 | Non Federally-Regulated | 01/24/2011 |  | 04/19/2013
McQuay International | McQuay | W-FMS/FME/FDE-1-024-E |  | Water-Source | WBAHP: Heat Pump Packaged Unit | Heat Pump | 230 | 1 |  |  | No Match | No Match |  |  |  | 24400 | 2033 | 12 | 10 | 32000 | 2343 | 4 |  | Federally-Regulated Commercial & Industrial Equipment | 10/05/1999 |  | 09/21/2000
Mammoth | Mammoth | D062H |  | Water-Source | WBAHP: Heat Pump Packaged Unit | Heat Pump | 230 | 1 |  |  | No Match | No Match |  |  |  | 65000 | 6600 | 9.8 | 7.5 | 71000 | 6800 | 3.1 | 2.2 | Non Federally-Regulated | 01/05/1982 |  | 05/16/1984
Command-Aire | Command-Aire | SWP-1233 |  | Water-Source | WBAHP: Heat Pump Packaged Unit | Heat Pump | 208 | 3 |  |  | No Match | No Match |  |  |  | 140000 | 15400 | 9.1 | 9 | 199000 | 14600 | 4 |  | Federally-Regulated Commercial & Industrial Equipment | 01/23/1988 |  | 05/11/1988
Florida Heat Pump | Bosch | ES024-4CF/HZ/VT |  | Ground-Water-Source | WBAHP: Heat Pump Packaged Unit | Heat Pump | 460 | 3 |  |  |  | Single-Speed |  |  |  | 27500 | 1303 | 21.1 | 16.2 | 25500 | 1823 | 4.1 | 3.6 | Non Federally-Regulated | 04/22/2015 |  | 05/01/2015
Florida Heat Pump | Florida Heat Pump | GT018-1VT/HZ/CF |  | Water-Source | WBAHP-CB: Heat Pump Split Syst | Heat Pump | 208 | 1 |  |  | No Match | No Match |  |  |  | 16600 | 1084 | 15.3 | 9 | 17800 | 1185 | 4.4 | 3.5 | Non Federally-Regulated | 10/05/1999 |  | 04/12/2000
McQuay / Snyder General | Electro-Hydronics | UW630GP |  | Water-Source | WBAHP: Heat Pump Packaged Unit | Heat Pump | 460 | 3 |  |  | No Match | No Match |  |  |  | 63000 | 6430 | 9.8 | 7.5 | 79000 | 6430 | 3.6 | 2.5 | Non Federally-Regulated | 08/29/1986 |  | 05/11/1988
American Air Filter | Enercon | GVW-260 |  | Water-Source | WBAHP: Heat Pump Packaged Unit | Heat Pump | 230 | 3 |  |  | No Match | No Match |  |  |  | 265000 | 22850 | 11.6 |  | 284000 | 22400 | 3.7 | 2.5 | Non Federally-Regulated | 02/22/1990 |  | 07/31/1991
Trane U.S. Inc. | Trane | GSUF0601B |  | Water-Source | WBAHP-CB: Heat Pump Split Syst | Heat Pump | 208 | 1 |  |  | No Match | No Match |  |  |  | 64500 | 4215 | 15.3 | 9 | 66000 | 4835 | 4 | 3.5 | Non Federally-Regulated | 12/14/1998 |  | 10/05/1999
Waterfurnace International, Inc. | Johnson Controls | RJSV/RJSH022**2*0 |  | Ground-Water-Source | WBAHP: Heat Pump Packaged Unit | Heat Pump | 265 | 1 |  |  | No Match | Single-Speed |  |  |  | 23000 | 821 | 28 | 16.2 | 19800 | 1161 | 5 | 3.6 | Non Federally-Regulated | 01/24/2011 |  | 10/24/2014
Florida Heat Pump | Florida Heat Pump | EM028-1CS | EM028-1AV | Water-Source | WBAHP-C: Heat Pump Split Syste | Heat Pump | 230 | 1 |  |  | No Match | No Match |  |  |  | 27500 | 1964 | 14 | 10 | 33000 | 2198 | 4.4 |  | Federally-Regulated Commercial & Industrial Equipment | 02/02/1998 |  | 03/31/1998
McQuay International | McQuay | W-FDD/FDE/FME-1-019-E |  | Water-Source | WBAHP: Heat Pump Packaged Unit | Heat Pump | 208 | 1 |  |  | No Match | No Match |  |  |  | 19000 | 1637 | 11.6 | 10 | 23500 | 1811 | 3.8 |  | Federally-Regulated Commercial & Industrial Equipment | 09/21/2000 |  | 11/14/2000
Addison Products | Addison Products | HWPH044-3JRA/3JLA |  | Water-Source | WBAHP-CB: Heat Pump Split Syst | Heat Pump | 230 | 3 |  |  | No Match | No Match |  |  |  | 44500 | 4045 | 11 | 9 | 49500 | 4143 | 3.5 | 3.5 | Non Federally-Regulated | 10/05/1999 |  | 11/14/2000
Carrier Corp. | Carrier | 50Q*V00941 |  | Water-Source | WBAHP: Heat Pump Packaged Unit | Heat Pump | 265 | 1 |  |  | No Match | No Match |  |  |  | 9100 | 784 | 11.6 | 10 | 11000 | 848 | 3.8 |  | Federally-Regulated Commercial & Industrial Equipment | 08/02/1993 |  | 03/08/1996
Florida Heat Pump | Geomaster, LLC | EC018-1CS | EC018-1AH/AV | Ground-Water-Source | WBAHP-CB: Heat Pump Split Syst | Heat Pump | 208 | 1 |  |  | No Match | Single-Speed |  |  |  | 21000 | 1117 | 18.8 | 16.2 | 17600 | 1257 | 3.7 | 3.6 | Non Federally-Regulated | 04/30/2009 |  | 04/20/2015
Mammoth | Geox | ZD052VSCXXX |  | Water-Source | WBAHP: Heat Pump Packaged Unit | Heat Pump | 208 | 1 |  |  | No Match | No Match |  |  |  | 52000 | 4680 | 11.1 | 9 | 61500 | 4870 | 3.7 | 3.2 | Non Federally-Regulated | 05/11/1988 |  | 03/15/1989
Waterfurnace International, Inc. | Extended Range | WXH/WXV059A*3*** |  | Ground-Water-Source | WBAHP: Heat Pump Packaged Unit | Heat Pump | 230 | 3 |  |  | No Match | No Match |  |  |  | 59000 | 6146 | 9.6 |  | 74000 | 6377 | 3.4 |  | Non Federally-Regulated | 03/15/1989 |  | 07/31/1991
Waterfurnace International, Inc. | Waterfurnace International, Inc. | CC/CE/CS/CW12*0 |  | Water-Source | WBAHP-O: Heat Pump Packaged Un | Heat Pump | 208 | 1 |  |  | No Match | No Match |  |  |  | 11200 | 777 | 14.4 | 10 | 14900 | 928 | 4.7 |  | Federally-Regulated Commercial & Industrial Equipment | 11/14/2000 |  | 02/17/2011
Command-Aire | Command-Aire | RWP-503 |  | Water-Source | WBAHP: Heat Pump Packaged Unit | Heat Pump | 208 | 3 |  |  | No Match | No Match |  |  |  | 58600 | 5925 | 9.9 | 9 | 74700 | 5890 | 3.7 | 3.2 | Federally-Regulated Commercial & Industrial Equipment | 01/23/1988 |  | 05/11/1988
Waterfurnace International, Inc. | Waterfurnace International, Inc. | SXH068C0 |  | Ground-Water-Source | WBAHP: Heat Pump Packaged Unit | Heat Pump | 230 | 1 |  |  | No Match | No Match |  |  |  | 66000 | 5500 | 12 | 9 | 52000 | 5080 | 3 |  | Non Federally-Regulated | 12/14/1998 |  | 10/06/1999
McQuay International | McQuay | CCH/CCW/HWH/HWW019C-G |  | Water-Source | WBAHP: Heat Pump Packaged Unit | Heat Pump | 230 | 1 |  |  | No Match | No Match |  |  |  | 18400 | 1520 | 12.1 | 10 | 23200 | 1789 | 3.8 |  | Federally-Regulated Commercial & Industrial Equipment | 02/02/1998 |  | 03/31/1998
Waterfurnace International, Inc. | Waterfurnace International, Inc. | SXH080*5 |  | Ground-Water-Source | WBAHP: Heat Pump Packaged Unit | Heat Pump | 575 | 3 |  |  | No Match | No Match |  |  |  | 84000 | 6000 | 14 | 9 | 54500 | 5506 | 2.9 |  | Non Federally-Regulated | 10/06/1999 |  | 04/10/2000
Carrier Corp. | Carrier | 50QEH0364 |  | Water-Source | WBAHP: Heat Pump Packaged Unit | Heat Pump | 265 | 1 |  |  | No Match | No Match |  |  |  | 35800 | 2864 | 12.5 | 9 | 41500 | 3040 | 4 | 3.2 | Federally-Regulated Commercial & Industrial Equipment | 12/12/1988 |  | 02/22/1990
Waterfurnace International, Inc. | Waterfurnace International, Inc. | ATH057*3 |  | Ground-Water-Source | WBAHP: Heat Pump Packaged Unit | Heat Pump | 208 | 3 |  |  | No Match | No Match |  |  |  | 60000 | 4761 | 12.6 | 9 | 42000 | 4101 | 3 |  | Non Federally-Regulated | 10/06/1999 |  | 05/19/2000
McQuay / Snyder General | Electro-Hydronics | VE390F3 |  | Water-Source | WBAHP: Heat Pump Packaged Unit | Heat Pump | 230 | 1 |  |  | No Match | No Match |  |  |  | 39000 | 3700 | 10.5 | 9 | 48000 | 4020 | 3.5 | 3.2 | Non Federally-Regulated | 05/11/1988 |  | 03/15/1989
Enertech Global, LLC | Enertech | TCT048C |  | Ground-Source | WBAHP: Heat Pump Packaged Unit | Heat Pump | 208 | 1 |  |  | No Match | Single-Speed |  |  |  | 50900 | 2797 | 18.2 | 13.4 | 39700 | 2838 | 4.1 | 3.1 | Non Federally-Regulated | 05/02/2012 |  | 12/12/2012
Hydro Delta Corp. | Hydro Delta Corp. | 03-018-WTAR-HE |  | Water-Source | WBAHP-CB: Heat Pump Split Syst | Heat Pump | 230 | 1 |  |  | No Match | No Match |  |  |  | 21000 | 1603 | 13.1 | 9 | 24400 | 1787 | 4 | 3.5 | Non Federally-Regulated | 11/17/1999 |  | 04/12/2000
Waterfurnace International, Inc. | Waterfurnace International, Inc. | SXH058C3 |  | Water-Source | WBAHP-CB: Heat Pump Split Syst | Heat Pump | 230 | 3 |  |  | No Match | No Match |  |  |  | 58500 | 4365 | 13.4 | 9 | 67500 | 4945 | 4 | 3.5 | Non Federally-Regulated | 02/02/1998 |  | 10/02/1998
Florida Heat Pump | Florida Heat Pump | TA035-1CS | DX035 | Ground-Water-Source | WBAHP-CB: Heat Pump Split Syst | Both Heat Pump and Electric Re | 208 | 1 |  |  | No Match | Variable-Speed |  |  |  | 42000 | 1826 | 23 | 16.2 | 33000 | 2249 | 4.3 | 3.6 | Non Federally-Regulated | 03/02/2012 |  | 04/20/2015
McQuay / Snyder General | Electro-Hydronics | LWP25BP |  | Water-Source | WBAHP: Heat Pump Packaged Unit | Heat Pump | 460 | 3 |  |  | No Match | No Match |  |  |  | 256000 | 22000 | 11.6 |  | 284000 | 22400 | 3.7 | 2.5 | Non Federally-Regulated | 08/29/1986 |  | 05/11/1988
Waterfurnace International, Inc. | Waterfurnace International, Inc. | VLH018A2 |  | Water-Source | WBAHP: Heat Pump Packaged Unit | Heat Pump | 265 | 1 |  |  | No Match | No Match |  |  |  | 18300 | 1440 | 12.7 | 10 | 23000 | 1643 | 4.1 |  | Federally-Regulated Commercial & Industrial Equipment | 12/14/1998 |  | 10/05/1999
Waterfurnace International, Inc. | Waterfurnace International, Inc. | NSV/NSH042G1*4 |  | Ground-Source | WBAHP: Heat Pump Packaged Unit | Heat Pump | 208 | 1 |  |  | No Match | Single-Speed |  |  |  | 42000 | 1927 | 21.8 | 13.4 | 27500 | 1919 | 4.2 | 3.1 | Non Federally-Regulated | 09/03/2012 |  | 04/19/2013
Florida Heat Pump | Florida Heat Pump | GT048-5CS | GT048-5AH/AV | Water-Source | WBAH: Heating Only Packaged Un | Heat Pump | 575 | 3 |  |  | No Match | No Match |  |  |  | 48000 | 3934 | 12.2 | 9 | 57500 | 4433 | 3.8 | 3.5 | Non Federally-Regulated | 04/12/2000 |  | 05/23/2001
Command-Aire | Command-Aire | RUWP-844 |  | Water-Source | WBAHP: Heat Pump Packaged Unit | Heat Pump | 460 | 3 |  |  | No Match | No Match |  |  |  | 91800 | 9120 | 10.1 | 9.2 | 116000 | 9520 | 3.6 | 2.5 | Non Federally-Regulated | 05/16/1984 |  | 01/23/1988
Waterfurnace International, Inc. | Rybacki - Hart Enterprises | GS018**0*1 |  | Ground-Water-Source | WBAHP: Heat Pump Packaged Unit | Heat Pump | 208 | 1 |  |  | No Match | Single-Speed |  |  |  | 21000 | 798 | 26.3 | 16.2 | 18900 | 1179 | 4.7 | 3.6 | Non Federally-Regulated | 01/24/2011 |  | 04/19/2013
Waterfurnace International, Inc. | Waterfurnace International, Inc. | NDV/NDH049*1*1 |  | Ground-Source | WBAHP: Heat Pump Packaged Unit | Heat Pump | 230 | 1 |  |  | No Match | Dual-Speed |  |  |  | 50000 | 2778 | 18 | 13.4 | 37400 | 2673 | 4.1 | 3.1 | Non Federally-Regulated | 01/24/2011 |  | 10/24/2014
Florida Heat Pump | Florida Heat Pump | EM060-1VT |  | Water-Source | WBAHP: Heat Pump Packaged Unit | Heat Pump | 208 | 1 |  |  | No Match | No Match |  |  |  | 60000 | 4615 | 13 | 10 | 80000 | 5328 | 4.4 |  | Federally-Regulated Commercial & Industrial Equipment | 02/02/1998 |  | 03/31/1998
Waterfurnace International, Inc. | Waterfurnace International, Inc. | SXH010*1 |  | Ground-Water-Source | WBAHP: Heat Pump Packaged Unit | Heat Pump | 208 | 1 |  |  | No Match | No Match |  |  |  | 9900 | 642 | 15.4 | 9 | 7400 | 657 | 3.3 |  | Non Federally-Regulated | 10/06/1999 |  | 05/19/2000
McQuay / Snyder General | Electro-Hydronics | CW330FD |  | Water-Source | WBAHP: Heat Pump Packaged Unit | Heat Pump | 230 | 3 |  |  | No Match | No Match |  |  |  | 33000 | 3050 | 10.8 | 7.5 | 39000 | 3090 | 3.7 | 2.5 | Non Federally-Regulated | 08/29/1986 |  | 05/11/1988
Enertech Global, LLC | Enertech | GRT072A | MPD072 | Ground-Source | WBAHP-CB: Heat Pump Split Syst | Heat Pump | 208 | 1 |  |  | No Match | Single-Speed | 3447 | 660 | 1 | 69400 | 4107 | 16.9 | 13.4 | 52300 | 4379 | 3.5 | 3.1 | Non Federally-Regulated | 09/03/2012 |  | 01/09/2014
Waterfurnace International, Inc. | Geotility Geothermal Installations | ZS042**3*4 |  | Water-Source | WBAHP: Heat Pump Packaged Unit | Heat Pump | 230 | 3 |  |  | No Match | Single-Speed |  |  |  | 40800 | 2615 | 15.6 | 12 | 45400 | 2661 | 5 | 4.2 | Federally-Regulated Commercial & Industrial Equipment | 06/14/2011 |  | 04/19/2013
Command-Aire | Command-Aire | SWP-413 |  | Water-Source | WBAHP: Heat Pump Packaged Unit | Heat Pump | 230 | 3 |  |  | No Match | No Match |  |  |  | 42000 | 4250 | 9.5 | 7.5 | 56000 | 4400 | 3.7 | 2.5 | Non Federally-Regulated | 08/30/1983 |  | 08/29/1986
Waterfurnace International, Inc. | Waterfurnace International, Inc. | NSV/NSH030G1*4 |  | Ground-Water-Source | WBAHP: Heat Pump Packaged Unit | Heat Pump | 208 | 1 |  |  | No Match | Single-Speed |  |  |  | 31200 | 1058 | 29.5 | 16.2 | 24400 | 1490 | 4.8 | 3.6 | Non Federally-Regulated | 09/03/2012 |  | 04/19/2013
Command-Aire | Command-Aire | SWPHR261E |  | Water-Source | WBAHP: Heat Pump Packaged Unit | Heat Pump | 230 | 1 |  |  | No Match | No Match |  |  |  | 24000 | 2160 | 11.1 | 7.5 | 32000 | 2340 | 4.1 | 2.5 | Non Federally-Regulated | 05/16/1984 |  | 05/11/1988
Waterfurnace International, Inc. | Waterfurnace International, Inc. | SXS036A | SBC036B | Water-Source | WBAH: Heating Only Packaged Un | Heat Pump | 230 | 1 |  |  | No Match | No Match |  |  |  | 34800 | 2718 | 12.8 | 9 | 38800 | 2992 | 3.8 | 3.5 | Non Federally-Regulated | 02/02/1998 |  | 10/02/1998
Command-Aire | Command-Aire | RUWP-3544 |  | Water-Source | WBAHP: Heat Pump Packaged Unit | Heat Pump | 460 | 3 |  |  | No Match | No Match |  |  |  | 411000 | 47400 | 8.7 |  | 500000 | 43000 | 3.4 | 2.5 | Non Federally-Regulated | 02/22/1990 |  | 07/31/1991
Mammoth | Hydrobank II | D009CHE |  | Water-Source | WBAHP-O: Heat Pump Packaged Un | Heat Pump | 208 | 1 |  |  | No Match | No Match |  |  |  | 8600 | 716 | 12 | 10 | 11100 | 813 | 4 |  | Federally-Regulated Commercial & Industrial Equipment | 12/14/1998 |  | 10/05/1999
Waterfurnace International, Inc. | Waterfurnace International, Inc. | NSZ042A4 | NRAC048* | Water-Source | WBAHP-CB: Heat Pump Split Syst | Heat Pump | 460 | 3 |  |  | No Match | Single-Speed |  |  |  | 39000 | 2254 | 17.3 | 12 | 41400 | 2289 | 5.3 | 4.2 | Federally-Regulated Commercial & Industrial Equipment | 08/23/2011 |  | 10/24/2014
Florida Heat Pump | Florida Heat Pump | EM041-4CS | EM041-4AH/AV | Water-Source | WBAH: Heating Only Packaged Un | Heat Pump | 460 | 3 |  |  | No Match | No Match |  |  |  | 42000 | 3500 | 12 | 9 | 49000 | 4101 | 3.5 | 3.5 | Non Federally-Regulated | 07/22/2002 |  | 03/12/2009
Command-Aire | Command-Aire | SWPR511E |  | Water-Source | WBAHP: Heat Pump Packaged Unit | Heat Pump | 208 | 1 |  |  | No Match | No Match |  |  |  | 51000 | 4550 | 11.2 | 9 | 64000 | 4690 | 4 | 3.2 | Non Federally-Regulated | 02/22/1990 |  | 07/31/1991
Snyder General Corp. | McQuay | VF260G7 |  | Water-Source | WBAHP: Heat Pump Packaged Unit | Heat Pump | 265 | 1 |  |  | No Match | No Match |  |  |  | 25000 | 2450 | 10.2 | 9 | 31600 | 2500 | 3.7 | 3.2 | Non Federally-Regulated | 02/22/1990 |  | 07/31/1991
Florida Heat Pump | Florida Heat Pump | CE049-1CS | CE049-1AH/AV | Ground-Water-Source | WBAHP-CB: Heat Pump Split Syst | Heat Pump | 208 | 1 |  |  | No Match | Dual-Speed |  |  |  | 53000 | 2849 | 18.6 | 16.2 | 47000 | 3360 | 4.1 | 3.6 | Non Federally-Regulated | 11/30/2011 |  | 05/01/2015
Singer | Electro-Hydronics | UW220D6 |  | Water-Source | WBAHP: Heat Pump Packaged Unit | Heat Pump | 230 | 1 |  |  | No Match | No Match |  |  |  | 18000 | 2175 | 8.3 | 7.5 | 21000 | 2400 | 2.6 | 2.5 | Non Federally-Regulated | 09/08/1982 |  | 05/16/1984
ClimateMaster Inc. | Climate Master Series | 81630G |  | Water-Source | WBAHP-O: Heat Pump Packaged Un | Heat Pump | 230 | 1 |  |  | No Match | No Match |  |  |  | 28500 | 2111 | 13.5 | 10 | 36000 | 2636 | 4 |  | Federally-Regulated Commercial & Industrial Equipment | 04/12/2000 |  | 03/12/2009
Florida Heat Pump | Florida Heat Pump | GT054-3VT/HZ/CF |  | Water-Source | WBAHP-CB: Heat Pump Split Syst | Heat Pump | 208 | 3 |  |  | No Match | No Match |  |  |  | 53000 | 4240 | 12.5 | 9 | 62000 | 4659 | 3.9 | 3.5 | Non Federally-Regulated | 02/02/1998 |  | 10/02/1998
McQuay / Snyder General | Electro-Hydronics | FW630F3 |  | Water-Source | WBAHP: Heat Pump Packaged Unit | Heat Pump | 230 | 1 |  |  | No Match | No Match |  |  |  | 63000 | 6430 | 9.8 | 7.5 | 79000 | 6430 | 3.6 | 2.5 | Non Federally-Regulated | 08/29/1986 |  | 05/11/1988
Waterfurnace International, Inc. | Waterfurnace International, Inc. | SXV013C1 |  | Ground-Source | WBAHP: Heat Pump Packaged Unit | Heat Pump | 230 | 1 |  |  | No Match | No Match |  |  |  | 13300 | 847 | 15.7 |  | 9700 | 861 | 3.3 |  | Non Federally-Regulated | 03/31/1998 |  | 05/10/1998
Command-Aire | Command-Aire | SWPR411E |  | Water-Source | WBAHP: Heat Pump Packaged Unit | Heat Pump | 208 | 1 |  |  | No Match | No Match |  |  |  | 42000 | 3780 | 11.1 | 9 | 53000 | 3880 | 4 | 3.2 | Federally-Regulated Commercial & Industrial Equipment | 01/23/1988 |  | 05/11/1988
McQuay International | McQuay | CCW036E-F |  | Water-Source | WBAHP: Heat Pump Packaged Unit | Heat Pump | 208 | 3 |  |  | No Match | No Match |  |  |  | 35300 | 2674 | 13.2 | 10 | 40500 | 2825 | 4.2 |  | Federally-Regulated Commercial & Industrial Equipment | 12/14/1998 |  | 09/21/2000
Enertech Global, LLC | Enertech | H062C | ACD060 | Ground-Water-Source | WBAHP-C: Heat Pump Split Syste | Heat Pump | 208 | 1 |  |  | No Match | Single-Speed | 2509 | 682 | 1 | 65100 | 3519 | 18.5 | 16.2 | 57000 | 4176 | 4 | 3.6 | Non Federally-Regulated | 08/23/2011 |  | 04/19/2013
Mammoth | Hydrobank II | E030HHJ |  | Water-Source | WBAHP: Heat Pump Packaged Unit | Heat Pump | 265 | 1 |  |  | No Match | No Match |  |  |  | 31000 | 2695 | 11.5 | 10 | 38500 | 2968 | 3.8 |  | Federally-Regulated Commercial & Industrial Equipment | 05/23/2000 |  | 11/14/2000
Waterfurnace International, Inc. | Waterfurnace International, Inc. | CXW012*0 |  | Water-Source | WBAHP-O: Heat Pump Packaged Un | Heat Pump | 230 | 1 |  |  | No Match | No Match |  |  |  | 11200 | 777 | 14.4 | 10 | 14900 | 928 | 4.7 |  | Federally-Regulated Commercial & Industrial Equipment | 10/05/1999 |  | 04/12/2000
Florida Heat Pump | Florida Heat Pump | EM072-3HZ/VT |  | Water-Source | WBAHP-CB: Heat Pump Split Syst | Heat Pump | 230 | 3 |  |  | No Match | No Match |  |  |  | 75000 | 5769 | 13 | 9 | 76000 | 5566 | 4 | 3.5 | Non Federally-Regulated | 07/22/2002 |  | 03/12/2009
ClimateMaster Inc. | Carrier | RVC036***60*** |  | Water-Source | WBAHP: Heat Pump Packaged Unit | Heat Pump | 460 | 3 |  |  | No Match | No Match |  |  |  | 35600 | 3042 | 11.7 | 10 | 47200 | 3219 | 4.3 |  | Federally-Regulated Commercial & Industrial Equipment | 07/02/2003 |  | 03/12/2009
Waterfurnace International, Inc. | Geotility Geothermal Installations | ZS041**4*1 |  | Ground-Water-Source | WBAHP: Heat Pump Packaged Unit | Heat Pump | 460 | 3 |  |  | No Match | Single-Speed |  |  |  | 44500 | 2023 | 22 | 16.2 | 36000 | 2638 | 4 | 3.6 | Non Federally-Regulated | 01/24/2011 |  | 04/19/2013
Waterfurnace International, Inc. | Waterfurnace International, Inc. | V120T*3 |  | Water-Source | WBAHP: Heat Pump Packaged Unit | Heat Pump | 230 | 3 |  |  | No Match | No Match |  |  |  | 120000 | 9375 | 12.8 | 9 | 163000 | 11106 | 4.3 | 3.8 | Federally-Regulated Commercial & Industrial Equipment | 01/18/2001 |  | 07/16/2001
Command-Aire | Command-Aire | SWP-611 |  | Water-Source | WBAHP: Heat Pump Packaged Unit | Heat Pump | 208 | 1 |  |  | No Match | No Match |  |  |  | 62000 | 6500 | 9.5 | 9 | 78000 | 6600 | 3.5 | 3.2 | Non Federally-Regulated | 02/22/1990 |  | 07/31/1991
Command-Aire | Command-Aire | SWPXR513E |  | Water-Source | WBAHP: Heat Pump Packaged Unit | Heat Pump | 208 | 3 |  |  | No Match | No Match |  |  |  | 51000 | 4550 | 11.2 | 7.5 | 64000 | 4690 | 4 | 2.5 | Non Federally-Regulated | 05/16/1984 |  | 01/23/1988
Waterfurnace International, Inc. | Waterfurnace International, Inc. | NTV036*1 |  | Ground-Water-Source | WBAHP: Heat Pump Packaged Unit | Heat Pump | 230 | 1 |  |  | No Match | No Match |  |  |  | 39000 | 2785 | 14 | 9 | 44500 | 4829 | 2.7 |  | Non Federally-Regulated | 10/06/1999 |  | 04/10/2000
Florida Heat Pump | Florida Heat Pump | EM028-1CF |  | Water-Source | WBAHP: Heat Pump Packaged Unit | Heat Pump | 230 | 1 |  |  | No Match | No Match |  |  |  | 28000 | 1971 | 14.2 | 10 | 33400 | 2175 | 4.5 |  | Federally-Regulated Commercial & Industrial Equipment | 02/02/1998 |  | 03/31/1998
Florida Heat Pump | Energy Miser | HE15CF-1 |  | Water-Source | WBAHP: Heat Pump Packaged Unit | Heat Pump | 230 | 1 |  |  | No Match | No Match |  |  |  | 14700 | 1335 | 11 | 9 | 20000 | 1465 | 4 | 3.2 | Non Federally-Regulated | 05/11/1988 |  | 03/15/1989
Waterfurnace International, Inc. | Waterfurnace International, Inc. | SXH036A0 |  | Ground-Source | WBAHP: Heat Pump Packaged Unit | Heat Pump | 208 | 1 |  |  | No Match | No Match |  |  |  | 36400 | 2676 | 13.6 |  | 26000 | 2381 | 3.2 |  | Non Federally-Regulated | 03/31/1998 |  | 05/10/1998
Waterfurnace International, Inc. | Eagle Mountain | GTS038A1 | GAH036* | Ground-Water-Source | WBAHP-CB: Heat Pump Split Syst | Heat Pump | 208 | 1 |  |  | No Match | Dual-Speed |  |  |  | 34300 | 1681 | 20.4 | 16.2 | 33100 | 2156 | 4.5 | 3.6 | Non Federally-Regulated | 01/24/2011 |  | 08/23/2011
McQuay International | McQuay | CCH/CCW/HWH/HWW070C-T |  | Water-Source | WBAHP: Heat Pump Packaged Unit | Heat Pump | 460 | 3 |  |  | No Match | No Match |  |  |  | 70000 | 5833 | 12 | 10.5 | 80000 | 5582 | 4.2 | 3.8 | Federally-Regulated Commercial & Industrial Equipment | 03/31/1998 |  | 05/10/1998
Friedrich Air Conditioning Co. | Climate Master Series | V100-34********** |  | Water-Source | WBAHP: Heat Pump Packaged Unit | Heat Pump | 460 | 3 |  |  | No Match | No Match |  |  |  | 101000 | 9900 | 10.2 | 7.5 | 112000 | 9120 | 3.6 | 2.2 | Non Federally-Regulated | 08/30/1983 |  | 05/16/1984
Florida Heat Pump | Florida Heat Pump | EM060-1VT |  | Water-Source | WBAHP: Heat Pump Packaged Unit | Heat Pump | 230 | 1 |  |  | No Match | No Match |  |  |  | 60000 | 4615 | 13 | 10 | 80000 | 5328 | 4.4 |  | Federally-Regulated Commercial & Industrial Equipment | 02/02/1998 |  | 03/31/1998
Trane U.S. Inc. | Trane | EXVE0484 |  | Water-Source | WBAHP: Heat Pump Packaged Unit | Heat Pump | 460 | 3 |  |  | No Match | Single-Speed |  |  |  | 47100 | 2962 | 15.9 | 12 | 54000 | 2986 | 5.3 | 4.2 | Federally-Regulated Commercial & Industrial Equipment | 06/14/2011 |  | 08/15/2014
Florida Heat Pump | Bosch | CP042-1HZ/VT |  | Ground-Water-Source | WBAHP: Heat Pump Packaged Unit | Heat Pump | 230 | 1 |  |  |  | Single-Speed |  |  |  | 46200 | 1798 | 25.7 | 16.2 | 35000 | 2331 | 4.4 | 3.6 | Non Federally-Regulated | 04/22/2015 |  | 05/01/2015
ClimateMaster Inc. | Climate Master Series | 80120B |  | Water-Source | WBAHP: Heat Pump Packaged Unit | Heat Pump | 208 | 1 |  |  | No Match | No Match |  |  |  | 18600 | 1710 | 10.9 | 9 | 22800 | 1855 | 3.6 | 3.2 | Non Federally-Regulated | 02/22/1990 |  | 07/31/1991
Snyder General Corp. | American Air Filter | HWH024C*T |  | Water-Source | WBAHP: Heat Pump Packaged Unit | Heat Pump | 460 | 3 |  |  | No Match | No Match |  |  |  | 23500 | 2009 | 11.7 | 9.3 | 30400 | 2346 | 3.8 | 3.8 | Non Federally-Regulated | 07/31/1991 |  | 03/31/1998
Florida Heat Pump | Florida Heat Pump | EM120-3HZ/VT |  | Ground-Water-Source | WBAHP: Heat Pump Packaged Unit | Heat Pump | 230 | 3 |  |  | No Match | No Match |  |  |  | 124000 | 8611 | 14.4 | 9 | 94000 | 8345 | 3.3 |  | Non Federally-Regulated | 04/10/2000 |  | 07/18/2002
Florida Heat Pump | Energy Miser | LTCS 40-4 | LTAH 40-4 | Ground-Water-Source | WBAHP-CB: Heat Pump Split Syst | Heat Pump | 460 | 3 |  |  | No Match | No Match |  |  |  | 35400 | 3220 | 11 | 11 | 41000 | 3535 | 3.4 | 3.4 | Non Federally-Regulated | 07/31/1991 |  | 03/31/1998
McQuay International | McQuay | W-FMS/FME/FDE-1-036-E |  | Water-Source | WBAHP: Heat Pump Packaged Unit | Heat Pump | 208 | 1 |  |  | No Match | No Match |  |  |  | 35200 | 2957 | 11.9 | 10 | 45000 | 3296 | 4 |  | Federally-Regulated Commercial & Industrial Equipment | 10/05/1999 |  | 09/21/2000
Bard Manufacturing Company, Inc. | Bard | QW421-C |  | Ground-Water-Source | WBAHP: Heat Pump Packaged Unit | Heat Pump | 460 | 3 |  |  | No Match | No Match |  |  |  | 39500 | 2453 | 16.1 | 9 | 26200 | 2398 | 3.2 |  | Non Federally-Regulated | 01/24/2002 |  | 07/18/2002
Waterfurnace International, Inc. | Waterfurnace International, Inc. | SXV030*3 |  | Ground-Water-Source | WBAHP: Heat Pump Packaged Unit | Heat Pump | 230 | 3 |  |  | No Match | No Match |  |  |  | 31200 | 2181 | 14.3 | 9 | 21600 | 1808 | 3.5 |  | Non Federally-Regulated | 04/10/2000 |  | 05/19/2000
Bard Manufacturing Company, Inc. | Bard | WPVD36 |  | Water-Source | WBAHP: Heat Pump Packaged Unit | Heat Pump | 230 | 1 |  |  | No Match | No Match |  |  |  | 34000 | 3270 | 10.4 | 9 | 42000 | 3380 | 3.6 | 3.2 | Non Federally-Regulated | 05/11/1988 |  | 03/15/1989
Snyder General Corp. | McQuay | VF070F7 |  | Water-Source | WBAHP: Heat Pump Packaged Unit | Heat Pump | 265 | 1 |  |  | No Match | No Match |  |  |  | 6900 | 645 | 10.7 | 9 | 8800 | 700 | 3.7 | 3.2 | Non Federally-Regulated | 02/22/1990 |  | 07/31/1991
Florida Heat Pump | Florida Heat Pump | ES048-4CF/HZ/VT |  | Ground-Source | WBAHP: Heat Pump Packaged Unit | Heat Pump | 460 | 3 |  |  | No Match | Single-Speed |  |  |  | 51000 | 3000 | 17 | 13.4 | 38000 | 3010 | 3.7 | 3.1 | Non Federally-Regulated | 06/14/2011 |  | 04/20/2015
Command-Aire | Command-Aire | SWP-3544 |  | Water-Source | WBAHP: Heat Pump Packaged Unit | Heat Pump | 460 | 3 |  |  | No Match | No Match |  |  |  | 438000 | 47400 | 9.2 |  | 608000 | 49700 | 3.6 | 2.5 | Non Federally-Regulated | 06/11/1985 |  | 01/23/1988
ClimateMaster Inc. | Carrier Corp. | 50PCH/V024 |  | Ground-Water-Source | WBAHP: Heat Pump Packaged Unit | Heat Pump | 230 | 1 |  |  | No Match | Single-Speed |  |  |  | 26700 | 1278 | 20.9 | 16.2 | 24000 | 1716 | 4.1 | 3.6 | Non Federally-Regulated | 10/24/2014 |  | 04/22/2015
McQuay / Snyder General | Electro-Hydronics | UW350GD |  | Water-Source | WBAHP: Heat Pump Packaged Unit | Heat Pump | 230 | 3 |  |  | No Match | No Match |  |  |  | 35600 | 3360 | 10.6 | 7.5 | 43000 | 3500 | 3.6 | 2.5 | Non Federally-Regulated | 08/29/1986 |  | 05/11/1988
Waterfurnace International, Inc. | Waterfurnace International, Inc. | E060**1 |  | Ground-Water-Source | WBAHP: Heat Pump Packaged Unit | Heat Pump | 208 | 1 |  |  | No Match | No Match |  |  |  | 60600 | 4150 | 14.6 | 9 | 42400 | 3764 | 3.3 |  | Non Federally-Regulated | 07/16/2001 |  | 07/18/2002
Waterfurnace International, Inc. | Extended Range | WXH084A*3*** |  | Ground-Water-Source | WBAHP: Heat Pump Packaged Unit | Heat Pump | 208 | 3 |  |  | No Match | No Match |  |  |  | 89000 | 7946 | 11.2 | 11 | 110000 | 9208 | 3.5 | 3.4 | Non Federally-Regulated | 07/31/1991 |  | 03/31/1998
Waterfurnace International, Inc. | Rybacki - Hart Enterprises | ZS030**3*1 |  | Water-Source | WBAHP: Heat Pump Packaged Unit | Heat Pump | 230 | 3 |  |  | No Match | Single-Speed |  |  |  | 29500 | 1879 | 15.7 | 12 | 34600 | 1988 | 5.1 | 4.2 | Federally-Regulated Commercial & Industrial Equipment | 01/24/2011 |  | 04/19/2013
Geoflex Systems, Inc. | Geoflex Systems, Inc. | GF1S-V/H/D/M-042WAABE |  | Ground-Water-Source | WBAHP: Heat Pump Packaged Unit | Both Heat Pump and Electric Re | 208 | 1 |  |  | No Match | Single-Speed |  |  |  | 43000 | 1762 | 24.4 | 16.2 | 36800 | 2345 | 4.6 | 3.6 | Non Federally-Regulated | 11/30/2011 |  | 03/02/2012
American Air Filter | Enercon | BCW09 |  | Water-Source | WBAHP: Heat Pump Packaged Unit | Heat Pump | 277 | 1 |  |  | No Match | No Match |  |  |  | 8600 | 850 | 10.1 | 7.5 | 9000 | 775 | 3.4 | 2.5 | Non Federally-Regulated | 08/30/1983 |  | 05/16/1984
Enertech Global, LLC | Enertech | TST036A2 | ACD036 | Ground-Source | WBAHP-CB: Heat Pump Split Syst | Heat Pump | 208 | 3 |  |  | No Match | Single-Speed |  |  |  | 36700 | 2172 | 16.9 | 13.4 | 28000 | 2159 | 3.8 | 3.1 | Non Federally-Regulated | 12/12/2012 |  | 04/29/2015
Singer | Electro-Hydronics | UC140C3 |  | Water-Source | WBAHP: Heat Pump Packaged Unit | Heat Pump | 230 | 1 |  |  | No Match | No Match |  |  |  | 14000 | 1850 | 7.6 | 7.5 | 18000 | 2050 | 2.6 | 2.5 | Non Federally-Regulated | 01/05/1982 |  | 05/16/1984
Heat Controller | Heat Controller | HWPG066-3B** |  | Water-Source | WBAHP-CB: Heat Pump Split Syst | Heat Pump | 208 | 3 |  |  | No Match | No Match |  |  |  | 67000 | 5153 | 13 | 9 | 75000 | 5940 | 3.7 | 3.5 | Non Federally-Regulated | 12/14/1998 |  | 04/12/2000
Florida Heat Pump | Energy Miser | HEV34-4 |  | Water-Source | WBAHP: Heat Pump Packaged Unit | Heat Pump | 460 | 3 |  |  | No Match | No Match |  |  |  | 34000 | 2835 | 12 | 9.3 | 44000 | 3145 | 4.1 | 3.8 | Non Federally-Regulated | 07/31/1991 |  | 03/31/1998
Mammoth | Geox | ZE019HHF |  | Water-Source | WBAHP: Heat Pump Packaged Unit | Heat Pump | 265 | 1 |  |  | No Match | No Match |  |  |  | 18400 | 1657 | 11.1 | 9 | 25200 | 1997 | 3.7 | 3.2 | Federally-Regulated Commercial & Industrial Equipment | 12/26/1990 |  | 07/27/1992
Mammoth | Hydrobank II | D031VLG |  | Ground-Water-Source | WBAHP: Heat Pump Packaged Unit | Heat Pump | 230 | 1 |  |  | No Match | No Match |  |  |  | 30000 | 2290 | 13.1 | 9 | 23800 | 2249 | 3.1 |  | Non Federally-Regulated | 07/22/2002 |  | 03/12/2009
Climate Control / Snyder General | Electro-Hydronics | CW610GK |  | Water-Source | WBAHP: Heat Pump Packaged Unit | Heat Pump | 208 | 3 |  |  | No Match | No Match |  |  |  | 61500 | 5850 | 10.5 | 7.5 | 69000 | 5790 | 3.5 | 2.5 | Non Federally-Regulated | 05/16/1984 |  | 06/11/1985
Florida Heat Pump | Florida Heat Pump | EM070-1VT/HZ/CF |  | Water-Source | WBAHP: Heat Pump Packaged Unit | Heat Pump | 208 | 1 |  |  | No Match | No Match |  |  |  | 70000 | 4827 | 14.5 | 9 | 83000 | 5286 | 4.6 | 3.8 | Federally-Regulated Commercial & Industrial Equipment | 10/05/1999 |  | 04/12/2000
Waterfurnace International, Inc. | Waterfurnace International, Inc. | SXH068B0 |  | Water-Source | WBAHP: Heat Pump Packaged Unit | Heat Pump | 208 | 1 |  |  | No Match | No Match |  |  |  | 65000 | 5200 | 12.5 | 10.5 | 84000 | 5470 | 4.5 | 3.8 | Federally-Regulated Commercial & Industrial Equipment | 03/31/1998 |  | 05/10/1998
Waterfurnace International, Inc. | Waterfurnace International, Inc. | SXV030C0 |  | Ground-Water-Source | WBAHP: Heat Pump Packaged Unit | Heat Pump | 208 | 1 |  |  | No Match | No Match |  |  |  | 31200 | 2181 | 14.3 | 9 | 21600 | 1808 | 3.5 |  | Non Federally-Regulated | 01/30/1998 |  | 10/02/1998
American Air Filter | Enercon | CW19 |  | Water-Source | WBAHP: Heat Pump Packaged Unit | Heat Pump | 208 | 1 |  |  | No Match | No Match |  |  |  | 19100 | 2000 | 9.8 | 7.5 | 26000 | 2175 | 3.4 | 2.5 | Non Federally-Regulated | 06/11/1985 |  | 08/29/1986
Command-Aire | Command-Aire | GXHA0131 |  | Water-Source | WBAHP: Heat Pump Packaged Unit | Heat Pump | 208 | 1 |  |  | No Match | No Match |  |  |  | 11400 | 1055 | 10.8 | 10 | 15600 | 1114 | 4.1 |  | Federally-Regulated Commercial & Industrial Equipment | 12/14/1998 |  | 03/12/2009
Mammoth | Hydrobank II | D064HHG |  | Water-Source | WBAHP: Heat Pump Packaged Unit | Heat Pump | 208 | 1 |  |  | No Match | No Match |  |  |  | 63500 | 4738 | 13.4 | 10 | 81500 | 5824 | 4.1 |  | Federally-Regulated Commercial & Industrial Equipment | 05/23/2000 |  | 01/18/2001
Trane U.S. Inc. | Trane | WPVD1003 |  | Water-Source | WBAHP: Heat Pump Packaged Unit | Heat Pump | 208 | 3 |  |  | No Match | No Match |  |  |  | 116400 | 9948 | 11.7 | 9 | 130000 | 10023 | 3.8 | 3.8 | Federally-Regulated Commercial & Industrial Equipment | 10/05/1999 |  | 04/12/2000
Waterfurnace International, Inc. | Waterfurnace International, Inc. | SXV036C3 |  | Water-Source | WBAHP: Heat Pump Packaged Unit | Heat Pump | 230 | 3 |  |  | No Match | No Match |  |  |  | 36000 | 2647 | 13.6 | 10 | 44500 | 2774 | 4.7 |  | Federally-Regulated Commercial & Industrial Equipment | 12/14/1998 |  | 10/05/1999
Geoflex Systems, Inc. | Geoflex Systems, Inc. | GF1S-V/H/D/M-024WACBP |  | Ground-Source | WBAHP: Heat Pump Packaged Unit | Both Heat Pump and Electric Re | 200 | 3 |  |  | No Match | Single-Speed |  |  |  | 21100 | 1071 | 19.7 | 13.4 | 15100 | 1165 | 3.8 | 3.1 | Non Federally-Regulated | 03/02/2012 |  | 01/09/2014
Snyder General Corp. | McQuay | VF260FD |  | Water-Source | WBAHP: Heat Pump Packaged Unit | Heat Pump | 230 | 3 |  |  | No Match | No Match |  |  |  | 25000 | 2450 | 10.2 | 9 | 31600 | 2500 | 3.7 | 3.2 | Non Federally-Regulated | 02/22/1990 |  | 07/31/1991
Mammoth | Hydrobank II | F120VHK |  | Water-Source | WBAHP: Heat Pump Packaged Unit | Heat Pump | 230 | 3 |  |  | No Match | No Match |  |  |  | 115500 | 8619 | 13.4 | 9 | 151000 | 11060 | 4 | 3.8 | Federally-Regulated Commercial & Industrial Equipment | 03/22/2001 |  | 07/16/2001
Florida Heat Pump | Florida Heat Pump | EM028-4CF/HZ/VT |  | Ground-Water-Source | WBAHP: Heat Pump Packaged Unit | Heat Pump | 460 | 3 |  |  | No Match | No Match |  |  |  | 29500 | 2048 | 14.4 | 9 | 20600 | 1829 | 3.3 |  | Non Federally-Regulated | 07/22/2002 |  | 03/12/2009
Waterfurnace International, Inc. | Waterfurnace International, Inc. | NSZ022A1 | NRAC026* | Ground-Source | WBAHP-CB: Heat Pump Split Syst | Heat Pump | 230 | 1 |  |  | No Match | Single-Speed |  |  |  | 21800 | 1118 | 19.5 | 13.4 | 14000 | 1110 | 3.7 | 3.1 | Non Federally-Regulated | 04/30/2009 |  | 10/24/2014
Waterfurnace International, Inc. | Johnson Controls | RJTV/RJTH038**0 |  | Ground-Water-Source | WBAHP: Heat Pump Packaged Unit | Heat Pump | 208 | 1 |  |  | No Match | Dual-Speed |  |  |  | 39400 | 1635 | 24.1 | 16.2 | 34800 | 2040 | 5 | 3.6 | Non Federally-Regulated | 01/24/2011 |  | 06/23/2011
Enertech Global, LLC | Enertech | TST072A | MPD072 | Ground-Water-Source | WBAHP-CB: Heat Pump Split Syst | Heat Pump | 230 | 1 |  |  | No Match | Single-Speed | 2857 | 693 | 1 | 71700 | 3550 | 20.2 | 16.2 | 63700 | 4553 | 4.1 | 3.6 | Non Federally-Regulated | 12/12/2012 |  | 04/29/2015
Command-Aire | Command-Aire | SWPV137 |  | Water-Source | WBAHP: Heat Pump Packaged Unit | Heat Pump | 265 | 1 |  |  | No Match | No Match |  |  |  | 12200 | 1110 | 11 | 7.5 | 16000 | 1170 | 4 | 2.5 | Non Federally-Regulated | 06/11/1985 |  | 01/23/1988
Waterfurnace International, Inc. | Geotility Geothermal Installations | ZS036**0*4 |  | Ground-Source | WBAHP: Heat Pump Packaged Unit | Heat Pump | 230 | 1 |  |  | No Match | Single-Speed |  |  |  | 34500 | 1994 | 17.3 | 13.4 | 26000 | 2117 | 3.6 | 3.1 | Non Federally-Regulated | 03/02/2012 |  | 04/19/2013
Florida Heat Pump | Energy Miser | HECS34-3 | HEAH34-3 | Water-Source | WBAHP-C: Heat Pump Split Syste | Heat Pump | 265 | 3 |  |  | No Match | No Match |  |  |  | 32600 | 2785 | 11.7 | 9.3 | 43000 | 3150 | 4 | 3.8 | Non Federally-Regulated | 07/31/1991 |  | 03/31/1998
Command-Aire | Command-Aire | SWPHXR281E |  | Water-Source | WBAHP: Heat Pump Packaged Unit | Heat Pump | 208 | 1 |  |  | No Match | No Match |  |  |  | 30000 | 2702 | 11.1 | 7.5 | 42000 | 3000 | 4 | 2.5 | Non Federally-Regulated | 05/16/1984 |  | 01/23/1988
ClimateMaster Inc. | Climate Master Series | VE/HE 096 |  | Ground-Source | WBAHP: Heat Pump Packaged Unit | Heat Pump | 208 | 1 |  |  | No Match | No Match |  |  |  | 97000 | 9065 | 10.7 |  | 73000 | 7640 | 2.8 |  | Non Federally-Regulated | 03/31/1998 |  | 05/10/1998
McQuay / Snyder General | Electro-Hydronics | CCH060A*G |  | Water-Source | WBAHP: Heat Pump Packaged Unit | Heat Pump | 208 | 1 |  |  | No Match | No Match |  |  |  | 61000 | 5600 | 10.9 | 9 | 71000 | 5750 | 3.6 | 3.2 | Non Federally-Regulated | 05/11/1988 |  | 03/15/1989
McQuay / Snyder General | Electro-Hydronics | LHP20BP |  | Water-Source | WBAHP: Heat Pump Packaged Unit | Heat Pump | 460 | 3 |  |  | No Match | No Match |  |  |  | 214000 | 18000 | 11.9 |  | 240000 | 18400 | 3.8 |  | Non Federally-Regulated | 05/11/1988 |  | 03/15/1989
Hydro Delta Corp. | Hydro Delta Corp. | 03-036-WTAR-HE |  | Ground-Water-Source | WBAHP: Heat Pump Packaged Unit | Heat Pump | 230 | 1 |  |  | No Match | No Match |  |  |  | 36000 | 2727 | 13.2 | 9 | 29000 | 2574 | 3.3 |  | Non Federally-Regulated | 10/06/1999 |  | 04/10/2000
Waterfurnace International, Inc. | Eagle Mountain | ZS060**0*0 |  | Ground-Source | WBAHP: Heat Pump Packaged Unit | Heat Pump | 230 | 1 |  |  | No Match | Single-Speed |  |  |  | 60900 | 3669 | 16.6 | 13.4 | 47100 | 4183 | 3.3 | 3.1 | Non Federally-Regulated | 01/24/2011 |  | 04/19/2013
Climate Control / Snyder General | Electro-Hydronics | UC550G3 |  | Water-Source | WBAHP: Heat Pump Packaged Unit | Heat Pump | 230 | 1 |  |  | No Match | No Match |  |  |  | 55000 | 5670 | 9.7 | 7.5 | 67000 | 5610 | 3.5 | 2.5 | Non Federally-Regulated | 06/11/1985 |  | 08/29/1986
Marvair | Marvair | H-V300-01-A |  | Water-Source | WBAHP: Heat Pump Packaged Unit | Heat Pump | 230 | 1 |  |  | No Match | No Match |  |  |  | 29000 | 2900 | 10 | 7.5 | 32000 | 3350 | 2.8 | 2.5 | Non Federally-Regulated | 01/05/1982 |  | 05/16/1984
Addison Products | Addison Products | WSH036-1AL |  | Water-Source | WBAHP: Heat Pump Packaged Unit | Heat Pump | 208 | 1 |  |  | No Match | No Match |  |  |  | 35000 | 2868 | 12.2 | 9.3 | 44000 | 3070 | 4.2 | 3.8 | Federally-Regulated Commercial & Industrial Equipment | 03/31/1998 |  | 05/10/1998
ClimateMaster Inc. | Climate Master Series | GSV/GSH042AGE |  | Ground-Water-Source | WBAHP: Heat Pump Packaged Unit | Heat Pump | 230 | 1 |  |  | No Match | No Match |  |  |  | 43800 | 2881 | 15.2 | 9 | 32800 | 2912 | 3.3 |  | Non Federally-Regulated | 04/10/2000 |  | 05/24/2001
Trane U.S. Inc. | Command-Aire | SPHD0513 |  | Water-Source | WBAHP: Heat Pump Packaged Unit | Heat Pump | 208 | 3 |  |  | No Match | No Match |  |  |  | 50000 | 4237 | 11.8 | 10 | 64000 | 4464 | 4.2 |  | Federally-Regulated Commercial & Industrial Equipment | 10/05/1999 |  | 04/12/2000
McQuay / Snyder General | Electro-Hydronics | UW610FK |  | Water-Source | WBAHP: Heat Pump Packaged Unit | Heat Pump | 208 | 3 |  |  | No Match | No Match |  |  |  | 61500 | 5850 | 10.5 | 7.5 | 77000 | 5785 | 3.9 | 2.5 | Non Federally-Regulated | 08/29/1986 |  | 05/11/1988
Trane U.S. Inc. | Trane | EXHE0242 |  | Water-Source | WBAHP: Heat Pump Packaged Unit | Heat Pump | 230 | 1 |  |  | No Match | Single-Speed |  |  |  | 23400 | 1560 | 15 | 12 | 25200 | 1571 | 4.7 | 4.2 | Federally-Regulated Commercial & Industrial Equipment | 06/14/2011 |  | 08/15/2014
Waterfurnace International, Inc. | Rybacki - Hart Enterprises | ZS041**4*4 |  | Ground-Source | WBAHP: Heat Pump Packaged Unit | Heat Pump | 460 | 3 |  |  | No Match | Single-Speed |  |  |  | 41000 | 2485 | 16.5 | 13.4 | 29000 | 2428 | 3.5 | 3.1 | Non Federally-Regulated | 06/14/2011 |  | 04/19/2013
Solar Oriented Environmental Systems | S.O.E.S.I. | PSD-1200 (4) |  | Water-Source | WBAHP: Heat Pump Packaged Unit | Heat Pump | 230 | 1 |  |  | No Match | No Match |  |  |  | 152000 | 9844 | 15.4 |  | 160000 | 9936 | 4.7 | 2.5 | Non Federally-Regulated | 06/11/1985 |  | 05/11/1988
Enertech Global, LLC | Roth Industries, Inc. | RXT072B |  | Ground-Water-Source | WBAHP: Heat Pump Packaged Unit | Heat Pump | 208 | 1 |  |  | No Match | Single-Speed | 2719 | 947 | 1 | 72000 | 3673 | 19.6 | 16.2 | 72200 | 4809 | 4.4 | 3.6 | Non Federally-Regulated | 11/30/2011 |  | 01/09/2014
Waterfurnace International, Inc. | Geotility Geothermal Installations | YS036**1*4 |  | Ground-Water-Source | WBAHP: Heat Pump Packaged Unit | Heat Pump | 230 | 1 |  |  | No Match | Single-Speed |  |  |  | 37700 | 1639 | 23 | 16.2 | 33000 | 2249 | 4.3 | 3.6 | Non Federally-Regulated | 01/24/2011 |  | 04/19/2013
Trane U.S. Inc. | Trane | GSUF0241 |  | Water-Source | WBAHP-CB: Heat Pump Split Syst | Heat Pump | 208 | 1 |  |  | No Match | No Match |  |  |  | 25800 | 1731 | 14.9 | 9 | 28600 | 2149 | 3.9 | 3.5 | Non Federally-Regulated | 12/14/1998 |  | 10/05/1999
Waterfurnace International, Inc. | Waterfurnace International, Inc. | SXV019C0 |  | Water-Source | WBAHP: Heat Pump Packaged Unit | Heat Pump | 230 | 1 |  |  | No Match | No Match |  |  |  | 18600 | 1338 | 13.9 | 9.3 | 24200 | 1447 | 4.9 | 3.8 | Federally-Regulated Commercial & Industrial Equipment | 03/31/1998 |  | 05/10/1998
Florida Heat Pump | Geomaster, LLC | EC048-1CS | EC048-1AH/AV | Water-Source | WBAHP-CB: Heat Pump Split Syst | Heat Pump | 230 | 1 |  |  | No Match | Single-Speed |  |  |  | 47000 | 3431 | 13.7 | 12 | 56800 | 3541 | 4.7 | 4.2 | Federally-Regulated Commercial & Industrial Equipment | 04/23/2009 |  | 04/20/2015
Carrier Corp. | Carrier | 50QEH0426 |  | Water-Source | WBAHP: Heat Pump Packaged Unit | Heat Pump | 460 | 3 |  |  | No Match | No Match |  |  |  | 42000 | 3529 | 11.9 | 9 | 50000 | 3856 | 3.8 | 3.2 | Non Federally-Regulated | 02/22/1990 |  | 07/31/1991
Waterfurnace International, Inc. | Waterfurnace International, Inc. | VLV030A0 |  | Water-Source | WBAHP: Heat Pump Packaged Unit | Heat Pump | 208 | 1 |  |  | No Match | No Match |  |  |  | 29500 | 2107 | 14 | 9.3 | 35200 | 2292 | 4.5 | 3.8 | Federally-Regulated Commercial & Industrial Equipment | 03/31/1998 |  | 05/10/1998
Waterfurnace International, Inc. | Geosmart Energy, Inc. | YS060**1*4 |  | Ground-Source | WBAHP: Heat Pump Packaged Unit | Heat Pump | 230 | 1 |  |  | No Match | Single-Speed |  |  |  | 60900 | 3402 | 17.9 | 13.4 | 47100 | 3834 | 3.6 | 3.1 | Non Federally-Regulated | 01/24/2011 |  | 01/09/2014
Enertech Global, LLC | Enertech | GST036A2 | ACD036 | Ground-Source | WBAHP-CB: Heat Pump Split Syst | Heat Pump | 230 | 3 |  |  | No Match | Single-Speed |  |  |  | 36700 | 2172 | 16.9 | 13.4 | 28000 | 2159 | 3.8 | 3.1 | Non Federally-Regulated | 12/12/2012 |  | 04/29/2015
Waterfurnace International, Inc. | Geotility Geothermal Installations | GS009**0*0 |  | Water-Source | WBAHP: Heat Pump Packaged Unit | Heat Pump | 208 | 1 |  |  | No Match | Single-Speed |  |  |  | 9300 | 641 | 14.5 | 11.2 | 12100 | 682 | 5.2 | 4.2 | Federally-Regulated Commercial & Industrial Equipment | 01/24/2011 |  | 04/19/2013
ClimateMaster Inc. | Carrier Corp. | 50YDS064 | FV4***006 | Ground-Water-Source | WBAHP-CB: Heat Pump Split Syst | Heat Pump | 208 | 1 |  |  | No Match | Single-Speed |  |  |  | 63800 | 3323 | 19.2 | 16.2 | 58800 | 4008 | 4.3 | 3.6 | Non Federally-Regulated | 01/24/2011 |  | 08/23/2011
Climate Control / Snyder General | Trane | WPRA40HCXBX |  | Water-Source | WBAHP: Heat Pump Packaged Unit | Heat Pump | 230 | 1 |  |  | No Match | No Match |  |  |  | 41000 | 3800 | 10.8 | 7.5 | 45000 | 3770 | 3.5 | 2.5 | Non Federally-Regulated | 05/16/1984 |  | 05/11/1988
ClimateMaster Inc. | Climate Master | TTP/S049A | TAC049A | Ground-Source | WBAHP-C: Heat Pump Split Syste | Heat Pump | 230 | 1 |  |  | No Match | Single-Speed |  |  |  | 50300 | 2924 | 17.2 | 13.4 | 35800 | 2623 | 4 | 3.1 | Non Federally-Regulated | 01/24/2011 |  | 06/09/2015
Florida Heat Pump | Energy Miser | HE9CF-1 |  | Water-Source | WBAHP: Heat Pump Packaged Unit | Heat Pump | 208 | 1 |  |  | No Match | No Match |  |  |  | 8800 | 810 | 10.9 | 9 | 12400 | 880 | 4 | 3.2 | Non Federally-Regulated | 02/22/1990 |  | 07/31/1991
Waterfurnace International, Inc. | Waterfurnace International, Inc. | SXV048C0 |  | Ground-Water-Source | WBAHP: Heat Pump Packaged Unit | Heat Pump | 208 | 1 |  |  | No Match | No Match |  |  |  | 51500 | 3843 | 13.4 | 9 | 36000 | 3403 | 3.1 |  | Non Federally-Regulated | 12/14/1998 |  | 10/06/1999
ClimateMaster Inc. | Carrier Corp. | 50PSH/V/D042K***2 |  | Water-Source | WBAHP: Heat Pump Packaged Unit | Heat Pump | 208 | 1 |  |  | No Match | Single-Speed |  |  |  | 39400 | 2010 | 19.6 | 12 | 45100 | 2203 | 6 | 4.2 | Federally-Regulated Commercial & Industrial Equipment | 10/24/2014 |  | 04/22/2015
Waterfurnace International, Inc. | Waterfurnace International, Inc. | VLH048A1 |  | Water-Source | WBAHP: Heat Pump Packaged Unit | Heat Pump | 208 | 1 |  |  | No Match | No Match |  |  |  | 47000 | 3852 | 12.2 | 10 | 59800 | 4274 | 4.1 |  | Federally-Regulated Commercial & Industrial Equipment | 12/14/1998 |  | 10/05/1999
Florida Heat Pump | Florida Heat Pump | EM041-3CF/HZ/VT |  | Water-Source | WBAHP-CB: Heat Pump Split Syst | Heat Pump | 208 | 3 |  |  | No Match | No Match |  |  |  | 42500 | 3455 | 12.3 | 9 | 50000 | 4185 | 3.5 | 3.5 | Non Federally-Regulated | 07/22/2002 |  | 03/12/2009
ClimateMaster Inc. | Climate Master Series | GSV/GSH030AH |  | Water-Source | WBAHP: Heat Pump Packaged Unit | Heat Pump | 208 | 3 |  |  | No Match | No Match |  |  |  | 29800 | 1973 | 15.1 | 10 | 36100 | 2203 | 4.8 |  | Federally-Regulated Commercial & Industrial Equipment | 04/12/2000 |  | 11/19/2002
Waterfurnace International, Inc. | Spectra | SXH030A3 |  | Water-Source | WBAHP-CB: Heat Pump Split Syst | Heat Pump | 208 | 3 |  |  | No Match | No Match |  |  |  | 31800 | 2338 | 13.6 | 9 | 33400 | 2330 | 4.2 | 3.5 | Non Federally-Regulated | 06/02/1993 |  | 06/03/1993
ClimateMaster Inc. | Climate Master Series | 80117C |  | Water-Source | WBAHP: Heat Pump Packaged Unit | Heat Pump | 230 | 1 |  |  | No Match | No Match |  |  |  | 16000 | 1415 | 11.3 | 9 | 18700 | 1415 | 3.9 | 3.2 | Non Federally-Regulated | 05/11/1988 |  | 03/15/1989
ClimateMaster Inc. | Carrier Corp. | 50PRH/V036 4 |  | Ground-Source | WBAHP: Heat Pump Packaged Unit | Heat Pump | 265 | 1 |  |  | No Match | Single-Speed |  |  |  | 35300 | 2369 | 14.9 | 13.4 | 29600 | 2629 | 3.3 | 3.1 | Non Federally-Regulated | 01/24/2011 |  | 08/23/2011
ClimateMaster Inc. | Climate Master Series | 802041F******** |  | Water-Source | WBAHP: Heat Pump Packaged Unit | Heat Pump | 460 | 3 |  |  | No Match | No Match |  |  |  | 46900 | 4760 | 9.9 | 9 | 51100 | 5030 | 3 | 3.2 | Non Federally-Regulated | 05/11/1988 |  | 03/15/1989
Marvair | Marvair | WVP36HPA |  | Water-Source | WBAHP: Heat Pump Packaged Unit | Heat Pump | 230 | 1 |  |  | No Match | No Match |  |  |  | 35000 | 3182 | 11 | 9 | 44000 | 3394 | 3.8 | 3.2 | Non Federally-Regulated | 05/11/1988 |  | 03/15/1989
Enertech Global, LLC | Enertech | GSC018 | MPD024 | Ground-Source | WBAHP-CB: Heat Pump Split Syst | Heat Pump | 230 | 1 |  |  | No Match | Single-Speed |  |  |  | 16700 | 928 | 18 | 13.4 | 13300 | 1114 | 3.5 | 3.1 | Non Federally-Regulated | 07/16/2009 |  | 03/02/2012
Florida Heat Pump | Florida Heat Pump | EM031-2CS | EM031-2AV/AH | Water-Source | WBAHP-C: Heat Pump Split Syste | Heat Pump | 265 | 1 |  |  | No Match | No Match |  |  |  | 31400 | 2275 | 13.8 | 10 | 41000 | 2730 | 4.4 |  | Federally-Regulated Commercial & Industrial Equipment | 10/05/1999 |  | 04/12/2000
Command-Aire | Command-Aire | SWP-131 |  | Water-Source | WBAHP: Heat Pump Packaged Unit | Heat Pump | 208 | 1 |  |  | No Match | No Match |  |  |  | 13500 | 1400 | 9.6 | 9 | 18800 | 1575 | 3.5 | 3.2 | Non Federally-Regulated | 02/22/1990 |  | 07/31/1991
Waterfurnace International, Inc. | Waterfurnace International, Inc. | CW*012A0 |  | Ground-Source | WBAHP: Heat Pump Packaged Unit | Heat Pump | 208 | 1 |  |  | No Match | No Match |  |  |  | 11200 | 767 | 14.6 |  | 9300 | 825 | 3.3 |  | Non Federally-Regulated | 03/31/1998 |  | 05/10/1998
Addison Products | Addison Products | VWPG036-1B-XL* |  | Water-Source | WBAHP-CB: Heat Pump Split Syst | Heat Pump | 230 | 1 |  |  | No Match | No Match |  |  |  | 36000 | 2627 | 13.7 | 9 | 37800 | 2701 | 4.1 | 3.5 | Non Federally-Regulated | 02/02/1998 |  | 10/02/1998
Enertech Global, LLC | Enertech | GST072A2 | MPD072 | Ground-Water-Source | WBAHP-CB: Heat Pump Split Syst | Heat Pump | 230 | 3 |  |  | No Match | Single-Speed | 2863 | 693 | 1 | 73600 | 3556 | 20.7 | 16.2 | 64800 | 4632 | 4.1 | 3.6 | Non Federally-Regulated | 09/03/2012 |  | 12/12/2012
Geoflex Systems, Inc. | Geoflex Systems, Inc. | GF1T-V/H/D/M-038WADBE |  | Ground-Water-Source | WBAHP: Heat Pump Packaged Unit | Both Heat Pump and Electric Re | 460 | 3 |  |  | No Match | Dual-Speed |  |  |  | 40300 | 1708 | 23.6 | 16.2 | 35700 | 2135 | 4.9 | 3.6 | Non Federally-Regulated | 11/30/2011 |  | 04/19/2013
Florida Heat Pump | Energy Miser | HE34CF-4 |  | Water-Source | WBAHP: Heat Pump Packaged Unit | Heat Pump | 460 | 3 |  |  | No Match | No Match |  |  |  | 34000 | 2835 | 12 | 9 | 44000 | 3145 | 4.1 | 3.2 | Non Federally-Regulated | 05/11/1988 |  | 03/15/1989
Snyder General Corp. | McQuay | VF260G3 |  | Water-Source | WBAHP: Heat Pump Packaged Unit | Heat Pump | 230 | 1 |  |  | No Match | No Match |  |  |  | 25000 | 2450 | 10.2 | 9 | 31600 | 2500 | 3.7 | 3.2 | Non Federally-Regulated | 02/22/1990 |  | 07/31/1991
Waterfurnace International, Inc. | Waterfurnace International, Inc. | ATV066*1 |  | Ground-Water-Source | WBAHP: Heat Pump Packaged Unit | Heat Pump | 208 | 1 |  |  | No Match | No Match |  |  |  | 67000 | 5000 | 13.4 | 9 | 50000 | 4883 | 3 |  | Non Federally-Regulated | 10/06/1999 |  | 05/19/2000
Waterfurnace International, Inc. | Eagle Mountain | ZS015**2*0 |  | Ground-Source | WBAHP: Heat Pump Packaged Unit | Heat Pump | 265 | 1 |  |  | No Match | Single-Speed |  |  |  | 14700 | 855 | 17.2 | 13.4 | 11500 | 963 | 3.5 | 3.1 | Non Federally-Regulated | 01/24/2011 |  | 04/19/2013
Mammoth | Geox | GD009CA |  | Water-Source | WBAHP-O: Heat Pump Packaged Un | Heat Pump | 208 | 1 |  |  | No Match | No Match |  |  |  | 8600 | 677 | 12.7 | 9 | 11100 | 725 | 4.5 | 3.2 | Federally-Regulated Commercial & Industrial Equipment | 12/21/1990 |  | 07/27/1992
ClimateMaster Inc. | Climate Master | TZV/H030 |  | Ground-Source | WBAHP: Heat Pump Packaged Unit | Heat Pump | 208 | 1 |  |  | No Match | Single-Speed |  |  |  | 29900 | 1904 | 15.7 | 13.4 | 23800 | 1938 | 3.6 | 3.1 | Non Federally-Regulated | 03/02/2012 |  | 05/02/2012
Command-Aire | Command-Aire | RUWP-2044 |  | Water-Source | WBAHP: Heat Pump Packaged Unit | Heat Pump | 460 | 3 |  |  | No Match | No Match |  |  |  | 244000 | 27300 | 8.9 |  | 307000 | 25300 | 3.6 | 2.5 | Non Federally-Regulated | 06/11/1985 |  | 01/23/1988
Mammoth | Hydrobank II | F070VLG |  | Ground-Water-Source | WBAHP: Heat Pump Packaged Unit | Heat Pump | 208 | 3 |  |  | No Match | No Match |  |  |  | 70780 | 5204 | 13.6 | 9 | 54000 | 5273 | 3 |  | Non Federally-Regulated | 05/23/2000 |  | 01/18/2001
Bard Manufacturing Company, Inc. | Bard | GTC48S2-A | GTADP-4860-C | Ground-Source | WBAH-C: Heating Only Split Sys | Heat Pump | 230 | 1 |  |  | No Match | Dual-Speed | [7 empty] | 35000 | 2699 | 3.8 |  | Non Federally-Regulated | 09/03/2012 |  | 05/11/2015
Carrier Corp. | Carrier | 50QXH0073 |  | Water-Source | WBAHP: Heat Pump Packaged Unit | Heat Pump | 208 | 1 |  |  | No Match | No Match |  |  |  | 7400 | 591 | 12.5 | 9 | 9400 | 611 | 4.4 | 3.2 | Non Federally-Regulated | 03/15/1989 |  | 02/05/1990
Mammoth | Geox | ZF062VHF |  | Water-Source | WBAHP: Heat Pump Packaged Unit | Heat Pump | 208 | 3 |  |  | No Match | No Match |  |  |  | 59500 | 5613 | 10.6 | 9 | 79000 | 6430 | 3.6 | 3.2 | Federally-Regulated Commercial & Industrial Equipment | 12/26/1990 |  | 07/27/1992
Waterfurnace International, Inc. | Waterfurnace International, Inc. | SXV030B0 |  | Water-Source | WBAHP-CB: Heat Pump Split Syst | Heat Pump | 230 | 1 |  |  | No Match | No Match |  |  |  | 31800 | 2338 | 13.6 | 9 | 33400 | 2330 | 4.2 | 3.5 | Non Federally-Regulated | 08/21/1998 |  | 10/02/1998
Waterfurnace International, Inc. | Waterfurnace International, Inc. | NSV/NSH048F1*4 |  | Water-Source | WBAHP: Heat Pump Packaged Unit | Heat Pump | 230 | 1 |  |  | No Match | Single-Speed |  |  |  | 47300 | 2557 | 18.5 | 12 | 53100 | 2882 | 5.4 | 4.2 | Federally-Regulated Commercial & Industrial Equipment | 05/02/2012 |  | 04/19/2013
Waterfurnace International, Inc. | Waterfurnace International, Inc. | VLV/VXV036*0 |  | Water-Source | WBAHP: Heat Pump Packaged Unit | Heat Pump | 208 | 1 |  |  | No Match | No Match |  |  |  | 34800 | 2697 | 12.9 | 10 | 42000 | 2861 | 4.3 |  | Federally-Regulated Commercial & Industrial Equipment | 06/20/2003 |  | 02/17/2011
ClimateMaster Inc. | Carrier | 50HQA/HQD/VQA/VQD036 3 |  | Water-Source | WBAHP: Heat Pump Packaged Unit | Heat Pump | 230 | 1 |  |  | No Match | No Match |  |  |  | 35000 | 3181 | 11 | 10 | 42500 | 3192 | 3.9 |  | Federally-Regulated Commercial & Industrial Equipment | 10/05/1999 |  | 04/12/2000
Geoflex Systems, Inc. | Geoflex Systems, Inc. | GF1T-V/H/D/M-038WACBP |  | Ground-Water-Source | WBAHP: Heat Pump Packaged Unit | Both Heat Pump and Electric Re | 230 | 3 |  |  | No Match | Dual-Speed |  |  |  | 39100 | 1693 | 23.1 | 16.2 | 36800 | 2247 | 4.8 | 3.6 | Non Federally-Regulated | 11/30/2011 |  | 01/09/2014
Waterfurnace International, Inc. | Geotility Geothermal Installations | ZS036**3*0 |  | Ground-Water-Source | WBAHP: Heat Pump Packaged Unit | Heat Pump | 230 | 3 |  |  | No Match | Single-Speed |  |  |  | 37700 | 1778 | 21.2 | 16.2 | 33000 | 2480 | 3.9 | 3.6 | Non Federally-Regulated | 01/24/2011 |  | 04/19/2013
McQuay / Snyder General | Electro-Hydronics | UW260GP |  | Water-Source | WBAHP: Heat Pump Packaged Unit | Heat Pump | 460 | 3 |  |  | No Match | No Match |  |  |  | 26000 | 2450 | 10.6 | 7.5 | 31600 | 2500 | 3.7 | 2.5 | Non Federally-Regulated | 08/29/1986 |  | 05/11/1988
Waterfurnace International, Inc. | Eagle Mountain | ZS030**2*1 |  | Water-Source | WBAHP: Heat Pump Packaged Unit | Heat Pump | 265 | 1 |  |  | No Match | Single-Speed |  |  |  | 29500 | 1879 | 15.7 | 12 | 34600 | 1988 | 5.1 | 4.2 | Federally-Regulated Commercial & Industrial Equipment | 01/24/2011 |  | 04/19/2013
Mammoth | Hydrobank II | F062HHK |  | Water-Source | WBAHP: Heat Pump Packaged Unit | Heat Pump | 208 | 3 |  |  | No Match | No Match |  |  |  | 60500 | 5450 | 11.1 | 10 | 81500 | 6122 | 3.9 |  | Federally-Regulated Commercial & Industrial Equipment | 06/27/2003 |  | 03/12/2009
Command-Aire | Command-Aire | SWPHXR513E |  | Water-Source | WBAHP: Heat Pump Packaged Unit | Heat Pump | 208 | 3 |  |  | No Match | No Match |  |  |  | 51000 | 4550 | 11.2 | 9 | 64000 | 4690 | 4 | 3.2 | Non Federally-Regulated | 05/11/1988 |  | 03/15/1989
Florida Heat Pump | Florida Heat Pump | GT048-3VT/HZ/CF |  | Ground-Source | WBAHP: Heat Pump Packaged Unit | Heat Pump | 230 | 3 |  |  | No Match | No Match |  |  |  | 48000 | 3692 | 13 |  | 37000 | 3614 | 3 |  | Non Federally-Regulated | 03/31/1998 |  | 05/10/1998
McQuay International | McQuay | W-FDL/FDS/FMS-1-007-J |  | Water-Source | WBAHP: Heat Pump Packaged Unit | Heat Pump | 265 | 1 |  |  | No Match | No Match |  |  |  | 6800 | 653 | 10.4 | 10 | 9800 | 755 | 3.8 |  | Federally-Regulated Commercial & Industrial Equipment | 09/21/2000 |  | 11/14/2000
Enertech Global, LLC | Roth Industries, Inc. | RCT048C |  | Ground-Source | WBAHP: Heat Pump Packaged Unit | Heat Pump | 230 | 1 |  |  | No Match | Single-Speed |  |  |  | 48300 | 2808 | 17.2 | 13.4 | 38600 | 2901 | 3.9 | 3.1 | Non Federally-Regulated | 12/12/2012 |  | 04/21/2014
Florida Heat Pump | Florida Heat Pump | EM036-1CS | EM036-1AH/AV | Ground-Water-Source | WBAHP-CB: Heat Pump Split Syst | Heat Pump | 230 | 1 |  |  | No Match | No Match |  |  |  | 36000 | 2553 | 14.1 | 9 | 25000 | 2289 | 3.2 |  | Non Federally-Regulated | 05/29/2001 |  | 07/18/2002
ClimateMaster Inc. | Climate Master Series | 81615G |  | Water-Source | WBAHP-O: Heat Pump Packaged Un | Heat Pump | 208 | 1 |  |  | No Match | No Match |  |  |  | 12400 | 1127 | 11 | 9.3 | 15400 | 1187 | 3.8 | 3.8 | Federally-Regulated Commercial & Industrial Equipment | 03/31/1998 |  | 05/10/1998
Command-Aire | Command-Aire | SWPH-211 |  | Water-Source | WBAHP: Heat Pump Packaged Unit | Heat Pump | 208 | 1 |  |  | No Match | No Match |  |  |  | 22000 | 2275 | 9.7 | 9 | 28500 | 2350 | 3.6 | 3.2 | Federally-Regulated Commercial & Industrial Equipment | 01/23/1988 |  | 05/11/1988
Waterfurnace International, Inc. | Waterfurnace International, Inc. | SXH042B4 |  | Water-Source | WBAHP: Heat Pump Packaged Unit | Heat Pump | 460 | 3 |  |  | No Match | No Match |  |  |  | 42000 | 3000 | 14 | 9.3 | 54500 | 3131 | 5.1 | 3.8 | Federally-Regulated Commercial & Industrial Equipment | 03/31/1998 |  | 05/10/1998
Mammoth | Mammoth | A009C |  | Water-Source | WBAHP: Heat Pump Packaged Unit | Heat Pump | 115 | 1 |  |  | No Match | No Match |  |  |  | 9000 | 850 | 10.6 | 7.5 | 9600 | 1000 | 2.8 | 2.5 | Non Federally-Regulated | 01/05/1982 |  | 09/08/1982
Geoflex Systems, Inc. | Geoflex Systems, Inc. | GF1S-V/H/D/M-024WABBP |  | Ground-Water-Source | WBAHP: Heat Pump Packaged Unit | Both Heat Pump and Electric Re | 265 | 1 |  |  | No Match | Single-Speed |  |  |  | 22900 | 851 | 26.9 | 16.2 | 19900 | 1241 | 4.7 | 3.6 | Non Federally-Regulated | 03/02/2012 |  | 01/09/2014
Enertech Global, LLC | Enertech | TCT048C2 |  | Ground-Water-Source | WBAHP: Heat Pump Packaged Unit | Heat Pump | 230 | 3 |  |  | No Match | Single-Speed |  |  |  | 55600 | 2356 | 23.6 | 16.2 | 49700 | 3035 | 4.8 | 3.6 | Non Federally-Regulated | 05/02/2012 |  | 12/12/2012
Trane U.S. Inc. | Trane | GSUF0481B |  | Water-Source | WBAHP-CB: Heat Pump Split Syst | Heat Pump | 208 | 1 |  |  | No Match | No Match |  |  |  | 51000 | 3207 | 15.9 | 9 | 54000 | 3859 | 4.1 | 3.5 | Non Federally-Regulated | 12/14/1998 |  | 10/05/1999
Waterfurnace International, Inc. | Waterfurnace International, Inc. | SDV038*1* |  | Ground-Source | WBAHP: Heat Pump Packaged Unit | Heat Pump | 208 | 1 |  |  | No Match | Dual-Speed |  |  |  | 35800 | 1935 | 18.5 | 13.4 | 24800 | 1817 | 4 | 3.1 | Non Federally-Regulated | 01/24/2011 |  | 08/23/2011
Florida Heat Pump | Florida Heat Pump | EM048-5HZ |  | Water-Source | WBAHP: Heat Pump Packaged Unit | Heat Pump | 575 | 3 |  |  | No Match | No Match |  |  |  | 49000 | 3920 | 12.5 | 10 | 58000 | 3863 | 4.4 |  | Federally-Regulated Commercial & Industrial Equipment | 12/14/1998 |  | 10/05/1999
Florida Heat Pump | Geomaster, LLC | ES048-1CF/HZ/VT |  | Water-Source | WBAHP: Heat Pump Packaged Unit | Heat Pump | 208 | 1 |  |  | No Match | Single-Speed |  |  |  | 48500 | 3392 | 14.3 | 12 | 58000 | 3468 | 4.9 | 4.2 | Federally-Regulated Commercial & Industrial Equipment | 02/09/2009 |  | 06/23/2011
Mammoth | Hydrobank II | F036VHJ |  | Water-Source | WBAHP: Heat Pump Packaged Unit | Heat Pump | 208 | 3 |  |  | No Match | No Match |  |  |  | 35000 | 3240 | 10.8 | 10 | 46500 | 3493 | 3.9 |  | Federally-Regulated Commercial & Industrial Equipment | 11/14/2000 |  | 01/18/2001
Waterfurnace International, Inc. | Waterfurnace International, Inc. | ATV070*3 |  | Ground-Water-Source | WBAHP: Heat Pump Packaged Unit | Heat Pump | 230 | 1 |  |  | No Match | No Match |  |  |  | 71000 | 6698 | 10.6 | 9 | 52000 | 5441 | 2.8 |  | Non Federally-Regulated | 10/06/1999 |  | 04/10/2000
California Heat Pump | Trane | WPVB-0532 |  | Water-Source | WBAHP: Heat Pump Packaged Unit | Heat Pump | 208 | 1 |  |  | No Match | No Match |  |  |  | 52000 | 5700 | 9.1 | 7.5 | 59000 | 5700 | 3 | 2.5 | Non Federally-Regulated | 06/11/1985 |  | 05/11/1988
Waterfurnace International, Inc. | American Standard, Inc. | A1GC036***1**0 |  | Ground-Source | WBAHP: Heat Pump Packaged Unit | Heat Pump | 208 | 1 |  |  | No Match | Single-Speed |  |  |  | 34500 | 2078 | 16.6 | 13.4 | 26000 | 2309 | 3.3 | 3.1 | Non Federally-Regulated | 08/23/2011 |  | 10/24/2014
Waterfurnace International, Inc. | Waterfurnace International, Inc. | SXV048C0 |  | Ground-Water-Source | WBAHP: Heat Pump Packaged Unit | Heat Pump | 208 | 1 |  |  | No Match | No Match |  |  |  | 51500 | 3843 | 13.4 | 9 | 36000 | 3403 | 3.1 |  | Non Federally-Regulated | 01/30/1998 |  | 10/02/1998
Florida Heat Pump | Florida Heat Pump | CW012-1 |  | Water-Source | WBAHP-CB: Heat Pump Split Syst | Heat Pump | 208 | 1 |  |  | No Match | No Match |  |  |  | 11500 | 676 | 17 | 9 | 11500 | 842 | 4 | 3.5 | Non Federally-Regulated | 07/16/2001 |  | 07/18/2002
Waterfurnace International, Inc. | Waterfurnace International, Inc. | SXV042*5 |  | Ground-Water-Source | WBAHP: Heat Pump Packaged Unit | Heat Pump | 575 | 3 |  |  | No Match | No Match |  |  |  | 44500 | 3201 | 13.9 | 9 | 31800 | 2823 | 3.3 |  | Non Federally-Regulated | 10/06/1999 |  | 04/10/2000
Mammoth | Mammoth | G062VHC |  | Water-Source | WBAHP: Heat Pump Packaged Unit | Heat Pump | 460 | 3 |  |  | No Match | No Match |  |  |  | 58000 | 5795 | 10 | 7.5 | 71000 | 5862 | 3.7 | 2.5 | Non Federally-Regulated | 05/16/1984 |  | 05/11/1988
Mammoth | Hydrobank II | G070VGH |  | Water-Source | WBAHP: Heat Pump Packaged Unit | Heat Pump | 460 | 3 |  |  | No Match | No Match |  |  |  | 67500 | 5152 | 13.1 | 9 | 84100 | 5730 | 4.3 | 3.8 | Federally-Regulated Commercial & Industrial Equipment | 01/18/2001 |  | 11/19/2001
Hydro Delta Corp. | Hydro Delta Corp. | 03-026-WTARW-HM |  | Water-Source | WBAHP-CB: Heat Pump Split Syst | Heat Pump | 230 | 1 |  |  | No Match | No Match |  |  |  | 25000 | 2083 | 12 | 9 | 29000 | 2296 | 3.7 | 3.5 | Non Federally-Regulated | 11/17/1999 |  | 04/12/2000
McQuay / Snyder General | Electro-Hydronics | CW1000GP |  | Water-Source | WBAHP: Heat Pump Packaged Unit | Heat Pump | 460 | 3 |  |  | No Match | No Match |  |  |  | 97500 | 10156 | 9.6 | 9.2 | 136000 | 10400 | 3.8 |  | Non Federally-Regulated | 05/11/1988 |  | 03/15/1989
ClimateMaster Inc. | Climate Master Series | PDW24 | GAH24 | Water-Source | Water/Brine to Air Heat Pump S | Heat Pump | 230 | 1 |  |  | No Match | No Match |  |  |  | 23700 | 1795 | 13.2 | 10 | 29250 | 2197 | 3.9 |  | Federally-Regulated Commercial & Industrial Equipment | 04/12/2000 |  | 11/19/2001
Mammoth | Hydrobank II | G043VHJ |  | Water-Source | WBAHP: Heat Pump Packaged Unit | Heat Pump | 460 | 3 |  |  | No Match | No Match |  |  |  | 42000 | 3589 | 11.7 | 10 | 54300 | 4186 | 3.8 |  | Federally-Regulated Commercial & Industrial Equipment | 05/23/2000 |  | 01/18/2001
Command-Aire | Command-Aire | SWPXR411E |  | Water-Source | WBAHP: Heat Pump Packaged Unit | Heat Pump | 208 | 1 |  |  | No Match | No Match |  |  |  | 42000 | 3780 | 11.1 | 7.5 | 53000 | 3880 | 4 | 2.5 | Non Federally-Regulated | 05/16/1984 |  | 01/23/1988
Carrier Corp. | Carrier | 50Q*V04851 |  | Water-Source | WBAHP: Heat Pump Packaged Unit | Heat Pump | 208 | 3 |  |  | No Match | No Match |  |  |  | 47500 | 4318 | 11 | 10 | 58000 | 4473 | 3.8 |  | Federally-Regulated Commercial & Industrial Equipment | 08/02/1993 |  | 03/08/1996
Florida Heat Pump | Florida Heat Pump | CW015-0 |  | Water-Source | WBAHP-CB: Heat Pump Split Syst | Heat Pump | 115 | 1 |  |  | No Match | No Match |  |  |  | 16500 | 970 | 17 | 9 | 15000 | 1098 | 4 | 3.5 | Non Federally-Regulated | 07/22/2002 |  | 03/12/2009
Bard Manufacturing Company, Inc. | Bard | QW301-C |  | Ground-Water-Source | WBAHP: Heat Pump Packaged Unit | Heat Pump | 460 | 3 |  |  | No Match | No Match |  |  |  | 29000 | 1757 | 16.5 | 9 | 20400 | 1757 | 3.4 |  | Non Federally-Regulated | 07/22/2002 |  | 03/12/2009
McQuay / Snyder General | Electro-Hydronics | CW200F3 |  | Water-Source | WBAHP: Heat Pump Packaged Unit | Heat Pump | 230 | 1 |  |  | No Match | No Match |  |  |  | 20000 | 1880 |  | 7.5 | 25600 | 1920 | 3.9 | 2.5 | Non Federally-Regulated | 08/29/1986 |  | 05/11/1988
American Air Filter | Enercon | BCW15 |  | Water-Source | WBAHP: Heat Pump Packaged Unit | Heat Pump | 240 | 1 |  |  | No Match | No Match |  |  |  | 14600 | 1450 | 10.1 | 7.5 | 17600 | 1500 | 3.4 | 2.5 | Non Federally-Regulated | 01/05/1982 |  | 05/16/1984
Waterfurnace International, Inc. | Geotility Geothermal Installations | ZS023**0*1 |  | Ground-Water-Source | WBAHP: Heat Pump Packaged Unit | Heat Pump | 230 | 1 |  |  | No Match | Single-Speed |  |  |  | 25400 | 1104 | 23 | 16.2 | 21900 | 1493 | 4.3 | 3.6 | Non Federally-Regulated | 01/24/2011 |  | 04/19/2013
Mammoth | Hydrobank II | D030VHK |  | Water-Source | WBAHP: Heat Pump Packaged Unit | Heat Pump | 208 | 1 |  |  | No Match | No Match |  |  |  | 29800 | 2709 | 11 | 10 | 37500 | 2817 | 3.9 |  | Federally-Regulated Commercial & Industrial Equipment | 06/27/2003 |  | 03/12/2009
Enertech Global, LLC | Enertech | H024C | ACD024 | Ground-Source | WBAHP-C: Heat Pump Split Syste | Heat Pump | 208 | 1 |  |  | No Match | Single-Speed |  |  |  | 25000 | 1462 | 17.1 | 13.4 | 20000 | 1676 | 3.5 | 3.1 | Non Federally-Regulated | 04/30/2009 |  | 03/02/2012
California Heat Pump | Aqua-Matic | 61V**-12-** |  | Water-Source | WBAHP: Heat Pump Packaged Unit | Heat Pump | 208 | 1 |  |  | No Match | No Match |  |  |  | 61000 | 6120 | 10 | 7.5 | 77000 | 6450 | 3.5 | 2.5 | Non Federally-Regulated | 06/11/1985 |  | 05/11/1988
McQuay International | McQuay | CCH/CCW/HWH/HWW090C-F |  | Water-Source | WBAHP: Heat Pump Packaged Unit | Heat Pump | 208 | 3 |  |  | No Match | No Match |  |  |  | 92000 | 7603 | 12.1 | 10.5 | 112000 | 7633 | 4.3 | 3.8 | Federally-Regulated Commercial & Industrial Equipment | 03/31/1998 |  | 05/10/1998
Waterfurnace International, Inc. | Waterfurnace International, Inc. | SXH019*0 |  | Ground-Water-Source | WBAHP: Heat Pump Packaged Unit | Heat Pump | 230 | 1 |  |  | No Match | No Match |  |  |  | 19200 | 1371 | 14 | 9 | 15100 | 1301 | 3.4 |  | Non Federally-Regulated | 10/06/1999 |  | 05/19/2000
Carrier Corp. | Carrier | 50QXV0605 |  | Water-Source | WBAHP: Heat Pump Packaged Unit | Heat Pump | 230 | 3 |  |  | No Match | No Match |  |  |  | 60000 | 5000 | 12 | 9 | 70000 | 5106 | 4 | 3.2 | Non Federally-Regulated | 02/22/1990 |  | 07/31/1991
Enertech Global, LLC | Enertech | H018C | MPD024 | Ground-Source | WBAHP-CB: Heat Pump Split Syst | Heat Pump | 230 | 1 |  |  | No Match | Single-Speed |  |  |  | 16700 | 928 | 18 | 13.4 | 13300 | 1114 | 3.5 | 3.1 | Non Federally-Regulated | 07/16/2009 |  | 03/02/2012
Carrier Corp. | Carrier | 50KQ0123 |  | Water-Source | WBAHP: Heat Pump Packaged Unit | Heat Pump | 208 | 1 |  |  | No Match | No Match |  |  |  | 11400 | 1085 | 10.5 | 9 | 13000 | 1120 | 3.4 | 3.2 | Non Federally-Regulated | 02/22/1990 |  | 07/31/1991
Florida Heat Pump | Florida Heat Pump | CW015-2 |  | Ground-Water-Source | WBAHP: Heat Pump Packaged Unit | Heat Pump | 265 | 1 |  |  | No Match | No Match |  |  |  | 15500 | 993 | 15.6 | 9 | 9000 | 878 | 3 |  | Non Federally-Regulated | 04/10/2000 |  | 07/18/2002
Florida Heat Pump | Florida Heat Pump | EM031-1CS | EM031-1AH/AV | Water-Source | WBAH: Heating Only Packaged Un | Heat Pump | 230 | 1 |  |  | No Match | No Match |  |  |  | 34500 | 2695 | 12.8 | 9 | 41000 | 3336 | 3.6 | 3.5 | Non Federally-Regulated | 05/23/2001 |  | 07/18/2002
Waterfurnace International, Inc. | Standard Range | WSH/WSV012A*1*** |  | Water-Source | WBAHP: Heat Pump Packaged Unit | Heat Pump | 230 | 1 |  |  | No Match | No Match |  |  |  | 12300 | 1217 | 10.1 | 9 | 14600 | 1296 | 3.3 | 3.2 | Non Federally-Regulated | 03/15/1989 |  | 09/13/1989
Florida Heat Pump | Energy Miser | HEV124-4 |  | Water-Source | WBAHP: Heat Pump Packaged Unit | Heat Pump | 460 | 3 |  |  | No Match | No Match |  |  |  | 122000 | 11510 | 10.6 | 10.5 | 168000 | 12805 | 3.8 | 3.8 | Non Federally-Regulated | 07/31/1991 |  | 03/31/1998
Enertech Global, LLC | Roth Industries, Inc. | RRT048A | MPD060 | Ground-Source | WBAHP-CB: Heat Pump Split Syst | Heat Pump | 230 | 1 |  |  | No Match | Single-Speed |  |  |  | 51700 | 2795 | 18.5 | 13.4 | 37100 | 2718 | 4 | 3.1 | Non Federally-Regulated | 09/03/2012 |  | 12/12/2012
Waterfurnace International, Inc. | American Standard, Inc. | A1GC042***1**4 |  | Ground-Water-Source | WBAHP: Heat Pump Packaged Unit | Heat Pump | 230 | 1 |  |  | No Match | Single-Speed |  |  |  | 45800 | 1949 | 23.5 | 16.2 | 37000 | 2522 | 4.3 | 3.6 | Non Federally-Regulated | 08/23/2011 |  | 10/24/2014
Waterfurnace International, Inc. | Rybacki - Hart Enterprises | ZS030**0*1 |  | Water-Source | WBAHP: Heat Pump Packaged Unit | Heat Pump | 230 | 1 |  |  | No Match | Single-Speed |  |  |  | 29500 | 1879 | 15.7 | 12 | 34600 | 1988 | 5.1 | 4.2 | Federally-Regulated Commercial & Industrial Equipment | 01/24/2011 |  | 04/19/2013
Florida Heat Pump | Energy Miser | LTH20-2 |  | Ground-Water-Source | WBAHP: Heat Pump Packaged Unit | Heat Pump | 265 | 1 |  |  | No Match | No Match |  |  |  | 20000 | 1960 | 10.2 | 11 | 22800 | 2025 | 3.3 | 3.4 | Non Federally-Regulated | 07/31/1991 |  | 03/31/1998
ClimateMaster Inc. | Genesis Compact | GCH042BG******* |  | Water-Source | WBAHP: Heat Pump Packaged Unit | Heat Pump | 208 | 1 |  |  | No Match | No Match |  |  |  | 41600 | 3438 | 12.1 | 10 | 54400 | 3798 | 4.2 |  | Federally-Regulated Commercial & Industrial Equipment | 07/02/2003 |  | 12/21/2006
Mammoth | Hydrobank II | F035VHG |  | Water-Source | WBAHP: Heat Pump Packaged Unit | Heat Pump | 230 | 3 |  |  | No Match | No Match |  |  |  | 35000 | 2554 | 13.7 | 10 | 44500 | 2897 | 4.5 |  | Federally-Regulated Commercial & Industrial Equipment | 11/14/2000 |  | 01/18/2001
Hydro Delta Corp. | Hydro Delta Corp. | 03-068-WTARWD-HE |  | Water-Source | WBAHP-CB: Heat Pump Split Syst | Heat Pump | 230 | 1 |  |  | No Match | No Match |  |  |  | 68000 | 5230 | 13 | 9 | 78600 | 6060 | 3.8 | 3.5 | Non Federally-Regulated | 11/17/1999 |  | 04/12/2000
Florida Heat Pump | Florida Heat Pump | EM015-2HZ |  | Water-Source | WBAHP: Heat Pump Packaged Unit | Heat Pump | 265 | 1 |  |  | No Match | No Match |  |  |  | 14800 | 1275 | 11.6 | 9.3 | 20000 | 1429 | 4.1 | 3.8 | Federally-Regulated Commercial & Industrial Equipment | 03/31/1998 |  | 05/10/1998
Waterfurnace International, Inc. | Geotility Geothermal Installations | ZS048**3*0 |  | Ground-Water-Source | WBAHP: Heat Pump Packaged Unit | Heat Pump | 230 | 3 |  |  | No Match | Single-Speed |  |  |  | 52000 | 2476 | 21 | 16.2 | 45900 | 3540 | 3.8 | 3.6 | Non Federally-Regulated | 01/24/2011 |  | 04/19/2013
Mammoth | Hydrobank II | F084HHJ |  | Water-Source | WBAHP: Heat Pump Packaged Unit | Heat Pump | 230 | 3 |  |  | No Match | No Match |  |  |  | 84000 | 7179 | 11.7 | 9 | 108600 | 8373 | 3.8 | 3.8 | Federally-Regulated Commercial & Industrial Equipment | 05/23/2000 |  | 01/18/2001
Bard Manufacturing Company, Inc. | Bard | WPVD36 |  | Water-Source | WBAHP: Heat Pump Packaged Unit | Heat Pump | 230 | 1 |  |  | No Match | No Match |  |  |  | 34000 | 3270 | 10.4 | 7.5 | 42000 | 3380 | 3.6 | 2.5 | Non Federally-Regulated | 09/08/1982 |  | 05/11/1988
DeMarco Energy Systems | DeMarco Energy Systems | SL110-5HZ |  | Water-Source | WBAHP-CB: Heat Pump Split Syst | Heat Pump | 575 | 3 |  |  | No Match | No Match |  |  |  | 108000 | 9152 | 11.8 | 9 | 132000 | 10180 | 3.8 | 3.5 | Non Federally-Regulated | 10/02/1998 |  | 04/12/2000
Waterfurnace International, Inc. | Waterfurnace International, Inc. | NDZ038A0 | NRAC036* | Water-Source | WBAHP-CB: Heat Pump Split Syst | Heat Pump | 230 | 1 |  |  | No Match | Dual-Speed |  |  |  | 34000 | 2329 | 14.6 | 12 | 40100 | 2350 | 5 | 4.2 | Federally-Regulated Commercial & Industrial Equipment | 01/24/2011 |  | 08/23/2011
McQuay International | McQuay | W-LDD/LDS/LMH/LMS-1-07 |  | Water-Source | WBAHP: Heat Pump Packaged Unit | Heat Pump | 208 | 3 |  |  | No Match | No Match |  |  |  | 70000 | 6194 | 11.3 | 9 | 83000 | 6399 | 3.8 | 3.8 | Federally-Regulated Commercial & Industrial Equipment | 09/21/2000 |  | 11/14/2000
ClimateMaster Inc. | Carrier Corp. | 50YEH/V/D036****3 |  | Ground-Source | WBAHP: Heat Pump Packaged Unit | Heat Pump | 230 | 1 |  |  | No Match | Single-Speed |  |  |  | 34300 | 1786 | 19.2 | 13.4 | 25900 | 1851 | 4.1 | 3.1 | Non Federally-Regulated | 10/24/2014 |  | 04/22/2015
Waterfurnace International, Inc. | Waterfurnace International, Inc. | SXH016C0 |  | Ground-Source | WBAHP: Heat Pump Packaged Unit | Heat Pump | 208 | 1 |  |  | No Match | No Match |  |  |  | 16700 | 1210 | 13.8 |  | 12800 | 1136 | 3.3 |  | Non Federally-Regulated | 03/31/1998 |  | 05/10/1998
California Heat Pump | California Heat Pump | CHP-42V*-34-** |  | Water-Source | WBAHP: Heat Pump Packaged Unit | Heat Pump | 460 | 3 |  |  | No Match | No Match |  |  |  | 42000 | 4800 | 8.8 | 7.5 | 48000 | 4700 | 3 | 2.5 | Non Federally-Regulated | 01/05/1982 |  | 05/16/1984
McQuay / Snyder General | Electro-Hydronics | LWP25AD |  | Water-Source | WBAHP: Heat Pump Packaged Unit | Heat Pump | 230 | 3 |  |  | No Match | No Match |  |  |  | 256000 | 22000 | 11.6 |  | 284000 | 22400 | 3.7 |  | Non Federally-Regulated | 05/11/1988 |  | 03/15/1989
McQuay / Snyder General | Electro-Hydronics | FC330G5 |  | Water-Source | WBAHP: Heat Pump Packaged Unit | Heat Pump | 208 | 1 |  |  | No Match | No Match |  |  |  | 30800 | 2852 | 10.8 | 9 | 39000 | 3090 | 3.7 | 3.2 | Non Federally-Regulated | 05/11/1988 |  | 03/15/1989
Waterfurnace International, Inc. | Extended Range | WXS019A*1 | RCS-019A | Water-Source | Water/Brine to Air Heat Pump S | Heat Pump | 230 | 1 |  |  | No Match | No Match |  |  |  | 19300 | 1787 | 10.8 | 9 | 23000 | 2042 | 3.3 |  | Non Federally-Regulated | 09/13/1989 |  | 07/27/1992
Addison Products | Addison Products | HPY007-8A |  | Water-Source | WBAHP-CB: Heat Pump Split Syst | Heat Pump | 265 | 1 |  |  | No Match | No Match |  |  |  | 9300 | 688 | 13.5 | 9 | 10900 | 778 | 4.1 | 3.5 | Non Federally-Regulated | 11/14/2000 |  | 07/18/2002
American Air Filter | Enercon | DVW101 |  | Water-Source | WBAHP: Heat Pump Packaged Unit | Heat Pump | 230 | 3 |  |  | No Match | No Match |  |  |  | 101000 | 9477 | 10.2 | 9.2 | 134000 | 10730 | 3.6 | 2.5 | Non Federally-Regulated | 05/16/1984 |  | 06/11/1985
Snyder General Corp. | McQuay | FCV036A*T |  | Water-Source | WBAHP: Heat Pump Packaged Unit | Heat Pump | 460 | 3 |  |  | No Match | No Match |  |  |  | 36500 | 3350 | 10.9 | 9 | 44500 | 3525 | 3.7 | 3.2 | Non Federally-Regulated | 02/22/1990 |  | 07/31/1991
Waterfurnace International, Inc. | Spectra | SXV058A0 |  | Water-Source | WBAHP: Heat Pump Packaged Unit | Heat Pump | 208 | 1 |  |  | No Match | No Match |  |  |  | 55000 | 4231 | 13 | 10 | 69000 | 4493 | 4.5 |  | Federally-Regulated Commercial & Industrial Equipment | 06/02/1993 |  | 06/03/1993
Mammoth | Geox | ZD034HSEXXX |  | Water-Source | WBAHP: Heat Pump Packaged Unit | Heat Pump | 208 | 1 |  |  | No Match | No Match |  |  |  | 33700 | 3060 | 11 | 9 | 44200 | 3500 | 3.7 | 3.2 | Non Federally-Regulated | 05/11/1988 |  | 03/15/1989
McQuay / Snyder General | Electro-Hydronics | VF330FP |  | Water-Source | WBAHP: Heat Pump Packaged Unit | Heat Pump | 460 | 3 |  |  | No Match | No Match |  |  |  | 30800 | 2852 | 10.8 | 9 | 35000 | 2900 | 3.5 | 3.2 | Non Federally-Regulated | 05/11/1988 |  | 03/15/1989
Waterfurnace International, Inc. | Geotility Geothermal Installations | ZS070**3*4 |  | Water-Source | WBAHP: Heat Pump Packaged Unit | Heat Pump | 230 | 3 |  |  | No Match | Single-Speed |  |  |  | 63000 | 4406 | 14.3 | 12 | 79000 | 4926 | 4.7 | 4.2 | Federally-Regulated Commercial & Industrial Equipment | 06/14/2011 |  | 03/02/2012
Command-Aire | Command-Aire | SPHD0091 |  | Water-Source | WBAHP: Heat Pump Packaged Unit | Heat Pump | 265 | 1 |  |  | No Match | No Match |  |  |  | 8400 | 672 | 12.5 | 10 | 10000 | 651 | 4.5 |  | Federally-Regulated Commercial & Industrial Equipment | 08/07/1998 |  | 10/02/1998
Florida Heat Pump | Florida Heat Pump | EM096-3HZ/VT |  | Water-Source | WBAHP: Heat Pump Packaged Unit | Heat Pump | 208 | 3 |  |  | No Match | No Match |  |  |  | 96000 | 7111 | 13.5 | 9 | 109000 | 6795 | 4.7 | 3.8 | Federally-Regulated Commercial & Industrial Equipment | 04/12/2000 |  | 02/17/2011
Waterfurnace International, Inc. | Trane Unitary Products Group | T1GX030***1**1 |  | Water-Source | WBAHP: Heat Pump Packaged Unit | Heat Pump | 230 | 1 |  |  | No Match | Single-Speed |  |  |  | 28300 | 1474 | 19.2 | 12 | 32700 | 1653 | 5.8 | 4.2 | Federally-Regulated Commercial & Industrial Equipment | 08/23/2011 |  | 10/24/2014
American Air Filter | Enercon | DHW61 |  | Water-Source | WBAHP: Heat Pump Packaged Unit | Heat Pump | 230 | 1 |  |  | No Match | No Match |  |  |  | 61000 | 5730 | 10.6 | 7.5 | 74000 | 6100 | 3.6 | 2.5 | Non Federally-Regulated | 05/16/1984 |  | 06/11/1985
McQuay International | McQuay | CCW024E-F |  | Ground-Water-Source | WBAHP: Heat Pump Packaged Unit | Heat Pump | 208 | 3 |  |  | No Match | No Match |  |  |  | 26200 | 1858 | 14.1 | 9 | 18400 | 1797 | 3 |  | Non Federally-Regulated | 10/06/1999 |  | 04/10/2000
Waterfurnace International, Inc. | Waterfurnace International, Inc. | V095T*3 |  | Water-Source | WBAHP: Heat Pump Packaged Unit | Heat Pump | 208 | 3 |  |  | No Match | No Match |  |  |  | 95000 | 6934 | 13.7 | 9 | 115000 | 7835 | 4.3 | 3.8 | Federally-Regulated Commercial & Industrial Equipment | 05/19/2000 |  | 11/14/2000
Climate Control / Snyder General | Electro-Hydronics | CC1000GD |  | Water-Source | WBAHP: Heat Pump Packaged Unit | Heat Pump | 230 | 3 |  |  | No Match | No Match |  |  |  | 107000 | 10000 | 10.7 | 9.2 | 136000 | 10400 | 3.8 | 2.5 | Non Federally-Regulated | 05/16/1984 |  | 08/29/1986
Addison Products | Addison Products | HWPH032-4JA/4JBA |  | Water-Source | WBAHP: Heat Pump Packaged Unit | Heat Pump | 460 | 3 |  |  | No Match | No Match |  |  |  | 31200 | 2761 | 11.3 | 10 | 38500 | 2969 | 3.8 |  | Federally-Regulated Commercial & Industrial Equipment | 02/02/1998 |  | 03/31/1998
Waterfurnace International, Inc. | Waterfurnace International, Inc. | P010**0 |  | Water-Source | WBAHP: Heat Pump Packaged Unit | Heat Pump | 208 | 1 |  |  | No Match | No Match |  |  |  | 9800 | 653 | 15 | 10 | 12600 | 709 | 5.2 |  | Federally-Regulated Commercial & Industrial Equipment | 05/19/2000 |  | 06/27/2003
Friedrich Climate Master | Climate Master Series | V100-32********** |  | Water-Source | WBAHP: Heat Pump Packaged Unit | Heat Pump | 208 | 3 |  |  | No Match | No Match |  |  |  | 101000 | 9700 | 10.4 | 9.2 | 109000 | 9400 | 3.4 | 2.5 | Non Federally-Regulated | 08/29/1986 |  | 05/11/1988
Waterfurnace International, Inc. | Trane Unitary Products Group | T1GX036***1**0 |  | Ground-Water-Source | WBAHP: Heat Pump Packaged Unit | Heat Pump | 230 | 1 |  |  | No Match | Single-Speed |  |  |  | 36300 | 1891 | 25.7 | 16.2 | 30300 | 1412 | 4.7 | 3.6 | Non Federally-Regulated | 08/23/2011 |  | 10/24/2014
Singer | Electro-Hydronics | UC190 7 |  | Water-Source | WBAHP: Heat Pump Packaged Unit | Heat Pump | 265 | 1 |  |  | No Match | No Match |  |  |  | 18000 | 2175 | 8.3 | 7.5 | 21000 | 2400 | 2.6 | 2.5 | Non Federally-Regulated | 09/08/1982 |  | 05/16/1984
ClimateMaster Inc. | Climate Master Series | 804-025-E******** |  | Water-Source | WBAHP: Heat Pump Packaged Unit | Heat Pump | 265 | 1 |  |  | No Match | No Match |  |  |  | 25400 | 2275 | 11.2 | 9 | 35000 | 2650 | 3.9 | 3.2 | Non Federally-Regulated | 02/22/1990 |  | 07/31/1991
Snyder General Corp. | McQuay | WM190C3 |  | Water-Source | WBAHP-O: Heat Pump Packaged Un | Heat Pump | 208 | 1 |  |  | No Match | No Match |  |  |  | 18200 | 1825 | 10 | 9 | 22600 | 2000 | 3.3 | 3.2 | Non Federally-Regulated | 02/22/1990 |  | 07/31/1991
Waterfurnace International, Inc. | Geotility Geothermal Installations | GS012**2*0 |  | Ground-Water-Source | WBAHP: Heat Pump Packaged Unit | Heat Pump | 265 | 1 |  |  | No Match | Single-Speed |  |  |  | 14000 | 549 | 25.5 | 16.2 | 11900 | 830 | 4.2 | 3.6 | Non Federally-Regulated | 01/24/2011 |  | 12/12/2012
California Heat Pump | California Heat Pump | CHP-53V*-34-** |  | Water-Source | WBAHP: Heat Pump Packaged Unit | Heat Pump | 460 | 3 |  |  | No Match | No Match |  |  |  | 53000 | 5700 | 9.3 | 7.5 | 60000 | 5700 | 3.1 | 2.5 | Non Federally-Regulated | 01/05/1982 |  | 06/11/1985
Command-Aire | Command-Aire | SWPXR287E |  | Water-Source | WBAHP: Heat Pump Packaged Unit | Heat Pump | 265 | 1 |  |  | No Match | No Match |  |  |  | 30000 | 2702 | 11.1 | 9 | 42000 | 3000 | 4 | 3.2 | Non Federally-Regulated | 02/22/1990 |  | 07/31/1991
Climate Control / Snyder General | Electro-Hydronics | FW260GK |  | Water-Source | WBAHP: Heat Pump Packaged Unit | Heat Pump | 208 | 3 |  |  | No Match | No Match |  |  |  | 26000 | 2450 | 10.6 | 7.5 | 31600 | 2500 | 3.7 | 2.5 | Non Federally-Regulated | 05/16/1984 |  | 08/29/1986
Waterfurnace International, Inc. | Waterfurnace International, Inc. | NDZ049A0 | NAH048* | Ground-Water-Source | WBAHP-CB: Heat Pump Split Syst | Heat Pump | 230 | 1 |  |  | No Match | Dual-Speed |  |  |  | 50500 | 2500 | 20.2 | 16.2 | 46700 | 3111 | 4.4 | 3.6 | Non Federally-Regulated | 01/24/2011 |  | 10/24/2014
ClimateMaster Inc. | Climate Master Series | HS/HL 120 F/H |  | Water-Source | WBAHP: Heat Pump Packaged Unit | Heat Pump | 208 | 3 |  |  | No Match | No Match |  |  |  | 124000 | 11071 | 11.2 | 10.5 | 150000 | 11568 | 3.8 | 3.8 | Federally-Regulated Commercial & Industrial Equipment | 03/31/1998 |  | 05/10/1998
Singer | Electro-Hydronics | VF80C3 |  | Water-Source | WBAHP: Heat Pump Packaged Unit | Heat Pump | 230 | 1 |  |  | No Match | No Match |  |  |  | 8500 | 1000 | 8.5 | 7.5 | 10500 | 1100 | 2.8 | 2.5 | Non Federally-Regulated | 09/08/1982 |  | 05/16/1984
Waterfurnace International, Inc. | Waterfurnace International, Inc. | NTV036*1 |  | Ground-Water-Source | WBAHP: Heat Pump Packaged Unit | Heat Pump | 208 | 1 |  |  | No Match | No Match |  |  |  | 39000 | 2785 | 14 | 9 | 44500 | 4829 | 2.7 |  | Non Federally-Regulated | 07/22/2002 |  | 03/12/2009
McQuay / Snyder General | Electro-Hydronics | UC330G5 |  | Water-Source | WBAHP: Heat Pump Packaged Unit | Heat Pump | 208 | 1 |  |  | No Match | No Match |  |  |  | 33000 | 3050 | 10.8 | 7.5 | 39000 | 3090 | 3.7 | 2.5 | Non Federally-Regulated | 08/29/1986 |  | 05/11/1988
Econar | Econar | GV231 |  | Water-Source | WBAHP-CB: Heat Pump Split Syst | Heat Pump | 208 | 1 |  |  | No Match | No Match |  |  |  | 26200 | 1858 | 14.1 | 9 | 26400 | 2036 | 3.8 | 3.5 | Non Federally-Regulated | 02/02/1998 |  | 10/02/1998
Addison Products | Addison Products | HGY030-3A |  | Water-Source | WBAHP-CB: Heat Pump Split Syst | Heat Pump | 230 | 3 |  |  | No Match | No Match |  |  |  | 34900 | 2510 | 13.9 | 9 | 42300 | 3541 | 3.5 | 3.5 | Non Federally-Regulated | 11/14/2000 |  | 07/18/2002
Marvair | Marvair | WVP47HPA |  | Water-Source | WBAHP: Heat Pump Packaged Unit | Heat Pump | 230 | 1 |  |  | No Match | No Match |  |  |  | 47500 | 4318 | 11 | 9 | 60000 | 4628 | 3.8 | 3.2 | Non Federally-Regulated | 02/22/1990 |  | 07/31/1991
Waterfurnace International, Inc. | Waterfurnace International, Inc. | SXH042C1 |  | Water-Source | WBAHP-CB: Heat Pump Split Syst | Heat Pump | 208 | 1 |  |  | No Match | No Match |  |  |  | 44000 | 3358 | 13.1 | 9 | 46000 | 3370 | 4 | 3.5 | Non Federally-Regulated | 02/02/1998 |  | 10/02/1998
Mammoth | Hydrobank II | D/E020VLE/HLE/DLE |  | Ground-Source | WBAHP: Heat Pump Packaged Unit | Heat Pump | 230 | 1 |  |  | No Match | No Match |  |  |  | 20500 | 1485 | 13.8 |  | 16000 | 1563 | 3 |  | Non Federally-Regulated | 03/31/1998 |  | 05/10/1998
Florida Heat Pump | Geomaster, LLC | ES048-1CS | ES048-1AV/AH | Ground-Source | WBAHP-CB: Heat Pump Split Syst | Heat Pump | 230 | 1 |  |  | No Match | Single-Speed |  |  |  | 48000 | 2840 | 16.9 | 13.4 | 36500 | 3148 | 3.4 | 3.1 | Non Federally-Regulated | 06/15/2009 |  | 06/23/2011
Waterfurnace International, Inc. | Waterfurnace International, Inc. | SXH042C0 |  | Water-Source | WBAHP: Heat Pump Packaged Unit | Heat Pump | 230 | 1 |  |  | No Match | No Match |  |  |  | 42000 | 3000 | 14 | 9.3 | 54500 | 3131 | 5.1 | 3.8 | Federally-Regulated Commercial & Industrial Equipment | 03/31/1998 |  | 05/10/1998
McQuay / Snyder General | Electro-Hydronics | CCW015A*G |  | Water-Source | WBAHP: Heat Pump Packaged Unit | Heat Pump | 230 | 1 |  |  | No Match | No Match |  |  |  | 14000 | 1110 | 12.6 | 9 | 17000 | 1150 | 4.3 | 3.2 | Non Federally-Regulated | 05/11/1988 |  | 03/15/1989
McQuay / Snyder General | Electro-Hydronics | CC70F3 |  | Water-Source | WBAHP: Heat Pump Packaged Unit | Heat Pump | 230 | 1 |  |  | No Match | No Match |  |  |  | 6900 | 645 | 10.7 | 7.5 | 8800 | 680 | 3.8 | 2.5 | Non Federally-Regulated | 08/29/1986 |  | 05/11/1988
McQuay International | McQuay | FCV/FCW/VWH/VWW009B-A |  | Water-Source | WBAHP: Heat Pump Packaged Unit | Heat Pump | 115 | 1 |  |  | No Match | No Match |  |  |  | 8800 | 822 | 10.7 | 9.3 | 12000 | 901 | 3.9 | 3.8 | Federally-Regulated Commercial & Industrial Equipment | 03/31/1998 |  | 05/10/1998
Enertech Global, LLC | Enertech | GT060 |  | Ground-Water-Source | WBAHP: Heat Pump Packaged Unit | Heat Pump | 208 | 1 |  |  | No Match | Single-Speed | 2512 | 680 | 1 | 68600 | 3430 | 20 | 16.2 | 60000 | 4396 | 4 | 3.6 | Non Federally-Regulated | 01/10/2012 |  | 04/19/2013
Waterfurnace International, Inc. | Eagle Mountain | ZS024**3*1 |  | Ground-Source | WBAHP: Heat Pump Packaged Unit | Heat Pump | 208 | 3 |  |  | No Match | Single-Speed |  |  |  | 24400 | 1394 | 17.5 | 13.4 | 17500 | 1350 | 3.8 | 3.1 | Non Federally-Regulated | 01/24/2011 |  | 04/19/2013
Trane U.S. Inc. | Trane | WPCE0207 |  | Water-Source | WBAHP-O: Heat Pump Packaged Un | Heat Pump | 265 | 1 |  |  | No Match | No Match |  |  |  | 18200 | 1716 | 10.6 | 10 | 22800 | 1757 | 3.8 |  | Federally-Regulated Commercial & Industrial Equipment | 10/05/1999 |  | 04/12/2000
Florida Heat Pump | Geomaster, LLC | EC030-2CF/HZ/VT |  | Ground-Source | WBAHP: Heat Pump Packaged Unit | Heat Pump | 265 | 1 |  |  | No Match | Single-Speed |  |  |  | 31000 | 2153 | 14.4 | 13.4 | 21000 | 1866 | 3.3 | 3.1 | Non Federally-Regulated | 04/30/2009 |  | 04/20/2015
Florida Heat Pump | Florida Heat Pump | EM041-5HZ |  | Water-Source | WBAHP: Heat Pump Packaged Unit | Heat Pump | 575 | 3 |  |  | No Match | No Match |  |  |  | 39500 | 2992 | 13.2 | 10 | 50000 | 3488 | 4.2 |  | Federally-Regulated Commercial & Industrial Equipment | 02/02/1998 |  | 03/31/1998
Waterfurnace International, Inc. | Waterfurnace International, Inc. | NSZ036A3 | NRAC036* | Ground-Source | WBAHP-CB: Heat Pump Split Syst | Heat Pump | 208 | 3 |  |  | No Match | Single-Speed |  |  |  | 31900 | 1611 | 19.8 | 13.4 | 24000 | 1758 | 4 | 3.1 | Non Federally-Regulated | 08/23/2011 |  | 10/24/2014
American Air Filter | Enercon | VW124 |  | Water-Source | WBAHP: Heat Pump Packaged Unit | Heat Pump | 460 | 3 |  |  | No Match | No Match |  |  |  | 124000 | 14100 | 8.8 | 7.5 | 150000 | 14200 | 3.1 | 2.2 | Non Federally-Regulated | 01/05/1982 |  | 05/16/1984
ClimateMaster Inc. | Climate Master Series | VP/HP036F |  | Ground-Water-Source | WBAHP: Heat Pump Packaged Unit | Heat Pump | 460 | 3 |  |  | No Match | No Match |  |  |  | 36000 | 2608 | 13.8 | 9 | 27000 | 2472 | 3.2 |  | Non Federally-Regulated | 04/10/2000 |  | 11/14/2000
Waterfurnace International, Inc. | Waterfurnace International, Inc. | NDZ038A0 | NRAC036* | Ground-Water-Source | WBAHP-CB: Heat Pump Split Syst | Heat Pump | 208 | 1 |  |  | No Match | Dual-Speed |  |  |  | 34300 | 1681 | 20.4 | 16.2 | 33100 | 2156 | 4.5 | 3.6 | Non Federally-Regulated | 01/24/2011 |  | 08/23/2011
Florida Heat Pump | Florida Heat Pump | EM072-3HZ/VT |  | Water-Source | WBAHP-CB: Heat Pump Split Syst | Heat Pump | 230 | 3 |  |  | No Match | No Match |  |  |  | 75000 | 5769 | 13 | 9 | 76000 | 5566 | 4 | 3.5 | Non Federally-Regulated | 05/23/2001 |  | 07/18/2002
Enertech Global, LLC | Enertech | GSC024 | MPD024 | Ground-Source | WBAHP-CB: Heat Pump Split Syst | Heat Pump | 230 | 1 |  |  | No Match | Single-Speed |  |  |  | 25000 | 1462 | 17.1 | 13.4 | 20000 | 1676 | 3.5 | 3.1 | Non Federally-Regulated | 07/16/2009 |  | 03/02/2012
Friedrich Climate Master | Climate Master Series | 804-031-H********* |  | Water-Source | WBAHP: Heat Pump Packaged Unit | Heat Pump | 208 | 3 |  |  | No Match | No Match |  |  |  | 30000 | 2900 | 10.3 | 7.5 | 40500 | 3200 | 3.7 | 2.5 | Non Federally-Regulated | 08/29/1986 |  | 05/11/1988
Friedrich Climate Master | Climate Master Series | V240-32********** |  | Water-Source | WBAHP: Heat Pump Packaged Unit | Heat Pump | 230 | 3 |  |  | No Match | No Match |  |  |  | 238000 | 23800 | 10 |  | 262000 | 22000 | 3.5 | 2.5 | Non Federally-Regulated | 08/29/1986 |  | 05/11/1988
Florida Heat Pump | Florida Heat Pump | EM070-3CS | EM070-3AH/AV | Water-Source | WBAH: Heating Only Packaged Un | Heat Pump | 208 | 3 |  |  | No Match | No Match |  |  |  | 67500 | 5037 | 13.4 | 9 | 77500 | 5975 | 3.8 | 3.5 | Non Federally-Regulated | 07/22/2002 |  | 03/12/2009
Waterfurnace International, Inc. | Waterfurnace International, Inc. | NSV/NSH030G1*1 |  | Ground-Source | WBAHP: Heat Pump Packaged Unit | Heat Pump | 208 | 1 |  |  | No Match | Single-Speed |  |  |  | 29400 | 1342 | 21.9 | 13.4 | 20000 | 1465 | 4 | 3.1 | Non Federally-Regulated | 09/03/2012 |  | 04/19/2013
Florida Heat Pump | DeMarco Energy Systems | GT062-4VT/HZ/CF |  | Water-Source | WBAHP-CB: Heat Pump Split Syst | Heat Pump | 460 | 3 |  |  | No Match | No Match |  |  |  | 61500 | 4920 | 12.5 | 9 | 78000 | 6014 | 3.8 | 3.5 | Non Federally-Regulated | 10/05/1999 |  | 04/12/2000
The Whalen Company | Whalen | VI-A-401-1 |  | Water-Source | WBAHP-O: Heat Pump Packaged Un | Heat Pump | 208 | 1 |  |  | No Match | No Match |  |  |  | 12300 | 1108 | 11.1 | 10 | 16000 | 1233 | 3.8 |  | Federally-Regulated Commercial & Industrial Equipment | 12/14/1998 |  | 05/19/2000
Heat Controller | Heat Controller | DWPG054-3B-XL* |  | Water-Source | WBAHP-CB: Heat Pump Split Syst | Heat Pump | 208 | 3 |  |  | No Match | No Match |  |  |  | 59000 | 4538 | 13 | 9 | 66000 | 4959 | 3.9 | 3.5 | Non Federally-Regulated | 12/14/1998 |  | 04/12/2000
ClimateMaster Inc. | Trane | WPHB0197 |  | Water-Source | WBAHP: Heat Pump Packaged Unit | Heat Pump | 265 | 1 |  |  | No Match | No Match |  |  |  | 18500 | 1770 | 10.5 | 9 | 22000 | 1760 | 3.7 | 3.2 | Non Federally-Regulated | 02/22/1990 |  | 07/31/1991
ClimateMaster Inc. | Climate Master Series | PDW 18 | AH08-U17R30K | Ground-Water-Source | WBAHP-CB: Heat Pump Split Syst | Heat Pump | 230 | 1 |  |  | No Match | No Match |  |  |  | 18500 | 1217 | 15.2 | 9 | 13500 | 1198 | 3.3 |  | Non Federally-Regulated | 01/30/1998 |  | 10/02/1998
ClimateMaster Inc. | Climate Master Series | 802222F******** |  | Water-Source | WBAHP: Heat Pump Packaged Unit | Heat Pump | 460 | 3 |  |  | No Match | No Match |  |  |  | 21900 | 2130 | 10.3 | 9 | 246000 | 20600 | 3.5 | 3.2 | Federally-Regulated Commercial & Industrial Equipment | 02/16/1988 |  | 05/11/1988
Florida Heat Pump | Florida Heat Pump | EM120-3HZ |  | Water-Source | WBAHP: Heat Pump Packaged Unit | Heat Pump | 208 | 3 |  |  | No Match | No Match |  |  |  | 123000 | 8601 | 14.3 | 9 | 145000 | 8499 | 5 | 3.8 | Federally-Regulated Commercial & Industrial Equipment | 02/02/1998 |  | 03/31/1998
Bard Manufacturing Company, Inc. | Bard | QW421-A |  | Ground-Water-Source | WBAHP: Heat Pump Packaged Unit | Heat Pump | 230 | 1 |  |  | No Match | No Match |  |  |  | 39500 | 2453 | 16.1 | 9 | 26200 | 2398 | 3.2 |  | Non Federally-Regulated | 01/24/2002 |  | 07/18/2002
Jacobsen Energy Ind., Inc. | Thermaflo II | 24***3**** |  | Water-Source | WBAHP: Heat Pump Packaged Unit | Heat Pump | 230 | 1 |  |  | No Match | No Match |  |  |  | 24000 | 2050 | 11.7 | 9 | 31000 | 2250 | 4 | 3.2 | Non Federally-Regulated | 05/11/1988 |  | 03/15/1989
Waterfurnace International, Inc. | American Standard, Inc. | AVGX036**1**1 |  | Ground-Source | WBAHP: Heat Pump Packaged Unit | Heat Pump | 230 | 1 |  |  | No Match | Variable-Speed |  |  |  | 36000 | 1636 | 22 | 13.4 | 32000 | 2680 | 3.5 | 3.1 | Non Federally-Regulated | 12/12/2012 |  | 10/24/2014
Waterfurnace International, Inc. | Eagle Mountain | ZS036**4*4 |  | Water-Source | WBAHP: Heat Pump Packaged Unit | Heat Pump | 460 | 3 |  |  | No Match | Single-Speed |  |  |  | 33300 | 2220 | 15 | 12 | 40600 | 2479 | 4.8 | 4.2 | Federally-Regulated Commercial & Industrial Equipment | 03/02/2012 |  | 04/19/2013
ClimateMaster Inc. | Trane | WPHA26XE* |  | Water-Source | WBAHP: Heat Pump Packaged Unit | Heat Pump | 208 | 3 |  |  | No Match | No Match |  |  |  | 26000 | 2453 | 10.6 | 9 | 31600 | 2503 | 3.7 | 3.2 | Non Federally-Regulated | 05/11/1988 |  | 03/15/1989
McQuay International | McQuay | FCV/FCW/VWH/VWW036B-T |  | Water-Source | WBAHP: Heat Pump Packaged Unit | Heat Pump | 460 | 3 |  |  | No Match | No Match |  |  |  | 35200 | 2957 | 11.9 | 10 | 45000 | 3297 | 4 |  | Federally-Regulated Commercial & Industrial Equipment | 02/02/1998 |  | 03/31/1998
Waterfurnace International, Inc. | Waterfurnace International, Inc. | ATH022D1 |  | Ground-Water-Source | WBAHP: Heat Pump Packaged Unit | Heat Pump | 208 | 1 |  |  | No Match | No Match |  |  |  | 23400 | 1392 | 16.8 | 9 | 15700 | 1353 | 3.4 |  | Non Federally-Regulated | 05/10/1998 |  | 10/02/1998
Florida Heat Pump | Florida Heat Pump | EM028-1CS | EM028-1AH/AV | Ground-Water-Source | WBAHP-CB: Heat Pump Split Syst | Heat Pump | 230 | 1 |  |  | No Match | No Match |  |  |  | 29000 | 2056 | 14.1 | 9 | 20000 | 1831 | 3.2 |  | Non Federally-Regulated | 07/22/2002 |  | 03/12/2009
Waterfurnace International, Inc. | Waterfurnace International, Inc. | SXH016C1 |  | Ground-Water-Source | WBAHP: Heat Pump Packaged Unit | Heat Pump | 230 | 1 |  |  | No Match | No Match |  |  |  | 16700 | 1210 | 13.8 | 9 | 12800 | 1136 | 3.3 |  | Non Federally-Regulated | 01/30/1998 |  | 03/31/1998
Waterfurnace International, Inc. | Geotility Geothermal Installations | YS060**1*0 |  | Ground-Source | WBAHP: Heat Pump Packaged Unit | Heat Pump | 208 | 1 |  |  | No Match | Single-Speed |  |  |  | 60900 | 3669 | 16.6 | 13.4 | 47100 | 4183 | 3.3 | 3.1 | Non Federally-Regulated | 01/24/2011 |  | 04/19/2013
Jacobsen Energy Ind., Inc. | Jacobsen Energy Ind., Inc. | 24***3**** |  | Water-Source | WBAHP: Heat Pump Packaged Unit | Heat Pump | 230 | 1 |  |  | No Match | No Match |  |  |  | 24000 | 2050 | 11.7 | 9 | 31000 | 2250 | 4 | 3.2 | Non Federally-Regulated | 05/11/1988 |  | 03/15/1989
Florida Heat Pump | Geomaster, LLC | ES048-1CF/HZ/VT |  | Water-Source | WBAHP: Heat Pump Packaged Unit | Heat Pump | 230 | 1 |  |  | No Match | Single-Speed |  |  |  | 48500 | 3392 | 13.9 | 12 | 56500 | 3379 | 4.9 | 4.2 | Federally-Regulated Commercial & Industrial Equipment | 06/23/2011 |  | 04/20/2015
Waterfurnace International, Inc. | Geotility Geothermal Installations | ZS015**2*1 |  | Ground-Water-Source | WBAHP: Heat Pump Packaged Unit | Heat Pump | 265 | 1 |  |  | No Match | Single-Speed |  |  |  | 16000 | 658 | 24.3 | 16.2 | 15000 | 999 | 4.4 | 3.6 | Non Federally-Regulated | 01/24/2011 |  | 04/19/2013
Waterfurnace International, Inc. | Waterfurnace International, Inc. | SXH019C2 |  | Ground-Water-Source | WBAHP: Heat Pump Packaged Unit | Heat Pump | 265 | 1 |  |  | No Match | No Match |  |  |  | 19200 | 1371 | 14 | 9 | 15100 | 1301 | 3.4 |  | Non Federally-Regulated | 12/14/1998 |  | 10/06/1999
Addison Products | Heat Controller | WRH32-1JA | HRH32-1J/1JB | Water-Source | WBAH: Heating Only Packaged Un | Heat Pump | 208 | 1 |  |  | No Match | No Match |  |  |  | 31600 | 2872 | 11 | 9 | 35400 | 2963 | 3.5 | 3.5 | Non Federally-Regulated | 10/05/1999 |  | 04/12/2000
ClimateMaster Inc. | Trane | WPHA33XD* |  | Water-Source | WBAHP: Heat Pump Packaged Unit | Heat Pump | 265 | 1 |  |  | No Match | No Match |  |  |  | 33000 | 3050 | 10.8 | 9 | 39000 | 3090 | 3.7 | 3.2 | Non Federally-Regulated | 05/11/1988 |  | 03/15/1989
Snyder General Corp. | McQuay | LWP7.5AK |  | Water-Source | WBAHP: Heat Pump Packaged Unit | Heat Pump | 208 | 3 |  |  | No Match | No Match |  |  |  | 76000 | 7100 | 10.7 | 9.2 | 95000 | 7500 | 3.7 | 2.5 | Non Federally-Regulated | 02/22/1990 |  | 07/31/1991
Trane U.S. Inc. | Trane | WPVF0301 |  | Water-Source | WBAHP: Heat Pump Packaged Unit | Heat Pump | 208 | 1 |  |  | No Match | No Match |  |  |  | 29200 | 1986 | 14.7 | 10 | 37000 | 2463 | 4.4 |  | Federally-Regulated Commercial & Industrial Equipment | 10/05/1999 |  | 04/12/2000
McQuay / Snyder General | Electro-Hydronics | LHP25BD |  | Water-Source | WBAHP: Heat Pump Packaged Unit | Heat Pump | 230 | 3 |  |  | No Match | No Match |  |  |  | 256000 | 22000 | 11.6 |  | 284000 | 22400 | 3.7 | 2.5 | Non Federally-Regulated | 08/29/1986 |  | 05/11/1988
Climate Control / Snyder General | Electro-Hydronics | UC350GP |  | Water-Source | WBAHP: Heat Pump Packaged Unit | Heat Pump | 460 | 3 |  |  | No Match | No Match |  |  |  | 35600 | 3360 | 10.6 | 7.5 | 43000 | 3500 | 3.6 | 2.5 | Non Federally-Regulated | 06/11/1985 |  | 08/29/1986
Singer | Electro-Hydronics | FV190B5 |  | Water-Source | WBAHP: Heat Pump Packaged Unit | Heat Pump | 208 | 1 |  |  | No Match | No Match |  |  |  | 18000 | 2175 | 8.3 | 7.5 | 21000 | 2400 | 2.6 | 2.5 | Non Federally-Regulated | 01/05/1982 |  | 09/08/1982
Waterfurnace International, Inc. | Waterfurnace International, Inc. | ATH013C1 |  | Ground-Source | WBAHP: Heat Pump Packaged Unit | Heat Pump | 230 | 1 |  |  | No Match | No Match |  |  |  | 13300 | 847 | 15.7 |  | 9700 | 861 | 3.3 |  | Non Federally-Regulated | 03/31/1998 |  | 05/10/1998
Waterfurnace International, Inc. | Waterfurnace International, Inc. | ATV057D1 |  | Water-Source | WBAHP-CB: Heat Pump Split Syst | Heat Pump | 230 | 1 |  |  | No Match | No Match |  |  |  | 62500 | 5081 | 12.3 | 9 | 66000 | 5227 | 3.7 | 3.5 | Non Federally-Regulated | 02/02/1998 |  | 05/10/1998
ClimateMaster Inc. | Carrier Corp. | 50YPS026 | FE4***003 | Ground-Water-Source | WBAHP-CB: Heat Pump Split Syst | Heat Pump | 208 | 1 |  |  | No Match | Single-Speed |  |  |  | 28600 | 1233 | 23.2 | 16.2 | 25600 | 1596 | 4.7 | 3.6 | Non Federally-Regulated | 01/24/2011 |  | 08/23/2011
Snyder General Corp. | McQuay | HC120B3 |  | Water-Source | WBAHP: Heat Pump Packaged Unit | Heat Pump | 208 | 1 |  |  | No Match | No Match |  |  |  | 11200 | 982 | 11.4 | 9 | 13500 | 1164 | 3.4 | 3.2 | Non Federally-Regulated | 02/22/1990 |  | 07/31/1991
ClimateMaster Inc. | Climate Master | TTV/H/D038B |  | Ground-Water-Source | WBAHP: Heat Pump Packaged Unit | Heat Pump | 208 | 1 |  |  | No Match | Single-Speed |  |  |  | 41200 | 1791 | 23 | 16.2 | 36700 | 2288 | 4.7 | 3.6 | Non Federally-Regulated | 12/12/2012 |  | 06/09/2015
Waterfurnace International, Inc. | Geotility Geothermal Installations | ZS048**3*1 |  | Ground-Water-Source | WBAHP: Heat Pump Packaged Unit | Heat Pump | 230 | 3 |  |  | No Match | Single-Speed |  |  |  | 52000 | 2222 | 23.4 | 16.2 | 45900 | 3203 | 4.2 | 3.6 | Non Federally-Regulated | 01/24/2011 |  | 04/19/2013
Hydro Delta Corp. | Hydro Delta Corp. | 03-068-WTARWD-HM |  | Ground-Water-Source | WBAHP: Heat Pump Packaged Unit | Heat Pump | 208 | 1 |  |  | No Match | No Match |  |  |  | 67500 | 5400 | 12.5 | 9 | 50000 | 4725 | 3.1 |  | Non Federally-Regulated | 10/06/1999 |  | 04/10/2000
Carrier Corp. | Carrier | 50QXH0486 |  | Water-Source | WBAHP: Heat Pump Packaged Unit | Heat Pump | 460 | 3 |  |  | No Match | No Match |  |  |  | 47000 | 4196 | 11.2 | 9 | 59000 | 4550 | 3.8 | 3.2 | Federally-Regulated Commercial & Industrial Equipment | 09/25/1989 |  | 10/10/1989
Geoflex Systems, Inc. | Geoflex Systems, Inc. | GF1S-V/H/D/M-042WAABP |  | Ground-Water-Source | WBAHP: Heat Pump Packaged Unit | Both Heat Pump and Electric Re | 230 | 1 |  |  | No Match | Single-Speed |  |  |  | 44000 | 1555 | 28.3 | 16.2 | 36400 | 2092 | 5.1 | 3.6 | Non Federally-Regulated | 11/30/2011 |  | 03/02/2012
Climate Control / Snyder General | Electro-Hydronics | CW750FK |  | Water-Source | WBAHP: Heat Pump Packaged Unit | Heat Pump | 208 | 3 |  |  | No Match | No Match |  |  |  | 74000 | 7000 | 10.5 | 9.2 | 92000 | 7500 | 3.6 | 2.5 | Non Federally-Regulated | 06/11/1985 |  | 08/29/1986
Waterfurnace International, Inc. | Waterfurnace International, Inc. | SXV120A4 |  | Water-Source | WBAHP: Heat Pump Packaged Unit | Heat Pump | 460 | 3 |  |  | No Match | No Match |  |  |  | 120000 | 9375 | 12.8 | 9 | 163000 | 11109 | 4.3 | 3.8 | Federally-Regulated Commercial & Industrial Equipment | 02/02/1998 |  | 03/31/1998
Waterfurnace International, Inc. | Waterfurnace International, Inc. | SXV068C4 |  | Ground-Water-Source | WBAHP: Heat Pump Packaged Unit | Heat Pump | 460 | 3 |  |  | No Match | No Match |  |  |  | 66000 | 5500 | 12 | 9 | 52000 | 5080 | 3 |  | Non Federally-Regulated | 01/30/1998 |  | 03/31/1998
Geoflex Systems, Inc. | Geoflex Systems, Inc. | GF1S-V/H/D/M-036WACBP |  | Ground-Source | WBAHP: Heat Pump Packaged Unit | Both Heat Pump and Electric Re | 200 | 3 |  |  | No Match | Single-Speed |  |  |  | 34100 | 1616 | 21.1 | 13.4 | 24400 | 1663 | 4.3 | 3.1 | Non Federally-Regulated | 11/30/2011 |  | 03/02/2012
ClimateMaster Inc. | Climate Master Series | 802051H******** |  | Water-Source | WBAHP: Heat Pump Packaged Unit | Heat Pump | 230 | 3 |  |  | No Match | No Match |  |  |  | 52000 | 5300 | 9.8 | 9 | 62500 | 5720 | 3.2 | 3.2 | Non Federally-Regulated | 02/22/1990 |  | 07/31/1991
Waterfurnace International, Inc. | Waterfurnace International, Inc. | SXH016A1 |  | Water-Source | WBAHP: Heat Pump Packaged Unit | Heat Pump | 230 | 1 |  |  | No Match | No Match |  |  |  | 16000 | 1185 | 13.5 | 10 | 20400 | 1195 | 5 |  | Federally-Regulated Commercial & Industrial Equipment | 02/02/1998 |  | 03/31/1998
American Air Filter | Enercon | VW19 |  | Water-Source | WBAHP: Heat Pump Packaged Unit | Heat Pump | 230 | 1 |  |  | No Match | No Match |  |  |  | 18700 | 1645 | 11.4 | 7.5 | 23800 | 1795 | 3.9 | 2.5 | Non Federally-Regulated | 06/11/1985 |  | 05/11/1988
McQuay International | McQuay | W-CDD/CDE/CME-1-007-E |  | Water-Source | WBAHP: Heat Pump Packaged Unit | Heat Pump | 230 | 1 |  |  | No Match | No Match |  |  |  | 7000 | 654 | 10.7 | 10 | 9800 | 736 | 3.9 |  | Federally-Regulated Commercial & Industrial Equipment | 09/21/2000 |  | 03/12/2009
McQuay International | McQuay | FCV/FCW/VWH/VWW012B-G |  | Water-Source | WBAHP: Heat Pump Packaged Unit | Heat Pump | 230 | 1 |  |  | No Match | No Match |  |  |  | 11600 | 1035 | 11.2 | 10 | 14000 | 1079 | 3.8 |  | Federally-Regulated Commercial & Industrial Equipment | 02/02/1998 |  | 03/31/1998
McQuay International | McQuay | W-CDL/CDS/CMS-1-024-E |  | Water-Source | WBAHP: Heat Pump Packaged Unit | Heat Pump | 208 | 1 |  |  | No Match | No Match |  |  |  | 25000 | 2066 | 12.1 | 10 | 30000 | 2253 | 3.9 |  | Federally-Regulated Commercial & Industrial Equipment | 11/14/2000 |  | 03/12/2009
Enertech Global, LLC | Enertech | TST066 | ACD060 | Ground-Water-Source | WBAHP-C: Heat Pump Split Syste | Heat Pump | 208 | 1 |  |  | No Match | Single-Speed | 2509 | 682 | 1 | 65100 | 3519 | 18.5 | 16.2 | 57000 | 4176 | 4 | 3.6 | Non Federally-Regulated | 08/23/2011 |  | 04/19/2013
Snyder General Corp. | McQuay | CCH009A*N |  | Water-Source | WBAHP: Heat Pump Packaged Unit | Heat Pump | 265 | 1 |  |  | No Match | No Match |  |  |  | 8800 | 815 | 10.8 | 9 | 11200 | 864 | 3.8 | 3.2 | Non Federally-Regulated | 02/22/1990 |  | 07/31/1991
Carrier Corp. | Carrier | 50KQ0154 |  | Water-Source | WBAHP: Heat Pump Packaged Unit | Heat Pump | 265 | 1 |  |  | No Match | No Match |  |  |  | 14700 | 1300 | 11.3 | 9 | 16600 | 1315 | 3.7 | 3.2 | Non Federally-Regulated | 05/11/1988 |  | 03/15/1989
Waterfurnace International, Inc. | Rybacki - Hart Enterprises | ZS030**0*0 |  | Water-Source | WBAHP: Heat Pump Packaged Unit | Heat Pump | 208 | 1 |  |  | No Match | Single-Speed |  |  |  | 29500 | 1980 | 14.9 | 12 | 34600 | 2113 | 4.8 | 4.2 | Federally-Regulated Commercial & Industrial Equipment | 01/24/2011 |  | 04/19/2013
Waterfurnace International, Inc. | Waterfurnace International, Inc. | SXV042C1 |  | Water-Source | WBAHP-CB: Heat Pump Split Syst | Heat Pump | 208 | 1 |  |  | No Match | No Match |  |  |  | 44000 | 3358 | 13.1 | 9 | 46000 | 3370 | 4 | 3.5 | Non Federally-Regulated | 02/02/1998 |  | 10/02/1998
Econar | Econar | GC420 |  | Ground-Water-Source | WBAHP: Heat Pump Packaged Unit | Heat Pump | 208 | 1 |  |  | No Match | No Match |  |  |  | 39000 | 2910 | 13.4 | 9 | 37500 | 3544 | 3.1 |  | Non Federally-Regulated | 10/06/1999 |  | 07/18/2002
Addison Products | Heat Controller | HWPH54-1JC/1JBC |  | Water-Source | WBAHP-CB: Heat Pump Split Syst | Heat Pump | 208 | 1 |  |  | No Match | No Match |  |  |  | 53500 | 4458 | 12 | 9 | 64000 | 5357 | 3.5 | 3.5 | Non Federally-Regulated | 10/05/1999 |  | 04/12/2000
Waterfurnace International, Inc. | Johnson Controls | RJSV/RJSH048**3*1 |  | Ground-Source | WBAHP: Heat Pump Packaged Unit | Heat Pump | 230 | 3 |  |  | No Match | Single-Speed |  |  |  | 49300 | 2503 | 19.7 | 13.4 | 35300 | 2586 | 4 | 3.1 | Non Federally-Regulated | 01/24/2011 |  | 10/24/2014
Waterfurnace International, Inc. | Waterfurnace International, Inc. | SXH048*0 |  | Ground-Water-Source | WBAHP: Heat Pump Packaged Unit | Heat Pump | 230 | 1 |  |  | No Match | No Match |  |  |  | 51500 | 3843 | 13.4 | 9 | 36000 | 3402 | 3.1 |  | Non Federally-Regulated | 10/06/1999 |  | 05/19/2000
Waterfurnace International, Inc. | Waterfurnace International, Inc. | VLV018A2 |  | Water-Source | WBAHP: Heat Pump Packaged Unit | Heat Pump | 265 | 1 |  |  | No Match | No Match |  |  |  | 17100 | 1266 | 13.5 | 10 | 23200 | 1416 | 4.8 |  | Federally-Regulated Commercial & Industrial Equipment | 02/02/1998 |  | 03/31/1998
Mammoth | Hydrobank II | D045HHG |  | Water-Source | WBAHP: Heat Pump Packaged Unit | Heat Pump | 230 | 1 |  |  | No Match | No Match |  |  |  | 45000 | 3214 | 14 | 10 | 58000 | 3694 | 4.6 |  | Federally-Regulated Commercial & Industrial Equipment | 05/23/2000 |  | 01/18/2001
Hydro Delta Corp. | Hydro Delta Corp. | 03-060-WTAR-MT |  | Ground-Water-Source | WBAHP: Heat Pump Packaged Unit | Heat Pump | 230 | 1 |  |  | No Match | No Match |  |  |  | 67000 | 4926 | 13.6 | 11 | 76000 | 6187 | 3.6 | 3.5 | Non Federally-Regulated | 03/31/1998 |  | 05/10/1998
Thermal Energy Systems | Thermaflo II | 60***2**** |  | Water-Source | WBAHP: Heat Pump Packaged Unit | Heat Pump | 208 | 3 |  |  | No Match | No Match |  |  |  | 60000 | 5350 | 11.2 | 9 | 73000 | 6100 | 3.9 | 3.2 | Non Federally-Regulated | 02/22/1990 |  | 07/31/1991
Mammoth | Hydrobank II | G120HLL |  | Ground-Water-Source | WBAHP: Heat Pump Packaged Unit | Heat Pump | 460 | 3 |  |  | No Match | No Match |  |  |  | 119000 | 8561 | 13.9 | 9 | 94600 | 8941 | 3.1 |  | Non Federally-Regulated | 06/27/2003 |  | 03/12/2009
Mammoth | Hydrobank II | F024HHF |  | Water-Source | WBAHP: Heat Pump Packaged Unit | Heat Pump | 208 | 3 |  |  | No Match | No Match |  |  |  | 23800 | 2106 | 11.3 | 9 | 31200 | 2470 | 3.7 | 3.2 | Federally-Regulated Commercial & Industrial Equipment | 01/22/1990 |  | 07/27/1992
Waterfurnace International, Inc. | Waterfurnace International, Inc. | SXH036C3 |  | Water-Source | WBAHP: Heat Pump Packaged Unit | Heat Pump | 230 | 3 |  |  | No Match | No Match |  |  |  | 36000 | 2647 | 13.6 | 10 | 44500 | 2774 | 4.7 |  | Federally-Regulated Commercial & Industrial Equipment | 02/02/1998 |  | 03/31/1998
Waterfurnace International, Inc. | Triple Function | TFV012A*1*** |  | Water-Source | WBAHP-CB: Heat Pump Split Syst | Heat Pump | 230 | 1 |  |  | No Match | No Match |  |  |  | 12800 | 1255 | 10.2 | 9 | 16000 | 1421 | 3.3 |  | Non Federally-Regulated | 09/13/1989 |  | 07/27/1992
Hydro Delta Corp. | Hydro Delta Corp. | 03-060-WTAR-MT(P) |  | Water-Source | WBAHP-CB: Heat Pump Split Syst | Heat Pump | 208 | 1 |  |  | No Match | No Match |  |  |  | 34800 | 1988 | 17.5 | 9 | 38000 | 2474 | 4.5 | 3.5 | Non Federally-Regulated | 11/17/1999 |  | 01/21/2000
Phillips Energy, Inc. | Phillips Energy, Inc. | 100WA-30V0100 |  | Water-Source | WBAHP-CB: Heat Pump Split Syst | Heat Pump | 230 | 1 |  |  | No Match | No Match |  |  |  | 31900 | 2636 | 13 | 9 | 31700 | 2575 | 3.6 |  | Non Federally-Regulated | 06/30/1992 |  | 04/07/1996
McQuay International | McQuay | CCH/CCW/HWH/HWW048C-G |  | Water-Source | WBAHP: Heat Pump Packaged Unit | Heat Pump | 208 | 1 |  |  | No Match | No Match |  |  |  | 47000 | 3790 | 12.4 | 10 | 54000 | 3768 | 4.2 |  | Federally-Regulated Commercial & Industrial Equipment | 02/02/1998 |  | 03/31/1998
Waterfurnace International, Inc. | Waterfurnace International, Inc. | VL/VX080T*4 |  | Water-Source | WBAHP: Heat Pump Packaged Unit | Heat Pump | 460 | 3 |  |  | No Match | No Match |  |  |  | 84000 | 5600 | 15 | 9 | 99000 | 5801 | 5 | 3.8 | Federally-Regulated Commercial & Industrial Equipment | 11/14/2000 |  | 02/17/2011
Mammoth | Hydrobank II | D062HHJ |  | Water-Source | WBAHP: Heat Pump Packaged Unit | Heat Pump | 208 | 1 |  |  | No Match | No Match |  |  |  | 60500 | 5353 | 11.3 | 10 | 84000 | 6476 | 3.8 |  | Federally-Regulated Commercial & Industrial Equipment | 05/23/2000 |  | 01/18/2001
Waterfurnace International, Inc. | Waterfurnace International, Inc. | P022**2 |  | Ground-Water-Source | WBAHP: Heat Pump Packaged Unit | Heat Pump | 265 | 1 |  |  | No Match | No Match |  |  |  | 23400 | 1392 | 16.8 | 9 | 15700 | 1352 | 3.4 |  | Non Federally-Regulated | 07/22/2002 |  | 03/12/2009
Waterfurnace International, Inc. | Waterfurnace International, Inc. | SXV013C1 |  | Water-Source | WBAHP: Heat Pump Packaged Unit | Heat Pump | 230 | 1 |  |  | No Match | No Match |  |  |  | 12700 | 858 | 14.8 | 10 | 15100 | 921 | 4.8 |  | Federally-Regulated Commercial & Industrial Equipment | 02/02/1998 |  | 03/31/1998
Waterfurnace International, Inc. | Waterfurnace International, Inc. | SXH042B3 |  | Water-Source | WBAHP: Heat Pump Packaged Unit | Heat Pump | 230 | 3 |  |  | No Match | No Match |  |  |  | 42000 | 3000 | 14 | 10 | 54500 | 3131 | 5.1 |  | Federally-Regulated Commercial & Industrial Equipment | 12/14/1998 |  | 10/05/1999
Singer | Electro-Hydronics | FC400 P |  | Water-Source | WBAHP: Heat Pump Packaged Unit | Heat Pump | 460 | 3 |  |  | No Match | No Match |  |  |  | 40000 | 4350 | 9.2 | 7.5 | 43000 | 4500 | 2.8 | 2.5 | Non Federally-Regulated | 08/30/1983 |  | 05/16/1984
Florida Heat Pump | Florida Heat Pump | SV070-3CS*-*****A | SV070-1AV/AH*-***T/A*A | Water-Source | WBAHP-CB: Heat Pump Split Syst | Heat Pump | 208 | 3 |  |  | No Match | Single-Speed |  |  |  | 62100 | 4566 | 13.6 | 12 | 70400 | 4798 | 4.3 | 4.2 | Federally-Regulated Commercial & Industrial Equipment | 10/24/2014 |  | 04/01/2015
USPower Climate Control | USPower Climate Control | GSDXC4800 | GSDXV4800 | Water-Source | WBAHP-C: Heat Pump Split Syste | Heat Pump | 230 | 1 |  |  | No Match | No Match |  |  |  | 48000 | 2909 | 16.5 | 9.3 | 48000 | 2963 | 4.7 | 3.8 | Non Federally-Regulated | 07/31/1991 |  | 03/31/1998
Florida Heat Pump | Florida Heat Pump | EM120-1VT |  | Water-Source | WBAHP: Heat Pump Packaged Unit | Heat Pump | 208 | 1 |  |  | No Match | No Match |  |  |  | 123000 | 8601 | 14.3 | 9 | 145000 | 8499 | 5 | 3.8 | Federally-Regulated Commercial & Industrial Equipment | 02/02/1998 |  | 03/31/1998
American Air Filter | Enercon | FHW-12 |  | Water-Source | WBAHP: Heat Pump Packaged Unit | Heat Pump | 208 | 1 |  |  | No Match | No Match |  |  |  | 11200 | 1056 | 10.6 | 9 | 14800 | 1172 | 3.7 | 3.2 | Non Federally-Regulated | 05/11/1988 |  | 03/15/1989
Waterfurnace International, Inc. | Geotility Geothermal Installations | ZS041**0*4 |  | Ground-Source | WBAHP: Heat Pump Packaged Unit | Heat Pump | 230 | 1 |  |  | No Match | Single-Speed |  |  |  | 41000 | 2485 | 16.5 | 13.4 | 29000 | 2428 | 3.5 | 3.1 | Non Federally-Regulated | 06/14/2011 |  | 04/19/2013
Mammoth | Hydrobank II | E009HHJ |  | Water-Source | WBAHP: Heat Pump Packaged Unit | Heat Pump | 265 | 1 |  |  | No Match | No Match |  |  |  | 8800 | 880 | 10 | 10 | 12000 | 901 | 3.9 |  | Federally-Regulated Commercial & Industrial Equipment | 01/18/2001 |  | 07/18/2002
Mammoth | Mammoth | G104HHC |  | Water-Source | WBAHP: Heat Pump Packaged Unit | Heat Pump | 460 | 3 |  |  | No Match | No Match |  |  |  | 105000 | 9460 | 11.1 | 9.2 | 124000 | 9802 | 3.7 | 2.5 | Non Federally-Regulated | 05/16/1984 |  | 05/11/1988
Waterfurnace International, Inc. | Waterfurnace International, Inc. | SXH058C1 |  | Ground-Water-Source | WBAHP: Heat Pump Packaged Unit | Heat Pump | 230 | 1 |  |  | No Match | No Match |  |  |  | 56500 | 4216 | 13.4 | 9 | 45500 | 4301 | 3.1 |  | Non Federally-Regulated | 12/14/1998 |  | 10/06/1999
McQuay / Snyder General | Electro-Hydronics | FC420GD |  | Water-Source | WBAHP: Heat Pump Packaged Unit | Heat Pump | 230 | 3 |  |  | No Match | No Match |  |  |  | 42000 | 3850 | 10.9 | 9 | 52000 | 4100 | 3.7 | 3.2 | Non Federally-Regulated | 05/11/1988 |  | 03/15/1989
Florida Heat Pump | Geomaster, LLC | AU035-1CF/HZ/VT |  | Water-Source | WBAHP: Heat Pump Packaged Unit | Heat Pump | 230 | 1 |  |  | No Match | Single-Speed |  |  |  | 36000 | 2466 | 14.6 | 12 | 43000 | 2625 | 4.8 | 4.2 | Federally-Regulated Commercial & Industrial Equipment | 04/23/2009 |  | 12/12/2012
ClimateMaster Inc. | Climate Master Series | VP/HP048F |  | Water-Source | WBAHP: Heat Pump Packaged Unit | Heat Pump | 460 | 3 |  |  | No Match | No Match |  |  |  | 48000 | 3555 | 13.5 | 10 | 57000 | 3795 | 4.4 |  | Federally-Regulated Commercial & Industrial Equipment | 04/12/2000 |  | 11/14/2000
Florida Heat Pump | Florida Heat Pump | GT048-1CS | GT048-1AH/AV | Water-Source | WBAH: Heating Only Packaged Un | Heat Pump | 230 | 1 |  |  | No Match | No Match |  |  |  | 48000 | 3934 | 12.2 | 9 | 57500 | 4433 | 3.8 | 3.5 | Non Federally-Regulated | 04/12/2000 |  | 05/23/2001
Heat Controller | Heat Controller | HWPH22-1J |  | Ground-Water-Source | WBAHP: Heat Pump Packaged Unit | Heat Pump | 230 | 1 |  |  | No Match | No Match |  |  |  | 23200 | 2017 | 11.5 | 11 | 28400 | 2378 | 3.5 | 3.5 | Non Federally-Regulated | 03/31/1998 |  | 05/10/1998
Carrier Corp. | Carrier | 50Q*H04830 |  | Water-Source | WBAHP: Heat Pump Packaged Unit | Heat Pump | 208 | 1 |  |  | No Match | No Match |  |  |  | 47000 | 4273 | 11 | 10 | 59000 | 4550 | 3.8 |  | Federally-Regulated Commercial & Industrial Equipment | 08/02/1993 |  | 03/08/1996
California Heat Pump | Trane | WPVB-0614 |  | Water-Source | WBAHP: Heat Pump Packaged Unit | Heat Pump | 460 | 3 |  |  | No Match | No Match |  |  |  | 61000 | 6120 | 10 | 7.5 | 77000 | 6450 | 3.5 | 2.5 | Non Federally-Regulated | 06/11/1985 |  | 05/11/1988
Addison Products | Heat Controller | HWPH64-1JC/1JBC |  | Water-Source | WBAHP-CB: Heat Pump Split Syst | Heat Pump | 230 | 1 |  |  | No Match | No Match |  |  |  | 63500 | 5080 | 12.5 | 9 | 76000 | 6362 | 3.5 | 3.5 | Non Federally-Regulated | 10/05/1999 |  | 04/12/2000
Florida Heat Pump | Florida Heat Pump | CE071-1CS | CE071-1AH/AV | Ground-Source | WBAHP-CB: Heat Pump Split Syst | Heat Pump | 208 | 1 |  |  | No Match | Dual-Speed | 3941 | 803 | 1 | 72500 | 4531 | 16 | 13.4 | 52000 | 4354 | 3.5 | 3.1 | Non Federally-Regulated | 01/10/2012 |  | 05/01/2015
ClimateMaster Inc. | Carrier Corp. | 50YPS026 | FE4***003 | Ground-Source | WBAHP-CB: Heat Pump Split Syst | Heat Pump | 208 | 1 |  |  | No Match | Single-Speed |  |  |  | 26400 | 1467 | 18 | 13.4 | 19500 | 1465 | 3.9 | 3.1 | Non Federally-Regulated | 01/24/2011 |  | 08/23/2011
McQuay / Snyder General | Electro-Hydronics | FC420G5 |  | Water-Source | WBAHP: Heat Pump Packaged Unit | Heat Pump | 208 | 1 |  |  | No Match | No Match |  |  |  | 42000 | 3850 | 10.9 | 9 | 52000 | 4100 | 3.7 | 3.2 | Non Federally-Regulated | 05/11/1988 |  | 03/15/1989
Hydro Delta Corp. | Hydro Delta Corp. | 03-046-WTARWD-HE |  | Water-Source | WBAHP-CB: Heat Pump Split Syst | Heat Pump | 230 | 1 |  |  | No Match | No Match |  |  |  | 44000 | 3520 | 12.5 | 9 | 52000 | 3907 | 3.9 | 3.5 | Non Federally-Regulated | 12/14/1998 |  | 10/05/1999
American Air Filter | Enercon | VW101 |  | Water-Source | WBAHP: Heat Pump Packaged Unit | Heat Pump | 200 | 3 |  |  | No Match | No Match |  |  |  | 99000 | 9477 |  | 9.2 | 130000 | 10730 | 3.5 | 2.5 | Non Federally-Regulated | 08/29/1986 |  | 05/11/1988
Climate Control / Snyder General | Electro-Hydronics | CW260GP |  | Water-Source | WBAHP: Heat Pump Packaged Unit | Heat Pump | 460 | 3 |  |  | No Match | No Match |  |  |  | 26000 | 2450 | 10.6 | 7.5 | 31600 | 2500 | 3.7 | 2.5 | Non Federally-Regulated | 05/16/1984 |  | 08/29/1986
Waterfurnace International, Inc. | Johnson Controls | RJSV/RJSH018**0*0 |  | Ground-Source | WBAHP: Heat Pump Packaged Unit | Heat Pump | 208 | 1 |  |  | No Match | Single-Speed |  |  |  | 18500 | 1028 | 18 | 13.4 | 14700 | 1134 | 3.8 | 3.1 | Non Federally-Regulated | 01/24/2011 |  | 10/24/2014
Waterfurnace International, Inc. | Spectra | SXV036A3 |  | Water-Source | WBAHP-CB: Heat Pump Split Syst | Heat Pump | 208 | 3 |  |  | No Match | No Match |  |  |  | 37600 | 2870 | 13.1 | 9 | 40500 | 3043 | 3.9 | 3.5 | Non Federally-Regulated | 06/02/1993 |  | 06/03/1993
McQuay International | McQuay | W-CDL/CDS/CMS-1-024-J |  | Water-Source | WBAHP: Heat Pump Packaged Unit | Heat Pump | 265 | 1 |  |  | No Match | No Match |  |  |  | 25000 | 2066 | 12.1 | 10 | 30000 | 2313 | 3.8 |  | Federally-Regulated Commercial & Industrial Equipment | 10/05/1999 |  | 11/14/2000
Trane U.S. Inc. | Trane | GSSD060 | TWE065E | Ground-Water-Source | WBAHP-CB: Heat Pump Split Syst | Heat Pump | 208 | 1 |  |  | No Match | No Match |  |  |  | 59000 | 4436 | 13.3 | 9 | 46900 | 4432 | 3.1 |  | Non Federally-Regulated | 04/10/2000 |  | 07/18/2002
Waterfurnace International, Inc. | Waterfurnace International, Inc. | ATH057*1(P) |  | Ground-Water-Source | WBAHP: Heat Pump Packaged Unit | Heat Pump | 208 | 1 |  |  | No Match | No Match |  |  |  | 34000 | 1808 | 18.8 | 9 | 26000 | 2116 | 3.6 |  | Non Federally-Regulated | 11/17/1999 |  | 05/19/2000
Trane U.S. Inc. | Trane | WPVD0191 |  | Water-Source | WBAHP: Heat Pump Packaged Unit | Heat Pump | 265 | 1 |  |  | No Match | No Match |  |  |  | 20000 | 1754 | 11.4 | 10 | 26700 | 1863 | 4.2 |  | Federally-Regulated Commercial & Industrial Equipment | 02/02/1998 |  | 03/31/1998
Mammoth | Hydrobank II | D009VHJ |  | Water-Source | WBAHP: Heat Pump Packaged Unit | Heat Pump | 208 | 1 |  |  | No Match | No Match |  |  |  | 8800 | 880 | 10 | 10 | 11800 | 886 | 3.9 |  | Federally-Regulated Commercial & Industrial Equipment | 09/25/2002 |  | 03/12/2009
Florida Heat Pump | Florida Heat Pump | EM012-1CS | EM012-1AH/AV | Water-Source | WBAH: Heating Only Packaged Un | Heat Pump | 208 | 1 |  |  | No Match | No Match |  |  |  | 12300 | 1118 | 11 | 9 | 14400 | 1205 | 3.5 | 3.5 | Non Federally-Regulated | 07/22/2002 |  | 03/12/2009
Carrier Corp. | Carrier | 50QEV0365 |  | Water-Source | WBAHP: Heat Pump Packaged Unit | Heat Pump | 208 | 3 |  |  | No Match | No Match |  |  |  | 35000 | 3180 | 11 | 9 | 41500 | 3131 | 3.9 | 3.2 | Federally-Regulated Commercial & Industrial Equipment | 02/05/1990 |  | 02/22/1990
Climate Control / Snyder General | Electro-Hydronics | LHP27AD |  | Water-Source | WBAHP: Heat Pump Packaged Unit | Heat Pump | 230 | 3 |  |  | No Match | No Match |  |  |  | 295200 | 25350 | 11.6 |  | 348000 | 28300 | 3.6 | 2.5 | Non Federally-Regulated | 06/11/1985 |  | 08/29/1986
Waterfurnace International, Inc. | Trane Unitary Products Group | T1GX030***1**1 |  | Ground-Source | WBAHP: Heat Pump Packaged Unit | Heat Pump | 230 | 1 |  |  | No Match | Single-Speed |  |  |  | 29400 | 1342 | 21.9 | 13.4 | 20000 | 1466 | 4 | 3.1 | Non Federally-Regulated | 08/23/2011 |  | 10/24/2014
Florida Heat Pump | Florida Heat Pump | EM031-3CS | EM031-1AV | Water-Source | WBAHP-C: Heat Pump Split Syste | Heat Pump | 208 | 3 |  |  | No Match | No Match |  |  |  | 31400 | 2275 | 13.8 | 9.3 | 41000 | 2730 | 4.4 | 3.8 | Federally-Regulated Commercial & Industrial Equipment | 03/31/1998 |  | 05/10/1998
Mammoth | Hydrobank II | G072HHF |  | Water-Source | WBAHP: Heat Pump Packaged Unit | Heat Pump | 460 | 3 |  |  | No Match | No Match |  |  |  | 69000 | 6272 | 11 | 10.5 | 87000 | 6889 | 3.7 | 3.8 | Non Federally-Regulated | 07/31/1991 |  | 03/31/1998
Trane U.S. Inc. | Command-Aire | SPVE0284 |  | Water-Source | WBAHP: Heat Pump Packaged Unit | Heat Pump | 460 | 3 |  |  | No Match | No Match |  |  |  | 27000 | 2288 | 11.8 | 10 | 34600 | 2472 | 4.1 |  | Federally-Regulated Commercial & Industrial Equipment | 10/05/1999 |  | 04/12/2000
Command-Aire | Command-Aire | SWPH353E |  | Water-Source | WBAHP: Heat Pump Packaged Unit | Heat Pump | 208 | 3 |  |  | No Match | No Match |  |  |  | 36000 | 3270 | 11 | 9 | 48000 | 3500 | 4 | 3.2 | Non Federally-Regulated | 02/22/1990 |  | 07/31/1991
Florida Heat Pump | Florida Heat Pump | EM031-3VT |  | Water-Source | WBAHP: Heat Pump Packaged Unit | Heat Pump | 208 | 3 |  |  | No Match | No Match |  |  |  | 32000 | 2285 | 14 | 9.3 | 42000 | 2735 | 4.5 | 3.8 | Federally-Regulated Commercial & Industrial Equipment | 03/31/1998 |  | 05/10/1998
Addison Products | Addison Products | HWY009-0A |  | Water-Source | WBAHP: Heat Pump Packaged Unit | Heat Pump | 115 | 1 |  |  | No Match | No Match |  |  |  | 9700 | 795 | 12.2 | 10 | 13400 | 892 | 4.4 |  | Federally-Regulated Commercial & Industrial Equipment | 11/17/1999 |  | 11/14/2000
Mammoth | Hydrobank II | G045HHT/VHT |  | Water-Source | WBAHP: Heat Pump Packaged Unit | Heat Pump | 460 | 3 |  |  | No Match | No Match |  |  |  | 45000 | 3214 | 14 | 10 | 58000 | 3695 | 4.6 |  | Federally-Regulated Commercial & Industrial Equipment | 02/02/1998 |  | 03/31/1998
Waterfurnace International, Inc. | Waterfurnace International, Inc. | SXH024A2 |  | Ground-Source | WBAHP: Heat Pump Packaged Unit | Heat Pump | 265 | 1 |  |  | No Match | No Match |  |  |  | 27000 | 1741 | 15.5 |  | 18000 | 1551 | 3.4 |  | Non Federally-Regulated | 03/31/1998 |  | 05/10/1998
McQuay / Snyder General | Electro-Hydronics | FW500GD |  | Water-Source | WBAHP: Heat Pump Packaged Unit | Heat Pump | 230 | 3 |  |  | No Match | No Match |  |  |  | 50000 | 4850 | 10.3 | 9 | 65000 | 5149 | 3.7 | 3.2 | Non Federally-Regulated | 05/11/1988 |  | 03/15/1989
Waterfurnace International, Inc. | Waterfurnace International, Inc. | SXH068C3 |  | Water-Source | WBAHP: Heat Pump Packaged Unit | Heat Pump | 230 | 3 |  |  | No Match | No Match |  |  |  | 65000 | 5200 | 12.5 | 9 | 84000 | 5470 | 4.5 | 3.8 | Federally-Regulated Commercial & Industrial Equipment | 02/02/1998 |  | 03/31/1998
McQuay / Snyder General | Electro-Hydronics | CCH012A*G |  | Water-Source | WBAHP: Heat Pump Packaged Unit | Heat Pump | 230 | 1 |  |  | No Match | No Match |  |  |  | 12000 | 1045 | 11.5 | 9 | 15000 | 1095 | 4 | 3.2 | Non Federally-Regulated | 05/11/1988 |  | 03/15/1989
ClimateMaster Inc. | Carrier Corp. | 50PCH/V024 |  | Ground-Source | WBAHP: Heat Pump Packaged Unit | Heat Pump | 208 | 1 |  |  | No Match | Single-Speed |  |  |  | 24900 | 1617 | 15.4 | 13.4 | 18500 | 1643 | 3.3 | 3.1 | Non Federally-Regulated | 10/24/2014 |  | 04/22/2015
Geoflex Systems, Inc. | Geoflex Systems, Inc. | GF1S-V/H/D/M-030WADBP |  | Ground-Water-Source | WBAHP: Heat Pump Packaged Unit | Both Heat Pump and Electric Re | 460 | 3 |  |  | No Match | Single-Speed |  |  |  | 29900 | 1196 | 25 | 16.2 | 26300 | 1676 | 4.6 | 3.6 | Non Federally-Regulated | 03/02/2012 |  | 01/09/2014
McQuay / Snyder General | Electro-Hydronics | VF200F7 |  | Water-Source | WBAHP: Heat Pump Packaged Unit | Heat Pump | 265 | 1 |  |  | No Match | No Match |  |  |  | 19000 | 1780 | 10.7 | 9 | 25600 | 1920 | 3.9 | 3.2 | Non Federally-Regulated | 05/11/1988 |  | 03/15/1989
Waterfurnace International, Inc. | Waterfurnace International, Inc. | SXH030*3 |  | Water-Source | WBAHP: Heat Pump Packaged Unit | Heat Pump | 230 | 3 |  |  | No Match | No Match |  |  |  | 30600 | 2125 | 14.4 | 10 | 36600 | 2144 | 5 |  | Federally-Regulated Commercial & Industrial Equipment | 10/05/1999 |  | 05/19/2000
Florida Heat Pump | Florida Heat Pump | EM028-3CF/HZ/VT |  | Ground-Water-Source | WBAHP: Heat Pump Packaged Unit | Heat Pump | 230 | 3 |  |  | No Match | No Match |  |  |  | 29500 | 2048 | 14.4 | 9 | 20600 | 1829 | 3.3 |  | Non Federally-Regulated | 07/22/2002 |  | 03/12/2009
Snyder General Corp. | McQuay | CC750GD |  | Water-Source | WBAHP: Heat Pump Packaged Unit | Heat Pump | 230 | 3 |  |  | No Match | No Match |  |  |  | 74000 | 7000 | 10.6 | 9.2 | 92000 | 7500 | 3.6 | 2.5 | Non Federally-Regulated | 02/22/1990 |  | 07/31/1991
ClimateMaster Inc. | Climate Master Series | GSV/GSH070AF |  | Ground-Water-Source | WBAHP: Heat Pump Packaged Unit | Heat Pump | 460 | 3 |  |  | No Match | No Match |  |  |  | 67600 | 5200 | 13 | 9 | 54100 | 5113 | 3.1 |  | Non Federally-Regulated | 07/22/2002 |  | 01/22/2003
Snyder General Corp. | American Air Filter | EHW-15 |  | Water-Source | WBAHP: Heat Pump Packaged Unit | Heat Pump | 208 | 1 |  |  | No Match | No Match |  |  |  | 14600 | 1280 | 11.4 | 9 | 16800 | 1261 | 3.9 | 3.2 | Federally-Regulated Commercial & Industrial Equipment | 02/04/1988 |  | 07/27/1992
Waterfurnace International, Inc. | Johnson Controls | RJSV/RJSH015**0*0 |  | Water-Source | WBAHP: Heat Pump Packaged Unit | Heat Pump | 208 | 1 |  |  | No Match | Single-Speed |  |  |  | 14400 | 906 | 15.9 | 11.2 | 18500 | 1023 | 5.3 | 4.2 | Federally-Regulated Commercial & Industrial Equipment | 01/24/2011 |  | 10/24/2014
Waterfurnace International, Inc. | Waterfurnace International, Inc. | SXV080A3 |  | Ground-Water-Source | WBAHP: Heat Pump Packaged Unit | Heat Pump | 208 | 3 |  |  | No Match | No Match |  |  |  | 88000 | 5677 | 15.5 | 9 | 57000 | 5220 | 3.2 |  | Non Federally-Regulated | 08/21/1998 |  | 10/02/1998
Addison Products | Addison Products | HWPH054-3JC/3JBC |  | Water-Source | WBAHP-CB: Heat Pump Split Syst | Heat Pump | 208 | 3 |  |  | No Match | No Match |  |  |  | 53500 | 4458 | 12 | 9 | 64000 | 5357 | 3.5 | 3.5 | Non Federally-Regulated | 10/05/1999 |  | 11/14/2000
Snyder General Corp. | McQuay | CC750FK |  | Water-Source | WBAHP: Heat Pump Packaged Unit | Heat Pump | 208 | 3 |  |  | No Match | No Match |  |  |  | 74000 | 7000 | 10.6 | 9.2 | 92000 | 7500 | 3.6 | 2.5 | Non Federally-Regulated | 02/22/1990 |  | 07/31/1991
Snyder General Corp. | McQuay | LHP22AP |  | Water-Source | WBAHP: Heat Pump Packaged Unit | Heat Pump | 460 | 3 |  |  | No Match | No Match |  |  |  | 240400 | 20550 | 11.7 |  | 270000 | 21400 | 3.7 | 2.5 | Non Federally-Regulated | 02/22/1990 |  | 07/31/1991
ClimateMaster Inc. | Climate Master Series | GSV/GSH070AH |  | Ground-Water-Source | WBAHP: Heat Pump Packaged Unit | Heat Pump | 208 | 3 |  |  | No Match | No Match |  |  |  | 67600 | 5200 | 13 | 9 | 54100 | 5113 | 3.1 |  | Non Federally-Regulated | 04/10/2000 |  | 07/18/2002
Florida Heat Pump | Florida Heat Pump | EM012-1CS | EM012-1AH/AV | Water-Source | Water/Brine to Air Heat Pump S | Heat Pump | 208 | 1 |  |  | No Match | No Match |  |  |  | 11300 | 1008 | 11.2 | 10 | 14300 | 1074 | 3.9 |  | Federally-Regulated Commercial & Industrial Equipment | 04/12/2000 |  | 03/12/2009
Florida Heat Pump | Florida Heat Pump | EM018-1CS | EM018-1AV/AH | Water-Source | WBAHP-C: Heat Pump Split Syste | Heat Pump | 230 | 1 |  |  | No Match | No Match |  |  |  | 18200 | 1368 | 13.3 | 10 | 24500 | 1527 | 4.7 |  | Federally-Regulated Commercial & Industrial Equipment | 10/05/1999 |  | 04/12/2000
Waterfurnace International, Inc. | Waterfurnace International, Inc. | ATV016C1 |  | Ground-Water-Source | WBAHP: Heat Pump Packaged Unit | Heat Pump | 230 | 1 |  |  | No Match | No Match |  |  |  | 17300 | 1123 | 15.4 | 11 | 17700 | 1152 | 4.5 | 3.5 | Non Federally-Regulated | 03/31/1998 |  | 05/10/1998
Innovative Air Systems | E-Series | HE30ECHP-CUV |  | Ground-Water-Source | WBAHP: Heat Pump Packaged Unit | Heat Pump | 208 | 3 |  |  | No Match | No Match |  |  |  | 37536 | 1839 | 20.4 | 9 | 54122 | 2207 | 7.2 |  | Non Federally-Regulated | 02/24/1994 |  | 04/10/2000
Waterfurnace International, Inc. | Waterfurnace International, Inc. | ATV045D1 |  | Ground-Water-Source | WBAHP: Heat Pump Packaged Unit | Heat Pump | 230 | 1 |  |  | No Match | No Match |  |  |  | 50000 | 3571 | 14 | 9 | 33000 | 3119 | 3.1 |  | Non Federally-Regulated | 12/14/1998 |  | 10/06/1999
Command-Aire | Command-Aire | SWP-217 |  | Water-Source | WBAHP: Heat Pump Packaged Unit | Heat Pump | 265 | 1 |  |  | No Match | No Match |  |  |  | 22000 | 2275 | 9.7 | 9 | 28500 | 2350 | 3.6 | 3.2 | Federally-Regulated Commercial & Industrial Equipment | 01/23/1988 |  | 05/11/1988
Waterfurnace International, Inc. | Waterfurnace International, Inc. | ATH057D3 |  | Ground-Water-Source | WBAHP: Heat Pump Packaged Unit | Heat Pump | 230 | 3 |  |  | No Match | No Match |  |  |  | 60000 | 4761 | 12.6 | 9 | 42000 | 4103 | 3 |  | Non Federally-Regulated | 05/10/1998 |  | 10/02/1998
Florida Heat Pump | Energy Miser | HE52CF-4 |  | Water-Source | WBAHP: Heat Pump Packaged Unit | Heat Pump | 460 | 3 |  |  | No Match | No Match |  |  |  | 51000 | 4360 | 11.7 | 9 | 65000 | 4760 | 4 | 3.2 | Non Federally-Regulated | 05/11/1988 |  | 03/15/1989
Waterfurnace International, Inc. | Waterfurnace International, Inc. | CC/CE/CS/CW12*0 |  | Ground-Water-Source | WBAHP: Heat Pump Packaged Unit | Heat Pump | 208 | 1 |  |  | No Match | No Match |  |  |  | 11500 | 787 | 14.6 | 9 | 10000 | 837 | 3.5 |  | Non Federally-Regulated | 11/14/2000 |  | 07/18/2002
Geoflex Systems, Inc. | Geoflex Systems, Inc. | GS1S-V/H/D/M-024WAABP |  | Ground-Source | WBAHP: Heat Pump Packaged Unit | Both Heat Pump and Electric Re | 230 | 1 |  |  | No Match | Single-Speed |  |  |  | 21100 | 1071 | 19.7 | 13.4 | 15100 | 1165 | 3.8 | 3.1 | Non Federally-Regulated | 03/02/2012 |  | 01/09/2014
Enertech Global, LLC | Enertech | HCT060D2 |  | Ground-Water-Source | WBAHP: Heat Pump Packaged Unit | Heat Pump | 208 | 3 |  |  | No Match | Single-Speed | 2388 | 644 | 1 | 68200 | 3031 | 22.5 | 16.2 | 59900 | 3816 | 4.6 | 3.6 | Non Federally-Regulated | 09/03/2012 |  | 12/12/2012
Waterfurnace International, Inc. | American Standard, Inc. | A1GC042***1**0 |  | Ground-Water-Source | WBAHP: Heat Pump Packaged Unit | Heat Pump | 208 | 1 |  |  | No Match | Single-Speed |  |  |  | 45800 | 2082 | 22 | 16.2 | 37000 | 2854 | 3.8 | 3.6 | Non Federally-Regulated | 08/23/2011 |  | 10/24/2014
Enertech Global, LLC | Roth Industries, Inc. | RRT072A | ACD060 | Ground-Source | WBAHP-CB: Heat Pump Split Syst | Heat Pump | 230 | 1 |  |  | No Match | Single-Speed | 3517 | 627 | 1 | 69200 | 4144 | 16.7 | 13.4 | 52200 | 4371 | 3.5 | 3.1 | Non Federally-Regulated | 09/03/2012 |  | 01/09/2014
Waterfurnace International, Inc. | Waterfurnace International, Inc. | CC/CE/CS/CW12*9 |  | Ground-Water-Source | WBAHP: Heat Pump Packaged Unit | Heat Pump | 230 | 1 |  |  | No Match | No Match |  |  |  | 11500 | 787 | 14.6 | 9 | 10000 | 837 | 3.5 |  | Non Federally-Regulated | 11/14/2000 |  | 03/18/2002
Waterfurnace International, Inc. | Rybacki - Hart Enterprises | ZS041**4*1 |  | Ground-Source | WBAHP: Heat Pump Packaged Unit | Heat Pump | 460 | 3 |  |  | No Match | Single-Speed |  |  |  | 41000 | 2485 | 16.5 | 13.4 | 29000 | 2500 | 3.4 | 3.1 | Non Federally-Regulated | 01/24/2011 |  | 04/19/2013
Snyder General Corp. | McQuay | LE090C3 |  | Water-Source | WBAHP-O: Heat Pump Packaged Un | Heat Pump | 208 | 1 |  |  | No Match | No Match |  |  |  | 8700 | 825 | 10.5 | 9 | 10000 | 850 | 3.4 | 3.2 | Non Federally-Regulated | 02/22/1990 |  | 07/31/1991
Trane U.S. Inc. | Trane | EXVE0488 |  | Water-Source | WBAHP: Heat Pump Packaged Unit | Heat Pump | 230 | 3 |  |  | No Match | Single-Speed |  |  |  | 47100 | 2962 | 15.9 | 12 | 54000 | 2986 | 5.3 | 4.2 | Federally-Regulated Commercial & Industrial Equipment | 06/14/2011 |  | 08/15/2014
Waterfurnace International, Inc. | Waterfurnace International, Inc. | NTV036B1 |  | Ground-Water-Source | WBAHP: Heat Pump Packaged Unit | Heat Pump | 230 | 1 |  |  | No Match | No Match |  |  |  | 39000 | 2785 | 14 | 9 | 44500 | 4830 | 2.7 |  | Non Federally-Regulated | 12/14/1998 |  | 10/06/1999
Mammoth | Hydrobank II | K070VHG |  | Water-Source | WBAHP: Heat Pump Packaged Unit | Heat Pump | 575 | 3 |  |  | No Match | No Match |  |  |  | 71800 | 5240 | 13.7 | 9 | 87300 | 5684 | 4.5 | 3.8 | Federally-Regulated Commercial & Industrial Equipment | 05/23/2000 |  | 01/18/2001
Florida Heat Pump | Florida Heat Pump | EM007-1CF/HZ/VT |  | Ground-Water-Source | WBAHP: Heat Pump Packaged Unit | Heat Pump | 208 | 1 |  |  | No Match | No Match |  |  |  | 7900 | 612 | 12.9 | 9 | 6100 | 525 | 3.4 |  | Non Federally-Regulated | 05/29/2001 |  | 07/18/2002
Waterfurnace International, Inc. | Waterfurnace International, Inc. | SXV120A3 |  | Ground-Water-Source | WBAHP: Heat Pump Packaged Unit | Heat Pump | 208 | 3 |  |  | No Match | No Match |  |  |  | 124000 | 9323 | 13.3 | 9 | 95000 | 9280 | 3 |  | Non Federally-Regulated | 12/14/1998 |  | 10/06/1999
Waterfurnace International, Inc. | Waterfurnace International, Inc. | SXV030A1 |  | Water-Source | WBAHP-CB: Heat Pump Split Syst | Heat Pump | 230 | 1 |  |  | No Match | No Match |  |  |  | 31800 | 2338 | 13.6 | 9 | 33400 | 2330 | 4.2 | 3.5 | Non Federally-Regulated | 02/02/1998 |  | 08/21/1998
Waterfurnace International, Inc. | Waterfurnace International, Inc. | P028**1 |  | Water-Source | WBAHP: Heat Pump Packaged Unit | Heat Pump | 230 | 1 |  |  | No Match | No Match |  |  |  | 28100 | 1745 | 16.1 | 10 | 33600 | 2094 | 4.7 |  | Federally-Regulated Commercial & Industrial Equipment | 05/19/2000 |  | 02/17/2011
Bard Manufacturing Company, Inc. | Bard | WPV60D |  | Ground-Water-Source | WBAHP: Heat Pump Packaged Unit | Heat Pump | 208 | 1 |  |  | No Match | No Match |  |  |  | 54000 | 4695 | 11.5 | 9 | 40000 | 4687 | 2.5 |  | Non Federally-Regulated | 07/22/2002 |  | 03/12/2009
Addison Products | Addison Products | WSH034-4AL |  | Water-Source | WBAHP: Heat Pump Packaged Unit | Heat Pump | 460 | 3 |  |  | No Match | No Match |  |  |  | 33500 | 2463 | 13.6 | 10 | 42500 | 2767 | 4.5 |  | Federally-Regulated Commercial & Industrial Equipment | 12/14/1998 |  | 05/19/2000
Enertech Global, LLC | Enertech | H050C | ACD048 | Ground-Source | WBAHP-C: Heat Pump Split Syste | Heat Pump | 230 | 1 |  |  | No Match | Single-Speed |  |  |  | 54300 | 3251 | 16.7 | 13.4 | 43300 | 3848 | 3.3 | 3.1 | Non Federally-Regulated | 06/15/2009 |  | 08/23/2011
Waterfurnace International, Inc. | Waterfurnace International, Inc. | SXV042*3 |  | Ground-Water-Source | WBAHP: Heat Pump Packaged Unit | Heat Pump | 230 | 3 |  |  | No Match | No Match |  |  |  | 44500 | 3201 | 13.9 | 9 | 31800 | 2823 | 3.3 |  | Non Federally-Regulated | 10/06/1999 |  | 05/19/2000
Waterfurnace International, Inc. | Johnson Controls | RJSV/RJSH030**2*1 |  | Ground-Source | WBAHP: Heat Pump Packaged Unit | Heat Pump | 265 | 1 |  |  | No Match | Single-Speed |  |  |  | 29400 | 1342 | 21.9 | 13.4 | 20000 | 1465 | 4 | 3.1 | Non Federally-Regulated | 01/24/2011 |  | 10/24/2014
Waterfurnace International, Inc. | Waterfurnace International, Inc. | SXH030C2 |  | Water-Source | WBAHP: Heat Pump Packaged Unit | Heat Pump | 265 | 1 |  |  | No Match | No Match |  |  |  | 30600 | 2125 | 14.4 | 9.3 | 36600 | 2145 | 5 | 3.8 | Federally-Regulated Commercial & Industrial Equipment | 03/31/1998 |  | 05/10/1998
ClimateMaster Inc. | Climate Master Series | VE/HE 072 |  | Ground-Water-Source | WBAHP: Heat Pump Packaged Unit | Heat Pump | 230 | 1 |  |  | No Match | No Match |  |  |  | 68000 | 6181 | 11 | 9 | 53000 | 5546 | 2.8 |  | Non Federally-Regulated | 10/06/1999 |  | 04/10/2000
ClimateMaster Inc. | Climate Master Series | HS/HL 096 F/H |  | Water-Source | WBAHP: Heat Pump Packaged Unit | Heat Pump | 460 | 3 |  |  | No Match | No Match |  |  |  | 95000 | 8636 | 11 | 10.5 | 114000 | 8792 | 3.8 | 3.8 | Federally-Regulated Commercial & Industrial Equipment | 03/31/1998 |  | 05/10/1998
Waterfurnace International, Inc. | Johnson Controls | NBV/NBH038**0*1 |  | Water-Source | WBAHP: Heat Pump Packaged Unit | Heat Pump | 230 | 1 |  |  | No Match | Single-Speed |  |  |  | 39000 | 2167 | 18 | 12 | 40300 | 2187 | 5.4 | 4.2 | Federally-Regulated Commercial & Industrial Equipment | 09/03/2012 |  | 01/09/2014
Florida Heat Pump | Florida Heat Pump | EP036-1HZ/VT |  | Water-Source | WBAHP: Heat Pump Packaged Unit | Heat Pump | 230 | 1 |  |  | No Match | Single-Speed |  |  |  | 36000 | 2093 | 17.2 | 12 | 41000 | 2146 | 5.6 | 4.2 | Federally-Regulated Commercial & Industrial Equipment | 01/24/2011 |  | 06/14/2011
Florida Heat Pump | Energy Miser | LTH15-2 |  | Ground-Water-Source | WBAHP: Heat Pump Packaged Unit | Heat Pump | 265 | 1 |  |  | No Match | No Match |  |  |  | 14800 | 1345 | 11 | 11 | 16900 | 1500 | 3.3 | 3.4 | Non Federally-Regulated | 07/31/1991 |  | 03/31/1998
Addison Products | Heat Controller | WSH024-1AR |  | Water-Source | WBAHP: Heat Pump Packaged Unit | Heat Pump | 230 | 1 |  |  | No Match | No Match |  |  |  | 24000 | 1714 | 14 | 10 | 30000 | 1831 | 4.8 |  | Federally-Regulated Commercial & Industrial Equipment | 10/05/1999 |  | 04/12/2000
Florida Heat Pump | Florida Heat Pump | GT048-5CS | GT048-5AH/AV | Ground-Water-Source | WBAHP-CB: Heat Pump Split Syst | Heat Pump | 575 | 3 |  |  | No Match | No Match |  |  |  | 47000 | 3671 | 12.8 | 9 | 36000 | 3637 | 2.9 |  | Non Federally-Regulated | 04/10/2000 |  | 05/29/2001
Friedrich Air Conditioning Co. | Climate Master Series | V240-32********** |  | Water-Source | WBAHP: Heat Pump Packaged Unit | Heat Pump | 208 | 3 |  |  | No Match | No Match |  |  |  | 238000 | 23800 | 10 |  | 262000 | 22000 | 3.5 | 2.5 | Non Federally-Regulated | 06/11/1985 |  | 08/29/1986
Florida Heat Pump | Florida Heat Pump | EM042-3CF/HZ/VT |  | Water-Source | WBAHP: Heat Pump Packaged Unit | Heat Pump | 230 | 3 |  |  | No Match | No Match |  |  |  | 42000 | 3181 | 13.2 | 10 | 51000 | 3475 | 4.3 |  | Federally-Regulated Commercial & Industrial Equipment | 04/12/2000 |  | 02/17/2011
ClimateMaster Inc. | Climate Master Series | 80120E |  | Water-Source | WBAHP: Heat Pump Packaged Unit | Heat Pump | 265 | 1 |  |  | No Match | No Match |  |  |  | 19000 | 1750 | 10.9 | 9 | 23200 | 1888 | 3.6 | 3.2 | Federally-Regulated Commercial & Industrial Equipment | 02/11/1988 |  | 05/11/1988
ClimateMaster Inc. | Climate Master Series | HS/HL/VS/VL036G |  | Water-Source | WBAHP: Heat Pump Packaged Unit | Heat Pump | 208 | 1 |  |  | No Match | No Match |  |  |  | 35000 | 3181 | 11 | 10 | 42500 | 3192 | 3.9 |  | Federally-Regulated Commercial & Industrial Equipment | 04/12/2000 |  | 11/14/2000
Singer | Electro-Hydronics | CC400CK |  | Water-Source | WBAHP: Heat Pump Packaged Unit | Heat Pump | 208 | 3 |  |  | No Match | No Match |  |  |  | 40000 | 4350 | 9.2 | 7.5 | 43000 | 4500 | 2.8 | 2.5 | Non Federally-Regulated | 01/05/1982 |  | 05/16/1984
Inter-City Products Corp. | McQuay | LWP15BK |  | Water-Source | WBAHP: Heat Pump Packaged Unit | Heat Pump | 208 | 3 |  |  | No Match | No Match |  |  |  | 178000 | 16950 | 10.5 |  | 227000 | 17600 | 3.8 | 3.8 | Non Federally-Regulated | 07/31/1991 |  | 03/31/1998
Florida Heat Pump | Florida Heat Pump | GT062-1CS | GT062-1AH/AV | Ground-Water-Source | WBAHP-CB: Heat Pump Split Syst | Heat Pump | 230 | 1 |  |  | No Match | No Match |  |  |  | 59500 | 4685 | 12.7 | 9 | 49000 | 4950 | 2.9 |  | Non Federally-Regulated | 07/22/2002 |  | 03/12/2009
Mammoth | Mammoth | D012C |  | Water-Source | WBAHP: Heat Pump Packaged Unit | Heat Pump | 208 | 1 |  |  | No Match | No Match |  |  |  | 12300 | 1300 | 9.5 | 7.5 | 13800 | 1400 | 2.9 | 2.5 | Non Federally-Regulated | 01/05/1982 |  | 05/11/1988
Enertech Global, LLC | Enertech | GSC036 | ACD036 | Ground-Source | WBAHP-C: Heat Pump Split Syste | Heat Pump | 230 | 1 |  |  | No Match | Single-Speed |  |  |  | 37600 | 2199 | 17.1 | 13.4 | 30000 | 2588 | 3.4 | 3.1 | Non Federally-Regulated | 04/30/2009 |  | 03/02/2012
Waterfurnace International, Inc. | Waterfurnace International, Inc. | VLV/VXV048*0 |  | Water-Source | WBAHP: Heat Pump Packaged Unit | Heat Pump | 230 | 1 |  |  | No Match | No Match |  |  |  | 45800 | 3606 | 12.7 | 10 | 57900 | 4039 | 4.2 |  | Federally-Regulated Commercial & Industrial Equipment | 06/20/2003 |  | 02/17/2011
Waterfurnace International, Inc. | Johnson Controls | RJTV/RJTH049**3 |  | Ground-Water-Source | WBAHP: Heat Pump Packaged Unit | Heat Pump | 230 | 3 |  |  | No Match | Dual-Speed |  |  |  | 53200 | 2344 | 22.7 | 16.2 | 47200 | 2943 | 4.7 | 3.6 | Non Federally-Regulated | 01/24/2011 |  | 10/24/2014
ClimateMaster Inc. | Carrier | 50HQA/HQD0/VQA/VQD015 |  | Water-Source | WBAHP: Heat Pump Packaged Unit | Heat Pump | 265 | 1 |  |  | No Match | No Match |  |  |  | 14100 | 1281 | 11 | 9.3 | 18800 | 1377 | 4 | 3.8 | Federally-Regulated Commercial & Industrial Equipment | 03/31/1998 |  | 05/10/1998
Enertech Global, LLC | Enertech | TXT036C |  | Ground-Water-Source | WBAHP: Heat Pump Packaged Unit | Heat Pump | 208 | 1 |  |  | No Match | Single-Speed |  |  |  | 42600 | 1658 | 25.7 | 16.2 | 36000 | 2029 | 5.2 | 3.6 | Non Federally-Regulated | 11/30/2011 |  | 12/12/2012
Command-Aire | Command-Aire | SWP844* |  | Water-Source | WBAHP: Heat Pump Packaged Unit | Heat Pump | 460 | 3 |  |  | No Match | No Match |  |  |  | 95000 | 8120 | 11.7 | 9.2 | 120000 | 8370 | 4.2 | 2.5 | Non Federally-Regulated | 08/29/1986 |  | 01/23/1988
McQuay / Snyder General | Electro-Hydronics | UC550GD |  | Water-Source | WBAHP: Heat Pump Packaged Unit | Heat Pump | 230 | 3 |  |  | No Match | No Match |  |  |  | 55000 | 5670 | 9.7 | 7.5 | 67000 | 5610 | 3.5 | 2.5 | Non Federally-Regulated | 08/29/1986 |  | 05/11/1988
McQuay / Snyder General | Electro-Hydronics | CCH036A*G |  | Water-Source | WBAHP: Heat Pump Packaged Unit | Heat Pump | 230 | 1 |  |  | No Match | No Match |  |  |  | 35000 | 3030 | 11.6 | 9 | 41500 | 3140 | 3.9 | 3.2 | Non Federally-Regulated | 05/11/1988 |  | 03/15/1989
Waterfurnace International, Inc. | Rybacki - Hart Enterprises | ZS023**4*4 |  | Water-Source | WBAHP: Heat Pump Packaged Unit | Heat Pump | 460 | 3 |  |  | No Match | Single-Speed |  |  |  | 23000 | 1533 | 15 | 12 | 26000 | 1621 | 4.7 | 4.2 | Federally-Regulated Commercial & Industrial Equipment | 06/14/2011 |  | 04/19/2013
Enertech Global, LLC | Enertech | HRT048A | ACD060 | Ground-Source | WBAHP-CB: Heat Pump Split Syst | Heat Pump | 230 | 1 |  |  | No Match | Single-Speed |  |  |  | 51700 | 2856 | 18.1 | 13.4 | 37400 | 2811 | 3.9 | 3.1 | Non Federally-Regulated | 09/03/2012 |  | 12/12/2012
Florida Heat Pump | Florida Heat Pump | EM120-5VT |  | Water-Source | WBAHP: Heat Pump Packaged Unit | Heat Pump | 575 | 3 |  |  | No Match | No Match |  |  |  | 123000 | 8601 | 14.3 | 10.5 | 145000 | 8499 | 5 | 3.8 | Federally-Regulated Commercial & Industrial Equipment | 03/31/1998 |  | 05/10/1998
Waterfurnace International, Inc. | Johnson Controls | RJSV/RJSH036**3*0 |  | Ground-Source | WBAHP: Heat Pump Packaged Unit | Heat Pump | 230 | 3 |  |  | No Match | Single-Speed |  |  |  | 34600 | 1765 | 19.6 | 13.4 | 24100 | 1766 | 4 | 3.1 | Non Federally-Regulated | 01/24/2011 |  | 10/24/2014
Addison Products | Comfort-Aire | SWP-2033 |  | Water-Source | WBAHP: Heat Pump Packaged Unit | Heat Pump | 208 | 3 |  |  | No Match | No Match |  |  |  | 240000 | 24700 | 9.7 |  | 336000 | 27900 | 3.5 | 3.8 | Non Federally-Regulated | 07/31/1991 |  | 03/31/1998
Trane U.S. Inc. | Trane | WPHC1206 |  | Water-Source | WBAHP: Heat Pump Packaged Unit | Heat Pump | 208 | 3 |  |  | No Match | No Match |  |  |  | 124026 | 11065 | 11.2 | 10.5 | 149696 | 13774 | 3.2 | 3.8 | Non Federally-Regulated | 07/31/1991 |  | 03/31/1998
Carrier Corp. - Syracuse | Carrier | 50QXH0726 |  | Water-Source | WBAHP: Heat Pump Packaged Unit | Heat Pump | 460 | 3 |  |  | No Match | No Match |  |  |  | 71000 | 6228 | 11.4 | 9.2 | 92000 | 6420 | 4.2 | 2.5 | Non Federally-Regulated | 03/15/1989 |  | 02/22/1990
Mammoth | Mammoth | D010C |  | Water-Source | WBAHP: Heat Pump Packaged Unit | Heat Pump | 230 | 1 |  |  | No Match | No Match |  |  |  | 7600 | 900 | 8.4 | 7.5 | 10200 | 1050 | 2.8 | 2.5 | Non Federally-Regulated | 05/16/1984 |  | 05/11/1988
Singer | Electro-Hydronics | CC80B7 |  | Water-Source | WBAHP: Heat Pump Packaged Unit | Heat Pump | 265 | 1 |  |  | No Match | No Match |  |  |  | 8500 | 1000 | 8.5 | 7.5 | 10500 | 1100 | 2.8 | 2.5 | Non Federally-Regulated | 01/05/1982 |  | 09/08/1982
ClimateMaster Inc. | Carrier Corp. | 50PSH/V006 |  | Water-Source | WBAHP: Heat Pump Packaged Unit | Heat Pump | 208 | 1 |  |  | No Match | Single-Speed |  |  |  | 6300 | 401 | 15.7 | 11.2 | 8000 | 434 | 5.4 | 4.2 | Federally-Regulated Commercial & Industrial Equipment | 10/24/2014 |  | 04/22/2015
Command-Aire | Command-Aire | SWPH137E |  | Water-Source | WBAHP: Heat Pump Packaged Unit | Heat Pump | 265 | 1 |  |  | No Match | No Match |  |  |  | 12200 | 1050 | 11.6 | 7.5 | 16000 | 1143 | 4.1 | 2.5 | Non Federally-Regulated | 06/11/1985 |  | 01/23/1988
ClimateMaster Inc. | Climate Master | TES/P038A | TAC038A | Ground-Source | WBAHP-CB: Heat Pump Split Syst | Heat Pump | 230 | 1 |  |  | No Match | Single-Speed |  |  |  | 38600 | 2064 | 18.7 | 13.4 | 27500 | 1966 | 4.1 | 3.1 | Non Federally-Regulated | 01/09/2014 |  | 06/09/2015
ClimateMaster Inc. | Carrier Corp. | 38WQS036 3 | FK4CNF003 | Ground-Source | WBAHP-CB: Heat Pump Split Syst | Heat Pump | 208 | 1 |  |  | No Match | Single-Speed |  |  |  | 34700 | 2182 | 15.9 | 13.4 | 25900 | 2302 | 3.3 | 3.1 | Non Federally-Regulated | 09/15/2009 |  | 02/17/2011
Waterfurnace International, Inc. | Waterfurnace International, Inc. | E072**1(P) |  | Ground-Water-Source | WBAHP: Heat Pump Packaged Unit | Heat Pump | 208 | 1 |  |  | No Match | No Match |  |  |  | 35000 | 1658 | 21.1 | 9 | 24300 | 1977 | 3.6 |  | Non Federally-Regulated | 07/22/2002 |  | 06/27/2003
Command-Aire | Command-Aire | SWP-217 |  | Water-Source | WBAHP: Heat Pump Packaged Unit | Heat Pump | 265 | 1 |  |  | No Match | No Match |  |  |  | 22000 | 2275 | 9.7 | 9 | 28500 | 2350 | 3.6 | 3.2 | Non Federally-Regulated | 05/11/1988 |  | 03/15/1989
ClimateMaster Inc. | Carrier Corp. | 50YGV/H/D049 |  | Ground-Source | WBAHP: Heat Pump Packaged Unit | Heat Pump | 208 | 1 |  |  | No Match | Single-Speed |  |  |  | 50600 | 2649 | 19.1 | 13.4 | 37000 | 2780 | 3.9 | 3.1 | Non Federally-Regulated | 12/12/2012 |  | 04/22/2015
Waterfurnace International, Inc. | Eagle Mountain | ZS042**0*1 |  | Ground-Water-Source | WBAHP: Heat Pump Packaged Unit | Heat Pump | 230 | 1 |  |  | No Match | Single-Speed |  |  |  | 45800 | 1949 | 23.5 | 16.2 | 37000 | 2522 | 4.3 | 3.6 | Non Federally-Regulated | 01/24/2011 |  | 04/19/2013
Florida Heat Pump | Florida Heat Pump | EM015-1VT |  | Water-Source | WBAHP: Heat Pump Packaged Unit | Heat Pump | 230 | 1 |  |  | No Match | No Match |  |  |  | 14800 | 1275 | 11.6 | 10 | 20000 | 1429 | 4.1 |  | Federally-Regulated Commercial & Industrial Equipment | 02/02/1998 |  | 03/31/1998
Waterfurnace International, Inc. | Eagle Mountain | ZS042**3*1 |  | Ground-Water-Source | WBAHP: Heat Pump Packaged Unit | Heat Pump | 230 | 3 |  |  | No Match | Single-Speed |  |  |  | 45800 | 1949 | 23.5 | 16.2 | 37000 | 2522 | 4.3 | 3.6 | Non Federally-Regulated | 01/24/2011 |  | 04/19/2013
Florida Heat Pump | Florida Heat Pump | EM036-1CF/HZ/VT |  | Water-Source | WBAHP: Heat Pump Packaged Unit | Heat Pump | 230 | 1 |  |  | No Match | No Match |  |  |  | 35000 | 2500 | 14 | 10 | 42000 | 2734 | 4.5 |  | Federally-Regulated Commercial & Industrial Equipment | 04/12/2000 |  | 02/17/2011
Waterfurnace International, Inc. | Geotility Geothermal Installations | ZS024**3*0 |  | Ground-Source | WBAHP: Heat Pump Packaged Unit | Heat Pump | 208 | 3 |  |  | No Match | Single-Speed |  |  |  | 24400 | 1435 | 17 | 13.4 | 17500 | 1465 | 3.5 | 3.1 | Non Federally-Regulated | 01/24/2011 |  | 04/19/2013
Climate Control / Snyder General | Electro-Hydronics | FC610GD |  | Water-Source | WBAHP: Heat Pump Packaged Unit | Heat Pump | 230 | 3 |  |  | No Match | No Match |  |  |  | 61500 | 5850 | 10.5 | 7.5 | 69000 | 5790 | 3.5 | 2.5 | Non Federally-Regulated | 05/16/1984 |  | 06/11/1985
Waterfurnace International, Inc. | Spectra | SXH036A0 |  | Water-Source | WBAHP: Heat Pump Packaged Unit | Heat Pump | 208 | 1 |  |  | No Match | No Match |  |  |  | 36000 | 2647 | 13.6 | 10 | 44500 | 2774 | 4.7 |  | Federally-Regulated Commercial & Industrial Equipment | 06/02/1993 |  | 06/03/1993
Mammoth | Hydrobank II | D016VHB/HHB |  | Water-Source | WBAHP: Heat Pump Packaged Unit | Heat Pump | 208 | 1 |  |  | No Match | No Match |  |  |  | 15800 | 1234 | 12.8 | 10 | 21800 | 1451 | 4.4 |  | Federally-Regulated Commercial & Industrial Equipment | 10/05/1999 |  | 05/23/2000
ClimateMaster Inc. | Carrier Corp. | 50P1H/V030 |  | Water-Source | WBAHP: Heat Pump Packaged Unit | Heat Pump | 230 | 1 |  |  | No Match | Single-Speed |  |  |  | 28100 | 2097 | 13.4 | 12 | 35100 | 2236 | 4.6 | 4.2 | Federally-Regulated Commercial & Industrial Equipment | 10/24/2014 |  | 04/22/2015
ClimateMaster Inc. | Climate Master Series | GSV/GSH048AG |  | Ground-Water-Source | WBAHP: Heat Pump Packaged Unit | Heat Pump | 208 | 1 |  |  | No Match | No Match |  |  |  | 48700 | 3246 | 15 | 9 | 37100 | 3294 | 3.3 |  | Non Federally-Regulated | 07/22/2002 |  | 03/12/2009
Waterfurnace International, Inc. | Geotility Geothermal Installations | ZS060**4*0 |  | Water-Source | WBAHP: Heat Pump Packaged Unit | Heat Pump | 460 | 3 |  |  | No Match | Single-Speed |  |  |  | 58400 | 3973 | 14.7 | 12 | 72500 | 4829 | 4.4 | 4.2 | Federally-Regulated Commercial & Industrial Equipment | 01/24/2011 |  | 04/19/2013
McQuay / Snyder General | Electro-Hydronics | CW230F5 |  | Water-Source | WBAHP: Heat Pump Packaged Unit | Heat Pump | 208 | 1 |  |  | No Match | No Match |  |  |  | 23000 | 2250 | 10.2 | 7.5 | 30000 | 2500 | 3.5 | 2.5 | Non Federally-Regulated | 08/29/1986 |  | 05/11/1988
Waterfurnace International, Inc. | Waterfurnace International, Inc. | ATH034*2 |  | Ground-Water-Source | WBAHP: Heat Pump Packaged Unit | Heat Pump | 265 | 1 |  |  | No Match | No Match |  |  |  | 34400 | 2150 | 16 | 9 | 25000 | 2219 | 3.3 |  | Non Federally-Regulated | 10/06/1999 |  | 05/19/2000
Waterfurnace International, Inc. | Waterfurnace International, Inc. | ATV057D0(P) |  | Water-Source | WBAHP-CB: Heat Pump Split Syst | Heat Pump | 208 | 1 |  |  | No Match | No Match |  |  |  | 34000 | 2060 | 16.5 | 9 | 35400 | 2412 | 4.3 | 3.5 | Non Federally-Regulated | 05/10/1998 |  | 10/02/1998
Enertech Global, LLC | Enertech | TXT048C2 |  | Ground-Water-Source | WBAHP: Heat Pump Packaged Unit | Heat Pump | 208 | 3 |  |  | No Match | Single-Speed |  |  |  | 55100 | 2277 | 24.2 | 16.2 | 48700 | 2973 | 4.8 | 3.6 | Non Federally-Regulated | 03/02/2012 |  | 05/02/2012
Florida Heat Pump | Florida Heat Pump | EM009-1CF |  | Water-Source | WBAHP: Heat Pump Packaged Unit | Heat Pump | 208 | 1 |  |  | No Match | No Match |  |  |  | 9500 | 760 | 12.5 | 9.3 | 13000 | 846 | 4.5 | 3.8 | Federally-Regulated Commercial & Industrial Equipment | 03/31/1998 |  | 05/10/1998
Florida Heat Pump | Florida Heat Pump | EM036-1CS | EM036-1AH/AV | Ground-Water-Source | WBAHP-CB: Heat Pump Split Syst | Heat Pump | 230 | 1 |  |  | No Match | No Match |  |  |  | 36000 | 2553 | 14.1 | 9 | 25000 | 2289 | 3.2 |  | Non Federally-Regulated | 07/22/2002 |  | 03/12/2009
Climate Control / Snyder General | Electro-Hydronics | WM190C3 |  | Water-Source | WBAHP: Heat Pump Packaged Unit | Heat Pump | 230 | 1 |  |  | No Match | No Match |  |  |  | 18200 | 1825 | 10 | 7.5 | 22600 | 2000 | 3.3 | 2.5 | Non Federally-Regulated | 05/16/1984 |  | 08/29/1986
ClimateMaster Inc. | Carrier Corp. | 50PCH/V009 |  | Water-Source | WBAHP: Heat Pump Packaged Unit | Heat Pump | 230 | 1 |  |  | No Match | Single-Speed |  |  |  | 8800 | 657 | 13.4 | 11.2 | 11600 | 809 | 4.2 | 4.2 | Federally-Regulated Commercial & Industrial Equipment | 10/24/2014 |  | 04/22/2015
Snyder General Corp. | American Air Filter | HWW009C*A |  | Water-Source | WBAHP: Heat Pump Packaged Unit | Heat Pump | 115 | 1 |  |  | No Match | No Match |  |  |  | 8800 | 830 | 10.6 | 9.3 | 11400 | 880 | 3.8 | 3.8 | Non Federally-Regulated | 07/31/1991 |  | 03/31/1998
Waterfurnace International, Inc. | Waterfurnace International, Inc. | SXH036B2 |  | Water-Source | WBAHP-CB: Heat Pump Split Syst | Heat Pump | 265 | 1 |  |  | No Match | No Match |  |  |  | 37600 | 2870 | 13.1 | 9 | 40500 | 2967 | 4 | 3.5 | Non Federally-Regulated | 08/21/1998 |  | 10/02/1998
California Heat Pump | California Heat Pump | CHP-36R*-12-** |  | Water-Source | WBAHP: Heat Pump Packaged Unit | Heat Pump | 208 | 1 |  |  | No Match | No Match |  |  |  | 32500 | 3250 | 10 | 7.5 | 37500 | 3350 | 3.3 | 2.5 | Non Federally-Regulated | 01/05/1982 |  | 09/08/1982
Snyder General Corp. | McQuay | LWP27AP |  | Water-Source | WBAHP: Heat Pump Packaged Unit | Heat Pump | 460 | 3 |  |  | No Match | No Match |  |  |  | 295200 | 25350 | 11.6 |  | 348000 | 28300 | 3.6 | 2.5 | Non Federally-Regulated | 02/22/1990 |  | 07/31/1991
McQuay / Snyder General | Electro-Hydronics | VF90G3 |  | Water-Source | WBAHP: Heat Pump Packaged Unit | Heat Pump | 230 | 1 |  |  | No Match | No Match |  |  |  | 9000 | 855 | 10.5 | 7.5 | 11000 | 920 | 3.5 | 2.5 | Non Federally-Regulated | 08/29/1986 |  | 05/11/1988
Addison Products | Addison Products | DWPG030-3B-XL* |  | Ground-Water-Source | WBAHP: Heat Pump Packaged Unit | Heat Pump | 230 | 3 |  |  | No Match | No Match |  |  |  | 28800 | 2133 | 13.5 | 11 | 31400 | 2191 | 4.2 | 3.5 | Non Federally-Regulated | 03/31/1998 |  | 05/10/1998
Carrier Corp. | Carrier | 50QXH0244 |  | Water-Source | WBAHP: Heat Pump Packaged Unit | Heat Pump | 265 | 1 |  |  | No Match | No Match |  |  |  | 25400 | 2112 | 12 | 9 | 30600 | 2360 | 3.8 | 3.2 | Federally-Regulated Commercial & Industrial Equipment | 09/25/1989 |  | 10/10/1989
McQuay International | McQuay | FCV/FCW/VWH/VWW024B-N |  | Water-Source | WBAHP: Heat Pump Packaged Unit | Heat Pump | 265 | 1 |  |  | No Match | No Match |  |  |  | 24400 | 2033 | 12 | 10 | 32000 | 2344 | 4 |  | Federally-Regulated Commercial & Industrial Equipment | 02/02/1998 |  | 03/31/1998
Carrier Corp. | Carrier | 50HQ,VQ0333 |  | Water-Source | WBAHP: Heat Pump Packaged Unit | Heat Pump | 208 | 1 |  |  | No Match | No Match |  |  |  | 33000 | 3837 | 8.6 | 7.5 | 40000 | 4350 | 2.7 | 2.5 | Non Federally-Regulated | 08/30/1983 |  | 05/11/1988
Heat Controller | Heat Controller | DWPG042-1B-XL* |  | Water-Source | WBAHP-CB: Heat Pump Split Syst | Heat Pump | 208 | 1 |  |  | No Match | No Match |  |  |  | 42000 | 2896 | 14.5 | 9 | 46000 | 3209 | 4.2 | 3.5 | Non Federally-Regulated | 02/02/1998 |  | 10/02/1998
Singer | Electro-Hydronics | FC330 D |  | Water-Source | WBAHP: Heat Pump Packaged Unit | Heat Pump | 230 | 3 |  |  | No Match | No Match |  |  |  | 33000 | 3500 | 9.4 | 7.5 | 35400 | 3550 | 2.9 | 2.5 | Non Federally-Regulated | 09/08/1982 |  | 05/16/1984
Geoflex Systems, Inc. | Geoflex Systems, Inc. | GF1T-V/H/D/M-049WADBE |  | Water-Source | WBAHP: Heat Pump Packaged Unit | Both Heat Pump and Electric Re | 460 | 3 |  |  | No Match | Dual-Speed |  |  |  | 48300 | 3057 | 15.8 | 12 | 58600 | 3303 | 5.2 | 4.2 | Federally-Regulated Commercial & Industrial Equipment | 11/30/2011 |  | 04/19/2013
Friedrich Climate Master | Climate Master Series | V160-32********** |  | Water-Source | WBAHP: Heat Pump Packaged Unit | Heat Pump | 230 | 3 |  |  | No Match | No Match |  |  |  | 154000 | 15400 | 10 |  | 160000 | 14200 | 3.3 | 2.5 | Non Federally-Regulated | 08/29/1986 |  | 05/11/1988
Waterfurnace International, Inc. | Johnson Controls | RKV/RKH018**2*0 |  | Ground-Source | WBAHP: Heat Pump Packaged Unit | Heat Pump | 265 | 1 |  |  | No Match | Single-Speed |  |  |  | 18500 | 1028 | 18 | 13.4 | 14700 | 1134 | 3.8 | 3.1 | Non Federally-Regulated | 09/03/2012 |  | 01/09/2014
Climate Control / Snyder General | Electro-Hydronics | LWP15AD |  | Water-Source | WBAHP: Heat Pump Packaged Unit | Heat Pump | 230 | 3 |  |  | No Match | No Match |  |  |  | 178000 | 16950 | 10.5 |  | 227000 | 17600 | 3.8 | 2.5 | Non Federally-Regulated | 06/11/1985 |  | 08/29/1986
Florida Heat Pump | Florida Heat Pump | EM120-3CS | EM120-3AH/AV | Water-Source | WBAH: Heating Only Packaged Un | Heat Pump | 230 | 3 |  |  | No Match | No Match |  |  |  | 121000 | 9166 | 13.2 | 9 | 137000 | 9790 | 4.1 | 3.5 | Non Federally-Regulated | 04/12/2000 |  | 07/18/2002
Waterfurnace International, Inc. | Waterfurnace International, Inc. | VL/VX095T*4 |  | Ground-Water-Source | WBAHP: Heat Pump Packaged Unit | Heat Pump | 460 | 3 |  |  | No Match | No Match |  |  |  | 99000 | 6875 | 14.4 | 9 | 65500 | 6397 | 3 |  | Non Federally-Regulated | 09/21/2000 |  | 07/18/2002
McQuay / Snyder General | Electro-Hydronics | UW350FD |  | Water-Source | WBAHP: Heat Pump Packaged Unit | Heat Pump | 230 | 3 |  |  | No Match | No Match |  |  |  | 35600 | 3360 | 10.6 | 7.5 | 43000 | 3500 | 3.6 | 2.5 | Non Federally-Regulated | 08/29/1986 |  | 05/11/1988
American Air Filter | Enercon | GVW-60 |  | Water-Source | WBAHP: Heat Pump Packaged Unit | Heat Pump | 230 | 1 |  |  | No Match | No Match |  |  |  | 60000 | 5939 | 10.1 | 9 | 74000 | 6377 | 3.4 | 3.2 | Non Federally-Regulated | 02/22/1990 |  | 07/31/1991
American Air Filter | Enercon | GVW-49 |  | Water-Source | WBAHP: Heat Pump Packaged Unit | Heat Pump | 460 | 3 |  |  | No Match | No Match |  |  |  | 48500 | 4708 | 10.3 | 9 | 65000 | 5145 | 3.7 | 3.2 | Non Federally-Regulated | 02/22/1990 |  | 07/31/1991
Addison Products | Heat Controller | WPH64-1JC/1JBC |  | Ground-Water-Source | WBAHP: Heat Pump Packaged Unit | Heat Pump | 230 | 1 |  |  | No Match | No Match |  |  |  | 16300 | 1124 | 14.5 | 9 | 11500 | 1086 | 3.1 |  | Non Federally-Regulated | 10/06/1999 |  | 04/10/2000
Trane U.S. Inc. | Trane | GETE0187 |  | Ground-Source | WBAHP-O: Heat Pump Packaged Un | Heat Pump | 265 | 1 |  |  | No Match | Single-Speed |  |  |  | 18700 | 1308 | 14.3 | 13.4 | 15100 | 1341 | 3.3 | 3.1 | Non Federally-Regulated | 06/14/2011 |  | 01/09/2014
Waterfurnace International, Inc. | Rybacki - Hart Enterprises | YS030**1*4 |  | Ground-Source | WBAHP: Heat Pump Packaged Unit | Heat Pump | 208 | 1 |  |  | No Match | Single-Speed |  |  |  | 29000 | 1585 | 18.3 | 13.4 | 22800 | 1758 | 3.8 | 3.1 | Non Federally-Regulated | 01/24/2011 |  | 04/19/2013
American Air Filter | Enercon | DVW-165 |  | Water-Source | WBAHP: Heat Pump Packaged Unit | Heat Pump | 460 | 3 |  |  | No Match | No Match |  |  |  | 165000 | 13808 | 11.9 |  | 200000 | 15235 | 3.9 |  | Non Federally-Regulated | 05/11/1988 |  | 03/15/1989
ClimateMaster Inc. | Climate Master Series | GSS024AG | GAH24 | Ground-Water-Source | WBAHP-CB: Heat Pump Split Syst | Heat Pump | 208 | 1 |  |  | No Match | No Match |  |  |  | 24500 | 1655 | 14.8 | 9 | 19500 | 1843 | 3.1 |  | Non Federally-Regulated | 04/10/2000 |  | 11/19/2001
Enertech Global, LLC | Enertech | TXT048C3 |  | Ground-Water-Source | WBAHP: Heat Pump Packaged Unit | Heat Pump | 460 | 3 |  |  | No Match | Single-Speed |  |  |  | 55100 | 2277 | 24.2 | 16.2 | 48700 | 2973 | 4.8 | 3.6 | Non Federally-Regulated | 05/02/2012 |  | 12/12/2012
Mammoth | Hydrobank II | F054HLG |  | Ground-Water-Source | WBAHP: Heat Pump Packaged Unit | Heat Pump | 230 | 3 |  |  | No Match | No Match |  |  |  | 52000 | 3714 | 14 | 9 | 41500 | 3684 | 3.3 |  | Non Federally-Regulated | 01/18/2001 |  | 07/18/2002
Florida Heat Pump | Florida Heat Pump | GT010-1VT/HZ/CF |  | Ground-Source | WBAHP: Heat Pump Packaged Unit | Heat Pump | 230 | 1 |  |  | No Match | No Match |  |  |  | 11200 | 695 | 16.1 |  | 8000 | 732 | 3.2 |  | Non Federally-Regulated | 03/31/1998 |  | 05/10/1998
McQuay International | McQuay | WCCH/WCCW-060-F |  | Ground-Water-Source | WBAHP: Heat Pump Packaged Unit | Heat Pump | 230 | 3 |  |  | No Match | No Match |  |  |  | 62400 | 4273 | 14.6 | 9 | 52800 | 5525 | 2.8 |  | Non Federally-Regulated | 11/19/2002 |  | 03/12/2009
Waterfurnace International, Inc. | Waterfurnace International, Inc. | SXH068B1 |  | Water-Source | WBAHP: Heat Pump Packaged Unit | Heat Pump | 230 | 1 |  |  | No Match | No Match |  |  |  | 65000 | 5200 | 12.5 | 9 | 84000 | 5470 | 4.5 | 3.8 | Federally-Regulated Commercial & Industrial Equipment | 02/02/1998 |  | 03/31/1998
Singer | Electro-Hydronics | FV140B5 |  | Water-Source | WBAHP: Heat Pump Packaged Unit | Heat Pump | 208 | 1 |  |  | No Match | No Match |  |  |  | 14000 | 1850 | 7.6 | 7.5 | 18000 | 2050 | 2.6 | 2.5 | Non Federally-Regulated | 01/05/1982 |  | 09/08/1982
Florida Heat Pump | Florida Heat Pump | EM036-3CF |  | Water-Source | WBAHP: Heat Pump Packaged Unit | Heat Pump | 230 | 3 |  |  | No Match | No Match |  |  |  | 35000 | 2500 | 14 | 10 | 42000 | 2735 | 4.5 |  | Federally-Regulated Commercial & Industrial Equipment | 12/14/1998 |  | 10/05/1999
Waterfurnace International, Inc. | Trane Unitary Products Group | T1GC036***1**4 |  | Water-Source | WBAHP: Heat Pump Packaged Unit | Heat Pump | 230 | 1 |  |  | No Match | Single-Speed |  |  |  | 33300 | 2220 | 15 | 12 | 40600 | 2479 | 4.8 | 4.2 | Federally-Regulated Commercial & Industrial Equipment | 08/23/2011 |  | 03/02/2012
Trane U.S. Inc. | Trane | EXVE0483 |  | Ground-Source | WBAHP: Heat Pump Packaged Unit | Heat Pump | 208 | 3 |  |  | No Match | Single-Speed |  |  |  | 48800 | 2711 | 18 | 13.4 | 36700 | 2623 | 4.1 | 3.1 | Non Federally-Regulated | 06/14/2011 |  | 08/15/2014
McQuay International | McQuay | W-CDD/CDE/CMG-1-030-J |  | Ground-Water-Source | WBAHP: Heat Pump Packaged Unit | Heat Pump | 265 | 1 |  |  | No Match | No Match |  |  |  | 31600 | 2194 | 14.4 | 9 | 21500 | 2099 | 3 |  | Non Federally-Regulated | 10/06/1999 |  | 04/10/2000
Econar | Econar | GH231 |  | Water-Source | WBAHP-CB: Heat Pump Split Syst | Heat Pump | 208 | 1 |  |  | No Match | No Match |  |  |  | 26200 | 1858 | 14.1 | 9 | 26400 | 2036 | 3.8 | 3.5 | Non Federally-Regulated | 12/14/1998 |  | 04/12/2000
Waterfurnace International, Inc. | Geotility Geothermal Installations | USV/USH060**3*4 |  | Ground-Source | WBAHP: Heat Pump Packaged Unit | Heat Pump | 208 | 3 |  |  | No Match | Single-Speed |  |  |  | 60900 | 3402 | 17.9 | 13.4 | 47100 | 3834 | 3.6 | 3.1 | Non Federally-Regulated | 03/02/2012 |  | 04/19/2013
Command-Aire | Command-Aire | RWP-1533 |  | Water-Source | WBAHP: Heat Pump Packaged Unit | Heat Pump | 230 | 3 |  |  | No Match | No Match |  |  |  | 172000 | 18400 | 9.3 |  | 225000 | 18300 | 3.6 |  | Non Federally-Regulated | 05/11/1988 |  | 03/15/1989
Waterfurnace International, Inc. | Waterfurnace International, Inc. | SXH030C0 |  | Water-Source | WBAHP: Heat Pump Packaged Unit | Heat Pump | 208 | 1 |  |  | No Match | No Match |  |  |  | 30600 | 2125 | 14.4 | 10 | 36600 | 2145 | 5 |  | Federally-Regulated Commercial & Industrial Equipment | 02/02/1998 |  | 03/31/1998
Waterfurnace International, Inc. | Waterfurnace International, Inc. | ATV016C1 |  | Ground-Water-Source | WBAHP: Heat Pump Packaged Unit | Heat Pump | 208 | 1 |  |  | No Match | No Match |  |  |  | 17100 | 1082 | 15.8 | 9 | 11800 | 987 | 3.5 |  | Non Federally-Regulated | 01/30/1998 |  | 10/02/1998
Addison Products | Addison Products | HGY030-4A |  | Water-Source | WBAHP-CB: Heat Pump Split Syst | Heat Pump | 460 | 3 |  |  | No Match | No Match |  |  |  | 34900 | 2510 | 13.9 | 9 | 42300 | 3541 | 3.5 | 3.5 | Non Federally-Regulated | 07/22/2002 |  | 03/12/2009
Waterfurnace International, Inc. | Waterfurnace International, Inc. | SXH036B0 |  | Ground-Water-Source | WBAHP: Heat Pump Packaged Unit | Heat Pump | 208 | 1 |  |  | No Match | No Match |  |  |  | 36400 | 2676 | 13.6 | 9 | 26000 | 2381 | 3.2 |  | Non Federally-Regulated | 12/14/1998 |  | 10/06/1999
Heat Controller | Heat Controller | HWPG020-1B** |  | Water-Source | WBAHP-CB: Heat Pump Split Syst | Heat Pump | 208 | 1 |  |  | No Match | No Match |  |  |  | 19000 | 1407 | 13.5 | 9 | 20400 | 1494 | 4 | 3.5 | Non Federally-Regulated | 02/02/1998 |  | 10/02/1998
Addison Products | Addison Products | HPY012-0A |  | Water-Source | WBAHP-CB: Heat Pump Split Syst | Heat Pump | 115 | 1 |  |  | No Match | No Match |  |  |  | 11900 | 991 | 12 | 9 | 13500 | 1069 | 3.7 | 3.5 | Non Federally-Regulated | 07/22/2002 |  | 03/12/2009
Enertech Global, LLC | Enertech | TCT036C |  | Ground-Water-Source | WBAHP: Heat Pump Packaged Unit | Heat Pump | 230 | 1 |  |  | No Match | Single-Speed |  |  |  | 41800 | 1720 | 24.3 | 16.2 | 35900 | 2023 | 5.2 | 3.6 | Non Federally-Regulated | 05/02/2012 |  | 12/12/2012
Addison Products | Addison Products | VGY060-1A |  | Water-Source | WBAHP-CB: Heat Pump Split Syst | Heat Pump | 208 | 1 |  |  | No Match | No Match |  |  |  | 68000 | 5354 | 12.7 | 9 | 77200 | 6113 | 3.7 | 3.5 | Non Federally-Regulated | 07/22/2002 |  | 03/12/2009
Florida Heat Pump | Florida Heat Pump | EM048-3CS | EM048-1AH/AV | Water-Source | WBAH: Heating Only Packaged Un | Heat Pump | 230 | 3 |  |  | No Match | No Match |  |  |  | 51000 | 4434 | 11.5 | 9 | 57000 | 4771 | 3.5 | 3.5 | Non Federally-Regulated | 07/22/2002 |  | 03/12/2009
Waterfurnace International, Inc. | Waterfurnace International, Inc. | SXV019*1 |  | Ground-Water-Source | WBAHP: Heat Pump Packaged Unit | Heat Pump | 230 | 1 |  |  | No Match | No Match |  |  |  | 19200 | 1371 | 14 | 9 | 15100 | 1301 | 3.4 |  | Non Federally-Regulated | 10/06/1999 |  | 05/19/2000
Mammoth | Hydrobank II | F043HHK |  | Water-Source | WBAHP: Heat Pump Packaged Unit | Heat Pump | 208 | 3 |  |  | No Match | No Match |  |  |  | 41000 | 3660 | 11.2 | 10 | 51000 | 3831 | 3.9 |  | Federally-Regulated Commercial & Industrial Equipment | 06/27/2003 |  | 03/12/2009
Waterfurnace International, Inc. | Waterfurnace International, Inc. | SXH013B0 |  | Water-Source | WBAHP: Heat Pump Packaged Unit | Heat Pump | 230 | 1 |  |  | No Match | No Match |  |  |  | 12700 | 858 | 14.8 | 10 | 15100 | 921 | 4.8 |  | Federally-Regulated Commercial & Industrial Equipment | 08/21/1998 |  | 10/02/1998
ClimateMaster Inc. | Carrier Corp. | 50YDS038 | FE4***005 | Ground-Water-Source | WBAHP-CB: Heat Pump Split Syst | Heat Pump | 208 | 1 |  |  | No Match | Single-Speed |  |  |  | 40100 | 1874 | 21.4 | 16.2 | 35900 | 2338 | 4.5 | 3.6 | Non Federally-Regulated | 01/24/2011 |  | 08/23/2011
Florida Heat Pump | Florida Heat Pump | EM024-1CS | EM024-1AV | Water-Source | WBAHP-C: Heat Pump Split Syste | Heat Pump | 230 | 1 |  |  | No Match | No Match |  |  |  | 23600 | 1710 | 13.8 | 10 | 29500 | 1839 | 4.7 |  | Federally-Regulated Commercial & Industrial Equipment | 02/02/1998 |  | 03/31/1998
Waterfurnace International, Inc. | Waterfurnace International, Inc. | SXV030B3 |  | Water-Source | WBAHP: Heat Pump Packaged Unit | Heat Pump | 230 | 3 |  |  | No Match | No Match |  |  |  | 30600 | 2125 | 14.4 | 10 | 36600 | 2145 | 5 |  | Federally-Regulated Commercial & Industrial Equipment | 08/21/1998 |  | 10/02/1998
Waterfurnace International, Inc. | WFI Industries, Ltd. | VLV/VXV024*2 |  | Ground-Water-Source | WBAHP: Heat Pump Packaged Unit | Heat Pump | 265 | 1 |  |  | No Match | No Match |  |  |  | 25300 | 1794 | 14.1 | 9 | 16900 | 1707 | 2.9 |  | Non Federally-Regulated | 06/20/2003 |  | 03/12/2009
ClimateMaster Inc. | Carrier Corp. | 50P1H/V009 |  | Water-Source | WBAHP: Heat Pump Packaged Unit | Heat Pump | 208 | 1 |  |  | No Match | Single-Speed |  |  |  | 8800 | 657 | 13.4 | 11.2 | 11600 | 809 | 4.2 | 4.2 | Federally-Regulated Commercial & Industrial Equipment | 10/24/2014 |  | 04/22/2015
Florida Heat Pump | Florida Heat Pump | SV070-4CS*-*****A | SV070-4AV/AH*-***T*A | Water-Source | WBAHP-CB: Heat Pump Split Syst | Heat Pump | 460 | 3 |  |  | No Match | Single-Speed |  |  |  | 62100 | 4566 | 13.6 | 12 | 70400 | 4798 | 4.3 | 4.2 | Federally-Regulated Commercial & Industrial Equipment | 10/24/2014 |  | 04/01/2015
Snyder General Corp. | McQuay | WE075C5 |  | Water-Source | WBAHP-O: Heat Pump Packaged Un | Heat Pump | 208 | 1 |  |  | No Match | No Match |  |  |  | 6900 | 645 | 10.7 | 9 | 9400 | 725 | 3.8 | 3.2 | Non Federally-Regulated | 02/22/1990 |  | 07/31/1991
Florida Heat Pump | Florida Heat Pump | EM036-4VT |  | Water-Source | WBAHP: Heat Pump Packaged Unit | Heat Pump | 460 | 3 |  |  | No Match | No Match |  |  |  | 35000 | 2500 | 14 | 9.3 | 42000 | 2735 | 4.5 | 3.8 | Federally-Regulated Commercial & Industrial Equipment | 03/31/1998 |  | 05/10/1998
McQuay International | McQuay | CCW030E-T |  | Ground-Water-Source | WBAHP: Heat Pump Packaged Unit | Heat Pump | 460 | 3 |  |  | No Match | No Match |  |  |  | 31600 | 2194 | 14.4 | 9 | 21500 | 2099 | 3 |  | Non Federally-Regulated | 10/06/1999 |  | 04/10/2000
Geoflex Systems, Inc. | Geoflex Systems, Inc. | GS1S-V/H/D/M-024WAABP |  | Water-Source | WBAHP: Heat Pump Packaged Unit | Both Heat Pump and Electric Re | 230 | 1 |  |  | No Match | Single-Speed |  |  |  | 20300 | 1173 | 17.3 | 12 | 24600 | 1243 | 5.8 | 4.2 | Federally-Regulated Commercial & Industrial Equipment | 11/30/2011 |  | 03/02/2012
Florida Heat Pump | Florida Heat Pump | GT042-1VT/HZ/CF |  | Water-Source | WBAHP-CB: Heat Pump Split Syst | Heat Pump | 208 | 1 |  |  | No Match | No Match |  |  |  | 45000 | 3435 | 13.1 | 9 | 50000 | 3488 | 4.2 | 3.5 | Non Federally-Regulated | 02/02/1998 |  | 10/02/1998
Waterfurnace International, Inc. | Geotility Geothermal Installations | ZS015**0*1 |  | Ground-Water-Source | WBAHP: Heat Pump Packaged Unit | Heat Pump | 230 | 1 |  |  | No Match | Single-Speed |  |  |  | 16000 | 658 | 24.3 | 16.2 | 15000 | 999 | 4.4 | 3.6 | Non Federally-Regulated | 01/24/2011 |  | 04/19/2013
ClimateMaster Inc. | Carrier Corp. | 50P1H/V006 |  | Ground-Source | WBAHP: Heat Pump Packaged Unit | Heat Pump | 230 | 1 |  |  | No Match | Single-Speed |  |  |  | 6200 | 403 | 15.4 | 13.4 | 4900 | 422 | 3.4 | 3.1 | Non Federally-Regulated | 10/24/2014 |  | 04/22/2015
ClimateMaster Inc. | Climate Master | PDW60 | FK4CNF006 | Ground-Water-Source | WBAHP-CB: Heat Pump Split Syst | Heat Pump | 230 | 1 |  |  | No Match | Single-Speed |  |  |  | 57800 | 3360 | 17.2 | 16.2 | 57100 | 4526 | 3.7 | 3.6 | Non Federally-Regulated | 09/15/2009 |  | 02/17/2011
Innovative Air Systems | E-Series | SE35H/CUV |  | Ground-Source | WBAHP: Heat Pump Packaged Unit | Heat Pump | 460 | 3 |  |  | No Match | No Match |  |  |  | 41328 | 2956 | 14 |  | 52906 | 2956 | 5.2 |  | Non Federally-Regulated | 03/31/1998 |  | 05/10/1998
Waterfurnace International, Inc. | Waterfurnace International, Inc. | SXV048B3 |  | Ground-Source | WBAHP: Heat Pump Packaged Unit | Heat Pump | 230 | 3 |  |  | No Match | No Match |  |  |  | 51500 | 3843 | 13.4 |  | 36000 | 3403 | 3.1 |  | Non Federally-Regulated | 03/31/1998 |  | 05/10/1998
Bard Manufacturing Company, Inc. | Bard | WPV60C |  | Ground-Water-Source | WBAHP: Heat Pump Packaged Unit | Heat Pump | 208 | 1 |  |  | No Match | No Match |  |  |  | 54000 | 4695 | 11.5 | 9 | 40000 | 4689 | 2.5 |  | Non Federally-Regulated | 12/14/1998 |  | 05/23/2001
Waterfurnace International, Inc. | Waterfurnace International, Inc. | ATV070*1 |  | Ground-Water-Source | WBAHP: Heat Pump Packaged Unit | Heat Pump | 230 | 1 |  |  | No Match | No Match |  |  |  | 71000 | 6698 | 10.6 | 9 | 52000 | 5441 | 2.8 |  | Non Federally-Regulated | 10/06/1999 |  | 05/19/2000
Florida Heat Pump | Bosch | ES024-3CF/HZ/VT |  | Ground-Source | WBAHP: Heat Pump Packaged Unit | Heat Pump | 230 | 3 |  |  |  | Single-Speed |  |  |  | 27000 | 1698 | 15.9 | 13.4 | 20500 | 1767 | 3.4 | 3.1 | Non Federally-Regulated | 04/22/2015 |  | 05/01/2015
Florida Heat Pump | Florida Heat Pump | EM072-4HZ/VT |  | Water-Source | WBAHP: Heat Pump Packaged Unit | Heat Pump | 460 | 3 |  |  | No Match | No Match |  |  |  | 71000 | 5107 | 13.9 | 9 | 76000 | 4840 | 4.6 | 3.8 | Federally-Regulated Commercial & Industrial Equipment | 04/12/2000 |  | 02/17/2011
Mammoth | Geox | ZD030VHA |  | Water-Source | WBAHP: Heat Pump Packaged Unit | Heat Pump | 208 | 1 |  |  | No Match | No Match |  |  |  | 30800 | 2678 | 11.5 | 9 | 38000 | 2930 | 3.8 | 3.2 | Federally-Regulated Commercial & Industrial Equipment | 12/21/1990 |  | 07/27/1992
Singer | Electro-Hydronics | CC400D3 |  | Water-Source | WBAHP: Heat Pump Packaged Unit | Heat Pump | 230 | 1 |  |  | No Match | No Match |  |  |  | 40000 | 4350 | 9.2 | 7.5 | 4300 | 4500 | 2.8 | 2.5 | Non Federally-Regulated | 09/08/1982 |  | 08/30/1983
Waterfurnace International, Inc. | Waterfurnace International, Inc. | NDZ049A3 | NRAC048* | Ground-Source | WBAHP-CB: Heat Pump Split Syst | Heat Pump | 230 | 3 |  |  | No Match | Dual-Speed |  |  |  | 47700 | 2963 | 16.1 | 13.4 | 37000 | 2854 | 3.8 | 3.1 | Non Federally-Regulated | 08/23/2011 |  | 10/24/2014
Trane U.S. Inc. | Trane | GSHC0181A |  | Ground-Water-Source | WBAHP: Heat Pump Packaged Unit | Heat Pump | 208 | 1 |  |  | No Match | No Match |  |  |  | 20400 | 1333 | 15.3 | 9 | 15200 | 1535 | 2.9 |  | Non Federally-Regulated | 07/22/2002 |  | 03/12/2009
Mammoth | Hydrobank II | D036HHA-CR1,VHA-CR1 |  | Water-Source | WBAHP: Heat Pump Packaged Unit | Heat Pump | 208 | 1 |  |  | No Match | No Match |  |  |  | 36200 | 2967 | 12.2 | 9.3 | 47500 | 3314 | 4.2 | 3.8 | Non Federally-Regulated | 07/31/1991 |  | 03/31/1998
Florida Heat Pump | Geomaster, LLC | EC024-3CS | EC024-1AH/AV | Ground-Source | WBAHP-CB: Heat Pump Split Syst | Heat Pump | 230 | 3 |  |  | No Match | Single-Speed |  |  |  | 26000 | 1745 | 14.9 | 13.4 | 17500 | 1555 | 3.3 | 3.1 | Non Federally-Regulated | 04/30/2009 |  | 04/20/2015
Waterfurnace International, Inc. | Eagle Mountain | GTS072A1 | GRAC060* | Ground-Source | WBAHP-CB: Heat Pump Split Syst | Heat Pump | 208 | 1 |  |  | No Match | Dual-Speed |  |  |  | 62700 | 4180 | 15 | 13.4 | 50300 | 4336 | 3.4 | 3.1 | Non Federally-Regulated | 01/24/2011 |  | 04/19/2013
Mammoth | Mammoth | F124H |  | Water-Source | WBAHP: Heat Pump Packaged Unit | Heat Pump | 208 | 3 |  |  | No Match | No Match |  |  |  | 111000 | 12750 | 8.7 | 7.5 | 134000 | 13500 | 2.9 | 2.2 | Non Federally-Regulated | 09/08/1982 |  | 05/16/1984
Snyder General Corp. | American Air Filter | CCW-06 |  | Water-Source | WBAHP-O: Heat Pump Packaged Un | Heat Pump | 208 | 1 |  |  | No Match | No Match |  |  |  | 6700 | 649 | 10.3 | 9 | 8100 | 675 | 3.5 | 3.2 | Federally-Regulated Commercial & Industrial Equipment | 02/04/1988 |  | 07/27/1992
Trane U.S. Inc. | Trane | GEHB024 |  | Ground-Water-Source | WBAHP: Heat Pump Packaged Unit | Heat Pump | 208 | 1 |  |  | No Match | No Match |  |  |  | 26000 | 1884 | 13.8 | 9 | 17800 | 1604 | 3.3 |  | Non Federally-Regulated | 07/22/2002 |  | 03/12/2009
Waterfurnace International, Inc. | Geotility Geothermal Installations | ZS024**2*4 |  | Water-Source | WBAHP: Heat Pump Packaged Unit | Heat Pump | 265 | 1 |  |  | No Match | Single-Speed |  |  |  | 23900 | 1583 | 15.1 | 12 | 27000 | 1583 | 5 | 4.2 | Federally-Regulated Commercial & Industrial Equipment | 06/14/2011 |  | 04/19/2013
Addison Products | Comfort-Aire | SWP-1833 |  | Water-Source | WBAHP: Heat Pump Packaged Unit | Heat Pump | 208 | 3 |  |  | No Match | No Match |  |  |  | 206000 | 22700 | 9.1 |  | 286000 | 23100 | 3.6 | 3.8 | Non Federally-Regulated | 07/31/1991 |  | 03/31/1998
Florida Heat Pump | Geomaster, LLC | EC030-3CS | EC030-1AH/AV | Ground-Water-Source | WBAHP-CB: Heat Pump Split Syst | Heat Pump | 208 | 3 |  |  | No Match | Single-Speed |  |  |  | 32300 | 1775 | 18.2 | 16.2 | 27800 | 1775 | 3.8 | 3.6 | Non Federally-Regulated | 04/30/2009 |  | 04/20/2015
Waterfurnace International, Inc. | Waterfurnace International, Inc. | NSV/NSH036F1*0 |  | Ground-Source | WBAHP: Heat Pump Packaged Unit | Heat Pump | 208 | 1 |  |  | No Match | Single-Speed |  |  |  | 34600 | 1765 | 19.6 | 13.4 | 24100 | 1766 | 4 | 3.1 | Non Federally-Regulated | 05/02/2012 |  | 09/03/2012
Waterfurnace International, Inc. | Waterfurnace International, Inc. | SXH010C2 |  | Water-Source | WBAHP: Heat Pump Packaged Unit | Heat Pump | 265 | 1 |  |  | No Match | No Match |  |  |  | 9800 | 653 | 15 | 10 | 12600 | 710 | 5.2 |  | Federally-Regulated Commercial & Industrial Equipment | 12/14/1998 |  | 10/05/1999
Florida Heat Pump | Energy Miser | HEH34-1 |  | Water-Source | WBAHP: Heat Pump Packaged Unit | Heat Pump | 208 | 1 |  |  | No Match | No Match |  |  |  | 34000 | 2835 | 12 | 9.3 | 44000 | 3145 | 4.1 | 3.8 | Non Federally-Regulated | 07/31/1991 |  | 03/31/1998
Florida Heat Pump | Florida Heat Pump | CW018-1 |  | Ground-Water-Source | WBAHP: Heat Pump Packaged Unit | Heat Pump | 230 | 1 |  |  | No Match | No Match |  |  |  | 17400 | 1234 | 14.1 | 9 | 11000 | 1074 | 3 |  | Non Federally-Regulated | 07/22/2002 |  | 03/12/2009
American Air Filter | Enercon | BCW 09 |  | Water-Source | WBAHP: Heat Pump Packaged Unit | Heat Pump | 208 | 1 |  |  | No Match | No Match |  |  |  | 8400 | 820 | 9.9 | 7.5 | 8800 | 780 | 3.3 | 2.5 | Non Federally-Regulated | 08/30/1983 |  | 05/16/1984
ClimateMaster Inc. | Climate Master Series | V113-12 |  | Water-Source | WBAHP: Heat Pump Packaged Unit | Heat Pump | 208 | 1 |  |  | No Match | No Match |  |  |  | 113000 | 10462 | 10.8 | 10.5 | 130000 | 10026 | 3.8 | 3.8 | Federally-Regulated Commercial & Industrial Equipment | 03/31/1998 |  | 05/10/1998
Waterfurnace International, Inc. | Geotility Geothermal Installations | ZS042**0*0 |  | Water-Source | WBAHP: Heat Pump Packaged Unit | Heat Pump | 208 | 1 |  |  | No Match | Single-Speed |  |  |  | 40800 | 2814 | 14.5 | 12 | 45400 | 2957 | 4.5 | 4.2 | Federally-Regulated Commercial & Industrial Equipment | 01/24/2011 |  | 04/19/2013
McQuay / Snyder General | Electro-Hydronics | UC610FP |  | Water-Source | WBAHP: Heat Pump Packaged Unit | Heat Pump | 460 | 3 |  |  | No Match | No Match |  |  |  | 61500 | 5850 | 10.5 | 7.5 | 77000 | 5785 | 3.9 | 2.5 | Non Federally-Regulated | 08/29/1986 |  | 05/11/1988
American Air Filter | Enercon | EHW-39 |  | Water-Source | WBAHP: Heat Pump Packaged Unit | Heat Pump | 200 | 3 |  |  | No Match | No Match |  |  |  | 39500 | 3591 | 11 | 9 | 46000 | 3846 | 3.5 | 3.2 | Non Federally-Regulated | 02/22/1990 |  | 07/31/1991
Waterfurnace International, Inc. | Johnson Controls | RKV/RKH042**0*1 |  | Water-Source | WBAHP: Heat Pump Packaged Unit | Heat Pump | 208 | 1 |  |  | No Match | Single-Speed |  |  |  | 40100 | 2416 | 16.6 | 12 | 42800 | 2460 | 5.1 | 4.2 | Federally-Regulated Commercial & Industrial Equipment | 09/03/2012 |  | 01/09/2014
Florida Heat Pump | Energy Miser | HLTV40-3 |  | Water-Source | WBAH-O: Heating Only Packaged | Heat Pump | 208 | 3 |  |  | No Match | No Match |  |  |  | 0 | 0 | 0 | 9 | 49000 | 4100 | 3.5 |  | Non Federally-Regulated | 03/07/1989 |  | 07/28/1992
Waterfurnace International, Inc. | WFI Industries, Ltd. | ZS036**3*4 |  | Ground-Source | WBAHP: Heat Pump Packaged Unit | Heat Pump | 208 | 3 |  |  | No Match | Single-Speed |  |  |  | 34500 | 1994 | 17.3 | 13.4 | 26000 | 2177 | 3.5 | 3.1 | Non Federally-Regulated | 06/14/2011 |  | 03/02/2012
Waterfurnace International, Inc. | Waterfurnace International, Inc. | SXS019* | SBC024* | Ground-Water-Source | WBAHP-CB: Heat Pump Split Syst | Heat Pump | 208 | 1 |  |  | No Match | No Match |  |  |  | 18100 | 1330 | 13.6 | 9 | 14400 | 1318 | 3.2 |  | Non Federally-Regulated | 10/06/1999 |  | 05/19/2000
McQuay International | McQuay | W-CDD/CDE/CMG-1-030-F |  | Ground-Water-Source | WBAHP: Heat Pump Packaged Unit | Heat Pump | 230 | 3 |  |  | No Match | No Match |  |  |  | 31600 | 2194 | 14.4 | 9 | 21500 | 2099 | 3 |  | Non Federally-Regulated | 10/06/1999 |  | 04/10/2000
ClimateMaster Inc. | Climate Master Series | 814-019-G******** |  | Water-Source | WBAHP: Heat Pump Packaged Unit | Heat Pump | 208 | 1 |  |  | No Match | No Match |  |  |  | 18500 | 1762 | 10.5 | 9 | 22000 | 1742 | 3.7 | 3.2 | Non Federally-Regulated | 05/11/1988 |  | 03/15/1989
Waterfurnace International, Inc. | Eagle Mountain | ZS036**0*1 |  | Water-Source | WBAHP: Heat Pump Packaged Unit | Heat Pump | 230 | 1 |  |  | No Match | Single-Speed |  |  |  | 33300 | 2220 | 15 | 12 | 40600 | 2479 | 4.8 | 4.2 | Federally-Regulated Commercial & Industrial Equipment | 03/02/2012 |  | 04/19/2013
Waterfurnace International, Inc. | Waterfurnace International, Inc. | ATH045*0(P) |  | Ground-Water-Source | WBAHP: Heat Pump Packaged Unit | Heat Pump | 230 | 1 |  |  | No Match | No Match |  |  |  | 27800 | 1323 | 21 | 9 | 19600 | 1472 | 3.9 |  | Non Federally-Regulated | 11/17/1999 |  | 05/19/2000
Enertech Global, LLC | Enertech | GXT048C |  | Ground-Source | WBAHP: Heat Pump Packaged Unit | Heat Pump | 208 | 1 |  |  | No Match | Single-Speed |  |  |  | 49900 | 2697 | 18.5 | 13.4 | 39500 | 2756 | 4.2 | 3.1 | Non Federally-Regulated | 05/08/2012 |  | 12/12/2012
Waterfurnace International, Inc. | Waterfurnace International, Inc. | CX*012*2 |  | Water-Source | WBAHP-O: Heat Pump Packaged Un | Heat Pump | 265 | 1 |  |  | No Match | No Match |  |  |  | 11200 | 777 | 14.4 | 10 | 14900 | 928 | 4.7 |  | Federally-Regulated Commercial & Industrial Equipment | 04/12/2000 |  | 11/14/2000
McQuay / Snyder General | Electro-Hydronics | FC550FK |  | Water-Source | WBAHP: Heat Pump Packaged Unit | Heat Pump | 208 | 3 |  |  | No Match | No Match |  |  |  | 55000 | 5670 | 9.7 | 7.5 | 67000 | 5610 | 3.5 | 2.5 | Non Federally-Regulated | 08/29/1986 |  | 05/11/1988
Waterfurnace International, Inc. | Waterfurnace International, Inc. | SXV042B0 |  | Ground-Water-Source | WBAHP: Heat Pump Packaged Unit | Heat Pump | 208 | 1 |  |  | No Match | No Match |  |  |  | 44000 | 3358 | 13.1 | 11 | 46000 | 3370 | 4 | 3.5 | Non Federally-Regulated | 03/31/1998 |  | 05/10/1998
Waterfurnace International, Inc. | Waterfurnace International, Inc. | SXH042*5 |  | Ground-Water-Source | WBAHP: Heat Pump Packaged Unit | Heat Pump | 575 | 3 |  |  | No Match | No Match |  |  |  | 44500 | 3201 | 13.9 | 9 | 31800 | 2823 | 3.3 |  | Non Federally-Regulated | 10/06/1999 |  | 04/10/2000
ClimateMaster Inc. | Carrier Corp. | 50PEC15 |  | Ground-Water-Source | WBAHP-O: Heat Pump Packaged Un | Heat Pump | 208 | 1 |  |  | No Match | Single-Speed |  |  |  | 16600 | 779 | 21.3 | 16.2 | 14800 | 1009 | 4.3 | 3.6 | Non Federally-Regulated | 10/24/2014 |  | 04/22/2015
McQuay International | McQuay | W-FDL/FDS/FMS-1-060-F |  | Water-Source | WBAHP: Heat Pump Packaged Unit | Heat Pump | 208 | 3 |  |  | No Match | No Match |  |  |  | 58000 | 5321 | 10.9 | 10 | 78000 | 5859 | 3.9 |  | Federally-Regulated Commercial & Industrial Equipment | 09/21/2000 |  | 03/12/2009
Mammoth | Geox | ZD052HSC |  | Water-Source | WBAHP: Heat Pump Packaged Unit | Heat Pump | 230 | 1 |  |  | No Match | No Match |  |  |  | 52500 | 4730 | 11.1 | 7.5 | 62000 | 4901 | 3.7 | 2.5 | Non Federally-Regulated | 06/11/1985 |  | 05/11/1988
ClimateMaster Inc. | Climate Master Series | GRV/GRH036AH |  | Ground-Water-Source | WBAHP: Heat Pump Packaged Unit | Heat Pump | 208 | 3 |  |  | No Match | No Match |  |  |  | 34300 | 2578 | 13.3 | 9 | 26300 | 2408 | 3.2 |  | Non Federally-Regulated | 04/10/2000 |  | 07/18/2002
Carrier Corp. | Carrier | 50HQ,VQ0224 |  | Water-Source | WBAHP: Heat Pump Packaged Unit | Heat Pump | 277 | 1 |  |  | No Match | No Match |  |  |  | 21000 | 2250 | 9.3 | 9 | 24000 | 2350 | 3 | 3.2 | Non Federally-Regulated | 05/11/1988 |  | 03/15/1989
Command-Aire | Command-Aire | GSUF0301B |  | Ground-Water-Source | WBAHP: Heat Pump Packaged Unit | Heat Pump | 208 | 1 |  |  | No Match | No Match |  |  |  | 30200 | 1766 | 17.1 | 9 | 22000 | 2079 | 3.1 |  | Non Federally-Regulated | 08/07/1998 |  | 10/02/1998
McQuay / Snyder General | Electro-Hydronics | WE150B7 |  | Water-Source | WBAHP: Heat Pump Packaged Unit | Heat Pump | 265 | 1 |  |  | No Match | No Match |  |  |  | 14700 | 1875 | 7.8 | 7.5 | 19000 | 1900 | 2.9 | 2.5 | Non Federally-Regulated | 08/29/1986 |  | 05/11/1988
Waterfurnace International, Inc. | Eagle Mountain | QT072**1 |  | Ground-Source | WBAHP: Heat Pump Packaged Unit | Heat Pump | 208 | 1 |  |  | No Match | Dual-Speed | 4250 | 450 | 1 | 69100 | 4701 | 14.7 | 13.4 | 49100 | 3997 | 3.6 | 3.1 | Non Federally-Regulated | 01/10/2012 |  | 04/19/2013
Waterfurnace International, Inc. | American Standard, Inc. | A1GC060***1**4 |  | Water-Source | WBAHP: Heat Pump Packaged Unit | Heat Pump | 230 | 1 |  |  | No Match | Single-Speed |  |  |  | 58400 | 3817 | 15.3 | 12 | 72500 | 4521 | 4.7 | 4.2 | Federally-Regulated Commercial & Industrial Equipment | 03/02/2012 |  | 10/24/2014
Florida Heat Pump | Florida Heat Pump | EM060-1VT/HZ/CF |  | Water-Source | WBAHP: Heat Pump Packaged Unit | Heat Pump | 230 | 1 |  |  | No Match | No Match |  |  |  | 60000 | 4615 | 13 | 10 | 80000 | 5327 | 4.4 |  | Federally-Regulated Commercial & Industrial Equipment | 10/05/1999 |  | 04/12/2000
Geoflex Systems, Inc. | Geoflex Systems, Inc. | GF1T-V/H/D/M-049WAABE |  | Water-Source | WBAHP: Heat Pump Packaged Unit | Both Heat Pump and Electric Re | 208 | 1 |  |  | No Match | Dual-Speed |  |  |  | 48300 | 3057 | 15.8 | 12 | 58600 | 3303 | 5.2 | 4.2 | Federally-Regulated Commercial & Industrial Equipment | 11/30/2011 |  | 01/09/2014
Command-Aire | Command-Aire | RUWP-603 |  | Water-Source | WBAHP: Heat Pump Packaged Unit | Heat Pump | 230 | 3 |  |  | No Match | No Match |  |  |  | 73900 | 7590 | 9.7 | 9.2 | 94300 | 7500 | 3.7 |  | Non Federally-Regulated | 05/11/1988 |  | 03/15/1989
Waterfurnace International, Inc. | Extended Range | WXH/WXV041A*4*** |  | Ground-Water-Source | WBAHP: Heat Pump Packaged Unit | Heat Pump | 460 | 3 |  |  | No Match | No Match |  |  |  | 43500 | 4223 | 10.3 |  | 55500 | 4517 | 3.6 |  | Non Federally-Regulated | 03/15/1989 |  | 07/31/1991
Florida Heat Pump | Florida Heat Pump | SV060-3CS*-*****A | SV060-1AV/AH*-***T/A*A | Water-Source | WBAHP-CB: Heat Pump Split Syst | Heat Pump | 230 | 3 |  |  | No Match | Single-Speed |  |  |  | 54300 | 4177 | 13 | 12 | 64100 | 4369 | 4.3 | 4.2 | Federally-Regulated Commercial & Industrial Equipment | 10/24/2014 |  | 04/01/2015
McQuay / Snyder General | Electro-Hydronics | FW330FK |  | Water-Source | WBAHP: Heat Pump Packaged Unit | Heat Pump | 208 | 3 |  |  | No Match | No Match |  |  |  | 30800 | 2852 | 10.8 | 9 | 39000 | 3090 | 3.7 | 3.2 | Non Federally-Regulated | 05/11/1988 |  | 03/15/1989
Command-Aire | Command-Aire | SWPH-287 |  | Water-Source | WBAHP: Heat Pump Packaged Unit | Heat Pump | 265 | 1 |  |  | No Match | No Match |  |  |  | 29000 | 3050 | 9.5 | 9 | 38000 | 3150 | 3.5 | 3.2 | Non Federally-Regulated | 05/11/1988 |  | 03/15/1989
Addison Products | Addison Products | VGY048-1A |  | Water-Source | WBAHP-CB: Heat Pump Split Syst | Heat Pump | 230 | 1 |  |  | No Match | No Match |  |  |  | 54400 | 4689 | 11.6 | 9 | 61800 | 5029 | 3.6 | 3.5 | Non Federally-Regulated | 11/14/2000 |  | 07/18/2002
Waterfurnace International, Inc. | Waterfurnace International, Inc. | ATH070D0(P) |  | Water-Source | WBAHP-CB: Heat Pump Split Syst | Heat Pump | 208 | 1 |  |  | No Match | No Match |  |  |  | 43500 | 2900 | 15 | 9 | 44000 | 3070 | 4.2 | 3.5 | Non Federally-Regulated | 02/02/1998 |  | 10/02/1998
Waterfurnace International, Inc. | Waterfurnace International, Inc. | ATH056D3 |  | Ground-Water-Source | WBAHP: Heat Pump Packaged Unit | Heat Pump | 230 | 3 |  |  | No Match | No Match |  |  |  | 58000 | 3790 | 15.3 | 9 | 44500 | 4075 | 3.2 |  | Non Federally-Regulated | 01/30/1998 |  | 10/02/1998
Waterfurnace International, Inc. | Eagle Mountain | ZS036**3*4 |  | Water-Source | WBAHP: Heat Pump Packaged Unit | Heat Pump | 208 | 3 |  |  | No Match | Single-Speed |  |  |  | 33300 | 2220 | 15 | 12 | 40600 | 2479 | 4.8 | 4.2 | Federally-Regulated Commercial & Industrial Equipment | 06/14/2011 |  | 03/02/2012
Innovative Air Systems | E-Series | SE50H/CUV |  | Ground-Source | WBAHP: Heat Pump Packaged Unit | Heat Pump | 208 | 3 |  |  | No Match | No Match |  |  |  | 60000 | 3892 | 15.4 |  | 75202 | 3892 | 5.7 |  | Non Federally-Regulated | 03/31/1998 |  | 05/10/1998
Waterfurnace International, Inc. | Waterfurnace International, Inc. | SXV030*4 |  | Water-Source | WBAHP: Heat Pump Packaged Unit | Heat Pump | 460 | 3 |  |  | No Match | No Match |  |  |  | 30600 | 2125 | 14.4 | 10 | 36600 | 2144 | 5 |  | Federally-Regulated Commercial & Industrial Equipment | 10/05/1999 |  | 05/19/2000
McQuay International | McQuay | FCV/FCW/VWH/VWW024B-G |  | Water-Source | WBAHP: Heat Pump Packaged Unit | Heat Pump | 230 | 1 |  |  | No Match | No Match |  |  |  | 24400 | 2033 | 12 | 10 | 32000 | 2344 | 4 |  | Federally-Regulated Commercial & Industrial Equipment | 12/14/1998 |  | 11/17/1999
Waterfurnace International, Inc. | Johnson Controls | RGSV/RGSH024**0*1 |  | Ground-Water-Source | WBAHP: Heat Pump Packaged Unit | Heat Pump | 208 | 1 |  |  | No Match | Single-Speed |  |  |  | 26400 | 1128 | 23.4 | 16.2 | 22300 | 1634 | 4 | 3.6 | Non Federally-Regulated | 01/24/2011 |  | 09/03/2012
Carrier Corp. | Carrier | 50QEV0305 |  | Water-Source | WBAHP: Heat Pump Packaged Unit | Heat Pump | 230 | 3 |  |  | No Match | No Match |  |  |  | 31000 | 2675 | 11.6 | 9 | 36200 | 2658 | 4 | 3.2 | Non Federally-Regulated | 03/15/1989 |  | 02/05/1990
Snyder General Corp. | McQuay | FCV012A*N |  | Water-Source | WBAHP: Heat Pump Packaged Unit | Heat Pump | 265 | 1 |  |  | No Match | No Match |  |  |  | 12500 | 1147 | 10.9 | 9 | 15000 | 1157 | 3.8 | 3.2 | Non Federally-Regulated | 02/22/1990 |  | 07/31/1991
Bard Manufacturing Company, Inc. | Bard | WPV62 |  | Water-Source | WBAHP: Heat Pump Packaged Unit | Heat Pump | 230 | 1 |  |  | No Match | No Match |  |  |  | 57000 | 5500 | 10.4 | 7.5 | 70000 | 5800 | 3.5 | 2.5 | Non Federally-Regulated | 08/30/1983 |  | 05/11/1988
Inter-City Products Corp. | McQuay | LWP10BP |  | Water-Source | WBAHP: Heat Pump Packaged Unit | Heat Pump | 460 | 3 |  |  | No Match | No Match |  |  |  | 107000 | 9000 | 11.9 | 10.5 | 120000 | 9200 | 3.8 | 3.8 | Non Federally-Regulated | 07/31/1991 |  | 03/31/1998
Waterfurnace International, Inc. | Waterfurnace International, Inc. | VLV/VXV048*4 |  | Water-Source | WBAHP: Heat Pump Packaged Unit | Heat Pump | 460 | 3 |  |  | No Match | No Match |  |  |  | 45800 | 3606 | 12.7 | 10 | 57900 | 4039 | 4.2 |  | Federally-Regulated Commercial & Industrial Equipment | 10/05/1999 |  | 06/20/2003
Waterfurnace International, Inc. | Waterfurnace International, Inc. | SXV042C0 |  | Water-Source | WBAHP-CB: Heat Pump Split Syst | Heat Pump | 208 | 1 |  |  | No Match | No Match |  |  |  | 44000 | 3358 | 13.1 | 9 | 46000 | 3370 | 4 | 3.5 | Non Federally-Regulated | 02/02/1998 |  | 10/02/1998
Trane U.S. Inc. | Trane | EXVE0364 |  | Ground-Source | WBAHP: Heat Pump Packaged Unit | Heat Pump | 460 | 3 |  |  | No Match | Single-Speed |  |  |  | 35800 | 2046 | 17.5 | 13.4 | 27200 | 2098 | 3.8 | 3.1 | Non Federally-Regulated | 06/14/2011 |  | 08/15/2014
Mammoth | Geox | ZF072VHF |  | Water-Source | WBAHP: Heat Pump Packaged Unit | Heat Pump | 230 | 3 |  |  | No Match | No Match |  |  |  | 69000 | 6272 | 11 | 10.5 | 87000 | 6889 | 3.7 | 3.8 | Non Federally-Regulated | 07/31/1991 |  | 03/31/1998
Florida Heat Pump | Florida Heat Pump | EM009-2CS | EM009-2AV/AH | Water-Source | WBAHP-C: Heat Pump Split Syste | Heat Pump | 265 | 1 |  |  | No Match | No Match |  |  |  | 9300 | 756 | 12.3 | 10 | 12800 | 852 | 4.4 |  | Federally-Regulated Commercial & Industrial Equipment | 10/05/1999 |  | 04/12/2000
Florida Heat Pump | Florida Heat Pump | CP030-1HZ/VT |  | Ground-Source | WBAHP: Heat Pump Packaged Unit | Heat Pump | 208 | 1 |  |  | No Match | Single-Speed |  |  |  | 28500 | 1469 | 19.4 | 13.4 | 20500 | 1397 | 4.3 | 3.1 | Non Federally-Regulated | 06/14/2011 |  | 05/01/2015
Enertech Global, LLC | Roth Industries, Inc. | RXT060D |  | Ground-Water-Source | WBAHP: Heat Pump Packaged Unit | Heat Pump | 230 | 1 |  |  | No Match | Single-Speed | 2383 | 644 | 1 | 69000 | 3026 | 22.8 | 16.2 | 61000 | 3886 | 4.6 | 3.6 | Non Federally-Regulated | 09/03/2012 |  | 12/12/2012
Florida Heat Pump | Energy Miser | HE19CF-2 |  | Water-Source | WBAHP: Heat Pump Packaged Unit | Heat Pump | 265 | 1 |  |  | No Match | No Match |  |  |  | 19000 | 1710 | 11.1 | 9 | 23500 | 1680 | 4.1 | 3.2 | Non Federally-Regulated | 02/22/1990 |  | 07/31/1991
Econar | Econar | GV231 |  | Ground-Water-Source | WBAHP: Heat Pump Packaged Unit | Heat Pump | 208 | 1 |  |  | No Match | No Match |  |  |  | 24800 | 1710 | 14.5 | 9 | 21200 | 1827 | 3.4 |  | Non Federally-Regulated | 12/14/1998 |  | 03/18/2002
ClimateMaster Inc. | Climate Master Series | V100-34********** |  | Water-Source | WBAHP: Heat Pump Packaged Unit | Heat Pump | 460 | 3 |  |  | No Match | No Match |  |  |  | 101000 | 9700 | 10.4 | 10.5 | 109000 | 9400 | 3.4 | 3.8 | Non Federally-Regulated | 07/31/1991 |  | 03/31/1998
Ice Air, LLC | Ice Air, LLC | SAB-8114-24 |  | Water-Source | WBAHP-O: Heat Pump Packaged Un | Heat Pump | 230 | 1 |  |  | No Match | Single-Speed |  |  |  | 20825 | 1681 | 12.4 | 12 | 30757 | 2039 | 4.4 | 4.2 | Federally-Regulated Commercial & Industrial Equipment | 02/04/2014 |  | 02/27/2014
Florida Heat Pump | Florida Heat Pump | EM028-3CF |  | Water-Source | WBAHP: Heat Pump Packaged Unit | Heat Pump | 208 | 1 |  |  | No Match | No Match |  |  |  | 28000 | 1971 | 14.2 | 9.3 | 33400 | 2175 | 4.5 | 3.8 | Federally-Regulated Commercial & Industrial Equipment | 03/31/1998 |  | 05/10/1998
Friedrich Climate Master | Climate Master Series | 814-027-F******** |  | Water-Source | WBAHP: Heat Pump Packaged Unit | Heat Pump | 460 | 3 |  |  | No Match | No Match |  |  |  | 27000 | 2328 | 11.6 | 7.5 | 29500 | 2275 | 3.8 | 2.5 | Non Federally-Regulated | 08/29/1986 |  | 05/11/1988
Florida Heat Pump | Florida Heat Pump | EM018-1VT |  | Water-Source | WBAHP: Heat Pump Packaged Unit | Heat Pump | 208 | 1 |  |  | No Match | No Match |  |  |  | 18500 | 1370 | 13.5 | 10 | 25000 | 1526 | 4.8 |  | Federally-Regulated Commercial & Industrial Equipment | 12/14/1998 |  | 10/05/1999
ClimateMaster Inc. | Climate Master Series | VT 060 |  | Ground-Water-Source | WBAHP: Heat Pump Packaged Unit | Heat Pump | 230 | 1 |  |  | No Match | No Match |  |  |  | 57500 | 4020 | 14.3 | 9 | 38900 | 3353 | 3.4 |  | Non Federally-Regulated | 12/14/1998 |  | 04/10/2000
American Air Filter | Enercon | FVW-23 |  | Water-Source | WBAHP: Heat Pump Packaged Unit | Heat Pump | 208 | 1 |  |  | No Match | No Match |  |  |  | 21600 | 1999 | 10.8 | 9 | 28000 | 2106 | 3.9 | 3.2 | Non Federally-Regulated | 05/11/1988 |  | 03/15/1989
Mammoth | Geox | ZD062VSDXXX |  | Water-Source | WBAHP: Heat Pump Packaged Unit | Heat Pump | 208 | 1 |  |  | No Match | No Match |  |  |  | 57500 | 5750 | 10 | 9 | 70500 | 5580 | 3.7 | 3.2 | Non Federally-Regulated | 05/11/1988 |  | 03/15/1989
Florida Heat Pump | Geomaster, LLC | EC024-4CS | EC024-4AH/AV | Ground-Source | WBAHP-CB: Heat Pump Split Syst | Heat Pump | 460 | 3 |  |  | No Match | Single-Speed |  |  |  | 26000 | 1745 | 14.9 | 13.4 | 17500 | 1555 | 3.3 | 3.1 | Non Federally-Regulated | 04/30/2009 |  | 04/20/2015
Waterfurnace International, Inc. | Waterfurnace International, Inc. | VLV/VXV018*0 |  | Water-Source | WBAHP: Heat Pump Packaged Unit | Heat Pump | 208 | 1 |  |  | No Match | No Match |  |  |  | 17100 | 1266 | 13.5 | 10 | 23200 | 1416 | 4.8 |  | Federally-Regulated Commercial & Industrial Equipment | 11/14/2000 |  | 06/20/2003
Heat Controller | Heat Controller | VWPG048-1B-XL* |  | Water-Source | WBAHP-CB: Heat Pump Split Syst | Heat Pump | 208 | 1 |  |  | No Match | No Match |  |  |  | 49500 | 3485 | 14.2 | 9 | 53500 | 3824 | 4.1 | 3.5 | Non Federally-Regulated | 02/02/1998 |  | 10/02/1998
Florida Heat Pump | Florida Heat Pump | BP036-1HZ/VT |  | Ground-Source | WBAHP: Heat Pump Packaged Unit | Heat Pump | 230 | 1 |  |  | No Match | Single-Speed |  |  |  | 37500 | 1903 | 19.7 | 13.4 | 28000 | 2001 | 4.1 | 3.1 | Non Federally-Regulated | 06/14/2011 |  | 04/21/2014
Climate Control / Snyder General | Electro-Hydronics | VE390F3 |  | Water-Source | WBAHP: Heat Pump Packaged Unit | Heat Pump | 230 | 1 |  |  | No Match | No Match |  |  |  | 39000 | 3700 | 10.5 | 7.5 | 48000 | 4020 | 3.5 | 2.5 | Non Federally-Regulated | 05/16/1984 |  | 08/29/1986
Thermal Energy Systems | Thermaflo II | 48***4**** |  | Water-Source | WBAHP: Heat Pump Packaged Unit | Heat Pump | 230 | 3 |  |  | No Match | No Match |  |  |  | 49000 | 4350 | 11.3 | 9 | 59000 | 4400 | 3.9 | 3.2 | Federally-Regulated Commercial & Industrial Equipment | 01/23/1988 |  | 02/22/1990
Geoflex Systems, Inc. | Geoflex Systems, Inc. | GF1T-V/H/D/M-038WADBP |  | Ground-Water-Source | WBAHP: Heat Pump Packaged Unit | Both Heat Pump and Electric Re | 460 | 3 |  |  | No Match | Dual-Speed |  |  |  | 39100 | 1693 | 23.1 | 16.2 | 36800 | 2247 | 4.8 | 3.6 | Non Federally-Regulated | 11/30/2011 |  | 01/09/2014
American Air Filter | Enercon | CW19 |  | Water-Source | WBAHP: Heat Pump Packaged Unit | Heat Pump | 265 | 1 |  |  | No Match | No Match |  |  |  | 19500 | 2000 | 9.8 | 7.5 | 26400 | 2175 | 3.4 | 2.5 | Non Federally-Regulated | 06/11/1985 |  | 05/11/1988
ClimateMaster Inc. | Climate Master Series | GRV/GRH042AG |  | Ground-Water-Source | WBAHP: Heat Pump Packaged Unit | Heat Pump | 230 | 1 |  |  | No Match | No Match |  |  |  | 40900 | 3029 | 13.5 | 9 | 30400 | 2783 | 3.2 |  | Non Federally-Regulated | 07/22/2002 |  | 03/12/2009
McQuay International | McQuay | CCW036E-G |  | Water-Source | WBAHP: Heat Pump Packaged Unit | Heat Pump | 208 | 1 |  |  | No Match | No Match |  |  |  | 35300 | 2674 | 13.2 | 10 | 40500 | 2825 | 4.2 |  | Federally-Regulated Commercial & Industrial Equipment | 02/02/1998 |  | 03/31/1998
Florida Heat Pump | Florida Heat Pump | EM120-3CS | EM120-3AH/AV | Ground-Water-Source | WBAHP-CB: Heat Pump Split Syst | Heat Pump | 208 | 3 |  |  | No Match | No Match |  |  |  | 121500 | 8617 | 14.1 | 9 | 92000 | 8423 | 3.2 |  | Non Federally-Regulated | 04/10/2000 |  | 07/18/2002
Enertech Global, LLC | Enertech | GSC024 | ACD024 | Ground-Source | WBAHP-C: Heat Pump Split Syste | Heat Pump | 208 | 1 |  |  | No Match | Single-Speed |  |  |  | 25000 | 1462 | 17.1 | 13.4 | 20000 | 1676 | 3.5 | 3.1 | Non Federally-Regulated | 04/30/2009 |  | 03/02/2012
Carrier Corp. - Syracuse | Carrier | 50YAV/YAH 048 |  | Ground-Water-Source | WBAHP: Heat Pump Packaged Unit | Heat Pump | 208 | 1 |  |  | No Match | No Match |  |  |  | 48000 | 3555 | 13.5 | 9 | 38000 | 3480 | 3.2 |  | Non Federally-Regulated | 12/14/1998 |  | 04/10/2000
American Air Filter | Enercon | VW30 |  | Water-Source | WBAHP: Heat Pump Packaged Unit | Heat Pump | 200 | 3 |  |  | No Match | No Match |  |  |  | 29800 | 2620 | 11.4 | 7.5 | 34000 | 2620 | 3.8 | 2.5 | Non Federally-Regulated | 06/11/1985 |  | 05/11/1988
Florida Heat Pump | Energy Miser | LT 60 CF -1 |  | Ground-Water-Source | WBAHP: Heat Pump Packaged Unit | Heat Pump | 208 | 1 |  |  | No Match | No Match |  |  |  | 55000 | 4780 | 11.5 | 11 | 65000 | 5440 | 3.5 | 3.4 | Non Federally-Regulated | 07/31/1991 |  | 03/31/1998
Singer | Electro-Hydronics | CC190B5 |  | Water-Source | WBAHP: Heat Pump Packaged Unit | Heat Pump | 208 | 1 |  |  | No Match | No Match |  |  |  | 18000 | 2175 | 8.3 | 7.5 | 21000 | 2400 | 2.6 | 2.5 | Non Federally-Regulated | 01/05/1982 |  | 05/16/1984
Waterfurnace International, Inc. | Waterfurnace International, Inc. | SXV016A0 |  | Ground-Source | WBAHP: Heat Pump Packaged Unit | Heat Pump | 230 | 1 |  |  | No Match | No Match |  |  |  | 16700 | 1210 | 13.8 |  | 12800 | 1136 | 3.3 |  | Non Federally-Regulated | 03/31/1998 |  | 05/10/1998
American Air Filter | Enercon | GVW-49 |  | Water-Source | WBAHP: Heat Pump Packaged Unit | Heat Pump | 230 | 3 |  |  | No Match | No Match |  |  |  | 48500 | 4708 | 10.3 | 9 | 65000 | 5145 | 3.7 | 3.2 | Non Federally-Regulated | 02/22/1990 |  | 07/31/1991
Waterfurnace International, Inc. | Waterfurnace International, Inc. | SXV068C0 |  | Water-Source | WBAHP: Heat Pump Packaged Unit | Heat Pump | 230 | 1 |  |  | No Match | No Match |  |  |  | 65000 | 5200 | 12.5 | 9 | 84000 | 5470 | 4.5 | 3.8 | Federally-Regulated Commercial & Industrial Equipment | 12/14/1998 |  | 10/05/1999
McQuay International | McQuay | FCV/FCW/VWH/VWW060B-G |  | Water-Source | WBAHP: Heat Pump Packaged Unit | Heat Pump | 230 | 1 |  |  | No Match | No Match |  |  |  | 58000 | 5321 | 10.9 | 10 | 78000 | 5861 | 3.9 |  | Federally-Regulated Commercial & Industrial Equipment | 02/02/1998 |  | 03/31/1998
Waterfurnace International, Inc. | Waterfurnace International, Inc. | SXH058B0 |  | Water-Source | WBAHP-CB: Heat Pump Split Syst | Heat Pump | 230 | 1 |  |  | No Match | No Match |  |  |  | 58500 | 4365 | 13.4 | 9 | 67500 | 4945 | 4 | 3.5 | Non Federally-Regulated | 02/02/1998 |  | 10/02/1998
Mammoth | Hydrobank II | F/G045VHF/HHF/DHF |  | Ground-Source | WBAHP: Heat Pump Packaged Unit | Heat Pump | 230 | 3 |  |  | No Match | No Match |  |  |  | 44500 | 3320 | 13.4 |  | 34500 | 3370 | 3 |  | Non Federally-Regulated | 03/31/1998 |  | 05/10/1998
Command-Aire | Command-Aire | SWPR261E |  | Water-Source | WBAHP: Heat Pump Packaged Unit | Heat Pump | 230 | 1 |  |  | No Match | No Match |  |  |  | 24000 | 2160 | 11.1 | 9 | 32000 | 2340 | 4.1 | 3.2 | Non Federally-Regulated | 05/11/1988 |  | 03/15/1989
Addison Products | Addison Products | VWPG048-3B-XL* |  | Water-Source | WBAHP-CB: Heat Pump Split Syst | Heat Pump | 230 | 3 |  |  | No Match | No Match |  |  |  | 49500 | 3485 | 14.2 | 9 | 53500 | 3824 | 4.1 | 3.5 | Non Federally-Regulated | 02/02/1998 |  | 10/02/1998
McQuay / Snyder General | Electro-Hydronics | FC500GK |  | Water-Source | WBAHP: Heat Pump Packaged Unit | Heat Pump | 208 | 3 |  |  | No Match | No Match |  |  |  | 50000 | 4850 | 10.3 | 9 | 65000 | 5149 | 3.7 | 3.2 | Non Federally-Regulated | 05/11/1988 |  | 03/15/1989
Trane U.S. Inc. | Command-Aire | SPVE0351 |  | Water-Source | WBAHP: Heat Pump Packaged Unit | Heat Pump | 208 | 1 |  |  | No Match | No Match |  |  |  | 34200 | 2923 | 11.7 | 10 | 42200 | 3091 | 4 |  | Federally-Regulated Commercial & Industrial Equipment | 10/05/1999 |  | 04/12/2000
Waterfurnace International, Inc. | Trane Unitary Products Group | T1GC070***1**4 |  | Water-Source | WBAHP: Heat Pump Packaged Unit | Heat Pump | 208 | 1 |  |  | No Match | Single-Speed |  |  |  | 63000 | 4406 | 14.3 | 12 | 79000 | 4926 | 4.7 | 4.2 | Federally-Regulated Commercial & Industrial Equipment | 08/23/2011 |  | 03/02/2012
Enertech Global, LLC | Roth Industries, Inc. | RCT048A |  | Ground-Water-Source | WBAHP: Heat Pump Packaged Unit | Heat Pump | 208 | 1 |  |  | No Match | Single-Speed |  |  |  | 55600 | 2562 | 21.7 | 16.2 | 50000 | 3186 | 4.6 | 3.6 | Non Federally-Regulated | 06/14/2011 |  | 01/09/2014
Trane U.S. Inc. | Trane | WPVE0287 |  | Water-Source | WBAHP: Heat Pump Packaged Unit | Heat Pump | 265 | 1 |  |  | No Match | No Match |  |  |  | 27000 | 2288 | 11.8 | 10 | 34600 | 2472 | 4.1 |  | Federally-Regulated Commercial & Industrial Equipment | 10/05/1999 |  | 04/12/2000
Florida Heat Pump | Florida Heat Pump | GO048-1CF/HZ/VT |  | Water-Source | WBAHP-CB: Heat Pump Split Syst | Heat Pump | 230 | 1 |  |  | No Match | No Match |  |  |  | 49000 | 3550 | 13.8 | 9 | 52000 | 3543 | 4.3 | 3.5 | Non Federally-Regulated | 05/23/2001 |  | 07/18/2002
Waterfurnace International, Inc. | Waterfurnace International, Inc. | ATV019*1 |  | Ground-Water-Source | WBAHP: Heat Pump Packaged Unit | Heat Pump | 230 | 1 |  |  | No Match | No Match |  |  |  | 19400 | 1168 | 16.6 | 9 | 13700 | 1115 | 3.6 |  | Non Federally-Regulated | 10/06/1999 |  | 05/19/2000
LG Electronics Inc. | LG | AKWW0093YA0 |  | Water-Source | WBAHP-O: Heat Pump Packaged Un | Heat Pump | 230 | 1 |  |  | No Match | Variable-Speed |  |  |  | 9500 | 731 | 13 | 11.2 | 12000 | 838 | 4.2 | 4.2 | Federally-Regulated Commercial & Industrial Equipment | 06/15/2009 |  | 06/14/2011
Florida Heat Pump | Florida Heat Pump | GT022-1VT/HZ/CF |  | Ground-Water-Source | WBAHP: Heat Pump Packaged Unit | Heat Pump | 230 | 1 |  |  | No Match | No Match |  |  |  | 22000 | 1641 | 13.4 | 9 | 15300 | 1494 | 3 |  | Non Federally-Regulated | 12/14/1998 |  | 04/10/2000
Carrier Corp. | Carrier | 50HQ,VQ0605 |  | Water-Source | WBAHP: Heat Pump Packaged Unit | Heat Pump | 230 | 3 |  |  | No Match | No Match |  |  |  | 60000 | 6300 | 9.5 | 7.5 | 71000 | 6700 | 3.1 | 2.5 | Non Federally-Regulated | 01/05/1982 |  | 09/08/1982
Marvair | Marvair | WVP36HPC |  | Water-Source | WBAHP: Heat Pump Packaged Unit | Heat Pump | 208 | 3 |  |  | No Match | No Match |  |  |  | 34300 | 3118 | 11 | 9 | 43300 | 3340 | 3.8 | 3.2 | Non Federally-Regulated | 02/22/1990 |  | 07/31/1991
Command-Aire | Command-Aire | SWPXR131E |  | Water-Source | WBAHP: Heat Pump Packaged Unit | Heat Pump | 208 | 1 |  |  | No Match | No Match |  |  |  | 12500 | 1140 | 11 | 9 | 18000 | 1290 | 4.1 | 3.2 | Non Federally-Regulated | 02/22/1990 |  | 07/31/1991
ClimateMaster Inc. | Climate Master Series | GRV/GRH036AE |  | Ground-Water-Source | WBAHP: Heat Pump Packaged Unit | Heat Pump | 265 | 1 |  |  | No Match | No Match |  |  |  | 34300 | 2578 | 13.3 | 9 | 26300 | 2408 | 3.2 |  | Non Federally-Regulated | 04/10/2000 |  | 07/18/2002
Enertech Global, LLC | Enertech | GXT072D2 |  | Ground-Source | WBAHP: Heat Pump Packaged Unit | Heat Pump | 230 | 3 |  |  | No Match | Single-Speed | 3533 | 710 | 1 | 73400 | 4243 | 17.3 | 13.4 | 57000 | 4515 | 3.7 | 3.1 | Non Federally-Regulated | 09/03/2012 |  | 12/12/2012
Command-Aire | Command-Aire | SWPH-287 |  | Water-Source | WBAHP: Heat Pump Packaged Unit | Heat Pump | 265 | 1 |  |  | No Match | No Match |  |  |  | 29000 | 3050 | 9.5 | 9 | 38000 | 3150 | 3.5 | 3.2 | Federally-Regulated Commercial & Industrial Equipment | 01/23/1988 |  | 05/11/1988
ClimateMaster Inc. | Climate Master Series | GSV/GSH070AH |  | Water-Source | WBAHP: Heat Pump Packaged Unit | Heat Pump | 230 | 3 |  |  | No Match | No Match |  |  |  | 64800 | 5184 | 12.5 | 10 | 81700 | 5319 | 4.5 |  | Federally-Regulated Commercial & Industrial Equipment | 04/12/2000 |  | 11/19/2002
Florida Heat Pump | Florida Heat Pump | GT018-1VT/HZ/CF |  | Ground-Water-Source | WBAHP: Heat Pump Packaged Unit | Heat Pump | 230 | 1 |  |  | No Match | No Match |  |  |  | 16500 | 1018 | 16.2 | 9 | 11500 | 1021 | 3.3 |  | Non Federally-Regulated | 01/30/1998 |  | 10/02/1998
Waterfurnace International, Inc. | Waterfurnace International, Inc. | SXV068C0 |  | Water-Source | WBAHP: Heat Pump Packaged Unit | Heat Pump | 208 | 1 |  |  | No Match | No Match |  |  |  | 65000 | 5200 | 12.5 | 10.5 | 84000 | 5470 | 4.5 | 3.8 | Federally-Regulated Commercial & Industrial Equipment | 03/31/1998 |  | 05/10/1998
Marvair | Marvair | WHP57HPD |  | Water-Source | WBAHP: Heat Pump Packaged Unit | Heat Pump | 460 | 3 |  |  | No Match | No Match |  |  |  | 57000 | 5429 | 10.5 | 9 | 72000 | 5703 | 3.7 | 3.2 | Non Federally-Regulated | 05/11/1988 |  | 03/15/1989
Addison Products | Addison Products | VWPG066-1B-XL* |  | Ground-Water-Source | WBAHP: Heat Pump Packaged Unit | Heat Pump | 230 | 1 |  |  | No Match | No Match |  |  |  | 65000 | 5118 | 12.7 | 9 | 48000 | 5024 | 2.8 |  | Non Federally-Regulated | 05/10/1998 |  | 10/02/1998
McQuay International | McQuay | W-CDL/CDS/CMS-1-012-J |  | Water-Source | WBAHP: Heat Pump Packaged Unit | Heat Pump | 265 | 1 |  |  | No Match | No Match |  |  |  | 11700 | 1063 | 11 | 10 | 14200 | 1094 | 3.8 |  | Federally-Regulated Commercial & Industrial Equipment | 09/21/2000 |  | 11/14/2000
McQuay International | McQuay | WCCH/WCCW-030-F |  | Water-Source | WBAHP-CB: Heat Pump Split Syst | Heat Pump | 230 | 3 |  |  | No Match | No Match |  |  |  | 30700 | 2379 | 12.9 | 9 | 39400 | 2960 | 3.9 | 3.5 | Non Federally-Regulated | 11/19/2002 |  | 03/12/2009
Florida Heat Pump | Florida Heat Pump | EP018-1HZ/VT |  | Water-Source | WBAHP: Heat Pump Packaged Unit | Heat Pump | 230 | 1 |  |  | No Match | Single-Speed |  |  |  | 19500 | 1189 | 16.4 | 12 | 23500 | 1299 | 5.3 | 4.2 | Federally-Regulated Commercial & Industrial Equipment | 06/14/2011 |  | 08/23/2011
Waterfurnace International, Inc. | Waterfurnace International, Inc. | NSV/NSH018F1*1 |  | Water-Source | WBAHP: Heat Pump Packaged Unit | Heat Pump | 230 | 1 |  |  | No Match | Single-Speed |  |  |  | 18000 | 1091 | 16.5 | 12 | 23000 | 1272 | 5.3 | 4.2 | Federally-Regulated Commercial & Industrial Equipment | 05/02/2012 |  | 04/19/2013
California Heat Pump | California Heat Pump | 19H**-12-** |  | Water-Source | WBAHP: Heat Pump Packaged Unit | Heat Pump | 230 | 1 |  |  | No Match | No Match |  |  |  | 18500 | 1762 | 10.5 | 7.5 | 22000 | 1742 | 3.7 | 2.5 | Non Federally-Regulated | 06/11/1985 |  | 05/11/1988
McQuay / Snyder General | Electro-Hydronics | CCH007A*G |  | Water-Source | WBAHP: Heat Pump Packaged Unit | Heat Pump | 230 | 1 |  |  | No Match | No Match |  |  |  | 7100 | 645 | 11 | 9 | 9200 | 705 | 3.8 | 3.2 | Non Federally-Regulated | 05/11/1988 |  | 03/15/1989
Singer | Electro-Hydronics | CC330 K |  | Water-Source | WBAHP: Heat Pump Packaged Unit | Heat Pump | 208 | 3 |  |  | No Match | No Match |  |  |  | 33000 | 3500 | 9.4 | 7.5 | 35400 | 3550 | 2.9 | 2.5 | Non Federally-Regulated | 09/08/1982 |  | 05/16/1984
Florida Heat Pump | Energy Miser | HE62CF-3 |  | Water-Source | WBAHP: Heat Pump Packaged Unit | Heat Pump | 208 | 3 |  |  | No Match | No Match |  |  |  | 62000 | 5740 | 10.8 | 7.5 | 82000 | 6320 | 3.8 | 2.5 | Non Federally-Regulated | 05/16/1984 |  | 05/11/1988
ClimateMaster Inc. | Climate Master Series | VP/HP042 F/H |  | Water-Source | WBAHP: Heat Pump Packaged Unit | Heat Pump | 460 | 3 |  |  | No Match | No Match |  |  |  | 41000 | 3153 | 13 | 10 | 51000 | 3396 | 4.4 |  | Federally-Regulated Commercial & Industrial Equipment | 02/02/1998 |  | 03/31/1998
Waterfurnace International, Inc. | Waterfurnace International, Inc. | SXV010B2 |  | Water-Source | WBAHP: Heat Pump Packaged Unit | Heat Pump | 265 | 1 |  |  | No Match | No Match |  |  |  | 9800 | 653 | 15 | 10 | 12600 | 710 | 5.2 |  | Federally-Regulated Commercial & Industrial Equipment | 08/21/1998 |  | 10/02/1998
Mammoth | Hydrobank II | D030HHA/VHA |  | Water-Source | WBAHP: Heat Pump Packaged Unit | Heat Pump | 208 | 1 |  |  | No Match | No Match |  |  |  | 31000 | 2695 | 11.5 | 10 | 38500 | 2969 | 3.8 |  | Federally-Regulated Commercial & Industrial Equipment | 02/02/1998 |  | 03/31/1998
Waterfurnace International, Inc. | Waterfurnace International, Inc. | VL/VX095T*4 |  | Ground-Water-Source | WBAHP: Heat Pump Packaged Unit | Heat Pump | 460 | 3 |  |  | No Match | No Match |  |  |  | 99000 | 6875 | 14.4 | 9 | 65500 | 6397 | 3 |  | Non Federally-Regulated | 07/22/2002 |  | 03/12/2009
Florida Heat Pump | Florida Heat Pump | GT062-3CS | GT062-1AH/AV | Water-Source | WBAH: Heating Only Packaged Un | Heat Pump | 208 | 3 |  |  | No Match | No Match |  |  |  | 60500 | 4959 | 12.2 | 9 | 76500 | 6057 | 3.7 | 3.5 | Non Federally-Regulated | 07/22/2002 |  | 03/12/2009
Waterfurnace International, Inc. | Waterfurnace International, Inc. | SXV010A2 |  | Water-Source | WBAHP-CB: Heat Pump Split Syst | Heat Pump | 265 | 1 |  |  | No Match | No Match |  |  |  | 10100 | 687 | 14.7 | 9 | 11500 | 783 | 4.3 | 3.5 | Non Federally-Regulated | 02/02/1998 |  | 08/21/1998
Carrier Corp. - Syracuse | Carrier | 50HQ,VQ0806 |  | Water-Source | WBAHP: Heat Pump Packaged Unit | Heat Pump | 460 | 3 |  |  | No Match | No Match |  |  |  | 80000 | 8200 | 9.8 | 7.5 | 86000 | 7900 | 3.2 | 2.2 | Non Federally-Regulated | 01/05/1982 |  | 09/08/1982
Climate Control / Snyder General | Electro-Hydronics | LWP7.5AP |  | Water-Source | WBAHP: Heat Pump Packaged Unit | Heat Pump | 460 | 3 |  |  | No Match | No Match |  |  |  | 76000 | 7100 | 10.7 | 9.2 | 95000 | 7500 | 3.7 | 2.5 | Non Federally-Regulated | 06/11/1985 |  | 08/29/1986
Enertech Global, LLC | Enertech | GXT048C |  | Ground-Water-Source | WBAHP: Heat Pump Packaged Unit | Heat Pump | 230 | 1 |  |  | No Match | Single-Speed |  |  |  | 55100 | 2277 | 24.2 | 16.2 | 48700 | 2973 | 4.8 | 3.6 | Non Federally-Regulated | 11/30/2011 |  | 05/02/2012
Florida Heat Pump | Florida Heat Pump | EM024-2HZ |  | Water-Source | WBAHP: Heat Pump Packaged Unit | Heat Pump | 265 | 1 |  |  | No Match | No Match |  |  |  | 24000 | 1714 | 14 | 10 | 30000 | 1831 | 4.8 |  | Federally-Regulated Commercial & Industrial Equipment | 02/02/1998 |  | 03/31/1998
Mammoth | Mammoth | F043V |  | Water-Source | WBAHP: Heat Pump Packaged Unit | Heat Pump | 208 | 3 |  |  | No Match | No Match |  |  |  | 40000 | 4400 | 9.1 | 7.5 | 42000 | 4400 | 2.8 | 2.5 | Non Federally-Regulated | 01/05/1982 |  | 05/16/1984
Mammoth | Hydrobank II | E009VHF |  | Water-Source | WBAHP: Heat Pump Packaged Unit | Heat Pump | 265 | 1 |  |  | No Match | No Match |  |  |  | 8800 | 785 | 11.2 | 9 | 12000 | 879 | 4 | 3.2 | Federally-Regulated Commercial & Industrial Equipment | 01/22/1990 |  | 07/27/1992
McQuay / Snyder General | Electro-Hydronics | LHP22BK |  | Water-Source | WBAHP: Heat Pump Packaged Unit | Heat Pump | 208 | 3 |  |  | No Match | No Match |  |  |  | 240400 | 20550 | 11.7 |  | 270000 | 21400 | 3.7 | 2.5 | Non Federally-Regulated | 08/29/1986 |  | 05/11/1988
ClimateMaster Inc. | Climate Master Series | VS/VL/HS/HL009 |  | Water-Source | WBAHP: Heat Pump Packaged Unit | Heat Pump | 265 | 1 |  |  | No Match | No Match |  |  |  | 9800 | 840 | 11.7 | 9.3 | 12000 | 835 | 4.2 | 3.8 | Non Federally-Regulated | 07/31/1991 |  | 03/31/1998
Waterfurnace International, Inc. | Geotility Geothermal Installations | QT072**1 |  | Ground-Source | WBAHP: Heat Pump Packaged Unit | Heat Pump | 208 | 1 |  |  | No Match | Dual-Speed | 4250 | 450 | 1 | 69100 | 4701 | 14.7 | 13.4 | 49100 | 3997 | 3.6 | 3.1 | Non Federally-Regulated | 01/10/2012 |  | 04/19/2013
Snyder General Corp. | American Air Filter | GVW-30 |  | Water-Source | WBAHP: Heat Pump Packaged Unit | Heat Pump | 200 | 3 |  |  | No Match | No Match |  |  |  | 29200 | 2755 | 10.6 | 9 | 38000 | 3094 | 3.6 | 3.2 | Federally-Regulated Commercial & Industrial Equipment | 01/22/1990 |  | 07/27/1992
Trane U.S. Inc. | Trane | WPVD1004 |  | Water-Source | WBAHP: Heat Pump Packaged Unit | Heat Pump | 460 | 3 |  |  | No Match | No Match |  |  |  | 116000 | 9914 | 11.7 | 9 | 13000 | 1002 | 3.8 | 3.8 | Federally-Regulated Commercial & Industrial Equipment | 10/05/1999 |  | 04/12/2000
Waterfurnace International, Inc. | Waterfurnace International, Inc. | NSV/NSH036G1*0 |  | Ground-Source | WBAHP: Heat Pump Packaged Unit | Heat Pump | 208 | 1 |  |  | No Match | Single-Speed |  |  |  | 34600 | 1765 | 19.6 | 13.4 | 24100 | 1766 | 4 | 3.1 | Non Federally-Regulated | 09/03/2012 |  | 04/19/2013
ClimateMaster Inc. | Climate Master Series | VT/DT 048 |  | Ground-Water-Source | WBAHP: Heat Pump Packaged Unit | Heat Pump | 230 | 1 |  |  | No Match | No Match |  |  |  | 46300 | 2789 | 16.6 | 9 | 33200 | 2629 | 3.7 |  | Non Federally-Regulated | 01/30/1998 |  | 10/02/1998
Waterfurnace International, Inc. | Waterfurnace International, Inc. | ATV022D1 |  | Ground-Source | WBAHP: Heat Pump Packaged Unit | Heat Pump | 230 | 1 |  |  | No Match | No Match |  |  |  | 23400 | 1392 | 16.8 |  | 15700 | 1353 | 3.4 |  | Non Federally-Regulated | 03/31/1998 |  | 05/10/1998
Mammoth | Hydrobank II | D043VHJ |  | Water-Source | WBAHP: Heat Pump Packaged Unit | Heat Pump | 208 | 1 |  |  | No Match | No Match |  |  |  | 39500 | 3526 | 11.2 | 10 | 51000 | 3831 | 3.9 |  | Federally-Regulated Commercial & Industrial Equipment | 01/18/2001 |  | 03/22/2001
Florida Heat Pump | Florida Heat Pump | EM031-2HZ |  | Water-Source | WBAHP: Heat Pump Packaged Unit | Heat Pump | 265 | 1 |  |  | No Match | No Match |  |  |  | 32000 | 2285 | 14 | 10 | 42000 | 2735 | 4.5 |  | Federally-Regulated Commercial & Industrial Equipment | 12/14/1998 |  | 10/05/1999
McQuay / Snyder General | Electro-Hydronics | CC70F7 |  | Water-Source | WBAHP: Heat Pump Packaged Unit | Heat Pump | 265 | 1 |  |  | No Match | No Match |  |  |  | 6900 | 645 | 10.7 | 7.5 | 8800 | 680 | 3.8 | 2.5 | Non Federally-Regulated | 08/29/1986 |  | 05/11/1988
Waterfurnace International, Inc. | Waterfurnace International, Inc. | RTV056*1 |  | Ground-Water-Source | WBAHP: Heat Pump Packaged Unit | Heat Pump | 208 | 1 |  |  | No Match | No Match |  |  |  | 57000 | 3851 | 14.8 | 9 | 44500 | 4074 | 3.2 |  | Non Federally-Regulated | 10/06/1999 |  | 07/18/2002
Singer | Electro-Hydronics | VF140D3 |  | Water-Source | WBAHP: Heat Pump Packaged Unit | Heat Pump | 230 | 1 |  |  | No Match | No Match |  |  |  | 14000 | 1700 | 8.2 | 7.5 | 16500 | 1600 | 3 | 2.5 | Non Federally-Regulated | 09/08/1982 |  | 05/16/1984
ClimateMaster Inc. | Climate Master Series | GRV/GRH006AE |  | Ground-Water-Source | WBAHP: Heat Pump Packaged Unit | Heat Pump | 265 | 1 |  |  | No Match | No Match |  |  |  | 5400 | 412 | 13.1 | 9 | 4500 | 399 | 3.3 |  | Non Federally-Regulated | 07/22/2002 |  | 03/12/2009
Enertech Global, LLC | Enertech | GHT036A |  | Ground-Water-Source | WBAHP: Heat Pump Packaged Unit | Heat Pump | 208 | 1 |  |  | No Match | Single-Speed |  |  |  | 38200 | 1705 | 22.4 | 16.2 | 36900 | 2207 | 4.9 | 3.6 | Non Federally-Regulated | 08/23/2011 |  | 12/12/2012
California Heat Pump | California Heat Pump | CHP-26H*-12-** |  | Water-Source | WBAHP: Heat Pump Packaged Unit | Heat Pump | 208 | 1 |  |  | No Match | No Match |  |  |  | 24500 | 3050 | 8 | 7.5 | 30000 | 3200 | 2.7 | 2.5 | Non Federally-Regulated | 01/05/1982 |  | 06/11/1985
California Heat Pump | California Heat Pump | CHP-16C*B-13-** |  | Water-Source | WBAHP: Heat Pump Packaged Unit | Heat Pump | 265 | 1 |  |  | No Match | No Match |  |  |  | 16000 | 1345 | 11.9 | 7.5 | 17500 | 1385 | 3.7 | 2.5 | Non Federally-Regulated | 05/16/1984 |  | 06/11/1985
Climate Control / Snyder General | Electro-Hydronics | FC630GK |  | Water-Source | WBAHP: Heat Pump Packaged Unit | Heat Pump | 208 | 3 |  |  | No Match | No Match |  |  |  | 63000 | 6430 | 9.8 | 7.5 | 79000 | 6430 | 3.6 | 2.5 | Non Federally-Regulated | 06/11/1985 |  | 08/29/1986
Waterfurnace International, Inc. | Johnson Controls | RJSV/RJSH015**0*1 |  | Ground-Source | WBAHP: Heat Pump Packaged Unit | Heat Pump | 208 | 1 |  |  | No Match | Single-Speed |  |  |  | 15000 | 833 | 18 | 13.4 | 12000 | 925 | 3.8 | 3.1 | Non Federally-Regulated | 01/24/2011 |  | 10/24/2014
The Whalen Company | Whalen | VI-A-401-1 |  | Water-Source | WBAHP-O: Heat Pump Packaged Un | Heat Pump | 230 | 1 |  |  | No Match | No Match |  |  |  | 12300 | 1108 | 11.1 | 10 | 16000 | 1233 | 3.8 |  | Federally-Regulated Commercial & Industrial Equipment | 12/14/1998 |  | 05/19/2000
California Heat Pump | California Heat Pump | CHP-22H*-12-** |  | Water-Source | WBAHP: Heat Pump Packaged Unit | Heat Pump | 230 | 1 |  |  | No Match | No Match |  |  |  | 21500 | 2325 | 9.2 | 7.5 | 25000 | 2400 | 3.1 | 2.5 | Non Federally-Regulated | 01/05/1982 |  | 06/11/1985
McQuay International | McQuay | W-FMS/FME/FDE-1-012-E |  | Water-Source | WBAHP: Heat Pump Packaged Unit | Heat Pump | 230 | 1 |  |  | No Match | No Match |  |  |  | 11600 | 1035 | 11.2 | 10 | 14000 | 1079 | 3.8 |  | Federally-Regulated Commercial & Industrial Equipment | 10/05/1999 |  | 09/21/2000
Florida Heat Pump | Geomaster, LLC | ES042-3CF/HZ/VT |  | Water-Source | WBAHP: Heat Pump Packaged Unit | Heat Pump | 208 | 3 |  |  | No Match | Single-Speed |  |  |  | 43000 | 3007 | 14.3 | 12 | 47000 | 2930 | 4.7 | 4.2 | Federally-Regulated Commercial & Industrial Equipment | 02/09/2009 |  | 04/20/2015
California Heat Pump | California Heat Pump | 10R*-12-** |  | Water-Source | WBAHP: Heat Pump Packaged Unit | Heat Pump | 230 | 1 |  |  | No Match | No Match |  |  |  | 8500 | 850 | 10 | 7.5 | 10000 | 900 | 3.2 | 2.5 | Non Federally-Regulated | 06/11/1985 |  | 05/11/1988
Carrier Corp. - Syracuse | Carrier | 50HQG006 |  | Ground-Source | WBAHP: Heat Pump Packaged Unit | Heat Pump | 208 | 1 |  |  | No Match | No Match |  |  |  | 7000 | 608 | 11.5 |  | 5400 | 565 | 2.8 |  | Non Federally-Regulated | 03/31/1998 |  | 05/10/1998
McQuay International | McQuay | W-CDD/CDE/CME-1-012-E |  | Water-Source | WBAHP: Heat Pump Packaged Unit | Heat Pump | 230 | 1 |  |  | No Match | No Match |  |  |  | 11700 | 1063 | 11 | 10 | 142000 | 10948 | 3.8 |  | Federally-Regulated Commercial & Industrial Equipment | 09/21/2000 |  | 11/14/2000
Climate Control / Snyder General | Electro-Hydronics | CC500FP |  | Water-Source | WBAHP: Heat Pump Packaged Unit | Heat Pump | 460 | 3 |  |  | No Match | No Match |  |  |  | 50000 | 4850 | 10.3 | 7.5 | 65000 | 4900 | 3.9 | 2.5 | Non Federally-Regulated | 05/16/1984 |  | 08/29/1986
Waterfurnace International, Inc. | Waterfurnace International, Inc. | SXV016A1 |  | Water-Source | WBAHP: Heat Pump Packaged Unit | Heat Pump | 208 | 1 |  |  | No Match | No Match |  |  |  | 16000 | 1185 | 13.5 | 10 | 20400 | 1195 | 5 |  | Federally-Regulated Commercial & Industrial Equipment | 02/02/1998 |  | 03/31/1998
ClimateMaster Inc. | Climate Master Series | VS/VL/HS/HL019 |  | Water-Source | WBAHP: Heat Pump Packaged Unit | Heat Pump | 208 | 1 |  |  | No Match | No Match |  |  |  | 20600 | 1715 | 12 | 9.3 | 23600 | 1773 | 3.9 | 3.8 | Non Federally-Regulated | 07/31/1991 |  | 03/31/1998
Waterfurnace International, Inc. | Waterfurnace International, Inc. | P022**0 |  | Water-Source | WBAHP: Heat Pump Packaged Unit | Heat Pump | 230 | 1 |  |  | No Match | No Match |  |  |  | 22600 | 1337 | 16.9 | 10 | 21900 | 1365 | 4.7 |  | Federally-Regulated Commercial & Industrial Equipment | 05/19/2000 |  | 02/17/2011
Singer | Electro-Hydronics | QW450D6 |  | Water-Source | WBAHP: Heat Pump Packaged Unit | Heat Pump | 230 | 1 |  |  | No Match | No Match |  |  |  | 40000 | 4350 | 9.2 | 7.5 | 43000 | 4500 | 2.8 | 2.5 | Non Federally-Regulated | 09/08/1982 |  | 05/16/1984
Hydro Delta Corp. | Hydro Delta Corp. | 03-068-WTARWD-HE |  | Water-Source | WBAHP-CB: Heat Pump Split Syst | Heat Pump | 208 | 1 |  |  | No Match | No Match |  |  |  | 67500 | 5314 | 12.7 | 9 | 77000 | 6266 | 3.6 | 3.5 | Non Federally-Regulated | 10/05/1999 |  | 04/12/2000
Florida Heat Pump | Geomaster, LLC | EC018-1CS | EC018-1AH/AV | Ground-Water-Source | WBAHP-CB: Heat Pump Split Syst | Heat Pump | 230 | 1 |  |  | No Match | Single-Speed |  |  |  | 21000 | 1117 | 18.8 | 16.2 | 17600 | 1257 | 3.7 | 3.6 | Non Federally-Regulated | 04/30/2009 |  | 04/20/2015
Waterfurnace International, Inc. | Waterfurnace International, Inc. | NSV/NSH036G1*4 |  | Ground-Water-Source | WBAHP: Heat Pump Packaged Unit | Heat Pump | 208 | 1 |  |  | No Match | Single-Speed |  |  |  | 38000 | 1262 | 30.1 | 16.2 | 28200 | 1621 | 5.1 | 3.6 | Non Federally-Regulated | 09/03/2012 |  | 04/19/2013
Florida Heat Pump | Florida Heat Pump | TA071-1CS | DX071 | Ground-Source | WBAHP-CB: Heat Pump Split Syst | Both Heat Pump and Electric Re | 230 | 1 |  |  | No Match | Dual-Speed | 3702 | 840 | 1 | 69000 | 4600 | 15 | 13.4 | 56500 | 4600 | 3.6 | 3.1 | Non Federally-Regulated | 03/02/2012 |  | 05/01/2015
Command-Aire | Command-Aire | SWPH413E |  | Water-Source | WBAHP: Heat Pump Packaged Unit | Heat Pump | 230 | 3 |  |  | No Match | No Match |  |  |  | 42000 | 3810 | 11 | 7.5 | 53000 | 3880 | 4 | 2.5 | Non Federally-Regulated | 06/11/1985 |  | 05/11/1988
ClimateMaster Inc. | Climate Master Series | 804-009-G******** |  | Water-Source | WBAHP: Heat Pump Packaged Unit | Heat Pump | 230 | 1 |  |  | No Match | No Match |  |  |  | 9100 | 770 | 11.8 | 9 | 8400 | 665 | 3.7 | 3.2 | Non Federally-Regulated | 05/11/1988 |  | 03/15/1989
Climate Control / Snyder General | Electro-Hydronics | CC610GD |  | Water-Source | WBAHP: Heat Pump Packaged Unit | Heat Pump | 230 | 3 |  |  | No Match | No Match |  |  |  | 61500 | 5850 | 10.5 | 7.5 | 69000 | 5790 | 3.5 | 2.5 | Non Federally-Regulated | 05/16/1984 |  | 06/11/1985
ClimateMaster Inc. | Trane | WPVA40XF* |  | Water-Source | WBAHP: Heat Pump Packaged Unit | Heat Pump | 230 | 3 |  |  | No Match | No Match |  |  |  | 42000 | 3853 | 10.9 | 9 | 52000 | 4119 | 3.7 | 3.2 | Non Federally-Regulated | 05/11/1988 |  | 03/15/1989
ClimateMaster Inc. | Climate Master Series | VP/HP060 F/H |  | Water-Source | WBAHP: Heat Pump Packaged Unit | Heat Pump | 208 | 3 |  |  | No Match | No Match |  |  |  | 59000 | 4609 | 12.8 | 9.3 | 71000 | 4729 | 4.4 | 3.8 | Federally-Regulated Commercial & Industrial Equipment | 03/31/1998 |  | 05/10/1998
Addison Products | Addison Products | HWPG042-3B** |  | Water-Source | WBAHP-CB: Heat Pump Split Syst | Heat Pump | 230 | 3 |  |  | No Match | No Match |  |  |  | 42000 | 2896 | 14.5 | 9 | 46000 | 3209 | 4.2 | 3.5 | Non Federally-Regulated | 12/14/1998 |  | 10/05/1999
Addison Products | Addison Products | HGY048-3A |  | Water-Source | WBAHP-CB: Heat Pump Split Syst | Heat Pump | 230 | 3 |  |  | No Match | No Match |  |  |  | 54400 | 4689 | 11.6 | 9 | 61800 | 5029 | 3.6 | 3.5 | Non Federally-Regulated | 11/14/2000 |  | 07/18/2002
Waterfurnace International, Inc. | Rybacki - Hart Enterprises | QT038*1 |  | Ground-Water-Source | WBAHP: Heat Pump Packaged Unit | Heat Pump | 230 | 1 |  |  | No Match | Dual-Speed |  |  |  | 36500 | 1891 | 19.3 | 16.2 | 30500 | 1986 | 4.5 | 3.6 | Non Federally-Regulated | 01/24/2011 |  | 04/19/2013
Mammoth | Hydrobank II | D054VLG |  | Ground-Water-Source | WBAHP: Heat Pump Packaged Unit | Heat Pump | 230 | 1 |  |  | No Match | No Match |  |  |  | 54500 | 3978 | 13.7 | 9 | 42500 | 4016 | 3.1 |  | Non Federally-Regulated | 05/23/2000 |  | 01/18/2001
Snyder General Corp. | American Air Filter | HWW024C*F |  | Water-Source | WBAHP: Heat Pump Packaged Unit | Heat Pump | 208 | 3 |  |  | No Match | No Match |  |  |  | 23500 | 2009 | 11.7 | 9.3 | 30400 | 2346 | 3.8 | 3.8 | Non Federally-Regulated | 07/31/1991 |  | 03/31/1998
Mammoth | Hydrobank II | E035VLG |  | Ground-Water-Source | WBAHP: Heat Pump Packaged Unit | Heat Pump | 265 | 1 |  |  | No Match | No Match |  |  |  | 35000 | 2500 | 14 | 9 | 27000 | 2551 | 3.1 |  | Non Federally-Regulated | 07/22/2002 |  | 03/12/2009
ClimateMaster Inc. | Carrier | 50HQA/HQD096 5/6 |  | Water-Source | WBAHP: Heat Pump Packaged Unit | Heat Pump | 460 | 3 |  |  | No Match | No Match |  |  |  | 95000 | 8636 | 11 | 9 | 114000 | 8792 | 3.8 | 3.8 | Federally-Regulated Commercial & Industrial Equipment | 12/14/1998 |  | 10/05/1999
Mammoth | Hydrobank II | D009CHE |  | Water-Source | WBAHP-O: Heat Pump Packaged Un | Heat Pump | 230 | 1 |  |  | No Match | No Match |  |  |  | 8600 | 716 | 12 | 10 | 11100 | 813 | 4 |  | Federally-Regulated Commercial & Industrial Equipment | 12/14/1998 |  | 05/23/2000
Mammoth | Hydrobank II | D035HHS/VHS |  | Water-Source | WBAHP: Heat Pump Packaged Unit | Heat Pump | 208 | 1 |  |  | No Match | No Match |  |  |  | 37000 | 2624 | 14.1 | 10 | 45000 | 2866 | 4.6 |  | Federally-Regulated Commercial & Industrial Equipment | 02/02/1998 |  | 03/31/1998
Florida Heat Pump | Bosch | CP024-1HZ/VT |  | Ground-Source | WBAHP: Heat Pump Packaged Unit | Heat Pump | 208 | 1 |  |  |  | Single-Speed |  |  |  | 26000 | 1232 | 21.1 | 13.4 | 18000 | 1319 | 4 | 3.1 | Non Federally-Regulated | 04/22/2015 |  | 05/01/2015
Command-Aire | Command-Aire | SWPH-411 |  | Water-Source | WBAHP: Heat Pump Packaged Unit | Heat Pump | 208 | 1 |  |  | No Match | No Match |  |  |  | 42000 | 4250 | 9.9 | 9 | 56000 | 4400 | 3.7 | 3.2 | Federally-Regulated Commercial & Industrial Equipment | 01/23/1988 |  | 05/11/1988
Waterfurnace International, Inc. | Waterfurnace International, Inc. | SXH036B3 |  | Water-Source | WBAHP-CB: Heat Pump Split Syst | Heat Pump | 230 | 3 |  |  | No Match | No Match |  |  |  | 37600 | 2870 | 13.1 | 9 | 40500 | 2967 | 4 | 3.5 | Non Federally-Regulated | 08/21/1998 |  | 10/02/1998
Florida Heat Pump | Florida Heat Pump | GT062-1CF/HZ/VT |  | Ground-Water-Source | WBAHP: Heat Pump Packaged Unit | Heat Pump | 230 | 1 |  |  | No Match | No Match |  |  |  | 60500 | 4653 | 13 | 9 | 50000 | 4883 | 3 |  | Non Federally-Regulated | 04/10/2000 |  | 07/18/2002
Florida Heat Pump | Florida Heat Pump | TA025-1CS | TA025-1AH/AV | Ground-Source | WBAHP-CB: Heat Pump Split Syst | Heat Pump | 230 | 1 |  |  | No Match | Dual-Speed |  |  |  | 28500 | 1492 | 19.1 | 13.4 | 20400 | 1494 | 4 | 3.1 | Non Federally-Regulated | 06/14/2011 |  | 04/20/2015
Addison Products | Addison Products | WSH024-8AL |  | Water-Source | WBAHP: Heat Pump Packaged Unit | Heat Pump | 265 | 1 |  |  | No Match | No Match |  |  |  | 24000 | 1714 | 14 | 10 | 30000 | 1831 | 4.8 |  | Federally-Regulated Commercial & Industrial Equipment | 02/02/1998 |  | 03/31/1998
Waterfurnace International, Inc. | Waterfurnace International, Inc. | SXH048*3 |  | Water-Source | WBAHP: Heat Pump Packaged Unit | Heat Pump | 208 | 3 |  |  | No Match | No Match |  |  |  | 49000 | 3629 | 13.5 | 10 | 60500 | 3771 | 4.7 |  | Federally-Regulated Commercial & Industrial Equipment | 10/05/1999 |  | 05/19/2000
Command-Aire | Command-Aire | RWP-1233 |  | Water-Source | WBAHP: Heat Pump Packaged Unit | Heat Pump | 208 | 3 |  |  | No Match | No Match |  |  |  | 146000 | 15500 | 9.4 |  | 190000 | 15300 | 3.6 | 2.5 | Non Federally-Regulated | 02/22/1990 |  | 07/31/1991
Florida Heat Pump | Geosystems, LLC | CFS-*018 |  | Water-Source | WBAHP: Heat Pump Packaged Unit | Heat Pump | 230 | 1 |  |  | No Match | Single-Speed |  |  |  | 19000 | 1195 | 15.9 | 12 | 22500 | 1268 | 5.2 | 4.2 | Federally-Regulated Commercial & Industrial Equipment | 09/03/2012 |  | 12/12/2012
Econar | Econar | GV231 |  | Ground-Water-Source | WBAHP: Heat Pump Packaged Unit | Heat Pump | 208 | 1 |  |  | No Match | No Match |  |  |  | 24800 | 1710 | 14.5 | 9 | 21200 | 1827 | 3.4 |  | Non Federally-Regulated | 01/30/1998 |  | 03/31/1998
Florida Heat Pump | Geomaster, LLC | EC070-1CS | EC070-1AH/AV | Ground-Source | WBAHP-CB: Heat Pump Split Syst | Heat Pump | 208 | 1 |  |  | No Match | Single-Speed | 4102 | 803 | 1 | 68600 | 4604 | 14.9 | 13.4 | 51900 | 4612 | 3.3 | 3.1 | Non Federally-Regulated | 04/30/2009 |  | 04/20/2015
Mammoth | Hydrobank II | G072HHH/VHH |  | Water-Source | WBAHP: Heat Pump Packaged Unit | Heat Pump | 460 | 3 |  |  | No Match | No Match |  |  |  | 70000 | 5833 | 12 | 10.5 | 85000 | 6555 | 3.8 | 3.8 | Federally-Regulated Commercial & Industrial Equipment | 03/31/1998 |  | 05/10/1998
Climate Control / Snyder General | Electro-Hydronics | CC630F3 |  | Water-Source | WBAHP: Heat Pump Packaged Unit | Heat Pump | 230 | 1 |  |  | No Match | No Match |  |  |  | 63000 | 6430 | 9.8 | 7.5 | 79000 | 6430 | 3.6 | 2.5 | Non Federally-Regulated | 06/11/1985 |  | 08/29/1986
Addison Products | Addison Products | HWPH028-1J |  | Water-Source | WBAHP: Heat Pump Packaged Unit | Heat Pump | 208 | 1 |  |  | No Match | No Match |  |  |  | 27600 | 2509 | 11 | 10 | 36400 | 2735 | 3.9 |  | Federally-Regulated Commercial & Industrial Equipment | 02/02/1998 |  | 03/31/1998
ClimateMaster Inc. | Climate Master Series | 81628H |  | Water-Source | WBAHP-O: Heat Pump Packaged Un | Heat Pump | 230 | 1 |  |  | No Match | No Match |  |  |  | 25500 | 2073 | 12.3 | 10 | 35000 | 2384 | 4.3 |  | Federally-Regulated Commercial & Industrial Equipment | 10/05/1999 |  | 04/12/2000
ClimateMaster Inc. | Climate Master | ADA/B/C038 |  | Ground-Water-Source | WBAHP: Heat Pump Packaged Unit | Heat Pump | 208 | 1 |  |  | No Match | Single-Speed |  |  |  | 43100 | 1602 | 26.9 | 16.2 | 37000 | 2126 | 5.1 | 3.6 | Non Federally-Regulated | 12/12/2012 |  | 06/09/2015
ClimateMaster Inc. | Climate Master Series | VP/HP060 G |  | Water-Source | WBAHP: Heat Pump Packaged Unit | Heat Pump | 208 | 1 |  |  | No Match | No Match |  |  |  | 59000 | 4609 | 12.8 | 9.3 | 71000 | 4729 | 4.4 | 3.8 | Federally-Regulated Commercial & Industrial Equipment | 03/31/1998 |  | 05/10/1998
Climate Control / Snyder General | Electro-Hydronics | LHP20AD |  | Water-Source | WBAHP: Heat Pump Packaged Unit | Heat Pump | 230 | 3 |  |  | No Match | No Match |  |  |  | 214000 | 18000 | 11.9 | 7.5 | 240000 | 18400 | 3.8 | 2.2 | Non Federally-Regulated | 05/16/1984 |  | 06/11/1985
Climate Control / Snyder General | Electro-Hydronics | CW610GD |  | Water-Source | WBAHP: Heat Pump Packaged Unit | Heat Pump | 230 | 3 |  |  | No Match | No Match |  |  |  | 61500 | 5850 | 10.5 | 7.5 | 77000 | 5785 | 3.9 | 2.5 | Non Federally-Regulated | 06/11/1985 |  | 08/29/1986
Florida Heat Pump | Florida Heat Pump | GT042-3CF/HZ/VT |  | Water-Source | WBAHP: Heat Pump Packaged Unit | Heat Pump | 208 | 3 |  |  | No Match | No Match |  |  |  | 40000 | 2797 | 14.3 | 10 | 50000 | 2764 | 5.3 |  | Federally-Regulated Commercial & Industrial Equipment | 05/29/2001 |  | 02/17/2011
Waterfurnace International, Inc. | Waterfurnace International, Inc. | SXH019C2 |  | Ground-Source | WBAHP: Heat Pump Packaged Unit | Heat Pump | 265 | 1 |  |  | No Match | No Match |  |  |  | 19200 | 1371 | 14 |  | 15100 | 1301 | 3.4 |  | Non Federally-Regulated | 03/31/1998 |  | 05/10/1998
Addison Products | Addison Products | HWPG066-1B** |  | Ground-Water-Source | WBAHP: Heat Pump Packaged Unit | Heat Pump | 230 | 1 |  |  | No Match | No Match |  |  |  | 65000 | 5118 | 12.7 | 9 | 48000 | 5024 | 2.8 |  | Non Federally-Regulated | 05/10/1998 |  | 10/02/1998
Command-Aire | Command-Aire | SWPH351E |  | Water-Source | WBAHP: Heat Pump Packaged Unit | Heat Pump | 208 | 1 |  |  | No Match | No Match |  |  |  | 36000 | 3270 | 11 | 7.5 | 49000 | 3500 | 4 | 2.5 | Non Federally-Regulated | 05/16/1984 |  | 06/11/1985
Enertech Global, LLC | Enertech | GST024A | ACD024 | Ground-Source | WBAHP-CB: Heat Pump Split Syst | Heat Pump | 208 | 1 |  |  | No Match | Single-Speed |  |  |  | 25700 | 1477 | 17.4 | 13.4 | 18400 | 1383 | 3.9 | 3.1 | Non Federally-Regulated | 11/30/2011 |  | 03/02/2012
Waterfurnace International, Inc. | Geotility Geothermal Installations | ZS048**5*0 |  | Ground-Source | WBAHP: Heat Pump Packaged Unit | Heat Pump | 575 | 3 |  |  | No Match | Single-Speed |  |  |  | 49500 | 2946 | 16.8 | 13.4 | 36900 | 3277 | 3.3 | 3.1 | Non Federally-Regulated | 01/24/2011 |  | 04/19/2013
ClimateMaster Inc. | Carrier Corp. | 50PSH/V/D048K***2 |  | Ground-Water-Source | WBAHP: Heat Pump Packaged Unit | Heat Pump | 208 | 1 |  |  | No Match | Single-Speed |  |  |  | 53700 | 2247 | 23.9 | 16.2 | 45700 | 3044 | 4.4 | 3.6 | Non Federally-Regulated | 10/24/2014 |  | 04/22/2015
Climate Control / Snyder General | Electro-Hydronics | FW550GD |  | Water-Source | WBAHP: Heat Pump Packaged Unit | Heat Pump | 230 | 3 |  |  | No Match | No Match |  |  |  | 55000 | 5670 | 9.7 | 7.5 | 67000 | 5610 | 3.5 | 2.5 | Non Federally-Regulated | 06/11/1985 |  | 08/29/1986
ClimateMaster Inc. | Climate Master Series | VS/VL/HS/HL 019 |  | Water-Source | WBAHP: Heat Pump Packaged Unit | Heat Pump | 265 | 1 |  |  | No Match | No Match |  |  |  | 20000 | 1492 | 13.4 | 9.3 | 23000 | 1567 | 4.3 | 3.8 | Federally-Regulated Commercial & Industrial Equipment | 03/31/1998 |  | 05/10/1998
Waterfurnace International, Inc. | Waterfurnace International, Inc. | SXV036C0 |  | Ground-Source | WBAHP: Heat Pump Packaged Unit | Heat Pump | 208 | 1 |  |  | No Match | No Match |  |  |  | 36400 | 2676 | 13.6 |  | 26000 | 2381 | 3.2 |  | Non Federally-Regulated | 03/31/1998 |  | 05/10/1998
McQuay / Snyder General | Electro-Hydronics | CW550G5 |  | Water-Source | WBAHP: Heat Pump Packaged Unit | Heat Pump | 208 | 1 |  |  | No Match | No Match |  |  |  | 55000 | 5670 | 9.7 | 7.5 | 67000 | 5610 | 3.5 | 2.5 | Non Federally-Regulated | 08/29/1986 |  | 05/11/1988
McQuay / Snyder General | Electro-Hydronics | CCH036A*T |  | Water-Source | WBAHP: Heat Pump Packaged Unit | Heat Pump | 460 | 3 |  |  | No Match | No Match |  |  |  | 35000 | 3125 | 11.2 | 9 | 41500 | 3200 | 3.8 | 3.2 | Non Federally-Regulated | 05/11/1988 |  | 03/15/1989
Waterfurnace International, Inc. | Geotility Geothermal Installations | ZS024**4*1 |  | Ground-Water-Source | WBAHP: Heat Pump Packaged Unit | Heat Pump | 460 | 3 |  |  | No Match | Single-Speed |  |  |  | 26400 | 1128 | 23.4 | 16.2 | 22300 | 1452 | 4.5 | 3.6 | Non Federally-Regulated | 01/24/2011 |  | 04/19/2013
Addison Products | Addison Products | DWPG030-3B-XL* |  | Ground-Water-Source | WBAHP: Heat Pump Packaged Unit | Heat Pump | 230 | 3 |  |  | No Match | No Match |  |  |  | 28400 | 1931 | 14.7 | 9 | 20200 | 1909 | 3.1 |  | Non Federally-Regulated | 12/14/1998 |  | 04/10/2000
Enertech Global, LLC | Enertech | TCT072D |  | Ground-Source | WBAHP: Heat Pump Packaged Unit | Heat Pump | 208 | 1 |  |  | No Match | Single-Speed | 3612 | 710 | 1 | 72600 | 4321 | 16.8 | 13.4 | 58000 | 4594 | 3.7 | 3.1 | Non Federally-Regulated | 09/03/2012 |  | 12/12/2012
Mammoth | Hydrobank II | D062HHG/VHG |  | Water-Source | WBAHP: Heat Pump Packaged Unit | Heat Pump | 208 | 1 |  |  | No Match | No Match |  |  |  | 61000 | 5398 | 11.3 | 10 | 84500 | 6516 | 3.8 |  | Federally-Regulated Commercial & Industrial Equipment | 02/02/1998 |  | 03/31/1998
Waterfurnace International, Inc. | Waterfurnace International, Inc. | ATV057D0 |  | Ground-Source | WBAHP: Heat Pump Packaged Unit | Heat Pump | 230 | 1 |  |  | No Match | No Match |  |  |  | 61000 | 4841 | 12.6 |  | 42000 | 4103 | 3 |  | Non Federally-Regulated | 03/31/1998 |  | 05/10/1998
Florida Heat Pump | Florida Heat Pump | GT030-3CS | GT030-1AH/AV | Water-Source | Water/Brine to Air Heat Pump S | Heat Pump | 208 | 3 |  |  | No Match | No Match |  |  |  | 29400 | 2027 | 14.5 | 10 | 34500 | 2246 | 4.5 |  | Federally-Regulated Commercial & Industrial Equipment | 04/12/2000 |  | 05/29/2001
Mammoth | Hydrobank II | F108HHG/VHG |  | Water-Source | WBAHP: Heat Pump Packaged Unit | Heat Pump | 230 | 3 |  |  | No Match | No Match |  |  |  | 107000 | 9469 | 11.3 | 9 | 139000 | 10442 | 3.9 | 3.8 | Federally-Regulated Commercial & Industrial Equipment | 10/05/1999 |  | 05/23/2000
Florida Heat Pump | Florida Heat Pump | GT024-2CF/HZ/VT |  | Water-Source | WBAHP: Heat Pump Packaged Unit | Heat Pump | 265 | 1 |  |  | No Match | Single-Speed |  |  |  | 22500 | 1630 | 13.8 | 12 | 26000 | 1772 | 4.3 | 4.2 | Federally-Regulated Commercial & Industrial Equipment | 02/09/2009 |  | 02/17/2011
Inter-City Products Corp. | McQuay | CCH024C*N |  | Water-Source | WBAHP: Heat Pump Packaged Unit | Heat Pump | 265 | 1 |  |  | No Match | No Match |  |  |  | 23500 | 2009 | 11.7 | 9.3 | 30400 | 2346 | 3.8 | 3.8 | Non Federally-Regulated | 07/31/1991 |  | 03/31/1998
Waterfurnace International, Inc. | Standard Range | WSH/WSV031A*3*** |  | Water-Source | WBAHP: Heat Pump Packaged Unit | Heat Pump | 230 | 3 |  |  | No Match | No Match |  |  |  | 31600 | 2953 | 10.7 | 9 | 39500 | 3307 | 3.5 | 3.2 | Federally-Regulated Commercial & Industrial Equipment | 09/13/1989 |  | 10/10/1989
Singer | Electro-Hydronics | CC190 5 |  | Water-Source | WBAHP: Heat Pump Packaged Unit | Heat Pump | 208 | 1 |  |  | No Match | No Match |  |  |  | 18000 | 2175 | 8.3 | 7.5 | 21000 | 2400 | 2.6 | 2.5 | Non Federally-Regulated | 09/08/1982 |  | 05/16/1984
Waterfurnace International, Inc. | Waterfurnace International, Inc. | VLH/VXH036*3 |  | Water-Source | WBAHP: Heat Pump Packaged Unit | Heat Pump | 208 | 3 |  |  | No Match | No Match |  |  |  | 34400 | 2796 | 12.3 | 10 | 43000 | 3230 | 3.9 |  | Federally-Regulated Commercial & Industrial Equipment | 10/05/1999 |  | 03/12/2009
Mammoth | Hydrobank II | E024HHF |  | Water-Source | WBAHP: Heat Pump Packaged Unit | Heat Pump | 265 | 1 |  |  | No Match | No Match |  |  |  | 24000 | 2123 | 11.3 | 9 | 31400 | 2488 | 3.7 | 3.2 | Federally-Regulated Commercial & Industrial Equipment | 01/22/1990 |  | 07/27/1992
Snyder General Corp. | McQuay | CC750FD |  | Water-Source | WBAHP: Heat Pump Packaged Unit | Heat Pump | 230 | 3 |  |  | No Match | No Match |  |  |  | 74000 | 7000 | 10.6 | 9.2 | 92000 | 7500 | 3.6 | 2.5 | Non Federally-Regulated | 02/22/1990 |  | 07/31/1991
Waterfurnace International, Inc. | Waterfurnace International, Inc. | SXH036C1 |  | Water-Source | WBAHP: Heat Pump Packaged Unit | Heat Pump | 230 | 1 |  |  | No Match | No Match |  |  |  | 36000 | 2647 | 13.6 | 9.3 | 44500 | 2774 | 4.7 | 3.8 | Federally-Regulated Commercial & Industrial Equipment | 03/31/1998 |  | 05/10/1998
McQuay International | McQuay | W-WD*/WL*/WM*-1-019-E |  | Water-Source | WBAHP-O: Heat Pump Packaged Un | Heat Pump | 230 | 1 |  |  | No Match | No Match |  |  |  | 18200 | 1444 | 12.6 | 10 | 20300 | 1525 | 3.9 |  | Federally-Regulated Commercial & Industrial Equipment | 11/14/2000 |  | 03/12/2009
Waterfurnace International, Inc. | Rybacki - Hart Enterprises | ZS036**4*4 |  | Ground-Source | WBAHP: Heat Pump Packaged Unit | Heat Pump | 460 | 3 |  |  | No Match | Single-Speed |  |  |  | 34500 | 1994 | 17.3 | 13.4 | 26000 | 2117 | 3.6 | 3.1 | Non Federally-Regulated | 03/02/2012 |  | 04/19/2013
Hydro Delta Corp. | Hydro Delta Corp. | 03-054-WTARW-HM |  | Ground-Water-Source | WBAHP: Heat Pump Packaged Unit | Heat Pump | 230 | 1 |  |  | No Match | No Match |  |  |  | 54500 | 4192 | 13 | 9 | 47000 | 4303 | 3.2 |  | Non Federally-Regulated | 10/06/1999 |  | 04/10/2000
Waterfurnace International, Inc. | Eagle Mountain | ZS041**0*4 |  | Water-Source | WBAHP: Heat Pump Packaged Unit | Heat Pump | 208 | 1 |  |  | No Match | Single-Speed |  |  |  | 40000 | 2759 | 14.5 | 12 | 45000 | 2931 | 4.5 | 4.2 | Federally-Regulated Commercial & Industrial Equipment | 06/14/2011 |  | 04/19/2013
Waterfurnace International, Inc. | Waterfurnace International, Inc. | CW*009A0 |  | Ground-Source | WBAHP: Heat Pump Packaged Unit | Heat Pump | 208 | 1 |  |  | No Match | No Match |  |  |  | 9600 | 581 | 16.5 |  | 6700 | 633 | 3.1 |  | Non Federally-Regulated | 03/31/1998 |  | 05/10/1998
Waterfurnace International, Inc. | Waterfurnace International, Inc. | SXV036A1 |  | Ground-Water-Source | WBAHP: Heat Pump Packaged Unit | Heat Pump | 208 | 1 |  |  | No Match | No Match |  |  |  | 36400 | 2676 | 13.6 | 9 | 26000 | 2381 | 3.2 |  | Non Federally-Regulated | 01/30/1998 |  | 08/21/1998
Waterfurnace International, Inc. | Waterfurnace International, Inc. | SXV024B1 |  | Ground-Water-Source | WBAHP: Heat Pump Packaged Unit | Heat Pump | 230 | 1 |  |  | No Match | No Match |  |  |  | 27000 | 1741 | 15.5 | 9 | 18000 | 1551 | 3.4 |  | Non Federally-Regulated | 08/21/1998 |  | 10/02/1998
ClimateMaster Inc. | Climate Master Series | 804-031-E******** |  | Water-Source | WBAHP: Heat Pump Packaged Unit | Heat Pump | 265 | 1 |  |  | No Match | No Match |  |  |  | 30000 | 2900 | 10.3 | 9 | 40500 | 3200 | 3.7 | 3.2 | Non Federally-Regulated | 02/22/1990 |  | 07/31/1991
Florida Heat Pump | Florida Heat Pump | GO048-1VT/HZ/CF |  | Water-Source | WBAHP-CB: Heat Pump Split Syst | Heat Pump | 208 | 1 |  |  | No Match | No Match |  |  |  | 49000 | 3550 | 13.8 | 9 | 52000 | 3543 | 4.3 | 3.5 | Non Federally-Regulated | 10/05/1999 |  | 04/12/2000
Command-Aire | Command-Aire | SWPH611E |  | Water-Source | WBAHP: Heat Pump Packaged Unit | Heat Pump | 208 | 1 |  |  | No Match | No Match |  |  |  | 62000 | 5640 | 11 | 9 | 78000 | 5710 | 4 | 3.2 | Non Federally-Regulated | 05/11/1988 |  | 03/15/1989
Mammoth | Hydrobank II | E020HHS/VHS |  | Water-Source | WBAHP: Heat Pump Packaged Unit | Heat Pump | 265 | 1 |  |  | No Match | No Match |  |  |  | 19500 | 1477 | 13.2 | 9.3 | 26500 | 1688 | 4.6 | 3.8 | Federally-Regulated Commercial & Industrial Equipment | 03/31/1998 |  | 05/10/1998
Waterfurnace International, Inc. | Waterfurnace International, Inc. | P056D | N-VSB2006A/G+FD03624A | Ground-Water-Source | WBAHP-CB: Heat Pump Split Syst | Heat Pump | 208 | 1 |  |  | No Match | No Match |  |  |  | 54000 | 3776 | 14.3 | 9 | 45600 | 3929 | 3.4 |  | Non Federally-Regulated | 05/19/2000 |  | 07/18/2002
Florida Heat Pump | Florida Heat Pump | EM070-3VT/HZ/CF |  | Water-Source | WBAHP: Heat Pump Packaged Unit | Heat Pump | 208 | 3 |  |  | No Match | No Match |  |  |  | 70000 | 4827 | 14.5 | 9 | 83000 | 5286 | 4.6 | 3.8 | Federally-Regulated Commercial & Industrial Equipment | 10/05/1999 |  | 04/12/2000
McQuay International | McQuay | CCW024E-T |  | Water-Source | WBAHP: Heat Pump Packaged Unit | Heat Pump | 460 | 3 |  |  | No Match | No Match |  |  |  | 25400 | 1840 | 13.8 | 9.3 | 29800 | 2130 | 4.1 | 3.8 | Federally-Regulated Commercial & Industrial Equipment | 03/31/1998 |  | 05/10/1998
Trane U.S. Inc. | Trane | WPHD0351 |  | Water-Source | WBAHP: Heat Pump Packaged Unit | Heat Pump | 208 | 1 |  |  | No Match | No Match |  |  |  | 36100 | 3281 | 11 | 10 | 45800 | 3532 | 3.8 |  | Federally-Regulated Commercial & Industrial Equipment | 12/14/1998 |  | 10/05/1999
Addison Products | Addison Products | VWY096-3A |  | Water-Source | WBAHP: Heat Pump Packaged Unit | Heat Pump | 230 | 3 |  |  | No Match | No Match |  |  |  | 100800 | 7048 | 14.3 | 9 | 118500 | 7547 | 4.6 | 3.8 | Federally-Regulated Commercial & Industrial Equipment | 05/19/2000 |  | 11/14/2000
Waterfurnace International, Inc. | Waterfurnace International, Inc. | SXH048C0 |  | Water-Source | WBAHP: Heat Pump Packaged Unit | Heat Pump | 230 | 1 |  |  | No Match | No Match |  |  |  | 49000 | 3629 | 13.5 | 9.3 | 60500 | 3772 | 4.7 | 3.8 | Federally-Regulated Commercial & Industrial Equipment | 03/31/1998 |  | 05/10/1998
ClimateMaster Inc. | Climate Master Series | VP/HP/DP060 G |  | Water-Source | WBAHP: Heat Pump Packaged Unit | Heat Pump | 230 | 1 |  |  | No Match | No Match |  |  |  | 59000 | 4609 | 12.8 | 10 | 71000 | 4729 | 4.4 |  | Federally-Regulated Commercial & Industrial Equipment | 12/14/1998 |  | 04/12/2000
Florida Heat Pump | Geomaster, LLC | ES036-1CF/HZ/VT |  | Ground-Source | WBAHP: Heat Pump Packaged Unit | Heat Pump | 230 | 1 |  |  | No Match | Single-Speed |  |  |  | 34000 | 1789 | 19 | 13.4 | 24000 | 2009 | 3.5 | 3.1 | Non Federally-Regulated | 02/09/2009 |  | 04/20/2015
Mammoth | Mammoth | G124HHC |  | Water-Source | WBAHP: Heat Pump Packaged Unit | Heat Pump | 460 | 3 |  |  | No Match | No Match |  |  |  | 116000 | 11590 | 10 | 9.2 | 142000 | 11364 | 3.7 | 2.5 | Non Federally-Regulated | 05/16/1984 |  | 05/11/1988
Waterfurnace International, Inc. | Waterfurnace International, Inc. | NSV/NSH048F1*4 |  | Ground-Water-Source | WBAHP: Heat Pump Packaged Unit | Heat Pump | 208 | 1 |  |  | No Match | Single-Speed |  |  |  | 53000 | 2031 | 26.1 | 16.2 | 43400 | 2706 | 4.7 | 3.6 | Non Federally-Regulated | 05/02/2012 |  | 04/19/2013
Florida Heat Pump | Geomaster, LLC | ES030-3CF/HZ/VT |  | Water-Source | WBAHP: Heat Pump Packaged Unit | Heat Pump | 230 | 3 |  |  | No Match | Single-Speed |  |  |  | 30000 | 1875 | 16 | 12 | 33500 | 2045 | 4.8 | 4.2 | Federally-Regulated Commercial & Industrial Equipment | 02/09/2009 |  | 04/20/2015
Florida Heat Pump | Florida Heat Pump | EM009-2CS | EM009-2AV | Water-Source | WBAHP-C: Heat Pump Split Syste | Heat Pump | 265 | 1 |  |  | No Match | No Match |  |  |  | 9300 | 756 | 12.3 | 9.3 | 12800 | 852 | 4.4 | 3.8 | Federally-Regulated Commercial & Industrial Equipment | 03/31/1998 |  | 05/10/1998
Addison Products | Addison Products | WSH042-1AL |  | Water-Source | WBAHP: Heat Pump Packaged Unit | Heat Pump | 230 | 1 |  |  | No Match | No Match |  |  |  | 42000 | 3500 | 12 | 9.3 | 52500 | 3846 | 4 | 3.8 | Federally-Regulated Commercial & Industrial Equipment | 03/31/1998 |  | 05/10/1998
Mammoth | Hydrobank II | G086VLK |  | Ground-Water-Source | WBAHP: Heat Pump Packaged Unit | Heat Pump | 460 | 3 |  |  | No Match | No Match |  |  |  | 86000 | 6370 | 13.5 | 9 | 64000 | 6048 | 3.1 |  | Non Federally-Regulated | 01/18/2001 |  | 07/18/2002
Waterfurnace International, Inc. | Rybacki - Hart Enterprises | GS012**2*0 |  | Ground-Source | WBAHP: Heat Pump Packaged Unit | Heat Pump | 265 | 1 |  |  | No Match | Single-Speed |  |  |  | 12500 | 694 | 18 | 13.4 | 9500 | 773 | 3.6 | 3.1 | Non Federally-Regulated | 01/24/2011 |  | 12/12/2012
Waterfurnace International, Inc. | Rybacki - Hart Enterprises | ZS009**2*0 |  | Ground-Water-Source | WBAHP: Heat Pump Packaged Unit | Heat Pump | 265 | 1 |  |  | No Match | Single-Speed |  |  |  | 10500 | 577 | 18.2 | 16.2 | 9600 | 760 | 3.7 | 3.6 | Non Federally-Regulated | 01/24/2011 |  | 04/19/2013
Waterfurnace International, Inc. | Waterfurnace International, Inc. | CW*018A0 |  | Ground-Water-Source | WBAHP: Heat Pump Packaged Unit | Heat Pump | 230 | 1 |  |  | No Match | No Match |  |  |  | 18100 | 1360 | 13.3 | 9 | 13900 | 1357 | 3 |  | Non Federally-Regulated | 01/30/1998 |  | 10/02/1998
Mammoth | Mammoth | D045VSXXX |  | Ground-Water-Source | WBAHP: Heat Pump Packaged Unit | Heat Pump | 208 | 1 |  |  | No Match | No Match |  |  |  | 45000 | 3850 | 11.7 |  | 48000 | 4140 | 3.4 |  | Non Federally-Regulated | 05/11/1988 |  | 03/15/1989
Mammoth | Mammoth | D034HSC |  | Water-Source | WBAHP: Heat Pump Packaged Unit | Heat Pump | 208 | 1 |  |  | No Match | No Match |  |  |  | 33600 | 3150 | 10.7 | 7.5 | 37800 | 3248 | 3.4 | 2.5 | Non Federally-Regulated | 05/16/1984 |  | 06/11/1985
McQuay / Snyder General | Electro-Hydronics | LHP20BD |  | Water-Source | WBAHP: Heat Pump Packaged Unit | Heat Pump | 230 | 3 |  |  | No Match | No Match |  |  |  | 214000 | 18000 | 11.9 |  | 240000 | 18400 | 3.8 | 2.5 | Non Federally-Regulated | 08/29/1986 |  | 05/11/1988
McQuay / Snyder General | Electro-Hydronics | CCH024A*N |  | Water-Source | WBAHP: Heat Pump Packaged Unit | Heat Pump | 265 | 1 |  |  | No Match | No Match |  |  |  | 24500 | 2120 | 11.6 | 9 | 30000 | 2240 | 3.9 | 3.2 | Non Federally-Regulated | 05/11/1988 |  | 03/15/1989
Addison Products | Addison Products | WRH044-1JA | HRH044-1J/1JB | Water-Source | WBAHP-C: Heat Pump Split Syste | Heat Pump | 208 | 1 |  |  | No Match | No Match |  |  |  | 40500 | 3681 | 11 | 9.3 | 50000 | 3856 | 3.8 | 3.8 | Federally-Regulated Commercial & Industrial Equipment | 03/31/1998 |  | 05/10/1998
Hydro Delta Corp. | Hydro Delta Corp. | 03-042-WTAR-MT |  | Ground-Water-Source | WBAHP: Heat Pump Packaged Unit | Heat Pump | 208 | 1 |  |  | No Match | No Match |  |  |  | 46000 | 3285 | 14 | 9 | 32500 | 2975 | 3.2 |  | Non Federally-Regulated | 10/06/1999 |  | 04/10/2000
Waterfurnace International, Inc. | Waterfurnace International, Inc. | ATV070*0 |  | Ground-Water-Source | WBAHP: Heat Pump Packaged Unit | Heat Pump | 208 | 1 |  |  | No Match | No Match |  |  |  | 71000 | 6698 | 10.6 | 9 | 52000 | 5441 | 2.8 |  | Non Federally-Regulated | 10/06/1999 |  | 05/19/2000
Florida Heat Pump | Florida Heat Pump | CE049-1CS | DX049 | Water-Source | WBAHP-CB: Heat Pump Split Syst | Heat Pump | 230 | 1 |  |  | No Match | Dual-Speed |  |  |  | 48500 | 2922 | 16.6 | 12 | 59500 | 3290 | 5.3 | 4.2 | Federally-Regulated Commercial & Industrial Equipment | 01/10/2012 |  | 03/02/2012
Florida Heat Pump | Florida Heat Pump | EM024-1CF/HZ/VT |  | Ground-Water-Source | WBAHP: Heat Pump Packaged Unit | Heat Pump | 230 | 1 |  |  | No Match | No Match |  |  |  | 25000 | 1736 | 14.4 | 9 | 18500 | 1505 | 3.6 |  | Non Federally-Regulated | 07/22/2002 |  | 03/12/2009
Waterfurnace International, Inc. | Rybacki - Hart Enterprises | GS009**2*0 |  | Ground-Source | WBAHP: Heat Pump Packaged Unit | Heat Pump | 265 | 1 |  |  | No Match | Single-Speed |  |  |  | 9800 | 587 | 16.7 | 13.4 | 7700 | 664 | 3.4 | 3.1 | Non Federally-Regulated | 01/24/2011 |  | 04/19/2013
Waterfurnace International, Inc. | Waterfurnace International, Inc. | ATV022D1 |  | Ground-Water-Source | WBAHP: Heat Pump Packaged Unit | Heat Pump | 230 | 1 |  |  | No Match | No Match |  |  |  | 23600 | 1493 | 15.8 | 11 | 23800 | 1516 | 4.6 | 3.5 | Non Federally-Regulated | 03/31/1998 |  | 05/10/1998
Florida Heat Pump | Florida Heat Pump | EV048-1CS | EV048-1AV/AH | Ground-Water-Source | WBAHP-CB: Heat Pump Split Syst | Heat Pump | 230 | 1 |  |  | No Match | Single-Speed |  |  |  | 53900 | 2668 | 20.2 | 16.2 | 46100 | 2668 | 4.1 | 3.6 | Non Federally-Regulated | 07/06/2011 |  | 12/12/2012
Enviro Master International llc | Enviro Master International | FWH12E******B*B |  | Water-Source | WBAHP-O: Heat Pump Packaged Un | Heat Pump | 265 | 1 |  |  | No Match | No Match |  |  |  | 11500 | 1055 | 10.9 | 9 | 13000 | 1155 | 3.3 | 3.2 | Non Federally-Regulated | 02/22/1990 |  | 07/31/1991
Command-Aire | Command-Aire | RWP-833 |  | Water-Source | WBAHP: Heat Pump Packaged Unit | Heat Pump | 208 | 3 |  |  | No Match | No Match |  |  |  | 91800 | 9120 | 10.1 | 9.2 | 116000 | 9520 | 3.6 |  | Federally-Regulated Commercial & Industrial Equipment | 01/23/1988 |  | 05/11/1988
Waterfurnace International, Inc. | Waterfurnace International, Inc. | VL/VX080**4 |  | Ground-Water-Source | WBAHP: Heat Pump Packaged Unit | Heat Pump | 460 | 3 |  |  | No Match | No Match |  |  |  | 84000 | 6000 | 14 | 9 | 54500 | 5506 | 2.9 |  | Non Federally-Regulated | 11/14/2000 |  | 07/18/2002
Enertech Global, LLC | Enertech | HXT036C |  | Ground-Source | WBAHP: Heat Pump Packaged Unit | Heat Pump | 230 | 1 |  |  | No Match | Single-Speed |  |  |  | 39300 | 1985 | 19.8 | 13.4 | 28600 | 1905 | 4.4 | 3.1 | Non Federally-Regulated | 11/30/2011 |  | 12/12/2012
Waterfurnace International, Inc. | WFI Industries, Ltd. | ZS036**3*4 |  | Water-Source | WBAHP: Heat Pump Packaged Unit | Heat Pump | 230 | 3 |  |  | No Match | Single-Speed |  |  |  | 33300 | 2220 | 15 | 12 | 40600 | 2479 | 4.8 | 4.2 | Federally-Regulated Commercial & Industrial Equipment | 06/14/2011 |  | 03/02/2012
ClimateMaster Inc. | Carrier | 50VQA/VQD120 3 |  | Water-Source | WBAHP: Heat Pump Packaged Unit | Heat Pump | 208 | 1 |  |  | No Match | No Match |  |  |  | 120000 | 10526 | 11.4 | 10.5 | 135000 | 10412 | 3.8 | 3.8 | Federally-Regulated Commercial & Industrial Equipment | 03/31/1998 |  | 05/10/1998
ClimateMaster Inc. | Carrier | 50HQA/HQD120 5/6 |  | Water-Source | WBAHP: Heat Pump Packaged Unit | Heat Pump | 208 | 3 |  |  | No Match | No Match |  |  |  | 124000 | 11071 | 11.2 | 10.5 | 150000 | 11568 | 3.8 | 3.8 | Federally-Regulated Commercial & Industrial Equipment | 03/31/1998 |  | 05/10/1998
Florida Heat Pump | Bosch | CP036-1HZ/VT |  | Water-Source | WBAHP: Heat Pump Packaged Unit | Heat Pump | 208 | 1 |  |  |  | Single-Speed |  |  |  | 36000 | 2093 | 17.2 | 12 | 41000 | 2146 | 5.6 | 4.2 | Federally-Regulated Commercial & Industrial Equipment | 04/22/2015 |  | 05/01/2015
Florida Heat Pump | Geomaster, LLC | EC018-1CF/HZ/VT |  | Ground-Water-Source | WBAHP: Heat Pump Packaged Unit | Heat Pump | 230 | 1 |  |  | No Match | Single-Speed |  |  |  | 21400 | 1126 | 19 | 16.2 | 18000 | 1259 | 3.8 | 3.6 | Non Federally-Regulated | 04/30/2009 |  | 04/20/2015
Florida Heat Pump | Florida Heat Pump | EM072-4HZ/VT |  | Ground-Water-Source | WBAHP: Heat Pump Packaged Unit | Heat Pump | 460 | 3 |  |  | No Match | No Match |  |  |  | 72000 | 5142 | 14 | 9 | 50000 | 4439 | 3.3 |  | Non Federally-Regulated | 07/22/2002 |  | 03/12/2009
Carrier Corp. | Carrier | 50HQ,VQ0335 |  | Water-Source | WBAHP: Heat Pump Packaged Unit | Heat Pump | 230 | 3 |  |  | No Match | No Match |  |  |  | 33000 | 3837 | 8.6 | 9 | 40000 | 4350 | 2.7 | 3.2 | Non Federally-Regulated | 05/11/1988 |  | 03/15/1989
Waterfurnace International, Inc. | Waterfurnace International, Inc. | P070**1(P) |  | Ground-Water-Source | WBAHP: Heat Pump Packaged Unit | Heat Pump | 208 | 1 |  |  | No Match | No Match |  |  |  | 41500 | 2385 | 17.4 | 9 | 32400 | 2636 | 3.6 |  | Non Federally-Regulated | 05/19/2000 |  | 07/18/2002
Waterfurnace International, Inc. | Eagle Mountain | ZS048**4*1 |  | Ground-Water-Source | WBAHP: Heat Pump Packaged Unit | Heat Pump | 460 | 3 |  |  | No Match | Single-Speed |  |  |  | 52000 | 2222 | 23.4 | 16.2 | 45900 | 3203 | 4.2 | 3.6 | Non Federally-Regulated | 01/24/2011 |  | 04/19/2013
Command-Aire | Command-Aire | RWP-304 |  | Water-Source | WBAHP: Heat Pump Packaged Unit | Heat Pump | 460 | 3 |  |  | No Match | No Match |  |  |  | 40600 | 4770 | 8.5 | 9 | 51600 | 4540 | 3.3 | 3.2 | Non Federally-Regulated | 05/11/1988 |  | 03/15/1989
Enertech Global, LLC | Enertech | HRT024A | MPD024 | Ground-Source | WBAHP-CB: Heat Pump Split Syst | Heat Pump | 208 | 1 |  |  | No Match | Single-Speed |  |  |  | 24600 | 1547 | 15.9 | 13.4 | 17800 | 1534 | 3.4 | 3.1 | Non Federally-Regulated | 12/12/2012 |  | 04/29/2015
Command-Aire | Command-Aire | SWP-604 |  | Water-Source | WBAHP: Heat Pump Packaged Unit | Heat Pump | 460 | 3 |  |  | No Match | No Match |  |  |  | 71300 | 7500 | 9.5 | 9.2 | 98700 | 7150 | 4 | 2.5 | Non Federally-Regulated | 02/22/1990 |  | 07/31/1991
Bard Manufacturing Company, Inc. | Bard | GSVS421-A |  | Ground-Water-Source | WBAHP: Heat Pump Packaged Unit | Heat Pump | 230 | 1 |  |  | No Match | No Match |  |  |  | 41000 | 2645 | 15.5 | 9 | 27600 | 2696 | 3 |  | Non Federally-Regulated | 12/14/1998 |  | 03/18/2002
Waterfurnace International, Inc. | Waterfurnace International, Inc. | ATV057D3 |  | Ground-Water-Source | WBAHP: Heat Pump Packaged Unit | Heat Pump | 230 | 3 |  |  | No Match | No Match |  |  |  | 62500 | 5081 | 12.3 | 11 | 66000 | 5227 | 3.7 | 3.5 | Non Federally-Regulated | 03/31/1998 |  | 05/10/1998
Florida Heat Pump | Florida Heat Pump | EM042-1HZ |  | Water-Source | WBAHP: Heat Pump Packaged Unit | Heat Pump | 208 | 1 |  |  | No Match | No Match |  |  |  | 42000 | 3181 | 13.2 | 10 | 51000 | 3475 | 4.3 |  | Federally-Regulated Commercial & Industrial Equipment | 02/02/1998 |  | 03/31/1998
Waterfurnace International, Inc. | Waterfurnace International, Inc. | SXH058B0 |  | Water-Source | WBAHP: Heat Pump Packaged Unit | Heat Pump | 208 | 1 |  |  | No Match | No Match |  |  |  | 55000 | 4074 | 13.5 | 9.3 | 69000 | 4493 | 4.5 | 3.8 | Federally-Regulated Commercial & Industrial Equipment | 03/31/1998 |  | 05/10/1998
Florida Heat Pump | Florida Heat Pump | CW018-1 |  | Ground-Water-Source | WBAHP: Heat Pump Packaged Unit | Heat Pump | 230 | 1 |  |  | No Match | No Match |  |  |  | 17400 | 1234 | 14.1 | 9 | 11000 | 1074 | 3 |  | Non Federally-Regulated | 04/10/2000 |  | 07/18/2002
ClimateMaster Inc. | Climate Master | TZV/H024 |  | Ground-Source | WBAHP: Heat Pump Packaged Unit | Heat Pump | 230 | 1 |  |  | No Match | Single-Speed |  |  |  | 22700 | 1534 | 14.8 | 13.4 | 18400 | 1498 | 3.6 | 3.1 | Non Federally-Regulated | 08/23/2011 |  | 03/02/2012
Climate Control / Snyder General | Electro-Hydronics | UW420FD |  | Water-Source | WBAHP: Heat Pump Packaged Unit | Heat Pump | 230 | 3 |  |  | No Match | No Match |  |  |  | 42000 | 3850 | 10.9 | 7.5 | 52000 | 4100 | 3.7 | 2.5 | Non Federally-Regulated | 05/16/1984 |  | 08/29/1986
Command-Aire | Command-Aire | SWPHXR131E |  | Water-Source | WBAHP: Heat Pump Packaged Unit | Heat Pump | 208 | 1 |  |  | No Match | No Match |  |  |  | 12500 | 1140 | 11 | 9 | 18000 | 1290 | 4.1 | 3.2 | Non Federally-Regulated | 05/11/1988 |  | 03/15/1989
Waterfurnace International, Inc. | Waterfurnace International, Inc. | SXH019B2 |  | Water-Source | WBAHP: Heat Pump Packaged Unit | Heat Pump | 265 | 1 |  |  | No Match | No Match |  |  |  | 18600 | 1338 | 13.9 | 10 | 24200 | 1447 | 4.9 |  | Federally-Regulated Commercial & Industrial Equipment | 08/21/1998 |  | 10/02/1998
Mammoth | Hydrobank II | G052HHG/VHG |  | Water-Source | WBAHP: Heat Pump Packaged Unit | Heat Pump | 460 | 3 |  |  | No Match | No Match |  |  |  | 53500 | 4734 | 11.3 | 9.3 | 69500 | 5222 | 3.9 | 3.8 | Federally-Regulated Commercial & Industrial Equipment | 03/31/1998 |  | 05/10/1998
Florida Heat Pump | Florida Heat Pump | EM007-2CS | EM007-2AH/AV | Ground-Water-Source | WBAHP-CB: Heat Pump Split Syst | Heat Pump | 265 | 1 |  |  | No Match | No Match |  |  |  | 7700 | 616 | 12.5 | 9 | 6000 | 532 | 3.3 |  | Non Federally-Regulated | 05/29/2001 |  | 07/18/2002
Trane U.S. Inc. | Trane | WPHF057 |  | Water-Source | WBAHP: Heat Pump Packaged Unit | Heat Pump | 208 | 1 |  |  | No Match | No Match |  |  |  | 57500 | 3965 | 14.5 | 10 | 60000 | 4394 | 4 |  | Federally-Regulated Commercial & Industrial Equipment | 04/12/2000 |  | 03/12/2009
Addison Products | Heat Controller | VWPG012-1A* |  | Water-Source | WBAHP: Heat Pump Packaged Unit | Heat Pump | 230 | 1 |  |  | No Match | No Match |  |  |  | 11500 | 751 | 15.3 | 10 | 13600 | 830 | 4.8 |  | Federally-Regulated Commercial & Industrial Equipment | 10/05/1999 |  | 04/12/2000
Addison Products | Addison Products | HGY048-3A |  | Ground-Water-Source | WBAHP: Heat Pump Packaged Unit | Heat Pump | 230 | 3 |  |  | No Match | No Match |  |  |  | 53900 | 4052 | 13.3 | 9 | 36800 | 3478 | 3.1 |  | Non Federally-Regulated | 07/22/2002 |  | 03/12/2009
Florida Heat Pump | Energy Miser | HECS52-1 | HEAH52-1 | Water-Source | WBAHP-C: Heat Pump Split Syste | Heat Pump | 208 | 1 |  |  | No Match | No Match |  |  |  | 48000 | 4445 | 10.8 | 9.3 | 64000 | 4810 | 3.9 | 3.8 | Non Federally-Regulated | 07/31/1991 |  | 03/31/1998
Florida Heat Pump | Florida Heat Pump | EM060-3CS | EM060-1AV | Water-Source | WBAHP-C: Heat Pump Split Syste | Heat Pump | 230 | 3 |  |  | No Match | No Match |  |  |  | 59000 | 4609 | 12.8 | 9.3 | 78000 | 5316 | 4.3 | 3.8 | Federally-Regulated Commercial & Industrial Equipment | 03/31/1998 |  | 05/10/1998
Florida Heat Pump | Geomaster, LLC | EV048-3CF/HZ/VT |  | Ground-Water-Source | WBAHP: Heat Pump Packaged Unit | Heat Pump | 208 | 3 |  |  | No Match | Multiple-Speed |  |  |  | 55000 | 2670 | 20.6 | 16.2 | 47000 | 2670 | 4.2 | 3.6 | Non Federally-Regulated | 07/06/2011 |  | 12/12/2012
Climate Control / Snyder General | Electro-Hydronics | VF390F3 |  | Water-Source | WBAHP: Heat Pump Packaged Unit | Heat Pump | 230 | 1 |  |  | No Match | No Match |  |  |  | 39000 | 3700 | 10.5 | 7.5 | 48000 | 4020 | 3.5 | 2.5 | Non Federally-Regulated | 05/16/1984 |  | 08/29/1986
Waterfurnace International, Inc. | Eagle Mountain | ZS060**0*1 |  | Ground-Source | WBAHP: Heat Pump Packaged Unit | Heat Pump | 208 | 1 |  |  | No Match | Single-Speed |  |  |  | 60900 | 3402 | 17.9 | 13.4 | 47100 | 3834 | 3.6 | 3.1 | Non Federally-Regulated | 03/02/2012 |  | 04/19/2013
Waterfurnace International, Inc. | Geotility Geothermal Installations | GCC/GCW/GCS/GCE09*2 |  | Ground-Source | WBAHP-O: Heat Pump Packaged Un | Heat Pump | 265 | 1 |  |  | No Match | Single-Speed |  |  |  | 9000 | 563 | 16 | 13.4 | 6700 | 633 | 3.1 | 3.1 | Non Federally-Regulated | 01/24/2011 |  | 04/19/2013
Florida Heat Pump | Florida Heat Pump | GT024-1CS | GT024-1AH/AV | Water-Source | WBAH: Heating Only Packaged Un | Heat Pump | 230 | 1 |  |  | No Match | No Match |  |  |  | 25000 | 2118 | 11.8 | 9 | 26500 | 2218 | 3.5 | 3.5 | Non Federally-Regulated | 05/23/2001 |  | 07/18/2002
Mammoth | Hydrobank II | E010HLG |  | Ground-Water-Source | WBAHP: Heat Pump Packaged Unit | Heat Pump | 265 | 1 |  |  | No Match | No Match |  |  |  | 10200 | 728 | 14 | 9 | 7900 | 723 | 3.2 |  | Non Federally-Regulated | 11/14/2000 |  | 01/18/2001
ClimateMaster Inc. | Climate Master Series | GSV/GSH015AG |  | Ground-Water-Source | WBAHP: Heat Pump Packaged Unit | Heat Pump | 230 | 1 |  |  | No Match | No Match |  |  |  | 15500 | 906 | 17.1 | 9 | 11400 | 954 | 3.5 |  | Non Federally-Regulated | 04/10/2000 |  | 07/18/2002
Waterfurnace International, Inc. | Rybacki - Hart Enterprises | ZS036**3*0 |  | Ground-Source | WBAHP: Heat Pump Packaged Unit | Heat Pump | 230 | 3 |  |  | No Match | Single-Speed |  |  |  | 34500 | 2078 | 16.6 | 13.4 | 26000 | 2309 | 3.3 | 3.1 | Non Federally-Regulated | 01/24/2011 |  | 04/19/2013
McQuay International | McQuay | WCCH/WCCW-019-E |  | Ground-Water-Source | WBAHP: Heat Pump Packaged Unit | Heat Pump | 230 | 1 |  |  | No Match | No Match |  |  |  | 21900 | 1684 | 13 | 9 | 16800 | 1587 | 3.1 |  | Non Federally-Regulated | 11/19/2002 |  | 03/12/2009
Waterfurnace International, Inc. | Waterfurnace International, Inc. | VLV/VXV018*2 |  | Water-Source | WBAHP: Heat Pump Packaged Unit | Heat Pump | 265 | 1 |  |  | No Match | No Match |  |  |  | 17100 | 1266 | 13.5 | 10 | 23200 | 1416 | 4.8 |  | Federally-Regulated Commercial & Industrial Equipment | 10/05/1999 |  | 06/20/2003
Waterfurnace International, Inc. | Premier | ATV/ATH046A |  | Ground-Water-Source | WBAHP: Heat Pump Packaged Unit | Heat Pump | 230 | 1 |  |  | No Match | No Match |  |  |  | 48500 | 3368 | 14.4 | 11 | 50000 | 3329 | 4.4 | 3.4 | Non Federally-Regulated | 07/31/1991 |  | 03/31/1998
Addison Products | Addison Products | WRH036-1JC | HRH036-1J/1JB | Water-Source | WBAHP-C: Heat Pump Split Syste | Heat Pump | 208 | 1 |  |  | No Match | No Match |  |  |  | 33000 | 3000 | 11 | 9.3 | 42000 | 3239 | 3.8 | 3.8 | Federally-Regulated Commercial & Industrial Equipment | 03/31/1998 |  | 05/10/1998
Climate Control / Snyder General | Trane | WPHA33XD* |  | Water-Source | WBAHP: Heat Pump Packaged Unit | Heat Pump | 265 | 1 |  |  | No Match | No Match |  |  |  | 33000 | 3050 | 10.8 | 7.5 | 39000 | 3090 | 3.7 | 2.5 | Non Federally-Regulated | 05/16/1984 |  | 05/11/1988
Addison Products | Addison Products | VWPG036-1B-XL* |  | Water-Source | WBAHP-CB: Heat Pump Split Syst | Heat Pump | 230 | 1 |  |  | No Match | No Match |  |  |  | 36000 | 2627 | 13.7 | 9 | 37800 | 2701 | 4.1 | 3.5 | Non Federally-Regulated | 12/14/1998 |  | 10/05/1999
Command-Aire | Command-Aire | SPVE0351 |  | Water-Source | WBAHP: Heat Pump Packaged Unit | Heat Pump | 265 | 1 |  |  | No Match | No Match |  |  |  | 34200 | 2923 | 11.7 | 10 | 42200 | 3092 | 4 |  | Federally-Regulated Commercial & Industrial Equipment | 12/14/1998 |  | 03/12/2009
Waterfurnace International, Inc. | Waterfurnace International, Inc. | SXH010C2 |  | Ground-Source | WBAHP: Heat Pump Packaged Unit | Heat Pump | 265 | 1 |  |  | No Match | No Match |  |  |  | 9900 | 642 | 15.4 |  | 7400 | 657 | 3.3 |  | Non Federally-Regulated | 03/31/1998 |  | 05/10/1998
Florida Heat Pump | Florida Heat Pump | EM009-0VT |  | Water-Source | WBAHP: Heat Pump Packaged Unit | Heat Pump | 115 | 1 |  |  | No Match | No Match |  |  |  | 9500 | 760 | 12.5 | 9.3 | 13000 | 846 | 4.5 | 3.8 | Federally-Regulated Commercial & Industrial Equipment | 03/31/1998 |  | 05/10/1998
Florida Heat Pump | Energy Miser | HEH68-2 |  | Water-Source | WBAHP: Heat Pump Packaged Unit | Heat Pump | 265 | 1 |  |  | No Match | No Match |  |  |  | 68000 | 5665 | 12 | 10.5 | 88000 | 6290 | 4.1 | 3.8 | Non Federally-Regulated | 07/31/1991 |  | 03/31/1998
Waterfurnace International, Inc. | Eagle Mountain | ZS041**4*4 |  | Ground-Source | WBAHP: Heat Pump Packaged Unit | Heat Pump | 460 | 3 |  |  | No Match | Single-Speed |  |  |  | 41000 | 2485 | 16.5 | 13.4 | 29000 | 2428 | 3.5 | 3.1 | Non Federally-Regulated | 06/14/2011 |  | 04/19/2013
Snyder General Corp. | McQuay | VE390F3 |  | Water-Source | WBAHP: Heat Pump Packaged Unit | Heat Pump | 230 | 1 |  |  | No Match | No Match |  |  |  | 39000 | 3700 | 10.5 | 9 | 48000 | 4020 | 3.5 | 3.2 | Non Federally-Regulated | 02/22/1990 |  | 07/31/1991
ClimateMaster Inc. | Carrier Corp. | 50YEH/V/D018 |  | Ground-Water-Source | WBAHP: Heat Pump Packaged Unit | Heat Pump | 230 | 1 |  |  | No Match | Single-Speed |  |  |  | 21300 | 859 | 24.8 | 16.2 | 18600 | 1211 | 4.5 | 3.6 | Non Federally-Regulated | 10/24/2014 |  | 04/22/2015
McQuay International | McQuay | CCW048E-G |  | Water-Source | WBAHP: Heat Pump Packaged Unit | Heat Pump | 208 | 1 |  |  | No Match | No Match |  |  |  | 44000 | 3548 | 12.4 | 10 | 56000 | 3647 | 4.5 |  | Federally-Regulated Commercial & Industrial Equipment | 02/02/1998 |  | 03/31/1998
McQuay International | McQuay | W-CDD/CDE/CMG-1-060-K |  | Ground-Water-Source | WBAHP: Heat Pump Packaged Unit | Heat Pump | 460 | 3 |  |  | No Match | No Match |  |  |  | 57000 | 4523 | 12.6 | 9 | 42500 | 4447 | 2.8 |  | Non Federally-Regulated | 10/06/1999 |  | 04/10/2000
Addison Products | Addison Products | HWPH064-3JC/3JBC |  | Water-Source | WBAHP-CB: Heat Pump Split Syst | Heat Pump | 230 | 3 |  |  | No Match | No Match |  |  |  | 63500 | 5080 | 12.5 | 9 | 76000 | 6364 | 3.5 | 3.5 | Non Federally-Regulated | 02/02/1998 |  | 10/02/1998
Addison Products | Addison Products | DWPG042-1B-XL* |  | Ground-Water-Source | WBAHP: Heat Pump Packaged Unit | Heat Pump | 208 | 1 |  |  | No Match | No Match |  |  |  | 41500 | 2804 | 14.8 | 9 | 30000 | 2747 | 3.2 |  | Non Federally-Regulated | 07/29/1998 |  | 10/02/1998
American Air Filter | Enercon | EHW-90 |  | Water-Source | WBAHP: Heat Pump Packaged Unit | Heat Pump | 200 | 3 |  |  | No Match | No Match |  |  |  | 90000 | 8571 | 10.5 | 9.2 | 114000 | 9027 | 3.7 |  | Non Federally-Regulated | 05/11/1988 |  | 03/15/1989
McQuay / Snyder General | Electro-Hydronics | UW400GK |  | Water-Source | WBAHP: Heat Pump Packaged Unit | Heat Pump | 208 | 3 |  |  | No Match | No Match |  |  |  | 39600 | 3960 | 10 | 7.5 | 45000 | 3880 | 3.4 | 2.5 | Non Federally-Regulated | 08/29/1986 |  | 05/11/1988
Addison Products | Addison Products | HGY007-1A |  | Water-Source | WBAHP-CB: Heat Pump Split Syst | Heat Pump | 208 | 1 |  |  | No Match | No Match |  |  |  | 9300 | 683 | 13.6 | 9 | 10900 | 778 | 4.1 | 3.5 | Non Federally-Regulated | 07/16/2001 |  | 07/18/2002
Climate Control / Snyder General | Electro-Hydronics | LHP12AP |  | Water-Source | WBAHP: Heat Pump Packaged Unit | Heat Pump | 460 | 3 |  |  | No Match | No Match |  |  |  | 128000 | 11000 | 11.6 | 9.2 | 142000 | 11200 | 3.7 | 2.5 | Non Federally-Regulated | 05/16/1984 |  | 08/29/1986
Climate Control / Snyder General | Trane | WPHA08XA* |  | Water-Source | WBAHP: Heat Pump Packaged Unit | Heat Pump | 115 | 1 |  |  | No Match | No Match |  |  |  | 6900 | 645 | 10 | 7.5 | 8800 | 680 | 3.8 | 2.5 | Non Federally-Regulated | 05/16/1984 |  | 08/29/1986
Command-Aire | Command-Aire | GSCC0611 |  | Water-Source | WBAHP: Heat Pump Packaged Unit | Heat Pump | 208 | 1 |  |  | No Match | No Match |  |  |  | 58200 | 4974 | 11.7 | 10 | 65400 | 5043 | 3.8 |  | Federally-Regulated Commercial & Industrial Equipment | 08/07/1998 |  | 10/02/1998
Command-Aire | Command-Aire | SWP1033* |  | Water-Source | WBAHP: Heat Pump Packaged Unit | Heat Pump | 208 | 3 |  |  | No Match | No Match |  |  |  | 124000 | 10690 | 11.6 | 9.2 | 156000 | 10880 | 4.2 |  | Non Federally-Regulated | 05/11/1988 |  | 03/15/1989
Climate Control / Snyder General | Electro-Hydronics | LWP25BD |  | Water-Source | WBAHP: Heat Pump Packaged Unit | Heat Pump | 230 | 3 |  |  | No Match | No Match |  |  |  | 256000 | 22000 | 11.6 |  | 284000 | 22400 | 3.7 | 2.5 | Non Federally-Regulated | 06/11/1985 |  | 08/29/1986
Waterfurnace International, Inc. | Rybacki - Hart Enterprises | ZS060**4*1 |  | Ground-Source | WBAHP: Heat Pump Packaged Unit | Heat Pump | 460 | 3 |  |  | No Match | Single-Speed |  |  |  | 60900 | 3402 | 17.9 | 13.4 | 47100 | 3834 | 3.6 | 3.1 | Non Federally-Regulated | 01/24/2011 |  | 04/19/2013
Enertech Global, LLC | Enertech | TXT072B2 |  | Ground-Water-Source | WBAHP: Heat Pump Packaged Unit | Heat Pump | 208 | 3 |  |  | No Match | Single-Speed | 2980 | 693 | 1 | 72000 | 3673 | 19.6 | 16.2 | 72200 | 4809 | 4.4 | 3.6 | Non Federally-Regulated | 03/02/2012 |  | 01/09/2014
Waterfurnace International, Inc. | Waterfurnace International, Inc. | SXV058B0 |  | Ground-Water-Source | WBAHP: Heat Pump Packaged Unit | Heat Pump | 208 | 1 |  |  | No Match | No Match |  |  |  | 56500 | 4484 | 12.6 | 9 | 45500 | 4301 | 3.1 |  | Non Federally-Regulated | 01/30/1998 |  | 05/10/1998
ClimateMaster Inc. | Carrier Corp. | 50PRH/V048 6 |  | Ground-Water-Source | WBAHP: Heat Pump Packaged Unit | Heat Pump | 460 | 3 |  |  | No Match | Single-Speed |  |  |  | 54300 | 2649 | 20.5 | 16.2 | 46500 | 3324 | 4.1 | 3.6 | Non Federally-Regulated | 01/24/2011 |  | 08/23/2011
McQuay / Snyder General | Electro-Hydronics | UW420FD |  | Water-Source | WBAHP: Heat Pump Packaged Unit | Heat Pump | 230 | 3 |  |  | No Match | No Match |  |  |  | 42000 | 3850 | 10.9 | 7.5 | 52000 | 4100 | 3.7 | 2.5 | Non Federally-Regulated | 08/29/1986 |  | 05/11/1988
ClimateMaster Inc. | Carrier | 50YBV060(P) |  | Ground-Water-Source | WBAHP: Heat Pump Packaged Unit | Heat Pump | 208 | 1 |  |  | No Match | No Match |  |  |  | 22900 | 1449 | 15.8 | 9 | 22900 | 1813 | 3.7 |  | Non Federally-Regulated | 11/17/1999 |  | 04/10/2000
Enertech Global, LLC | Enertech | TXT072D2 |  | Ground-Source | WBAHP: Heat Pump Packaged Unit | Heat Pump | 208 | 3 |  |  | No Match | Single-Speed | 3533 | 710 | 1 | 73400 | 4243 | 17.3 | 13.4 | 57000 | 4515 | 3.7 | 3.1 | Non Federally-Regulated | 09/03/2012 |  | 12/12/2012
Florida Heat Pump | Florida Heat Pump | ES036-4CF/HZ/VT |  | Ground-Source | WBAHP: Heat Pump Packaged Unit | Heat Pump | 460 | 3 |  |  | No Match | Single-Speed |  |  |  | 35500 | 2017 | 17.6 | 13.4 | 26500 | 2044 | 3.8 | 3.1 | Non Federally-Regulated | 06/14/2011 |  | 04/20/2015
McQuay / Snyder General | Electro-Hydronics | CC1000GP |  | Water-Source | WBAHP: Heat Pump Packaged Unit | Heat Pump | 460 | 3 |  |  | No Match | No Match |  |  |  | 97500 | 10156 | 9.6 | 9.2 | 136000 | 10400 | 3.8 |  | Non Federally-Regulated | 05/11/1988 |  | 03/15/1989
Florida Heat Pump | Florida Heat Pump | GT042-3CS | GT042-1AH/AV | Water-Source | Water/Brine to Air Heat Pump S | Heat Pump | 208 | 3 |  |  | No Match | No Match |  |  |  | 41000 | 3228 | 12.7 | 10 | 51500 | 3210 | 4.7 |  | Federally-Regulated Commercial & Industrial Equipment | 04/12/2000 |  | 05/29/2001
Mammoth | Hydrobank II | F070HHF/VHF |  | Water-Source | WBAHP: Heat Pump Packaged Unit | Heat Pump | 230 | 3 |  |  | No Match | No Match |  |  |  | 71800 | 5240 | 13.7 | 9 | 87300 | 5685 | 4.5 | 3.8 | Federally-Regulated Commercial & Industrial Equipment | 12/14/1998 |  | 10/05/1999
McQuay International | McQuay | W-WD*/WL*/WM*-1-012-J |  | Water-Source | WBAHP-O: Heat Pump Packaged Un | Heat Pump | 265 | 1 |  |  | No Match | No Match |  |  |  | 11400 | 876 | 13 | 10 | 12800 | 986 | 3.8 |  | Federally-Regulated Commercial & Industrial Equipment | 09/21/2000 |  | 11/14/2000
Econar | Econar | GH591 |  | Ground-Water-Source | WBAHP: Heat Pump Packaged Unit | Heat Pump | 208 | 1 |  |  | No Match | No Match |  |  |  | 57500 | 4752 | 12.1 | 9 | 54500 | 5152 | 3.1 |  | Non Federally-Regulated | 07/29/1998 |  | 10/02/1998
McQuay / Snyder General | Electro-Hydronics | LHP12BD |  | Water-Source | WBAHP: Heat Pump Packaged Unit | Heat Pump | 230 | 3 |  |  | No Match | No Match |  |  |  | 128000 | 11000 | 11.6 | 9.2 | 142000 | 11200 | 3.7 |  | Non Federally-Regulated | 05/11/1988 |  | 03/15/1989
Mammoth | Hydrobank II | E020VLG |  | Ground-Water-Source | WBAHP: Heat Pump Packaged Unit | Heat Pump | 265 | 1 |  |  | No Match | No Match |  |  |  | 20500 | 1485 | 13.8 | 9 | 16000 | 1562 | 3 |  | Non Federally-Regulated | 05/23/2000 |  | 11/14/2000
Mammoth | Hydrobank II | D035HHS/VHS |  | Water-Source | WBAHP: Heat Pump Packaged Unit | Heat Pump | 230 | 1 |  |  | No Match | No Match |  |  |  | 37000 | 2624 | 14.1 | 9.3 | 45000 | 2866 | 4.6 | 3.8 | Federally-Regulated Commercial & Industrial Equipment | 03/31/1998 |  | 05/10/1998
Econar | Econar | GH671 |  | Ground-Water-Source | WBAHP: Heat Pump Packaged Unit | Heat Pump | 208 | 1 |  |  | No Match | No Match |  |  |  | 63500 | 5669 | 11.2 | 9 | 63000 | 6152 | 3 |  | Non Federally-Regulated | 03/18/2002 |  | 03/12/2009
Florida Heat Pump | Florida Heat Pump | EM048-1HZ |  | Water-Source | WBAHP: Heat Pump Packaged Unit | Heat Pump | 208 | 1 |  |  | No Match | No Match |  |  |  | 49000 | 3920 | 12.5 | 9.3 | 58000 | 3863 | 4.4 | 3.8 | Federally-Regulated Commercial & Industrial Equipment | 03/31/1998 |  | 05/10/1998
Carrier Corp. | Carrier | 50QXV0365 |  | Water-Source | WBAHP: Heat Pump Packaged Unit | Heat Pump | 208 | 3 |  |  | No Match | No Match |  |  |  | 35000 | 3180 | 11 | 9 | 41500 | 3131 | 3.9 | 3.2 | Non Federally-Regulated | 02/22/1990 |  | 07/31/1991
Mammoth | Hydrobank II | F130HHT/VHT |  | Water-Source | WBAHP: Heat Pump Packaged Unit | Heat Pump | 208 | 3 |  |  | No Match | No Match |  |  |  | 124000 | 9538 | 13 | 10.5 | 159000 | 11650 | 4 | 3.8 | Federally-Regulated Commercial & Industrial Equipment | 03/31/1998 |  | 05/10/1998
Waterfurnace International, Inc. | Waterfurnace International, Inc. | SXV030B0 |  | Ground-Water-Source | WBAHP: Heat Pump Packaged Unit | Heat Pump | 230 | 1 |  |  | No Match | No Match |  |  |  | 31200 | 2181 | 14.3 | 9 | 21600 | 1808 | 3.5 |  | Non Federally-Regulated | 12/14/1998 |  | 10/06/1999
Trane U.S. Inc. | Command-Aire | GXHA0261 |  | Water-Source | WBAHP: Heat Pump Packaged Unit | Heat Pump | 208 | 1 |  |  | No Match | No Match |  |  |  | 22800 | 2171 | 10.5 | 10 | 30400 | 2283 | 3.9 |  | Federally-Regulated Commercial & Industrial Equipment | 10/05/1999 |  | 04/12/2000
Waterfurnace International, Inc. | Waterfurnace International, Inc. | NSZ060A5 | NRAC060* | Ground-Source | WBAHP-CB: Heat Pump Split Syst | Heat Pump | 575 | 3 |  |  | No Match | Single-Speed |  |  |  | 57000 | 3353 | 17 | 13.4 | 44500 | 3623 | 3.6 | 3.1 | Non Federally-Regulated | 08/23/2011 |  | 03/02/2012
McQuay International | McQuay | FCV/FCW/VWH/VWW012B-N |  | Water-Source | WBAHP: Heat Pump Packaged Unit | Heat Pump | 265 | 1 |  |  | No Match | No Match |  |  |  | 11600 | 1035 | 11.2 | 10 | 14000 | 1079 | 3.8 |  | Federally-Regulated Commercial & Industrial Equipment | 12/14/1998 |  | 11/17/1999
Waterfurnace International, Inc. | Waterfurnace International, Inc. | SXV058C1 |  | Water-Source | WBAHP: Heat Pump Packaged Unit | Heat Pump | 230 | 1 |  |  | No Match | No Match |  |  |  | 55000 | 4074 | 13.5 | 9.3 | 69000 | 4493 | 4.5 | 3.8 | Federally-Regulated Commercial & Industrial Equipment | 03/31/1998 |  | 05/10/1998
Florida Heat Pump | Florida Heat Pump | AP061-4CF/HZ/VT |  | Ground-Water-Source | WBAHP: Heat Pump Packaged Unit | Heat Pump | 460 | 3 |  |  | No Match | Dual-Speed | 3079 | 730 | 1 | 71000 | 2983 | 23.8 | 16.2 | 65000 | 3810 | 5 | 3.6 | Non Federally-Regulated | 11/30/2011 |  | 05/01/2015
Enertech Global, LLC | Roth Industries, Inc. | RXT048C |  | Ground-Source | WBAHP: Heat Pump Packaged Unit | Heat Pump | 230 | 1 |  |  | No Match | Single-Speed |  |  |  | 48300 | 2808 | 17.2 | 13.4 | 39100 | 2938 | 3.9 | 3.1 | Non Federally-Regulated | 12/12/2012 |  | 04/21/2014
Addison Products | Addison Products | DWPG042-1B-XL* |  | Ground-Water-Source | WBAHP: Heat Pump Packaged Unit | Heat Pump | 208 | 1 |  |  | No Match | No Match |  |  |  | 41500 | 12968 | 3.2 | 9 | 30000 | 2747 | 3.2 |  | Non Federally-Regulated | 05/15/1998 |  | 07/29/1998
Climate Control / Snyder General | Electro-Hydronics | UW260FP |  | Water-Source | WBAHP: Heat Pump Packaged Unit | Heat Pump | 460 | 3 |  |  | No Match | No Match |  |  |  | 26000 | 2450 | 10.6 | 7.5 | 31600 | 2500 | 3.7 | 2.5 | Non Federally-Regulated | 05/16/1984 |  | 08/29/1986
McQuay / Snyder General | Electro-Hydronics | CW260F7 |  | Water-Source | WBAHP: Heat Pump Packaged Unit | Heat Pump | 265 | 1 |  |  | No Match | No Match |  |  |  | 26000 | 2450 | 10.6 | 7.5 | 31600 | 2500 | 3.7 | 2.5 | Non Federally-Regulated | 08/29/1986 |  | 05/11/1988
Enertech Global, LLC | Enertech | EV170/171-1 |  | Ground-Water-Source | WBAHP: Heat Pump Packaged Unit | Heat Pump | 230 | 1 |  |  | No Match | Single-Speed |  |  |  | 20400 | 854 | 23.9 | 16.2 | 19300 | 1414 | 4 | 3.6 | Non Federally-Regulated | 01/09/2014 |  | 10/24/2014
Waterfurnace International, Inc. | Eagle Mountain | GS009**0*0 |  | Ground-Water-Source | WBAHP: Heat Pump Packaged Unit | Heat Pump | 208 | 1 |  |  | No Match | Single-Speed |  |  |  | 10800 | 486 | 22.2 | 16.2 | 10100 | 688 | 4.3 | 3.6 | Non Federally-Regulated | 01/24/2011 |  | 04/19/2013
Mammoth | Geox | ZD009HHF |  | Water-Source | WBAHP: Heat Pump Packaged Unit | Heat Pump | 208 | 1 |  |  | No Match | No Match |  |  |  | 8800 | 785 | 11.2 | 9 | 12000 | 879 | 4 | 3.2 | Federally-Regulated Commercial & Industrial Equipment | 12/26/1990 |  | 07/27/1992
Florida Heat Pump | Geomaster, LLC | ES048-1CS | ES048-1AV/AH | Ground-Source | WBAHP-CB: Heat Pump Split Syst | Heat Pump | 230 | 1 |  |  | No Match | Single-Speed |  |  |  | 51000 | 2840 | 16.8 | 13.4 | 38000 | 3010 | 3.7 | 3.1 | Non Federally-Regulated | 06/23/2011 |  | 04/20/2015
Carrier Corp. | Carrier | 50QEV0481 |  | Water-Source | WBAHP: Heat Pump Packaged Unit | Heat Pump | 575 | 3 |  |  | No Match | No Match |  |  |  | 47500 | 4330 | 11 | 9 | 57800 | 4420 | 3.8 | 3.2 | Non Federally-Regulated | 10/10/1989 |  | 07/31/1991
Singer | Electro-Hydronics | WM90C2 |  | Water-Source | WBAHP: Heat Pump Packaged Unit | Heat Pump | 115 | 1 |  |  | No Match | No Match |  |  |  | 8600 | 1000 | 8.6 | 7.5 | 11900 | 1100 | 3.2 | 2.5 | Non Federally-Regulated | 01/05/1982 |  | 09/08/1982
Climate Control / Snyder General | Electro-Hydronics | CC330GD |  | Water-Source | WBAHP: Heat Pump Packaged Unit | Heat Pump | 230 | 3 |  |  | No Match | No Match |  |  |  | 33000 | 3050 | 10.8 | 7.5 | 39000 | 3090 | 3.7 | 2.5 | Non Federally-Regulated | 05/16/1984 |  | 08/29/1986
Florida Heat Pump | Florida Heat Pump | GT030-3CS | GT030-1AH/AV | Water-Source | WBAH: Heating Only Packaged Un | Heat Pump | 230 | 3 |  |  | No Match | No Match |  |  |  | 29400 | 2115 | 13.9 | 9 | 33800 | 2357 | 4.2 | 3.5 | Non Federally-Regulated | 05/23/2001 |  | 07/18/2002
Waterfurnace International, Inc. | Waterfurnace International, Inc. | VL/VX120**3 |  | Water-Source | WBAHP: Heat Pump Packaged Unit | Heat Pump | 208 | 3 |  |  | No Match | No Match |  |  |  | 118500 | 9634 | 12.3 | 9 | 160000 | 10902 | 4.3 | 3.8 | Federally-Regulated Commercial & Industrial Equipment | 11/14/2000 |  | 02/17/2011
Waterfurnace International, Inc. | Extended Range | WXH/WXV009A*1*** |  | Water-Source | WBAHP-CB: Heat Pump Split Syst | Heat Pump | 230 | 1 |  |  | No Match | No Match |  |  |  | 9000 | 918 | 9.8 | 9 | 10700 | 950 | 3.3 |  | Non Federally-Regulated | 09/13/1989 |  | 07/27/1992
Florida Heat Pump | Florida Heat Pump | EM048-4CF/HZ/VT |  | Ground-Water-Source | WBAHP: Heat Pump Packaged Unit | Heat Pump | 460 | 3 |  |  | No Match | No Match |  |  |  | 51000 | 3953 | 12.9 | 9 | 38000 | 3373 | 3.3 |  | Non Federally-Regulated | 07/22/2002 |  | 03/12/2009
Waterfurnace International, Inc. | Waterfurnace International, Inc. | SXV013A0 |  | Ground-Water-Source | WBAHP: Heat Pump Packaged Unit | Heat Pump | 230 | 1 |  |  | No Match | No Match |  |  |  | 13300 | 847 | 15.7 | 9 | 9700 | 861 | 3.3 |  | Non Federally-Regulated | 01/30/1998 |  | 08/21/1998
Enertech Global, LLC | Enertech | TXT036C2 |  | Ground-Source | WBAHP: Heat Pump Packaged Unit | Heat Pump | 208 | 3 |  |  | No Match | Single-Speed |  |  |  | 37500 | 2038 | 18.4 | 13.4 | 28100 | 2009 | 4.1 | 3.1 | Non Federally-Regulated | 12/12/2012 |  | 04/21/2014
Florida Heat Pump | Florida Heat Pump | EM070-1CS | EM070-1AH/AV | Ground-Water-Source | WBAHP-CB: Heat Pump Split Syst | Heat Pump | 230 | 1 |  |  | No Match | No Match |  |  |  | 70500 | 4895 | 14.4 | 9 | 52000 | 4914 | 3.1 |  | Non Federally-Regulated | 04/10/2000 |  | 07/18/2002
Friedrich Air Conditioning Co. | Climate Master Series | 803-036-G******** |  | Water-Source | WBAHP: Heat Pump Packaged Unit | Heat Pump | 208 | 3 |  |  | No Match | No Match |  |  |  | 35600 | 3360 | 10.6 | 7.5 | 42500 | 3550 | 3.5 | 2.5 | Non Federally-Regulated | 05/16/1984 |  | 08/29/1986
ClimateMaster Inc. | Carrier Corp. | 50YGV/H/D064 |  | Ground-Water-Source | WBAHP: Heat Pump Packaged Unit | Heat Pump | 230 | 1 |  |  | No Match | Single-Speed | 2674 | 161 | 97 | 71300 | 2946 | 24.2 | 16.2 | 63000 | 3928 | 4.7 | 3.6 | Non Federally-Regulated | 12/12/2012 |  | 04/22/2015
Florida Heat Pump | Florida Heat Pump | CW012-1 |  | Ground-Water-Source | WBAHP: Heat Pump Packaged Unit | Heat Pump | 230 | 1 |  |  | No Match | No Match |  |  |  | 11000 | 714 | 15.4 | 9 | 7400 | 677 | 3.2 |  | Non Federally-Regulated | 07/22/2002 |  | 03/12/2009
Florida Heat Pump | Florida Heat Pump | GT030-3VT/HZ/CF |  | Ground-Water-Source | WBAHP: Heat Pump Packaged Unit | Heat Pump | 208 | 3 |  |  | No Match | No Match |  |  |  | 31400 | 2211 | 14.2 | 11 | 33000 | 2417 | 4 | 3.5 | Non Federally-Regulated | 03/31/1998 |  | 05/10/1998
American Air Filter | Enercon | FHW-23 |  | Water-Source | WBAHP: Heat Pump Packaged Unit | Heat Pump | 208 | 1 |  |  | No Match | No Match |  |  |  | 21600 | 1999 | 10.8 | 9 | 28000 | 2106 | 3.9 | 3.2 | Non Federally-Regulated | 05/11/1988 |  | 03/15/1989
Trane U.S. Inc. | Trane | WPVF0481 |  | Water-Source | WBAHP: Heat Pump Packaged Unit | Heat Pump | 208 | 1 |  |  | No Match | No Match |  |  |  | 46000 | 3382 | 13.6 | 10 | 54000 | 3767 | 4.2 |  | Federally-Regulated Commercial & Industrial Equipment | 10/05/1999 |  | 04/12/2000
Florida Heat Pump | Florida Heat Pump | EM028-2HZ |  | Water-Source | WBAHP: Heat Pump Packaged Unit | Heat Pump | 265 | 1 |  |  | No Match | No Match |  |  |  | 28000 | 1971 | 14.2 | 10 | 33400 | 2175 | 4.5 |  | Federally-Regulated Commercial & Industrial Equipment | 02/02/1998 |  | 03/31/1998
Waterfurnace International, Inc. | Johnson Controls | RJSV/RJSH042**3*1 |  | Ground-Water-Source | WBAHP: Heat Pump Packaged Unit | Heat Pump | 230 | 3 |  |  | No Match | Single-Speed |  |  |  | 45200 | 1532 | 29.5 | 16.2 | 34900 | 1967 | 5.2 | 3.6 | Non Federally-Regulated | 01/24/2011 |  | 10/24/2014
Enertech Global, LLC | Enertech | TST036A | MPD036 | Ground-Source | WBAHP-CB: Heat Pump Split Syst | Heat Pump | 230 | 1 |  |  | No Match | Single-Speed |  |  |  | 38900 | 2315 | 16.8 | 13.4 | 29200 | 2194 | 3.9 | 3.1 | Non Federally-Regulated | 11/30/2011 |  | 12/12/2012
Waterfurnace International, Inc. | Waterfurnace International, Inc. | SXV030A3 |  | Water-Source | WBAHP: Heat Pump Packaged Unit | Heat Pump | 230 | 3 |  |  | No Match | No Match |  |  |  | 30600 | 2125 | 14.4 | 10 | 36600 | 2145 | 5 |  | Federally-Regulated Commercial & Industrial Equipment | 02/02/1998 |  | 03/31/1998
Florida Heat Pump | Geomaster, LLC | ES025-1CS | ES025-1AV/AH | Ground-Source | WBAHP-CB: Heat Pump Split Syst | Heat Pump | 230 | 1 |  |  | No Match | Dual-Speed |  |  |  | 26900 | 1470 | 18.3 | 13.4 | 18600 | 1474 | 3.7 | 3.1 | Non Federally-Regulated | 06/15/2009 |  | 11/30/2011
Enertech Global, LLC | Enertech | GXT036A |  | Ground-Water-Source | WBAHP: Heat Pump Packaged Unit | Heat Pump | 230 | 1 |  |  | No Match | Single-Speed |  |  |  | 39800 | 1809 | 22 | 16.2 | 34300 | 2234 | 4.5 | 3.6 | Non Federally-Regulated | 01/24/2011 |  | 04/19/2013
Carrier Corp. | Carrier | 50QEH0481 |  | Water-Source | WBAHP: Heat Pump Packaged Unit | Heat Pump | 575 | 3 |  |  | No Match | No Match |  |  |  | 47000 | 4196 | 11.2 | 9 | 59000 | 4550 | 3.8 | 3.2 | Federally-Regulated Commercial & Industrial Equipment | 09/25/1989 |  | 10/10/1989
Waterfurnace International, Inc. | WFI Industries, Ltd. | 141/142A036**1*1 |  | Water-Source | WBAHP: Heat Pump Packaged Unit | Heat Pump | 230 | 1 |  |  | No Match | Variable-Speed |  |  |  | 32000 | 1778 | 18 | 12 | 50000 | 2765 | 5.3 | 4.2 | Federally-Regulated Commercial & Industrial Equipment | 12/12/2012 |  | 10/24/2014
California Heat Pump | Trane | WPHB-0356 |  | Water-Source | WBAHP: Heat Pump Packaged Unit | Heat Pump | 230 | 3 |  |  | No Match | No Match |  |  |  | 35000 | 3180 | 11 | 7.5 | 42000 | 3240 | 3.8 | 2.5 | Non Federally-Regulated | 06/11/1985 |  | 05/11/1988
Waterfurnace International, Inc. | Waterfurnace International, Inc. | SXH030B2 |  | Water-Source | WBAHP: Heat Pump Packaged Unit | Heat Pump | 265 | 1 |  |  | No Match | No Match |  |  |  | 30600 | 2125 | 14.4 | 10 | 36600 | 2145 | 5 |  | Federally-Regulated Commercial & Industrial Equipment | 12/14/1998 |  | 10/05/1999
Waterfurnace International, Inc. | Rybacki - Hart Enterprises | ZS030**4*4 |  | Ground-Source | WBAHP: Heat Pump Packaged Unit | Heat Pump | 460 | 3 |  |  | No Match | Single-Speed |  |  |  | 29000 | 1585 | 18.3 | 13.4 | 22800 | 1758 | 3.8 | 3.1 | Non Federally-Regulated | 06/14/2011 |  | 04/19/2013
Florida Heat Pump | Florida Heat Pump | GT024-3CF/HZ/VT |  | Water-Source | WBAHP-CB: Heat Pump Split Syst | Heat Pump | 208 | 3 |  |  | No Match | No Match |  |  |  | 25500 | 2125 | 12 | 9 | 27200 | 2277 | 3.5 | 3.5 | Non Federally-Regulated | 07/22/2002 |  | 03/12/2009
ClimateMaster Inc. | Carrier | 50HQA/HQD/VQA/VQD030 3 |  | Water-Source | WBAHP: Heat Pump Packaged Unit | Heat Pump | 208 | 1 |  |  | No Match | No Match |  |  |  | 29000 | 2478 | 11.7 | 10 | 39000 | 2657 | 4.3 |  | Federally-Regulated Commercial & Industrial Equipment | 02/02/1998 |  | 03/31/1998
Trane U.S. Inc. | Trane | GXHA0411 |  | Water-Source | WBAHP: Heat Pump Packaged Unit | Heat Pump | 208 | 1 |  |  | No Match | No Match |  |  |  | 40100 | 3517 | 11.4 | 10 | 52000 | 4010 | 3.8 |  | Federally-Regulated Commercial & Industrial Equipment | 02/02/1998 |  | 03/31/1998
California Heat Pump | Trane | WPRB-0207 |  | Water-Source | WBAHP: Heat Pump Packaged Unit | Heat Pump | 265 | 1 |  |  | No Match | No Match |  |  |  | 20000 | 1775 | 11.3 | 7.5 | 19000 | 1600 | 3.4 | 2.5 | Non Federally-Regulated | 06/11/1985 |  | 05/11/1988
Mammoth | Hydrobank II | F090HHF/VHF |  | Water-Source | WBAHP: Heat Pump Packaged Unit | Heat Pump | 230 | 3 |  |  | No Match | No Match |  |  |  | 87300 | 6419 | 13.6 | 9 | 112000 | 7294 | 4.5 | 3.8 | Federally-Regulated Commercial & Industrial Equipment | 12/14/1998 |  | 10/05/1999
Command-Aire | Command-Aire | SWPHXR197E |  | Water-Source | WBAHP: Heat Pump Packaged Unit | Heat Pump | 265 | 1 |  |  | No Match | No Match |  |  |  | 18500 | 1650 | 11.2 | 9 | 24500 | 1750 | 4 | 3.2 | Non Federally-Regulated | 05/11/1988 |  | 03/15/1989
ClimateMaster Inc. | Genesis Compact | GCH036BF******* |  | Water-Source | WBAHP: Heat Pump Packaged Unit | Heat Pump | 460 | 3 |  |  | No Match | No Match |  |  |  | 35600 | 3042 | 11.7 | 10 | 47200 | 3219 | 4.3 |  | Federally-Regulated Commercial & Industrial Equipment | 07/02/2003 |  | 12/21/2006
Singer | Electro-Hydronics | FC240 P |  | Water-Source | WBAHP: Heat Pump Packaged Unit | Heat Pump | 460 | 3 |  |  | No Match | No Match |  |  |  | 24000 | 2850 | 8.4 | 7.5 | 28400 | 2900 | 2.9 | 2.5 | Non Federally-Regulated | 09/08/1982 |  | 05/16/1984
ClimateMaster Inc. | Carrier Corp. | 50PRH/V030 4 |  | Ground-Source | WBAHP: Heat Pump Packaged Unit | Heat Pump | 265 | 1 |  |  | No Match | Single-Speed |  |  |  | 28900 | 1914 | 15.1 | 13.4 | 23400 | 2017 | 3.4 | 3.1 | Non Federally-Regulated | 01/24/2011 |  | 08/23/2011
Waterfurnace International, Inc. | Waterfurnace International, Inc. | ATV057D3(P) |  | Ground-Water-Source | WBAHP: Heat Pump Packaged Unit | Heat Pump | 230 | 3 |  |  | No Match | No Match |  |  |  | 34000 | 1808 | 18.8 | 9 | 26000 | 2116 | 3.6 |  | Non Federally-Regulated | 05/10/1998 |  | 10/02/1998
Waterfurnace International, Inc. | Waterfurnace International, Inc. | SXH068B0 |  | Ground-Water-Source | WBAHP: Heat Pump Packaged Unit | Heat Pump | 208 | 1 |  |  | No Match | No Match |  |  |  | 66000 | 5500 | 12 | 9 | 52000 | 5080 | 3 |  | Non Federally-Regulated | 01/30/1998 |  | 10/02/1998
Waterfurnace International, Inc. | Waterfurnace International, Inc. | SXV042B1 |  | Water-Source | WBAHP: Heat Pump Packaged Unit | Heat Pump | 208 | 1 |  |  | No Match | No Match |  |  |  | 42000 | 3000 | 14 | 10 | 54500 | 3131 | 5.1 |  | Federally-Regulated Commercial & Industrial Equipment | 02/02/1998 |  | 03/31/1998
McQuay International | McQuay | FCV/FCW/VWH/VWW048B-W |  | Water-Source | WBAHP: Heat Pump Packaged Unit | Heat Pump | 575 | 3 |  |  | No Match | No Match |  |  |  | 46000 | 3833 | 12 | 10 | 56000 | 3816 | 4.3 |  | Federally-Regulated Commercial & Industrial Equipment | 12/14/1998 |  | 10/05/1999
Snyder General Corp. | McQuay | WM075C3 |  | Water-Source | WBAHP-O: Heat Pump Packaged Un | Heat Pump | 208 | 1 |  |  | No Match | No Match |  |  |  | 6900 | 645 | 10.7 | 9 | 9400 | 725 | 3.8 | 3.2 | Non Federally-Regulated | 02/22/1990 |  | 07/31/1991
Waterfurnace International, Inc. | Eagle Mountain | YS024**1*0 |  | Ground-Source | WBAHP: Heat Pump Packaged Unit | Heat Pump | 208 | 1 |  |  | No Match | Single-Speed |  |  |  | 24400 | 1435 | 17 | 13.4 | 17500 | 1465 | 3.5 | 3.1 | Non Federally-Regulated | 01/24/2011 |  | 04/19/2013
Climate Control / Snyder General | Electro-Hydronics | LE190C7 |  | Water-Source | WBAHP: Heat Pump Packaged Unit | Heat Pump | 265 | 1 |  |  | No Match | No Match |  |  |  | 18200 | 1825 | 10 | 7.5 | 22600 | 2000 | 3.3 | 2.5 | Non Federally-Regulated | 05/16/1984 |  | 08/29/1986
Waterfurnace International, Inc. | Waterfurnace International, Inc. | ATH070D0(P) |  | Ground-Water-Source | WBAHP: Heat Pump Packaged Unit | Heat Pump | 208 | 1 |  |  | No Match | No Match |  |  |  | 43500 | 2500 | 17.4 | 9 | 32400 | 2637 | 3.6 |  | Non Federally-Regulated | 01/30/1998 |  | 03/31/1998
Climate Control / Snyder General | Electro-Hydronics | CC1000GK |  | Water-Source | WBAHP: Heat Pump Packaged Unit | Heat Pump | 208 | 3 |  |  | No Match | No Match |  |  |  | 107000 | 10000 | 10.7 | 9.2 | 136000 | 10400 | 3.8 | 2.5 | Non Federally-Regulated | 05/16/1984 |  | 08/29/1986
Waterfurnace International, Inc. | Waterfurnace International, Inc. | VLH/VXH030*2 |  | Water-Source | WBAHP: Heat Pump Packaged Unit | Heat Pump | 265 | 1 |  |  | No Match | No Match |  |  |  | 29700 | 2414 | 12.3 | 10 | 35900 | 2629 | 4 |  | Federally-Regulated Commercial & Industrial Equipment | 10/05/1999 |  | 03/12/2009
ClimateMaster Inc. | Carrier Corp. | YDS/YPS038 | CNPV*36* | Ground-Source | WBAHP-C: Heat Pump Split Syste | Heat Pump | 230 | 1 |  |  | No Match | Single-Speed |  |  |  | 36700 | 2323 | 15.8 | 13.4 | 28200 | 2356 | 3.5 | 3.1 | Non Federally-Regulated | 11/25/2009 |  | 08/23/2011
Carrier Corp. | Carrier | 50QXV0603 |  | Water-Source | WBAHP: Heat Pump Packaged Unit | Heat Pump | 208 | 1 |  |  | No Match | No Match |  |  |  | 59000 | 5000 | 11.8 | 9 | 69000 | 5142 | 3.8 | 3.2 | Non Federally-Regulated | 02/22/1990 |  | 07/31/1991
Waterfurnace International, Inc. | Extended Range | WXH/WXV059A*1*** |  | Ground-Water-Source | WBAHP: Heat Pump Packaged Unit | Heat Pump | 230 | 1 |  |  | No Match | No Match |  |  |  | 59000 | 6146 | 9.6 |  | 74000 | 6377 | 3.4 |  | Non Federally-Regulated | 03/15/1989 |  | 07/31/1991
Waterfurnace International, Inc. | Waterfurnace International, Inc. | SXH042B0 |  | Ground-Source | WBAHP: Heat Pump Packaged Unit | Heat Pump | 208 | 1 |  |  | No Match | No Match |  |  |  | 44500 | 3201 | 13.9 |  | 31800 | 2824 | 3.3 |  | Non Federally-Regulated | 03/31/1998 |  | 05/10/1998
Florida Heat Pump | Florida Heat Pump | TA049-1CS | TA049-1AH/AV | Ground-Water-Source | WBAHP-CB: Heat Pump Split Syst | Heat Pump | 230 | 1 |  |  | No Match | Dual-Speed |  |  |  | 56000 | 2343 | 23.9 | 16.2 | 45500 | 2837 | 4.7 | 3.6 | Non Federally-Regulated | 06/14/2011 |  | 04/20/2015
Waterfurnace International, Inc. | Johnson Controls | RKV/RKH024**0*0 |  | Ground-Source | WBAHP: Heat Pump Packaged Unit | Heat Pump | 230 | 1 |  |  | No Match | Single-Speed |  |  |  | 26000 | 1354 | 19.2 | 13.4 | 18900 | 1497 | 3.7 | 3.1 | Non Federally-Regulated | 09/03/2012 |  | 01/09/2014
Marvair | Marvair | WHP43HPA |  | Water-Source | WBAHP: Heat Pump Packaged Unit | Heat Pump | 230 | 1 |  |  | No Match | No Match |  |  |  | 43500 | 3955 | 11 | 9 | 55500 | 4171 | 3.9 | 3.2 | Non Federally-Regulated | 02/22/1990 |  | 07/31/1991
ClimateMaster Inc. | Climate Master Series | HS/HL006G |  | Water-Source | WBAHP: Heat Pump Packaged Unit | Heat Pump | 230 | 1 |  |  | No Match | No Match |  |  |  | 7400 | 627 | 11.8 | 10 | 8800 | 644 | 4 |  | Federally-Regulated Commercial & Industrial Equipment | 01/22/2003 |  | 03/12/2009
Waterfurnace International, Inc. | Waterfurnace International, Inc. | SXV013C0 |  | Water-Source | WBAHP: Heat Pump Packaged Unit | Heat Pump | 208 | 1 |  |  | No Match | No Match |  |  |  | 12700 | 858 | 14.8 | 9.3 | 15100 | 921 | 4.8 | 3.8 | Federally-Regulated Commercial & Industrial Equipment | 03/31/1998 |  | 05/10/1998
Mammoth | Hydrobank II | G090VLF/HLF |  | Ground-Water-Source | WBAHP: Heat Pump Packaged Unit | Heat Pump | 460 | 3 |  |  | No Match | No Match |  |  |  | 86330 | 6640 | 13 | 9 | 67000 | 6771 | 2.9 |  | Non Federally-Regulated | 12/14/1998 |  | 04/10/2000
Mammoth | Hydrobank II | D014HLG |  | Ground-Water-Source | WBAHP: Heat Pump Packaged Unit | Heat Pump | 230 | 1 |  |  | No Match | No Match |  |  |  | 14200 | 1014 | 14 | 9 | 10700 | 1011 | 3.1 |  | Non Federally-Regulated | 05/29/2001 |  | 07/18/2002
Florida Heat Pump | Florida Heat Pump | EV030-1CF/HZ/VT |  | Ground-Water-Source | WBAHP: Heat Pump Packaged Unit | Heat Pump | 208 | 1 |  |  | No Match | No Match |  |  |  | 31000 | 2108 | 14.7 | 9 | 22000 | 2079 | 3.1 |  | Non Federally-Regulated | 03/22/2001 |  | 07/18/2002
Florida Heat Pump | Florida Heat Pump | GT048-3CS | GT048-1AH/AV | Ground-Water-Source | WBAHP-CB: Heat Pump Split Syst | Heat Pump | 208 | 3 |  |  | No Match | No Match |  |  |  | 48000 | 3609 | 13.3 | 9 | 36400 | 3231 | 3.3 |  | Non Federally-Regulated | 05/29/2001 |  | 07/18/2002
Waterfurnace International, Inc. | Eagle Mountain | GTS026A1 | GRAC026* | Water-Source | WBAHP-CB: Heat Pump Split Syst | Heat Pump | 230 | 1 |  |  | No Match | Dual-Speed |  |  |  | 25000 | 1712 | 14.6 | 12 | 30500 | 1753 | 5.1 | 4.2 | Federally-Regulated Commercial & Industrial Equipment | 01/24/2011 |  | 04/19/2013
ClimateMaster Inc. | Climate Master Series | GSV/GSH018AG |  | Ground-Water-Source | WBAHP: Heat Pump Packaged Unit | Heat Pump | 208 | 1 |  |  | No Match | No Match |  |  |  | 18400 | 1150 | 16 | 9 | 13600 | 1207 | 3.3 |  | Non Federally-Regulated | 07/22/2002 |  | 03/12/2009
Addison Products | Addison Products | WRH022-1J | HRH022-1J | Ground-Water-Source | WBAHP-CB: Heat Pump Split Syst | Heat Pump | 230 | 1 |  |  | No Match | No Match |  |  |  | 22800 | 1982 | 11.5 | 11 | 27800 | 2327 | 3.5 | 3.5 | Non Federally-Regulated | 03/31/1998 |  | 05/10/1998
Waterfurnace International, Inc. | Waterfurnace International, Inc. | SXH036B4 |  | Ground-Water-Source | WBAHP: Heat Pump Packaged Unit | Heat Pump | 460 | 3 |  |  | No Match | No Match |  |  |  | 36400 | 2676 | 13.6 | 9 | 26000 | 2381 | 3.2 |  | Non Federally-Regulated | 12/14/1998 |  | 10/06/1999
Trane U.S. Inc. | Trane | GXUC0611 |  | Water-Source | WBAHP: Heat Pump Packaged Unit | Heat Pump | 208 | 1 |  |  | No Match | No Match |  |  |  | 59800 | 5155 | 11.6 | 10 | 68600 | 5290 | 3.8 |  | Federally-Regulated Commercial & Industrial Equipment | 12/14/1998 |  | 10/05/1999
Florida Heat Pump | Florida Heat Pump | SV060-3CS*-*****A | SV060-1AV/AH*-***T/A*A | Water-Source | WBAHP-CB: Heat Pump Split Syst | Heat Pump | 208 | 3 |  |  | No Match | Single-Speed |  |  |  | 54300 | 4177 | 13 | 12 | 64100 | 4369 | 4.3 | 4.2 | Federally-Regulated Commercial & Industrial Equipment | 10/24/2014 |  | 04/01/2015
Johnson Controls | Johnson Controls | VSCS24B1****0 |  | Ground-Source | WBAHP: Heat Pump Packaged Unit | Heat Pump | 208 | 1 |  |  | No Match | Single-Speed |  |  |  | 25900 | 1650 | 15.7 | 13.4 | 18100 | 1711 | 3.1 | 3.1 | Non Federally-Regulated | 03/02/2012 |  | 10/24/2014
Florida Heat Pump | Florida Heat Pump | EM120-4HZ/VT |  | Water-Source | WBAHP-CB: Heat Pump Split Syst | Heat Pump | 460 | 3 |  |  | No Match | No Match |  |  |  | 132000 | 9850 | 13.4 | 9 | 145000 | 10893 | 3.9 | 3.5 | Non Federally-Regulated | 09/19/2001 |  | 07/18/2002
Power-Save International, Inc. | S.O.E.S.I. | PSS-300 |  | Water-Source | WBAHP: Heat Pump Packaged Unit | Heat Pump | 230 | 1 |  |  | No Match | No Match |  |  |  | 38000 | 2461 | 15.4 | 9 | 40000 | 2484 | 4.7 | 3.2 | Non Federally-Regulated | 02/22/1990 |  | 07/31/1991
Addison Products | Addison Products | HWPG060-3B** |  | Ground-Water-Source | WBAHP: Heat Pump Packaged Unit | Heat Pump | 230 | 3 |  |  | No Match | No Match |  |  |  | 58000 | 4461 | 13 | 9 | 44000 | 4446 | 2.9 |  | Non Federally-Regulated | 05/10/1998 |  | 10/02/1998
Snyder General Corp. | McQuay | RC070A5 |  | Water-Source | WBAHP: Heat Pump Packaged Unit | Heat Pump | 208 | 1 |  |  | No Match | No Match |  |  |  | 7000 | 619 | 11.3 | 9 | 8900 | 650 | 4 | 3.2 | Non Federally-Regulated | 02/22/1990 |  | 07/31/1991
Florida Heat Pump | Bosch | EC012-1CF/HZ/VT |  | Water-Source | WBAHP: Heat Pump Packaged Unit | Heat Pump | 230 | 1 |  |  |  | Single-Speed |  |  |  | 11000 | 846 | 13 | 11.2 | 14500 | 944 | 4.5 | 4.2 | Federally-Regulated Commercial & Industrial Equipment | 04/22/2015 |  | 05/01/2015
Waterfurnace International, Inc. | Waterfurnace International, Inc. | SXH024B0 |  | Water-Source | WBAHP-CB: Heat Pump Split Syst | Heat Pump | 230 | 1 |  |  | No Match | No Match |  |  |  | 27400 | 1889 | 14.5 | 9 | 27400 | 1867 | 4.3 | 3.5 | Non Federally-Regulated | 08/21/1998 |  | 10/02/1998
Florida Heat Pump | Florida Heat Pump | EM028-3CS | EM028-1AV/AH | Water-Source | WBAHP-C: Heat Pump Split Syste | Heat Pump | 208 | 3 |  |  | No Match | No Match |  |  |  | 27500 | 1964 | 14 | 10 | 33000 | 2197 | 4.4 |  | Federally-Regulated Commercial & Industrial Equipment | 10/05/1999 |  | 04/12/2000
Enertech Global, LLC | Enertech | GSC042 | ACD060 | Ground-Source | WBAHP-C: Heat Pump Split Syste | Heat Pump | 230 | 1 |  |  | No Match | Single-Speed |  |  |  | 43800 | 2561 | 17.1 | 13.4 | 35000 | 3019 | 3.4 | 3.1 | Non Federally-Regulated | 04/30/2009 |  | 06/15/2009
ClimateMaster Inc. | Climate Master Series | 813-048-H******** |  | Water-Source | WBAHP: Heat Pump Packaged Unit | Heat Pump | 208 | 3 |  |  | No Match | No Match |  |  |  | 48500 | 4409 | 11 | 9 | 57000 | 4395 | 3.8 | 3.2 | Federally-Regulated Commercial & Industrial Equipment | 02/11/1988 |  | 05/11/1988
Enertech Global, LLC | Roth Industries, Inc. | RXT036C |  | Ground-Water-Source | WBAHP: Heat Pump Packaged Unit | Heat Pump | 208 | 1 |  |  | No Match | Single-Speed |  |  |  | 42600 | 1658 | 25.7 | 16.2 | 36000 | 2029 | 5.2 | 3.6 | Non Federally-Regulated | 11/30/2011 |  | 12/12/2012
Waterfurnace International, Inc. | Waterfurnace International, Inc. | SXV048C1 |  | Water-Source | WBAHP: Heat Pump Packaged Unit | Heat Pump | 230 | 1 |  |  | No Match | No Match |  |  |  | 49000 | 3629 | 13.5 | 10 | 60500 | 3772 | 4.7 |  | Federally-Regulated Commercial & Industrial Equipment | 02/02/1998 |  | 03/31/1998
Marvair | Marvair | V/H345-01-A |  | Water-Source | WBAHP: Heat Pump Packaged Unit | Heat Pump | 230 | 1 |  |  | No Match | No Match |  |  |  | 32400 | 3200 | 10.1 | 7.5 | 37600 | 3430 | 3.2 | 2.5 | Non Federally-Regulated | 06/11/1985 |  | 05/11/1988
Enertech Global, LLC | Enertech | GHT036A2 |  | Ground-Water-Source | WBAHP: Heat Pump Packaged Unit | Heat Pump | 230 | 3 |  |  | No Match | Single-Speed |  |  |  | 38200 | 1705 | 22.4 | 16.2 | 36900 | 2207 | 4.9 | 3.6 | Non Federally-Regulated | 03/02/2012 |  | 12/12/2012
Waterfurnace International, Inc. | Waterfurnace International, Inc. | VLH012A2 |  | Water-Source | WBAHP: Heat Pump Packaged Unit | Heat Pump | 265 | 1 |  |  | No Match | No Match |  |  |  | 11800 | 1053 | 11.2 | 10 | 17200 | 1326 | 3.8 |  | Federally-Regulated Commercial & Industrial Equipment | 12/14/1998 |  | 10/05/1999
Friedrich Air Conditioning Co. | Climate Master Series | V113-34********** |  | Water-Source | WBAHP: Heat Pump Packaged Unit | Heat Pump | 460 | 3 |  |  | No Match | No Match |  |  |  | 113000 | 10660 | 10.6 | 7.5 | 130000 | 10300 | 3.7 | 2.2 | Non Federally-Regulated | 08/30/1983 |  | 05/16/1984
Command-Aire | Command-Aire | RWP-204 |  | Water-Source | WBAHP: Heat Pump Packaged Unit | Heat Pump | 460 | 3 |  |  | No Match | No Match |  |  |  | 25800 | 2440 | 10.6 | 9 | 31200 | 2420 | 3.8 | 3.2 | Non Federally-Regulated | 05/11/1988 |  | 03/15/1989
Waterfurnace International, Inc. | Waterfurnace International, Inc. | NSV/NSH036G1*0 |  | Ground-Water-Source | WBAHP: Heat Pump Packaged Unit | Heat Pump | 230 | 1 |  |  | No Match | Single-Speed |  |  |  | 36300 | 1412 | 25.7 | 16.2 | 28200 | 1758 | 4.7 | 3.6 | Non Federally-Regulated | 09/03/2012 |  | 04/19/2013
Mammoth | Hydrobank II | F052HHJ |  | Water-Source | WBAHP: Heat Pump Packaged Unit | Heat Pump | 208 | 3 |  |  | No Match | No Match |  |  |  | 53000 | 4690 | 11.3 | 10 | 69000 | 5183 | 3.9 |  | Federally-Regulated Commercial & Industrial Equipment | 05/23/2000 |  | 01/18/2001
Waterfurnace International, Inc. | WFI Industries, Ltd. | VLV/VXV048*1 |  | Water-Source | WBAHP: Heat Pump Packaged Unit | Heat Pump | 208 | 1 |  |  | No Match | No Match |  |  |  | 45800 | 3606 | 12.7 | 10 | 57900 | 4039 | 4.2 |  | Federally-Regulated Commercial & Industrial Equipment | 06/20/2003 |  | 02/17/2011
Enertech Global, LLC | Enertech | TCT024C2 |  | Ground-Water-Source | WBAHP: Heat Pump Packaged Unit | Heat Pump | 230 | 3 |  |  | No Match | Single-Speed |  |  |  | 28400 | 1048 | 27.1 | 16.2 | 24300 | 1344 | 5.3 | 3.6 | Non Federally-Regulated | 05/02/2012 |  | 04/21/2014
Enertech Global, LLC | Enertech | GCT060D3 |  | Ground-Water-Source | WBAHP: Heat Pump Packaged Unit | Heat Pump | 460 | 3 |  |  | No Match | Single-Speed | 2388 | 644 | 1 | 68200 | 3031 | 22.5 | 16.2 | 59900 | 3816 | 4.6 | 3.6 | Non Federally-Regulated | 09/03/2012 |  | 12/12/2012
Command-Aire | Command-Aire | SWPH351E |  | Water-Source | WBAHP: Heat Pump Packaged Unit | Heat Pump | 208 | 1 |  |  | No Match | No Match |  |  |  | 36000 | 3270 | 11 | 9 | 48000 | 3500 | 4 | 3.2 | Non Federally-Regulated | 05/11/1988 |  | 03/15/1989
Thermal Energy Systems | Thermaflo II | 48***2**** |  | Water-Source | WBAHP: Heat Pump Packaged Unit | Heat Pump | 208 | 3 |  |  | No Match | No Match |  |  |  | 49000 | 4350 | 11.3 | 9 | 59000 | 4400 | 3.9 | 3.2 | Federally-Regulated Commercial & Industrial Equipment | 01/23/1988 |  | 02/22/1990
Friedrich Climate Master | Climate Master Series | 814-048-G******** |  | Water-Source | WBAHP: Heat Pump Packaged Unit | Heat Pump | 230 | 1 |  |  | No Match | No Match |  |  |  | 48500 | 4300 | 11.3 | 7.5 | 59000 | 4550 | 3.8 | 2.5 | Non Federally-Regulated | 08/29/1986 |  | 05/11/1988
Singer | Electro-Hydronics | LHP18AP |  | Water-Source | WBAHP: Heat Pump Packaged Unit | Heat Pump | 460 | 3 |  |  | No Match | No Match |  |  |  | 214000 | 18000 | 11.9 | 7.5 | 240000 | 18400 | 3.8 | 2.2 | Non Federally-Regulated | 09/08/1982 |  | 05/16/1984
Waterfurnace International, Inc. | Waterfurnace International, Inc. | ATV056D3 |  | Ground-Source | WBAHP: Heat Pump Packaged Unit | Heat Pump | 230 | 3 |  |  | No Match | No Match |  |  |  | 58000 | 3790 | 15.3 |  | 44500 | 4075 | 3.2 |  | Non Federally-Regulated | 03/31/1998 |  | 05/10/1998
Waterfurnace International, Inc. | Waterfurnace International, Inc. | SXV010C1 |  | Water-Source | WBAHP-CB: Heat Pump Split Syst | Heat Pump | 208 | 1 |  |  | No Match | No Match |  |  |  | 10100 | 687 | 14.7 | 9 | 11500 | 783 | 4.3 | 3.5 | Non Federally-Regulated | 02/02/1998 |  | 10/02/1998
McQuay / Snyder General | Electro-Hydronics | UC400FK |  | Water-Source | WBAHP: Heat Pump Packaged Unit | Heat Pump | 208 | 3 |  |  | No Match | No Match |  |  |  | 39600 | 3960 | 10 | 7.5 | 45000 | 3880 | 3.4 | 2.5 | Non Federally-Regulated | 08/29/1986 |  | 05/11/1988
Enertech Global, LLC | Enertech | GST048A | ACD060 | Ground-Source | WBAHP-CB: Heat Pump Split Syst | Heat Pump | 208 | 1 |  |  | No Match | Single-Speed |  |  |  | 52200 | 2868 | 18.2 | 13.4 | 37300 | 2666 | 4.1 | 3.1 | Non Federally-Regulated | 11/30/2011 |  | 03/02/2012
Dinh Co., Inc. | Dinh Rotocom | WAHP 4 |  | Water-Source | WBAHP: Heat Pump Packaged Unit | Heat Pump | 230 | 1 |  |  | No Match | No Match |  |  |  | 42000 | 3290 | 12.8 | 9 | 50400 | 3230 | 4.5 | 3.2 | Non Federally-Regulated | 05/11/1988 |  | 03/15/1989
Waterfurnace International, Inc. | Waterfurnace International, Inc. | NSZ060A4 | NRAC060* | Ground-Source | WBAHP-CB: Heat Pump Split Syst | Heat Pump | 460 | 3 |  |  | No Match | Single-Speed |  |  |  | 57000 | 3353 | 17 | 13.4 | 44500 | 3623 | 3.6 | 3.1 | Non Federally-Regulated | 08/23/2011 |  | 03/02/2012
Waterfurnace International, Inc. | American Standard, Inc. | A2GX049***1*1 |  | Ground-Water-Source | WBAHP: Heat Pump Packaged Unit | Heat Pump | 208 | 1 |  |  | No Match | Dual-Speed |  |  |  | 53200 | 2945 | 22.7 | 16.2 | 47200 | 2344 | 4.7 | 3.6 | Non Federally-Regulated | 08/23/2011 |  | 10/24/2014
American Air Filter | Enercon | DVW61 |  | Water-Source | WBAHP: Heat Pump Packaged Unit | Heat Pump | 230 | 1 |  |  | No Match | No Match |  |  |  | 61000 | 5730 | 10.6 | 7.5 | 74000 | 6100 | 3.6 | 2.5 | Non Federally-Regulated | 05/16/1984 |  | 06/11/1985
Waterfurnace International, Inc. | Geotility Geothermal Installations | ZS036**0*1 |  | Ground-Water-Source | WBAHP: Heat Pump Packaged Unit | Heat Pump | 208 | 1 |  |  | No Match | Single-Speed |  |  |  | 37700 | 1639 | 23 | 16.2 | 33000 | 2249 | 4.3 | 3.6 | Non Federally-Regulated | 01/24/2011 |  | 04/19/2013
Waterfurnace International, Inc. | Waterfurnace International, Inc. | USV/USH036**3*4 |  | Water-Source | WBAHP: Heat Pump Packaged Unit | Heat Pump | 208 | 3 |  |  | No Match | Single-Speed |  |  |  | 33300 | 2220 | 15 | 12 | 40600 | 2479 | 4.8 | 4.2 | Federally-Regulated Commercial & Industrial Equipment | 06/14/2011 |  | 03/02/2012
Florida Heat Pump | Florida Heat Pump | EM072-3HZ |  | Water-Source | WBAHP: Heat Pump Packaged Unit | Heat Pump | 208 | 3 |  |  | No Match | No Match |  |  |  | 71000 | 5107 | 13.9 | 10.5 | 76000 | 4842 | 4.6 | 3.8 | Federally-Regulated Commercial & Industrial Equipment | 03/31/1998 |  | 05/10/1998
Waterfurnace International, Inc. | Waterfurnace International, Inc. | NDZ038A0 | NRAC036* | Ground-Water-Source | WBAHP-CB: Heat Pump Split Syst | Heat Pump | 230 | 1 |  |  | No Match | Dual-Speed |  |  |  | 34300 | 1681 | 20.4 | 16.2 | 33100 | 2156 | 4.5 | 3.6 | Non Federally-Regulated | 01/24/2011 |  | 08/23/2011
McQuay / Snyder General | Electro-Hydronics | WM75C7 |  | Water-Source | WBAHP: Heat Pump Packaged Unit | Heat Pump | 265 | 1 |  |  | No Match | No Match |  |  |  | 6900 | 645 | 10.7 | 7.5 | 9500 | 730 | 3.8 | 2.5 | Non Federally-Regulated | 08/29/1986 |  | 05/11/1988
Waterfurnace International, Inc. | Rybacki - Hart Enterprises | ZS041**4*0 |  | Water-Source | WBAHP: Heat Pump Packaged Unit | Heat Pump | 460 | 3 |  |  | No Match | Single-Speed |  |  |  | 40000 | 2899 | 13.8 | 12 | 45000 | 3067 | 4.3 | 4.2 | Federally-Regulated Commercial & Industrial Equipment | 01/24/2011 |  | 04/19/2013
Waterfurnace International, Inc. | Waterfurnace International, Inc. | NSZ048A3 | NRAC048* | Ground-Source | WBAHP-CB: Heat Pump Split Syst | Heat Pump | 208 | 3 |  |  | No Match | Single-Speed |  |  |  | 46200 | 2552 | 18.1 | 13.4 | 35300 | 2723 | 3.8 | 3.1 | Non Federally-Regulated | 08/23/2011 |  | 10/24/2014
Climate Control / Snyder General | Electro-Hydronics | UC400G5 |  | Water-Source | WBAHP: Heat Pump Packaged Unit | Heat Pump | 208 | 1 |  |  | No Match | No Match |  |  |  | 39600 | 3960 | 10 | 7.5 | 45000 | 3880 | 3.4 | 2.5 | Non Federally-Regulated | 06/11/1985 |  | 08/29/1986
Waterfurnace International, Inc. | Waterfurnace International, Inc. | P066**1 |  | Ground-Water-Source | WBAHP: Heat Pump Packaged Unit | Heat Pump | 230 | 1 |  |  | No Match | No Match |  |  |  | 67000 | 5000 | 13.4 | 9 | 50000 | 4883 | 3 |  | Non Federally-Regulated | 07/22/2002 |  | 03/12/2009
Enertech Global, LLC | Roth Industries, Inc. | RXT072D2 |  | Ground-Water-Source | WBAHP: Heat Pump Packaged Unit | Heat Pump | 230 | 3 |  |  | No Match | Single-Speed | 2875 | 710 | 1 | 78500 | 3584 | 21.9 | 16.2 | 71900 | 4789 | 4.4 | 3.6 | Non Federally-Regulated | 09/03/2012 |  | 12/12/2012
ClimateMaster Inc. | Climate Master Series | GSS048AG | GAH48 | Water-Source | Water/Brine to Air Heat Pump S | Heat Pump | 208 | 1 |  |  | No Match | No Match |  |  |  | 48500 | 3730 | 13 | 10 | 57000 | 4073 | 4.1 |  | Federally-Regulated Commercial & Industrial Equipment | 04/12/2000 |  | 11/19/2001
American Air Filter | Enercon | VW81 |  | Water-Source | WBAHP: Heat Pump Packaged Unit | Heat Pump | 200 | 3 |  |  | No Match | No Match |  |  |  | 79500 | 6720 | 11.5 | 9.2 | 101500 | 7247 | 3.9 | 2.5 | Non Federally-Regulated | 06/11/1985 |  | 08/29/1986
American Air Filter | Enercon | HW40A |  | Water-Source | WBAHP: Heat Pump Packaged Unit | Heat Pump | 208 | 3 |  |  | No Match | No Match |  |  |  | 36500 | 4200 | 8.7 | 7.5 | 46000 | 4600 | 2.9 | 2.5 | Non Federally-Regulated | 01/05/1982 |  | 05/16/1984
Carrier Corp. | Carrier | 50QXV0094 |  | Water-Source | WBAHP: Heat Pump Packaged Unit | Heat Pump | 265 | 1 |  |  | No Match | No Match |  |  |  | 9100 | 766 | 11.9 | 9 | 11000 | 839 | 3.8 | 3.2 | Non Federally-Regulated | 03/15/1989 |  | 02/05/1990
Climate Control / Snyder General | Electro-Hydronics | CC420GK |  | Water-Source | WBAHP: Heat Pump Packaged Unit | Heat Pump | 208 | 3 |  |  | No Match | No Match |  |  |  | 42000 | 3850 | 10.9 | 7.5 | 52000 | 4100 | 3.7 | 2.5 | Non Federally-Regulated | 05/16/1984 |  | 08/29/1986
Waterfurnace International, Inc. | Rybacki - Hart Enterprises | YS024**1*0 |  | Ground-Source | WBAHP: Heat Pump Packaged Unit | Heat Pump | 230 | 1 |  |  | No Match | Single-Speed |  |  |  | 24400 | 1435 | 17 | 13.4 | 17500 | 1465 | 3.5 | 3.1 | Non Federally-Regulated | 01/24/2011 |  | 04/19/2013
Waterfurnace International, Inc. | Waterfurnace International, Inc. | ATH066D3 |  | Water-Source | WBAHP-CB: Heat Pump Split Syst | Heat Pump | 208 | 3 |  |  | No Match | No Match |  |  |  | 68000 | 5151 | 13.2 | 9 | 80000 | 5861 | 4 | 3.5 | Non Federally-Regulated | 02/02/1998 |  | 10/02/1998
Waterfurnace International, Inc. | Waterfurnace International, Inc. | SXV048B0 |  | Ground-Source | WBAHP: Heat Pump Packaged Unit | Heat Pump | 208 | 1 |  |  | No Match | No Match |  |  |  | 51500 | 3843 | 13.4 |  | 36000 | 3403 | 3.1 |  | Non Federally-Regulated | 03/31/1998 |  | 05/10/1998
Florida Heat Pump | Florida Heat Pump | EM096-5CS | EM096-5AH/AV | Water-Source | WBAH: Heating Only Packaged Un | Heat Pump | 575 | 3 |  |  | No Match | No Match |  |  |  | 101000 | 7537 | 13.4 | 9 | 103000 | 7941 | 3.8 | 3.5 | Non Federally-Regulated | 07/22/2002 |  | 03/12/2009
Florida Heat Pump | Florida Heat Pump | GT054-5CS | GT054-5AH/AV | Ground-Water-Source | WBAHP-CB: Heat Pump Split Syst | Heat Pump | 575 | 3 |  |  | No Match | No Match |  |  |  | 50000 | 3937 | 12.7 | 9 | 41500 | 4192 | 2.9 |  | Non Federally-Regulated | 04/10/2000 |  | 07/18/2002
Mammoth | Hydrobank II | D035VLG |  | Ground-Water-Source | WBAHP: Heat Pump Packaged Unit | Heat Pump | 230 | 1 |  |  | No Match | No Match |  |  |  | 35000 | 2500 | 14 | 9 | 27000 | 2551 | 3.1 |  | Non Federally-Regulated | 01/18/2001 |  | 07/18/2002
American Air Filter | Enercon | FHW-12 |  | Water-Source | WBAHP: Heat Pump Packaged Unit | Heat Pump | 230 | 1 |  |  | No Match | No Match |  |  |  | 11000 | 1037 | 10.6 | 9 | 15100 | 1196 | 3.7 | 3.2 | Non Federally-Regulated | 02/22/1990 |  | 07/31/1991
Waterfurnace International, Inc. | Waterfurnace International, Inc. | SXV058C0 |  | Water-Source | WBAHP: Heat Pump Packaged Unit | Heat Pump | 230 | 1 |  |  | No Match | No Match |  |  |  | 55000 | 4044 | 13.6 | 10 | 69000 | 4493 | 4.5 |  | Federally-Regulated Commercial & Industrial Equipment | 02/02/1998 |  | 03/31/1998
Command-Aire | Command-Aire | SWP-613 |  | Water-Source | WBAHP: Heat Pump Packaged Unit | Heat Pump | 208 | 3 |  |  | No Match | No Match |  |  |  | 62000 | 6500 | 9.5 | 9 | 78000 | 6600 | 3.5 | 3.2 | Non Federally-Regulated | 05/11/1988 |  | 03/15/1989
Trane U.S. Inc. | Trane | EXHE036 |  | Ground-Source | WBAHP: Heat Pump Packaged Unit | Heat Pump | 208 | 1 |  |  | No Match | Single-Speed |  |  |  | 36500 | 2028 | 18 | 13.4 | 27400 | 2115 | 3.8 | 3.1 | Non Federally-Regulated | 04/30/2009 |  | 08/15/2014
Florida Heat Pump | Florida Heat Pump | GT030-1VT/HZ/CF |  | Water-Source | WBAHP-CB: Heat Pump Split Syst | Heat Pump | 208 | 1 |  |  | No Match | No Match |  |  |  | 31400 | 2211 | 14.2 | 9 | 33000 | 2417 | 4 | 3.5 | Non Federally-Regulated | 02/02/1998 |  | 10/02/1998
Waterfurnace International, Inc. | Waterfurnace International, Inc. | P013**0 |  | Ground-Water-Source | WBAHP: Heat Pump Packaged Unit | Heat Pump | 208 | 1 |  |  | No Match | No Match |  |  |  | 13300 | 847 | 15.7 | 9 | 9700 | 861 | 3.3 |  | Non Federally-Regulated | 05/19/2000 |  | 07/18/2002
Waterfurnace International, Inc. | Geotility Geothermal Installations | ZS048**0*4 |  | Water-Source | WBAHP: Heat Pump Packaged Unit | Heat Pump | 208 | 1 |  |  | No Match | Single-Speed |  |  |  | 47700 | 3077 | 15.5 | 12 | 56000 | 3419 | 4.8 | 4.2 | Federally-Regulated Commercial & Industrial Equipment | 06/14/2011 |  | 04/19/2013
Addison Products | Addison Products | HGY060-1A |  | Water-Source | WBAHP-CB: Heat Pump Split Syst | Heat Pump | 230 | 1 |  |  | No Match | No Match |  |  |  | 68000 | 5354 | 12.7 | 9 | 77200 | 6113 | 3.7 | 3.5 | Non Federally-Regulated | 07/22/2002 |  | 03/12/2009
Florida Heat Pump | Florida Heat Pump | EM096-1VT |  | Water-Source | WBAHP: Heat Pump Packaged Unit | Heat Pump | 208 | 1 |  |  | No Match | No Match |  |  |  | 96000 | 7111 | 13.5 | 9 | 109000 | 6796 | 4.7 | 3.8 | Federally-Regulated Commercial & Industrial Equipment | 12/14/1998 |  | 10/05/1999
Enertech Global, LLC | Enertech | GTC048 | MPD048 | Ground-Water-Source | WBAHP-CB: Heat Pump Split Syst | Heat Pump | 208 | 1 |  |  | No Match | Single-Speed |  |  |  | 57000 | 2969 | 19.2 | 16.2 | 49700 | 3553 | 4.1 | 3.6 | Non Federally-Regulated | 08/23/2011 |  | 04/19/2013
Snyder General Corp. | American Air Filter | CWH015B*G |  | Water-Source | WBAHP-O: Heat Pump Packaged Un | Heat Pump | 208 | 1 |  |  | No Match | No Match |  |  |  | 15000 | 1250 | 12 | 9.3 | 17000 | 1282 | 3.9 | 3.8 | Non Federally-Regulated | 07/31/1991 |  | 03/31/1998
McQuay / Snyder General | Electro-Hydronics | CCH024A*F |  | Water-Source | WBAHP: Heat Pump Packaged Unit | Heat Pump | 208 | 3 |  |  | No Match | No Match |  |  |  | 24500 | 2187 | 11.2 | 9 | 30000 | 2313 | 3.8 | 3.2 | Non Federally-Regulated | 05/11/1988 |  | 03/15/1989
Waterfurnace International, Inc. | Waterfurnace International, Inc. | SXH024B2 |  | Water-Source | WBAHP: Heat Pump Packaged Unit | Heat Pump | 265 | 1 |  |  | No Match | No Match |  |  |  | 25500 | 1688 | 15.1 | 10 | 30700 | 1697 | 5.3 |  | Federally-Regulated Commercial & Industrial Equipment | 12/14/1998 |  | 10/05/1999
Addison Products | Addison Products | VPY036-8A |  | Water-Source | WBAHP-CB: Heat Pump Split Syst | Heat Pump | 265 | 1 |  |  | No Match | No Match |  |  |  | 39400 | 2755 | 14.3 | 9 | 42700 | 3381 | 3.7 | 3.5 | Non Federally-Regulated | 01/17/2001 |  | 07/18/2002
Florida Heat Pump | Florida Heat Pump | GO024-1CF/HZ/VT |  | Ground-Water-Source | WBAHP: Heat Pump Packaged Unit | Heat Pump | 230 | 1 |  |  | No Match | No Match |  |  |  | 27200 | 1789 | 15.2 | 9 | 18400 | 1585 | 3.4 |  | Non Federally-Regulated | 05/29/2001 |  | 07/18/2002
ClimateMaster Inc. | Climate Master Series | VP/HP048 F/H |  | Water-Source | WBAHP: Heat Pump Packaged Unit | Heat Pump | 208 | 3 |  |  | No Match | No Match |  |  |  | 48000 | 3555 | 13.5 | 10 | 57000 | 3796 | 4.4 |  | Federally-Regulated Commercial & Industrial Equipment | 02/02/1998 |  | 03/31/1998
Snyder General Corp. | McQuay | WM090C5 |  | Water-Source | WBAHP-O: Heat Pump Packaged Un | Heat Pump | 208 | 1 |  |  | No Match | No Match |  |  |  | 8700 | 825 | 10.5 | 9 | 10000 | 850 | 3.4 | 3.2 | Non Federally-Regulated | 02/22/1990 |  | 07/31/1991
Climate Control / Snyder General | Electro-Hydronics | FW630GK |  | Water-Source | WBAHP: Heat Pump Packaged Unit | Heat Pump | 208 | 3 |  |  | No Match | No Match |  |  |  | 63000 | 6430 | 9.8 | 7.5 | 79000 | 6430 | 3.6 | 2.5 | Non Federally-Regulated | 06/11/1985 |  | 08/29/1986
Waterfurnace International, Inc. | Waterfurnace International, Inc. | SXV048C4 |  | Water-Source | WBAHP: Heat Pump Packaged Unit | Heat Pump | 460 | 3 |  |  | No Match | No Match |  |  |  | 49000 | 3629 | 13.5 | 10 | 60500 | 3772 | 4.7 |  | Federally-Regulated Commercial & Industrial Equipment | 12/14/1998 |  | 10/05/1999
Waterfurnace International, Inc. | Waterfurnace International, Inc. | ATH028*0 |  | Ground-Water-Source | WBAHP: Heat Pump Packaged Unit | Heat Pump | 208 | 1 |  |  | No Match | No Match |  |  |  | 29000 | 1812 | 16 | 9 | 21000 | 1757 | 3.5 |  | Non Federally-Regulated | 10/06/1999 |  | 05/19/2000
Florida Heat Pump | Geomaster, LLC | EC060-1CF/HZ/VT |  | Ground-Water-Source | WBAHP: Heat Pump Packaged Unit | Heat Pump | 208 | 1 |  |  | No Match | Single-Speed | 3890 | 730 | 1 | 67000 | 3661 | 18.3 | 16.2 | 61500 | 3661 | 3.9 | 3.6 | Non Federally-Regulated | 04/30/2009 |  | 04/20/2015
Climate Control / Snyder General | Electro-Hydronics | LHP7BK |  | Water-Source | WBAHP: Heat Pump Packaged Unit | Heat Pump | 208 | 3 |  |  | No Match | No Match |  |  |  | 76000 | 7100 | 10.7 | 9.2 | 95000 | 7500 | 3.7 | 2.5 | Non Federally-Regulated | 05/16/1984 |  | 06/11/1985
ClimateMaster Inc. | Genesis Compact | GCV048BH******* |  | Water-Source | WBAHP: Heat Pump Packaged Unit | Heat Pump | 208 | 3 |  |  | No Match | No Match |  |  |  | 47900 | 4094 | 11.7 | 10 | 61100 | 4072 | 4.4 |  | Federally-Regulated Commercial & Industrial Equipment | 07/02/2003 |  | 12/21/2006
Waterfurnace International, Inc. | Eagle Mountain | ZS048**0*4 |  | Ground-Water-Source | WBAHP: Heat Pump Packaged Unit | Heat Pump | 208 | 1 |  |  | No Match | Single-Speed |  |  |  | 52000 | 2222 | 23.4 | 16.2 | 45900 | 3203 | 4.2 | 3.6 | Non Federally-Regulated | 06/14/2011 |  | 04/19/2013
Florida Heat Pump | Florida Heat Pump | EM042-3VT |  | Water-Source | WBAHP: Heat Pump Packaged Unit | Heat Pump | 208 | 3 |  |  | No Match | No Match |  |  |  | 42000 | 3181 | 13.2 | 10 | 51000 | 3475 | 4.3 |  | Federally-Regulated Commercial & Industrial Equipment | 02/02/1998 |  | 03/31/1998
ClimateMaster Inc. | Climate Master Series | VT/DT 060(P) |  | Ground-Water-Source | WBAHP: Heat Pump Packaged Unit | Heat Pump | 230 | 1 |  |  | No Match | No Match |  |  |  | 29500 | 1867 | 15.8 | 9 | 22900 | 1813 | 3.7 |  | Non Federally-Regulated | 01/30/1998 |  | 10/02/1998
Mammoth | Hydrobank II | D030HHA/VHA |  | Water-Source | WBAHP: Heat Pump Packaged Unit | Heat Pump | 230 | 1 |  |  | No Match | No Match |  |  |  | 31000 | 2695 | 11.5 | 10 | 38500 | 2969 | 3.8 |  | Federally-Regulated Commercial & Industrial Equipment | 02/02/1998 |  | 03/31/1998
Waterfurnace International, Inc. | Waterfurnace International, Inc. | NSZ060A5 | NRAC060* | Ground-Water-Source | WBAHP-CB: Heat Pump Split Syst | Heat Pump | 575 | 3 |  |  | No Match | Single-Speed |  |  |  | 62300 | 2953 | 21.1 | 16.2 | 52900 | 3781 | 4.1 | 3.6 | Non Federally-Regulated | 08/23/2011 |  | 03/02/2012
Waterfurnace International, Inc. | Waterfurnace International, Inc. | SXH036A0 |  | Ground-Water-Source | WBAHP: Heat Pump Packaged Unit | Heat Pump | 208 | 1 |  |  | No Match | No Match |  |  |  | 36400 | 2676 | 13.6 | 9 | 26000 | 2381 | 3.2 |  | Non Federally-Regulated | 01/30/1998 |  | 08/21/1998
Snyder General Corp. | McQuay | VF070G7 |  | Water-Source | WBAHP: Heat Pump Packaged Unit | Heat Pump | 265 | 1 |  |  | No Match | No Match |  |  |  | 6900 | 645 | 10.7 | 9 | 8800 | 700 | 3.7 | 3.2 | Non Federally-Regulated | 02/22/1990 |  | 07/31/1991
Addison Products | Comfort-Aire | RUWP-4533 |  | Water-Source | WBAHP: Heat Pump Packaged Unit | Heat Pump | 208 | 3 |  |  | No Match | No Match |  |  |  | 489000 | 55500 | 8.8 |  | 625000 | 53200 | 3.4 | 3.8 | Non Federally-Regulated | 07/31/1991 |  | 03/31/1998
ClimateMaster Inc. | Carrier Corp. | 50YEH/V/D018 |  | Ground-Source | WBAHP: Heat Pump Packaged Unit | Heat Pump | 208 | 1 |  |  | No Match | Single-Speed |  |  |  | 19500 | 1060 | 18.4 | 13.4 | 14500 | 1180 | 3.6 | 3.1 | Non Federally-Regulated | 10/24/2014 |  | 04/22/2015
Waterfurnace International, Inc. | Waterfurnace International, Inc. | P028**0 |  | Water-Source | WBAHP: Heat Pump Packaged Unit | Heat Pump | 208 | 1 |  |  | No Match | No Match |  |  |  | 28100 | 1745 | 16.1 | 10 | 33600 | 2094 | 4.7 |  | Federally-Regulated Commercial & Industrial Equipment | 05/19/2000 |  | 02/17/2011
McQuay / Snyder General | Electro-Hydronics | VF260FD |  | Water-Source | WBAHP: Heat Pump Packaged Unit | Heat Pump | 230 | 3 |  |  | No Match | No Match |  |  |  | 25000 | 2450 | 10.2 | 7.5 | 31600 | 2500 | 3.7 | 2.5 | Non Federally-Regulated | 08/29/1986 |  | 05/11/1988
Carrier Corp. - Syracuse | Carrier | 50HQ,VQ1205 |  | Water-Source | WBAHP: Heat Pump Packaged Unit | Heat Pump | 208 | 3 |  |  | No Match | No Match |  |  |  | 121000 | 12100 | 10 | 9.2 | 126000 | 11200 | 3.3 | 2.5 | Non Federally-Regulated | 02/22/1990 |  | 07/31/1991
ClimateMaster Inc. | Trane | WPCA19XD* |  | Water-Source | WBAHP: Heat Pump Packaged Unit | Heat Pump | 265 | 1 |  |  | No Match | No Match |  |  |  | 18200 | 1825 | 10 | 9 | 22600 | 2000 | 3.3 | 3.2 | Non Federally-Regulated | 05/11/1988 |  | 03/15/1989
Waterfurnace International, Inc. | Waterfurnace International, Inc. | SXH068*1 |  | Ground-Water-Source | WBAHP: Heat Pump Packaged Unit | Heat Pump | 208 | 1 |  |  | No Match | No Match |  |  |  | 66000 | 5500 | 12 | 9 | 52000 | 5078 | 3 |  | Non Federally-Regulated | 10/06/1999 |  | 05/19/2000
Waterfurnace International, Inc. | Extended Range | WXH/WXV059A*1*** |  | Water-Source | WBAHP-CB: Heat Pump Split Syst | Heat Pump | 230 | 1 |  |  | No Match | No Match |  |  |  | 59000 | 6146 | 9.6 | 9 | 74000 | 6377 | 3.4 |  | Non Federally-Regulated | 09/13/1989 |  | 07/27/1992
Waterfurnace International, Inc. | Geotility Geothermal Installations | ZS036**0*4 |  | Water-Source | WBAHP: Heat Pump Packaged Unit | Heat Pump | 230 | 1 |  |  | No Match | Single-Speed |  |  |  | 33300 | 2220 | 15 | 12 | 40600 | 2479 | 4.8 | 4.2 | Federally-Regulated Commercial & Industrial Equipment | 03/02/2012 |  | 04/19/2013
Command-Aire | Command-Aire | SWPHXR091E |  | Water-Source | WBAHP: Heat Pump Packaged Unit | Heat Pump | 230 | 1 |  |  | No Match | No Match |  |  |  | 9000 | 860 | 10.5 | 7.5 | 12000 | 880 | 4 | 2.5 | Non Federally-Regulated | 05/16/1984 |  | 05/11/1988
Snyder General Corp. | McQuay | CCH036A*G |  | Water-Source | WBAHP: Heat Pump Packaged Unit | Heat Pump | 208 | 1 |  |  | No Match | No Match |  |  |  | 35000 | 3043 | 11.5 | 9 | 41500 | 3140 | 3.9 | 3.2 | Non Federally-Regulated | 02/22/1990 |  | 07/31/1991
McQuay / Snyder General | Electro-Hydronics | FC420GK |  | Water-Source | WBAHP: Heat Pump Packaged Unit | Heat Pump | 208 | 3 |  |  | No Match | No Match |  |  |  | 42000 | 3850 | 10.9 | 9 | 52000 | 4100 | 3.7 | 3.2 | Non Federally-Regulated | 05/11/1988 |  | 03/15/1989
Hydro Delta Corp. | Hydro Delta Corp. | 03-042-WTAR-MT(P) |  | Ground-Water-Source | WBAHP: Heat Pump Packaged Unit | Heat Pump | 230 | 1 |  |  | No Match | No Match |  |  |  | 23000 | 1111 | 20.7 | 9 | 18500 | 1355 | 4 |  | Non Federally-Regulated | 11/17/1999 |  | 04/10/2000
Geoflex Systems, Inc. | Geoflex Systems, Inc. | GF1T-V/H/D/M-049WACBE |  | Water-Source | WBAHP: Heat Pump Packaged Unit | Both Heat Pump and Electric Re | 230 | 3 |  |  | No Match | Dual-Speed |  |  |  | 48300 | 3057 | 15.8 | 12 | 58600 | 3303 | 5.2 | 4.2 | Federally-Regulated Commercial & Industrial Equipment | 11/30/2011 |  | 01/09/2014
Bard Manufacturing Company, Inc. | Bard | QW241-B |  | Ground-Water-Source | WBAHP: Heat Pump Packaged Unit | Heat Pump | 230 | 3 |  |  | No Match | No Match |  |  |  | 25000 | 1533 | 16.3 | 9 | 16200 | 1531 | 3.1 |  | Non Federally-Regulated | 03/21/2001 |  | 07/18/2002
Geoflex Systems, Inc. | Geoflex Systems, Inc. | GS1S-V/H/D/M-024WAABE |  | Water-Source | WBAHP: Heat Pump Packaged Unit | Both Heat Pump and Electric Re | 208 | 1 |  |  | No Match | Single-Speed |  |  |  | 20300 | 1216 | 16.7 | 12 | 24300 | 1295 | 5.5 | 4.2 | Federally-Regulated Commercial & Industrial Equipment | 11/30/2011 |  | 03/02/2012
Snyder General Corp. | McQuay | LWP20BK |  | Water-Source | WBAHP: Heat Pump Packaged Unit | Heat Pump | 208 | 3 |  |  | No Match | No Match |  |  |  | 214000 | 18000 | 11.9 |  | 240000 | 18400 | 3.8 | 2.5 | Non Federally-Regulated | 02/22/1990 |  | 07/31/1991
Florida Heat Pump | Geomaster, LLC | EC036-2CF/HZ/VT |  | Water-Source | WBAHP: Heat Pump Packaged Unit | Heat Pump | 265 | 1 |  |  | No Match | Single-Speed |  |  |  | 36000 | 2609 | 13.8 | 12 | 46000 | 2995 | 4.5 | 4.2 | Federally-Regulated Commercial & Industrial Equipment | 04/30/2009 |  | 04/20/2015
Florida Heat Pump | Florida Heat Pump | EM036-1CF/HZ/VT |  | Water-Source | WBAHP-CB: Heat Pump Split Syst | Heat Pump | 208 | 1 |  |  | No Match | No Match |  |  |  | 38000 | 2900 | 13.1 | 9 | 42000 | 3418 | 3.6 | 3.5 | Non Federally-Regulated | 05/23/2001 |  | 07/18/2002
Mammoth | Hydrobank II | A009HHJ |  | Water-Source | WBAHP: Heat Pump Packaged Unit | Heat Pump | 115 | 1 |  |  | No Match | No Match |  |  |  | 8800 | 880 | 10 | 10 | 12000 | 901 | 3.9 |  | Federally-Regulated Commercial & Industrial Equipment | 01/18/2001 |  | 07/18/2002
Waterfurnace International, Inc. | Johnson Controls | RKV/RKH042**0*0 |  | Ground-Source | WBAHP: Heat Pump Packaged Unit | Heat Pump | 230 | 1 |  |  | No Match | Single-Speed |  |  |  | 41600 | 2237 | 18.6 | 13.4 | 27500 | 2178 | 3.7 | 3.1 | Non Federally-Regulated | 09/03/2012 |  | 01/09/2014
Waterfurnace International, Inc. | Eagle Mountain | ZS060**0*4 |  | Ground-Source | WBAHP: Heat Pump Packaged Unit | Heat Pump | 230 | 1 |  |  | No Match | Single-Speed |  |  |  | 60900 | 3402 | 17.9 | 13.4 | 47100 | 3834 | 3.6 | 3.1 | Non Federally-Regulated | 03/02/2012 |  | 04/19/2013
Mammoth | Hydrobank II | E009CHA |  | Water-Source | WBAHP-O: Heat Pump Packaged Un | Heat Pump | 265 | 1 |  |  | No Match | No Match |  |  |  | 8600 | 677 | 12.7 | 9.3 | 11100 | 724 | 4.5 | 3.8 | Non Federally-Regulated | 07/31/1991 |  | 03/31/1998
Waterfurnace International, Inc. | Geotility Geothermal Installations | ZS041**0*0 |  | Ground-Source | WBAHP: Heat Pump Packaged Unit | Heat Pump | 208 | 1 |  |  | No Match | Single-Speed |  |  |  | 41000 | 2595 | 15.8 | 13.4 | 29000 | 2576 | 3.3 | 3.1 | Non Federally-Regulated | 01/24/2011 |  | 04/19/2013
Trane U.S. Inc. | Trane | EXHE0302 |  | Ground-Water-Source | WBAHP: Heat Pump Packaged Unit | Heat Pump | 230 | 1 |  |  | No Match | Single-Speed |  |  |  | 32800 | 1451 | 22.6 | 16.2 | 28800 | 1835 | 4.6 | 3.6 | Non Federally-Regulated | 06/14/2011 |  | 08/15/2014
Climate Control / Snyder General | Electro-Hydronics | FC330GP |  | Water-Source | WBAHP: Heat Pump Packaged Unit | Heat Pump | 460 | 3 |  |  | No Match | No Match |  |  |  | 33000 | 3050 | 10.8 | 7.5 | 39000 | 3090 | 3.7 | 2.5 | Non Federally-Regulated | 05/16/1984 |  | 08/29/1986
McQuay International | McQuay | LHP/LWP10D-W |  | Water-Source | WBAHP: Heat Pump Packaged Unit | Heat Pump | 575 | 3 |  |  | No Match | No Match |  |  |  | 107000 | 9727 | 11 | 9 | 120000 | 9252 | 3.8 | 3.8 | Federally-Regulated Commercial & Industrial Equipment | 10/05/1999 |  | 09/21/2000
ClimateMaster Inc. | Climate Master Series | VT036G(P) |  | Ground-Water-Source | WBAHP: Heat Pump Packaged Unit | Heat Pump | 230 | 1 |  |  | No Match | No Match |  |  |  | 17000 | 1000 | 17 | 9 | 13800 | 1092 | 3.7 |  | Non Federally-Regulated | 04/10/2000 |  | 05/24/2001
Trane U.S. Inc. | Trane | GSUG0601(P) |  | Ground-Water-Source | WBAHP: Heat Pump Packaged Unit | Heat Pump | 208 | 1 |  |  | No Match | No Match |  |  |  | 21200 | 1000 | 21.2 | 9 | 21200 | 1882 | 3.3 |  | Non Federally-Regulated | 04/10/2000 |  | 11/19/2001
American Air Filter | Enercon | FVW-36 |  | Water-Source | WBAHP: Heat Pump Packaged Unit | Heat Pump | 230 | 3 |  |  | No Match | No Match |  |  |  | 35600 | 3266 | 10.9 | 9 | 43000 | 3407 | 3.7 | 3.2 | Non Federally-Regulated | 05/11/1988 |  | 03/15/1989
McQuay / Snyder General | Electro-Hydronics | VF330GP |  | Water-Source | WBAHP: Heat Pump Packaged Unit | Heat Pump | 460 | 3 |  |  | No Match | No Match |  |  |  | 30800 | 2852 | 10.8 | 9 | 35000 | 2900 | 3.5 | 3.2 | Non Federally-Regulated | 05/11/1988 |  | 03/15/1989
Waterfurnace International, Inc. | Waterfurnace International, Inc. | ATV010C0 |  | Ground-Source | WBAHP: Heat Pump Packaged Unit | Heat Pump | 208 | 1 |  |  | No Match | No Match |  |  |  | 9900 | 642 | 15.4 |  | 7400 | 657 | 3.3 |  | Non Federally-Regulated | 03/31/1998 |  | 05/10/1998
American Air Filter | Enercon | EVW-75 |  | Water-Source | WBAHP: Heat Pump Packaged Unit | Heat Pump | 460 | 3 |  |  | No Match | No Match |  |  |  | 75000 | 7496 | 10 | 9.2 | 89000 | 7910 | 3.3 | 2.5 | Non Federally-Regulated | 02/22/1990 |  | 07/31/1991
Florida Heat Pump | Florida Heat Pump | EM036-3CS | EM036-1AH/AV | Ground-Water-Source | WBAHP-CB: Heat Pump Split Syst | Heat Pump | 208 | 3 |  |  | No Match | No Match |  |  |  | 36000 | 2553 | 14.1 | 9 | 25000 | 2289 | 3.2 |  | Non Federally-Regulated | 05/29/2001 |  | 07/18/2002
Waterfurnace International, Inc. | Waterfurnace International, Inc. | SXV024A2 |  | Water-Source | WBAHP: Heat Pump Packaged Unit | Heat Pump | 265 | 1 |  |  | No Match | No Match |  |  |  | 25500 | 1688 | 15.1 | 10 | 30700 | 1697 | 5.3 |  | Federally-Regulated Commercial & Industrial Equipment | 02/02/1998 |  | 03/31/1998
ClimateMaster Inc. | Carrier Corp. | 50YEH/V/D060****3 |  | Ground-Water-Source | WBAHP: Heat Pump Packaged Unit | Heat Pump | 208 | 1 |  |  | No Match | Single-Speed | 2556 | 837 | 92 | 68500 | 2965 | 23.1 | 16.2 | 58200 | 4061 | 4.2 | 3.6 | Non Federally-Regulated | 10/24/2014 |  | 04/22/2015
ClimateMaster Inc. | Carrier Corp. | 50YFV/H024*2 |  | Ground-Water-Source | WBAHP: Heat Pump Packaged Unit | Heat Pump | 208 | 1 |  |  | No Match | Single-Speed |  |  |  | 26300 | 1223 | 21.5 | 16.2 | 22800 | 1671 | 4 | 3.6 | Non Federally-Regulated | 01/09/2014 |  | 04/22/2015
Waterfurnace International, Inc. | Waterfurnace International, Inc. | ATH040D1 |  | Ground-Water-Source | WBAHP: Heat Pump Packaged Unit | Heat Pump | 230 | 1 |  |  | No Match | No Match |  |  |  | 41500 | 2441 | 17 | 9 | 29200 | 2516 | 3.4 |  | Non Federally-Regulated | 01/30/1998 |  | 03/31/1998
Addison Products | Addison Products | WSH024-1AL |  | Water-Source | WBAHP: Heat Pump Packaged Unit | Heat Pump | 230 | 1 |  |  | No Match | No Match |  |  |  | 24000 | 1714 | 14 | 9.3 | 30000 | 1831 | 4.8 | 3.8 | Federally-Regulated Commercial & Industrial Equipment | 03/31/1998 |  | 05/10/1998
Mammoth | Hydrobank II | F045VHG |  | Water-Source | WBAHP: Heat Pump Packaged Unit | Heat Pump | 230 | 3 |  |  | No Match | No Match |  |  |  | 45000 | 3214 | 14 | 10 | 58000 | 3694 | 4.6 |  | Federally-Regulated Commercial & Industrial Equipment | 05/23/2000 |  | 01/18/2001
Climate Control / Snyder General | Electro-Hydronics | UC630F3 |  | Water-Source | WBAHP: Heat Pump Packaged Unit | Heat Pump | 230 | 1 |  |  | No Match | No Match |  |  |  | 63000 | 6430 | 9.8 | 7.5 | 79000 | 6430 | 3.6 | 2.5 | Non Federally-Regulated | 06/11/1985 |  | 08/29/1986
ClimateMaster Inc. | Climate Master Series | VP/HP/DP048 |  | Ground-Water-Source | WBAHP: Heat Pump Packaged Unit | Heat Pump | 208 | 1 |  |  | No Match | No Match |  |  |  | 48000 | 3555 | 13.5 | 9 | 38000 | 3480 | 3.2 |  | Non Federally-Regulated | 12/14/1998 |  | 04/10/2000
McQuay / Snyder General | Electro-Hydronics | CW630G5 |  | Water-Source | WBAHP: Heat Pump Packaged Unit | Heat Pump | 208 | 1 |  |  | No Match | No Match |  |  |  | 63000 | 6430 | 9.8 | 7.5 | 79000 | 6430 | 3.6 | 2.5 | Non Federally-Regulated | 08/29/1986 |  | 05/11/1988
Command-Aire | Command-Aire | SWPC-131 |  | Water-Source | WBAHP: Heat Pump Packaged Unit | Heat Pump | 230 | 1 |  |  | No Match | No Match |  |  |  | 13000 | 1300 | 10 | 9 | 17200 | 1450 | 3.5 | 3.2 | Non Federally-Regulated | 05/11/1988 |  | 03/15/1989
McQuay / Snyder General | Electro-Hydronics | FW260GP |  | Water-Source | WBAHP: Heat Pump Packaged Unit | Heat Pump | 460 | 3 |  |  | No Match | No Match |  |  |  | 26000 | 2450 | 10.6 | 7.5 | 31600 | 2500 | 3.7 | 2.5 | Non Federally-Regulated | 08/29/1986 |  | 05/11/1988
Addison Products | Addison Products | HGY018-1A |  | Water-Source | WBAHP-CB: Heat Pump Split Syst | Heat Pump | 230 | 1 |  |  | No Match | No Match |  |  |  | 18900 | 1524 | 12.4 | 9 | 22800 | 1757 | 3.8 | 3.5 | Non Federally-Regulated | 11/14/2000 |  | 07/18/2002
Waterfurnace International, Inc. | WFI Industries, Ltd. | GTS038A | GRAC036* | Ground-Water-Source | WBAHP-CB: Heat Pump Split Syst | Heat Pump | 208 | 1 |  |  | No Match | Dual-Speed |  |  |  | 34300 | 1681 | 20.4 | 16.2 | 33100 | 2156 | 4.5 | 3.6 | Non Federally-Regulated | 01/24/2011 |  | 08/23/2011
Florida Heat Pump | Geomaster, LLC | EP036-4HZ/VT |  | Water-Source | WBAHP: Heat Pump Packaged Unit | Heat Pump | 460 | 3 |  |  | No Match | Single-Speed | 2129 | 182 |  | 36000 | 2093 | 17.2 | 12 | 41000 | 2146 | 5.6 | 4.2 | Federally-Regulated Commercial & Industrial Equipment | 08/23/2011 |  | 04/21/2014
Climate Control / Snyder General | Electro-Hydronics | UC200F7 |  | Water-Source | WBAHP: Heat Pump Packaged Unit | Heat Pump | 265 | 1 |  |  | No Match | No Match |  |  |  | 20000 | 1880 | 10.7 | 7.5 | 25600 | 1920 | 3.9 | 2.5 | Non Federally-Regulated | 05/16/1984 |  | 08/29/1986
Trane U.S. Inc. | Trane | EXVE0362 |  | Water-Source | WBAHP: Heat Pump Packaged Unit | Heat Pump | 230 | 1 |  |  | No Match | Single-Speed |  |  |  | 34700 | 2210 | 15.7 | 12 | 42400 | 2301 | 5.4 | 4.2 | Federally-Regulated Commercial & Industrial Equipment | 06/14/2011 |  | 08/15/2014
Addison Products | Addison Products | VWPG036-3B-XL* |  | Ground-Water-Source | WBAHP: Heat Pump Packaged Unit | Heat Pump | 208 | 3 |  |  | No Match | No Match |  |  |  | 35600 | 11125 | 3.2 | 9 | 24800 | 2271 | 3.2 |  | Non Federally-Regulated | 05/15/1998 |  | 07/29/1998
Addison Products | Addison Products | HWPG030-3B** |  | Ground-Water-Source | WBAHP: Heat Pump Packaged Unit | Heat Pump | 208 | 3 |  |  | No Match | No Match |  |  |  | 28000 | 1866 | 15 | 9 | 19800 | 1871 | 3.1 |  | Non Federally-Regulated | 12/14/1998 |  | 04/10/2000
Command-Aire | Command-Aire | SPRD0131 |  | Water-Source | WBAHP-O: Heat Pump Packaged Un | Heat Pump | 208 | 1 |  |  | No Match | No Match |  |  |  | 12000 | 1090 | 11 | 10 | 14500 | 1118 | 3.8 |  | Federally-Regulated Commercial & Industrial Equipment | 08/07/1998 |  | 10/02/1998
ClimateMaster Inc. | Climate Master Series | VE/HE 015 |  | Ground-Water-Source | WBAHP: Heat Pump Packaged Unit | Heat Pump | 230 | 1 |  |  | No Match | No Match |  |  |  | 15000 | 1048 | 14.3 | 9 | 11200 | 1025 | 3.2 |  | Non Federally-Regulated | 10/06/1999 |  | 04/10/2000
Florida Heat Pump | Florida Heat Pump | EM036-1CS | EM036-1AV | Water-Source | WBAHP-C: Heat Pump Split Syste | Heat Pump | 230 | 1 |  |  | No Match | No Match |  |  |  | 34500 | 2500 | 13.8 | 9.3 | 41000 | 2730 | 4.4 | 3.8 | Federally-Regulated Commercial & Industrial Equipment | 03/31/1998 |  | 05/10/1998
Waterfurnace International, Inc. | Waterfurnace International, Inc. | CX*007*0 |  | Water-Source | WBAHP-O: Heat Pump Packaged Un | Heat Pump | 208 | 1 |  |  | No Match | No Match |  |  |  | 7100 | 507 | 14 | 10 | 9300 | 579 | 4.7 |  | Federally-Regulated Commercial & Industrial Equipment | 04/12/2000 |  | 11/14/2000
California Heat Pump | California Heat Pump | CHP-52HRB-32-** |  | Water-Source | WBAHP: Heat Pump Packaged Unit | Heat Pump | 208 | 3 |  |  | No Match | No Match |  |  |  | 52000 | 5000 | 10.4 | 7.5 | 59000 | 4900 | 3.5 | 2.5 | Non Federally-Regulated | 05/16/1984 |  | 06/11/1985
Waterfurnace International, Inc. | Eagle Mountain | QT064**1 |  | Ground-Water-Source | WBAHP: Heat Pump Packaged Unit | Heat Pump | 208 | 1 |  |  | No Match | Dual-Speed |  |  |  | 64100 | 3465 | 18.5 | 16.2 | 52800 | 3869 | 4 | 3.6 | Non Federally-Regulated | 01/24/2011 |  | 04/19/2013
Friedrich Climate Master | Climate Master Series | 804-060-F******** |  | Water-Source | WBAHP: Heat Pump Packaged Unit | Heat Pump | 460 | 3 |  |  | No Match | No Match |  |  |  | 62000 | 6100 | 10.2 | 7.5 | 68000 | 5600 | 3.6 | 2.5 | Non Federally-Regulated | 08/29/1986 |  | 05/11/1988
Waterfurnace International, Inc. | Waterfurnace International, Inc. | VLH048A3 |  | Water-Source | WBAHP: Heat Pump Packaged Unit | Heat Pump | 208 | 3 |  |  | No Match | No Match |  |  |  | 47000 | 3852 | 12.2 | 10 | 59800 | 4274 | 4.1 |  | Federally-Regulated Commercial & Industrial Equipment | 12/14/1998 |  | 10/05/1999
Mammoth | Hydrobank II | F090HHG |  | Water-Source | WBAHP: Heat Pump Packaged Unit | Heat Pump | 230 | 3 |  |  | No Match | No Match |  |  |  | 87300 | 6419 | 13.6 | 9 | 112000 | 7292 | 4.5 | 3.8 | Federally-Regulated Commercial & Industrial Equipment | 05/23/2000 |  | 01/18/2001
Waterfurnace International, Inc. | Waterfurnace International, Inc. | SXH016B2 |  | Ground-Water-Source | WBAHP: Heat Pump Packaged Unit | Heat Pump | 265 | 1 |  |  | No Match | No Match |  |  |  | 16700 | 1210 | 13.8 | 9 | 12800 | 1136 | 3.3 |  | Non Federally-Regulated | 12/14/1998 |  | 10/06/1999
Addison Products | Addison Products | HGY042-1A |  | Ground-Water-Source | WBAHP: Heat Pump Packaged Unit | Heat Pump | 230 | 1 |  |  | No Match | No Match |  |  |  | 47000 | 3560 | 13.2 | 9 | 30900 | 3017 | 3 |  | Non Federally-Regulated | 11/14/2000 |  | 07/18/2002
Mammoth | Hydrobank II | D014HHG |  | Water-Source | WBAHP: Heat Pump Packaged Unit | Heat Pump | 230 | 1 |  |  | No Match | No Match |  |  |  | 13400 | 1072 | 12.5 | 10 | 18000 | 1318 | 4 |  | Federally-Regulated Commercial & Industrial Equipment | 01/18/2001 |  | 05/29/2001
Mammoth | Mammoth | G043HHEXXX |  | Water-Source | WBAHP: Heat Pump Packaged Unit | Heat Pump | 460 | 3 |  |  | No Match | No Match |  |  |  | 42000 | 3820 | 11 | 9 | 52000 | 4240 | 3.6 | 3.2 | Non Federally-Regulated | 05/11/1988 |  | 03/15/1989
Waterfurnace International, Inc. | Waterfurnace International, Inc. | VLH/VXH058*1 |  | Water-Source | WBAHP: Heat Pump Packaged Unit | Heat Pump | 208 | 1 |  |  | No Match | No Match |  |  |  | 57500 | 4563 | 12.6 | 10 | 68000 | 4859 | 4.1 |  | Federally-Regulated Commercial & Industrial Equipment | 10/05/1999 |  | 03/12/2009
Singer | Electro-Hydronics | CC500CK |  | Water-Source | WBAHP: Heat Pump Packaged Unit | Heat Pump | 208 | 3 |  |  | No Match | No Match |  |  |  | 50000 | 5300 | 9.4 | 7.5 | 60000 | 5700 | 3.1 | 2.5 | Non Federally-Regulated | 01/05/1982 |  | 05/16/1984
Waterfurnace International, Inc. | Eagle Mountain | YS024**1*4 |  | Ground-Source | WBAHP: Heat Pump Packaged Unit | Heat Pump | 230 | 1 |  |  | No Match | Single-Speed |  |  |  | 24400 | 1394 | 17.5 | 13.4 | 17500 | 1350 | 3.8 | 3.1 | Non Federally-Regulated | 01/24/2011 |  | 04/19/2013
Mammoth | Hydrobank II | G045HLH |  | Ground-Water-Source | WBAHP: Heat Pump Packaged Unit | Heat Pump | 460 | 3 |  |  | No Match | No Match |  |  |  | 45000 | 3214 | 14 | 9 | 33500 | 3067 | 3.2 |  | Non Federally-Regulated | 06/27/2003 |  | 03/12/2009
Carrier Corp. - Syracuse | Carrier | 50YAV/YAH012 |  | Ground-Water-Source | WBAHP: Heat Pump Packaged Unit | Heat Pump | 208 | 1 |  |  | No Match | No Match |  |  |  | 12000 | 1034 | 11.6 | 9 | 9500 | 959 | 2.9 |  | Non Federally-Regulated | 01/30/1998 |  | 10/02/1998
Waterfurnace International, Inc. | Waterfurnace International, Inc. | P028**1 |  | Ground-Water-Source | WBAHP: Heat Pump Packaged Unit | Heat Pump | 208 | 1 |  |  | No Match | No Match |  |  |  | 29000 | 1812 | 16 | 9 | 21000 | 1757 | 3.5 |  | Non Federally-Regulated | 05/19/2000 |  | 07/18/2002
Florida Heat Pump | Geomaster, LLC | EC042-2CF/HZ/VT |  | Water-Source | WBAHP: Heat Pump Packaged Unit | Heat Pump | 265 | 1 |  |  | No Match | Single-Speed |  |  |  | 42000 | 3231 | 13 | 12 | 53000 | 3697 | 4.2 | 4.2 | Federally-Regulated Commercial & Industrial Equipment | 04/30/2009 |  | 04/20/2015
Mammoth | Hydrobank II | D009CHE |  | Water-Source | WBAHP-O: Heat Pump Packaged Un | Heat Pump | 208 | 1 |  |  | No Match | No Match |  |  |  | 8400 | 700 | 12 | 10 | 10900 | 798 | 4 |  | Federally-Regulated Commercial & Industrial Equipment | 10/05/1999 |  | 05/23/2000
Waterfurnace International, Inc. | Waterfurnace International, Inc. | VLV/VXV024*1 |  | Water-Source | WBAHP: Heat Pump Packaged Unit | Heat Pump | 208 | 1 |  |  | No Match | No Match |  |  |  | 23800 | 1676 | 14.2 | 10 | 28200 | 1757 | 4.7 |  | Federally-Regulated Commercial & Industrial Equipment | 10/05/1999 |  | 06/20/2003
Waterfurnace International, Inc. | Waterfurnace International, Inc. | NSZ030A1 | NRAC026* | Water-Source | WBAHP-CB: Heat Pump Split Syst | Heat Pump | 208 | 1 |  |  | No Match | Single-Speed |  |  |  | 25800 | 1491 | 17.3 | 12 | 32000 | 1706 | 5.5 | 4.2 | Federally-Regulated Commercial & Industrial Equipment | 04/30/2009 |  | 10/24/2014
Jacobsen Energy Ind., Inc. | Jacobsen Energy Ind., Inc. | 90***4**** |  | Water-Source | WBAHP: Heat Pump Packaged Unit | Heat Pump | 230 | 3 |  |  | No Match | No Match |  |  |  | 96500 | 9500 | 10.2 | 9.2 | 112500 | 9700 | 3.4 | 2.5 | Non Federally-Regulated | 02/22/1990 |  | 07/31/1991
Climate Control / Snyder General | Electro-Hydronics | CC610GK |  | Water-Source | WBAHP: Heat Pump Packaged Unit | Heat Pump | 208 | 3 |  |  | No Match | No Match |  |  |  | 61500 | 5850 | 10.5 | 7.5 | 69000 | 5790 | 3.5 | 2.5 | Non Federally-Regulated | 05/16/1984 |  | 06/11/1985
ClimateMaster Inc. | Climate Master Series | 813-036-H******** |  | Water-Source | WBAHP: Heat Pump Packaged Unit | Heat Pump | 208 | 3 |  |  | No Match | No Match |  |  |  | 36000 | 3190 | 11.3 | 9 | 42500 | 3190 | 3.9 | 3.2 | Non Federally-Regulated | 05/11/1988 |  | 03/15/1989
Waterfurnace International, Inc. | Johnson Controls | RGSV/RGSH060**4*1 |  | Water-Source | WBAHP: Heat Pump Packaged Unit | Heat Pump | 460 | 3 |  |  | No Match | Single-Speed |  |  |  | 58400 | 3817 | 15.3 | 12 | 72500 | 4521 | 4.7 | 4.2 | Federally-Regulated Commercial & Industrial Equipment | 01/24/2011 |  | 03/02/2012
Command-Aire | Command-Aire | RWP-404 |  | Water-Source | WBAHP: Heat Pump Packaged Unit | Heat Pump | 460 | 3 |  |  | No Match | No Match |  |  |  | 45900 | 4590 | 10 | 9 | 58200 | 4770 | 3.6 | 3.2 | Federally-Regulated Commercial & Industrial Equipment | 01/23/1988 |  | 05/11/1988
Florida Heat Pump | Florida Heat Pump | EM012-2CF |  | Water-Source | WBAHP: Heat Pump Packaged Unit | Heat Pump | 265 | 1 |  |  | No Match | No Match |  |  |  | 11500 | 1008 | 11.4 | 9.3 | 14600 | 1069 | 4 | 3.8 | Federally-Regulated Commercial & Industrial Equipment | 03/31/1998 |  | 05/10/1998
Enertech Global, LLC | Enertech | TCT060D3 |  | Ground-Water-Source | WBAHP: Heat Pump Packaged Unit | Heat Pump | 460 | 3 |  |  | No Match | Single-Speed | 2388 | 644 | 1 | 68200 | 3031 | 22.5 | 16.2 | 59900 | 3816 | 4.6 | 3.6 | Non Federally-Regulated | 09/03/2012 |  | 12/12/2012
Waterfurnace International, Inc. | Waterfurnace International, Inc. | VLV/VXV030*1 |  | Water-Source | WBAHP: Heat Pump Packaged Unit | Heat Pump | 230 | 1 |  |  | No Match | No Match |  |  |  | 29500 | 2107 | 14 | 10 | 35200 | 2291 | 4.5 |  | Federally-Regulated Commercial & Industrial Equipment | 06/20/2003 |  | 02/17/2011
Command-Aire | Command-Aire | SWPC-167 |  | Water-Source | WBAHP: Heat Pump Packaged Unit | Heat Pump | 265 | 1 |  |  | No Match | No Match |  |  |  | 16800 | 1675 | 10 | 9 | 22600 | 1775 | 3.7 | 3.2 | Federally-Regulated Commercial & Industrial Equipment | 01/23/1988 |  | 05/11/1988
McQuay International | McQuay | WCCH/WCCW-012-A |  | Ground-Water-Source | WBAHP: Heat Pump Packaged Unit | Heat Pump | 115 | 1 |  |  | No Match | No Match |  |  |  | 12400 | 1050 | 11.8 | 9 | 10000 | 1046 | 2.8 |  | Non Federally-Regulated | 11/19/2002 |  | 03/12/2009
Waterfurnace International, Inc. | Rybacki - Hart Enterprises | ZS024**4*1 |  | Ground-Water-Source | WBAHP: Heat Pump Packaged Unit | Heat Pump | 460 | 3 |  |  | No Match | Single-Speed |  |  |  | 26400 | 1128 | 23.4 | 16.2 | 22300 | 1452 | 4.5 | 3.6 | Non Federally-Regulated | 01/24/2011 |  | 04/19/2013
Command-Aire | Command-Aire | SWPH-151 |  | Water-Source | WBAHP: Heat Pump Packaged Unit | Heat Pump | 208 | 1 |  |  | No Match | No Match |  |  |  | 19500 | 2275 | 8.6 | 7.5 | 28000 | 2475 | 3.3 | 2.5 | Non Federally-Regulated | 08/30/1983 |  | 05/11/1988
Waterfurnace International, Inc. | WFI Industries, Ltd. | VLV/VXV048*4 |  | Water-Source | WBAHP: Heat Pump Packaged Unit | Heat Pump | 460 | 3 |  |  | No Match | No Match |  |  |  | 45800 | 3606 | 12.7 | 10 | 57900 | 4039 | 4.2 |  | Federally-Regulated Commercial & Industrial Equipment | 06/20/2003 |  | 02/17/2011
Climate Control / Snyder General | Electro-Hydronics | LHP7BD |  | Water-Source | WBAHP: Heat Pump Packaged Unit | Heat Pump | 230 | 3 |  |  | No Match | No Match |  |  |  | 76000 | 7100 | 10.7 | 9.2 | 95000 | 7500 | 3.7 | 2.5 | Non Federally-Regulated | 05/16/1984 |  | 06/11/1985
Mammoth | Hydrobank II | E031HLH |  | Ground-Water-Source | WBAHP: Heat Pump Packaged Unit | Heat Pump | 265 | 1 |  |  | No Match | No Match |  |  |  | 30000 | 2290 | 13.1 | 9 | 23800 | 2249 | 3.1 |  | Non Federally-Regulated | 06/27/2003 |  | 03/12/2009
Trane U.S. Inc. | Trane | GETE0362 |  | Ground-Source | WBAHP-O: Heat Pump Packaged Un | Heat Pump | 230 | 1 |  |  | No Match | Single-Speed |  |  |  | 36500 | 2500 | 14.6 | 13.4 | 28800 | 2558 | 3.3 | 3.1 | Non Federally-Regulated | 06/14/2011 |  | 01/09/2014
Waterfurnace International, Inc. | Waterfurnace International, Inc. | ATH013C1 |  | Ground-Water-Source | WBAHP: Heat Pump Packaged Unit | Heat Pump | 208 | 1 |  |  | No Match | No Match |  |  |  | 13300 | 847 | 15.7 | 9 | 9700 | 861 | 3.3 |  | Non Federally-Regulated | 05/10/1998 |  | 10/02/1998
Command-Aire | Command-Aire | SWPH197E |  | Water-Source | WBAHP: Heat Pump Packaged Unit | Heat Pump | 265 | 1 |  |  | No Match | No Match |  |  |  | 18500 | 1680 | 11 | 9 | 24500 | 1750 | 4 | 3.2 | Federally-Regulated Commercial & Industrial Equipment | 01/23/1988 |  | 05/11/1988
Waterfurnace International, Inc. | Waterfurnace International, Inc. | ATH019C0 |  | Ground-Water-Source | WBAHP: Heat Pump Packaged Unit | Heat Pump | 230 | 1 |  |  | No Match | No Match |  |  |  | 19400 | 1168 | 16.6 | 9 | 13700 | 1115 | 3.6 |  | Non Federally-Regulated | 01/30/1998 |  | 03/31/1998
Waterfurnace International, Inc. | Waterfurnace International, Inc. | SXH058C0 |  | Ground-Water-Source | WBAHP: Heat Pump Packaged Unit | Heat Pump | 230 | 1 |  |  | No Match | No Match |  |  |  | 56500 | 4216 | 13.4 | 9 | 45500 | 4301 | 3.1 |  | Non Federally-Regulated | 01/30/1998 |  | 03/31/1998
Waterfurnace International, Inc. | Waterfurnace International, Inc. | ATV022D1 |  | Ground-Water-Source | WBAHP: Heat Pump Packaged Unit | Heat Pump | 230 | 1 |  |  | No Match | No Match |  |  |  | 23400 | 1392 | 16.8 | 9 | 15700 | 1353 | 3.4 |  | Non Federally-Regulated | 12/14/1998 |  | 10/06/1999
Enertech Global, LLC | Enertech | TST036A | MPD036 | Ground-Water-Source | WBAHP-CB: Heat Pump Split Syst | Heat Pump | 230 | 1 |  |  | No Match | Single-Speed |  |  |  | 41600 | 1865 | 22.3 | 16.2 | 37100 | 2416 | 4.5 | 3.6 | Non Federally-Regulated | 11/30/2011 |  | 12/12/2012
Singer | Electro-Hydronics | VF140A7 |  | Water-Source | WBAHP: Heat Pump Packaged Unit | Heat Pump | 265 | 1 |  |  | No Match | No Match |  |  |  | 14000 | 1700 | 8.2 | 7.5 | 16500 | 1950 | 2.5 | 2.5 | Non Federally-Regulated | 01/05/1982 |  | 09/08/1982
Enertech Global, LLC | Enertech | H050C | ACD060 | Ground-Source | WBAHP-C: Heat Pump Split Syste | Heat Pump | 230 | 1 |  |  | No Match | Single-Speed |  |  |  | 54300 | 3251 | 16.7 | 13.4 | 43300 | 3848 | 3.3 | 3.1 | Non Federally-Regulated | 04/30/2009 |  | 06/15/2009
McQuay International | McQuay | HWH/HWW030C-F |  | Water-Source | WBAHP: Heat Pump Packaged Unit | Heat Pump | 208 | 3 |  |  | No Match | No Match |  |  |  | 30000 | 2500 | 12 | 10 | 37000 | 2779 | 3.9 |  | Federally-Regulated Commercial & Industrial Equipment | 11/17/1999 |  | 09/21/2000
Carrier Corp. - Syracuse | Carrier | 50YAV/YAH024 |  | Ground-Water-Source | WBAHP: Heat Pump Packaged Unit | Heat Pump | 208 | 1 |  |  | No Match | No Match |  |  |  | 25500 | 1821 | 14 | 9 | 19000 | 1740 | 3.2 |  | Non Federally-Regulated | 01/30/1998 |  | 10/02/1998
ClimateMaster Inc. | Climate Master Series | HS/HL 120 F/H |  | Water-Source | WBAHP: Heat Pump Packaged Unit | Heat Pump | 460 | 3 |  |  | No Match | No Match |  |  |  | 124000 | 11071 | 11.2 | 10.5 | 150000 | 11568 | 3.8 | 3.8 | Federally-Regulated Commercial & Industrial Equipment | 03/31/1998 |  | 05/10/1998
Enertech Global, LLC | Enertech | H048C | ACD048 | Ground-Source | WBAHP-C: Heat Pump Split Syste | Heat Pump | 230 | 1 |  |  | No Match | Single-Speed |  |  |  | 53200 | 3148 | 16.9 | 13.4 | 42200 | 3750 | 3.3 | 3.1 | Non Federally-Regulated | 06/15/2009 |  | 03/02/2012
Florida Heat Pump | Florida Heat Pump | EM018-2CS | EM018-2AH/AV | Ground-Water-Source | WBAHP-CB: Heat Pump Split Syst | Heat Pump | 265 | 1 |  |  | No Match | No Match |  |  |  | 19000 | 1428 | 13.3 | 9 | 15000 | 1255 | 3.5 |  | Non Federally-Regulated | 05/29/2001 |  | 07/18/2002
Florida Heat Pump | Florida Heat Pump | EM031-1VT |  | Water-Source | WBAHP: Heat Pump Packaged Unit | Heat Pump | 208 | 1 |  |  | No Match | No Match |  |  |  | 32000 | 2285 | 14 | 10 | 42000 | 2735 | 4.5 |  | Federally-Regulated Commercial & Industrial Equipment | 12/14/1998 |  | 10/05/1999
Waterfurnace International, Inc. | Geotility Geothermal Installations | ZS036**0*1 |  | Water-Source | WBAHP: Heat Pump Packaged Unit | Heat Pump | 230 | 1 |  |  | No Match | Single-Speed |  |  |  | 33300 | 2220 | 15 | 12 | 40600 | 2479 | 4.8 | 4.2 | Federally-Regulated Commercial & Industrial Equipment | 01/24/2011 |  | 04/19/2013
ClimateMaster Inc. | Climate Master Series | 803-009-E******** |  | Water-Source | WBAHP: Heat Pump Packaged Unit | Heat Pump | 265 | 1 |  |  | No Match | No Match |  |  |  | 9100 | 770 | 11.8 | 9 | 8400 | 665 | 3.7 | 3.2 | Federally-Regulated Commercial & Industrial Equipment | 02/11/1988 |  | 05/11/1988
Command-Aire | Command-Aire | SWPH-2033 |  | Water-Source | WBAHP: Heat Pump Packaged Unit | Heat Pump | 230 | 3 |  |  | No Match | No Match |  |  |  | 240000 | 24700 | 9.7 |  | 336000 | 27900 | 3.5 | 2.5 | Non Federally-Regulated | 06/11/1985 |  | 05/11/1988
Waterfurnace International, Inc. | Waterfurnace International, Inc. | NSV/NSH042G1*0 |  | Ground-Source | WBAHP: Heat Pump Packaged Unit | Heat Pump | 230 | 1 |  |  | No Match | Single-Speed |  |  |  | 41600 | 2237 | 18.6 | 13.4 | 27500 | 2178 | 3.7 | 3.1 | Non Federally-Regulated | 09/03/2012 |  | 04/19/2013
ClimateMaster Inc. | Climate Master Series | VP/HP/DP036 F/H |  | Water-Source | WBAHP: Heat Pump Packaged Unit | Heat Pump | 208 | 3 |  |  | No Match | No Match |  |  |  | 35000 | 2692 | 13 | 10 | 43000 | 2930 | 4.3 |  | Federally-Regulated Commercial & Industrial Equipment | 12/14/1998 |  | 04/12/2000
Waterfurnace International, Inc. | Waterfurnace International, Inc. | SXH030C4 |  | Ground-Source | WBAHP: Heat Pump Packaged Unit | Heat Pump | 460 | 3 |  |  | No Match | No Match |  |  |  | 31200 | 2181 | 14.3 |  | 21600 | 1808 | 3.5 |  | Non Federally-Regulated | 03/31/1998 |  | 05/10/1998
Waterfurnace International, Inc. | Waterfurnace International, Inc. | SXH042C3 |  | Water-Source | WBAHP: Heat Pump Packaged Unit | Heat Pump | 230 | 3 |  |  | No Match | No Match |  |  |  | 42000 | 3000 | 14 | 10 | 54500 | 3131 | 5.1 |  | Federally-Regulated Commercial & Industrial Equipment | 12/14/1998 |  | 10/05/1999
Singer | Electro-Hydronics | FC330C5 |  | Water-Source | WBAHP: Heat Pump Packaged Unit | Heat Pump | 208 | 1 |  |  | No Match | No Match |  |  |  | 33000 | 3500 | 9.4 | 7.5 | 35500 | 3550 | 2.9 | 2.5 | Non Federally-Regulated | 01/05/1982 |  | 09/08/1982
McQuay / Snyder General | Electro-Hydronics | FW630FK |  | Water-Source | WBAHP: Heat Pump Packaged Unit | Heat Pump | 208 | 3 |  |  | No Match | No Match |  |  |  | 63000 | 6430 | 9.8 | 7.5 | 79000 | 6430 | 3.6 | 2.5 | Non Federally-Regulated | 08/29/1986 |  | 05/11/1988
Snyder General Corp. | McQuay | LWP10BD |  | Water-Source | WBAHP: Heat Pump Packaged Unit | Heat Pump | 230 | 3 |  |  | No Match | No Match |  |  |  | 107000 | 9000 | 11.9 | 9.2 | 120000 | 9200 | 3.8 | 2.5 | Non Federally-Regulated | 02/22/1990 |  | 07/31/1991
Waterfurnace International, Inc. | Geotility Geothermal Installations | GS018**0*0 |  | Water-Source | WBAHP: Heat Pump Packaged Unit | Heat Pump | 230 | 1 |  |  | No Match | Single-Speed |  |  |  | 18000 | 1192 | 15.1 | 12 | 22500 | 1319 | 5 | 4.2 | Federally-Regulated Commercial & Industrial Equipment | 01/24/2011 |  | 04/19/2013
Waterfurnace International, Inc. | Waterfurnace International, Inc. | SXV030B4 |  | Water-Source | WBAHP: Heat Pump Packaged Unit | Heat Pump | 460 | 3 |  |  | No Match | No Match |  |  |  | 30600 | 2125 | 14.4 | 10 | 36600 | 2145 | 5 |  | Federally-Regulated Commercial & Industrial Equipment | 12/14/1998 |  | 10/05/1999
Florida Heat Pump | Florida Heat Pump | EM120-5HZ/VT |  | Water-Source | WBAHP-CB: Heat Pump Split Syst | Heat Pump | 575 | 3 |  |  | No Match | No Match |  |  |  | 132000 | 9850 | 13.4 | 9 | 145000 | 10893 | 3.9 | 3.5 | Non Federally-Regulated | 09/19/2001 |  | 07/18/2002
ClimateMaster Inc. | Carrier Corp. | YCS0303 | FK4CNF003 | Ground-Water-Source | WBAHP-CB: Heat Pump Split Syst | Heat Pump | 208 | 1 |  |  | No Match | Single-Speed |  |  |  | 30200 | 1452 | 20.8 | 16.2 | 26400 | 1985 | 3.9 | 3.6 | Non Federally-Regulated | 09/15/2009 |  | 02/17/2011
ClimateMaster Inc. | Climate Master Series | GRV/GRH042AF |  | Ground-Water-Source | WBAHP: Heat Pump Packaged Unit | Heat Pump | 460 | 3 |  |  | No Match | No Match |  |  |  | 40900 | 3029 | 13.5 | 9 | 30400 | 2783 | 3.2 |  | Non Federally-Regulated | 04/10/2000 |  | 07/18/2002
California Heat Pump | California Heat Pump | CHP-19C*-13-** |  | Water-Source | WBAHP: Heat Pump Packaged Unit | Heat Pump | 265 | 1 |  |  | No Match | No Match |  |  |  | 19000 | 2100 | 9 | 7.5 | 22400 | 2225 | 3 | 2.5 | Non Federally-Regulated | 09/08/1982 |  | 06/11/1985
Waterfurnace International, Inc. | Rybacki - Hart Enterprises | ZS041**0*4 |  | Ground-Water-Source | WBAHP: Heat Pump Packaged Unit | Heat Pump | 208 | 1 |  |  | No Match | Single-Speed |  |  |  | 44500 | 2023 | 22 | 16.2 | 36000 | 2638 | 4 | 3.6 | Non Federally-Regulated | 06/14/2011 |  | 04/19/2013
Waterfurnace International, Inc. | Geosmart Energy, Inc. | ZS036**2*4 |  | Ground-Water-Source | WBAHP: Heat Pump Packaged Unit | Heat Pump | 265 | 1 |  |  | No Match | Single-Speed |  |  |  | 37700 | 1639 | 23 | 16.2 | 33000 | 2249 | 4.3 | 3.6 | Non Federally-Regulated | 06/14/2011 |  | 03/02/2012
McQuay / Snyder General | Electro-Hydronics | FW350G7 |  | Water-Source | WBAHP: Heat Pump Packaged Unit | Heat Pump | 265 | 1 |  |  | No Match | No Match |  |  |  | 35600 | 3360 | 10.6 | 7.5 | 43000 | 3500 | 3.6 | 2.5 | Non Federally-Regulated | 08/29/1986 |  | 05/11/1988
Enertech Global, LLC | Enertech | H018C | ACD024 | Ground-Water-Source | WBAHP-C: Heat Pump Split Syste | Heat Pump | 208 | 1 |  |  | No Match | Single-Speed |  |  |  | 17400 | 845 | 20.6 | 16.2 | 15300 | 1122 | 4 | 3.6 | Non Federally-Regulated | 04/30/2009 |  | 03/02/2012
ClimateMaster Inc. | Climate Master Series | 805-024G********* |  | Ground-Water-Source | WBAHP: Heat Pump Packaged Unit | Heat Pump | 230 | 1 |  |  | No Match | No Match |  |  |  | 24800 | 2460 | 10.1 |  | 32000 | 2930 | 3.2 |  | Non Federally-Regulated | 05/11/1988 |  | 03/15/1989
Waterfurnace International, Inc. | Waterfurnace International, Inc. | SXH019C1 |  | Water-Source | WBAHP-CB: Heat Pump Split Syst | Heat Pump | 230 | 1 |  |  | No Match | No Match |  |  |  | 19500 | 1402 | 13.9 | 9 | 22800 | 1629 | 4.1 | 3.5 | Non Federally-Regulated | 02/02/1998 |  | 10/02/1998
Marvair | Marvair | WHP31HPA |  | Water-Source | WBAHP: Heat Pump Packaged Unit | Heat Pump | 208 | 1 |  |  | No Match | No Match |  |  |  | 30500 | 2748 | 11.1 | 9 | 37500 | 2892 | 3.8 | 3.2 | Non Federally-Regulated | 05/11/1988 |  | 03/15/1989
Addison Products | Addison Products | HGY007-0A |  | Water-Source | WBAHP: Heat Pump Packaged Unit | Heat Pump | 230 | 1 |  |  | No Match | No Match |  |  |  | 7600 | 589 | 12.9 | 10 | 10100 | 657 | 4.5 |  | Federally-Regulated Commercial & Industrial Equipment | 01/18/2001 |  | 07/16/2001
California Heat Pump | California Heat Pump | CHP-07C*-12-** |  | Water-Source | WBAHP: Heat Pump Packaged Unit | Heat Pump | 208 | 1 |  |  | No Match | No Match |  |  |  | 7500 | 800 | 9.4 | 7.5 | 8100 | 825 | 2.9 | 2.5 | Non Federally-Regulated | 01/05/1982 |  | 06/11/1985
Mammoth | Hydrobank II | D/E27VLE/HLE/DLE |  | Ground-Water-Source | WBAHP: Heat Pump Packaged Unit | Heat Pump | 230 | 1 |  |  | No Match | No Match |  |  |  | 25500 | 1847 | 13.8 | 9 | 20000 | 1890 | 3.1 |  | Non Federally-Regulated | 01/30/1998 |  | 10/02/1998
Waterfurnace International, Inc. | Waterfurnace International, Inc. | SXV036C1 |  | Water-Source | WBAHP: Heat Pump Packaged Unit | Heat Pump | 208 | 1 |  |  | No Match | No Match |  |  |  | 36000 | 2647 | 13.6 | 10 | 44500 | 2774 | 4.7 |  | Federally-Regulated Commercial & Industrial Equipment | 12/14/1998 |  | 10/05/1999
Trane U.S. Inc. | Command-Aire | GSUF0181B |  | Water-Source | WBAHP-CB: Heat Pump Split Syst | Heat Pump | 208 | 1 |  |  | No Match | No Match |  |  |  | 22600 | 1378 | 16.4 | 9 | 25200 | 1893 | 3.9 | 3.5 | Non Federally-Regulated | 10/05/1999 |  | 04/12/2000
McQuay International | McQuay | VWH/VWW036B-G |  | Water-Source | WBAHP: Heat Pump Packaged Unit | Heat Pump | 208 | 1 |  |  | No Match | No Match |  |  |  | 35200 | 2957 | 11.9 | 10 | 45000 | 3296 | 4 |  | Federally-Regulated Commercial & Industrial Equipment | 11/17/1999 |  | 09/21/2000
Marvair | Marvair | WVP25HPA |  | Water-Source | WBAHP: Heat Pump Packaged Unit | Heat Pump | 208 | 1 |  |  | No Match | No Match |  |  |  | 24500 | 2201 | 11.1 | 9 | 29900 | 2247 | 3.9 | 3.2 | Non Federally-Regulated | 05/11/1988 |  | 03/15/1989
Carrier Corp. | Carrier | 50QXV0305 |  | Water-Source | WBAHP: Heat Pump Packaged Unit | Heat Pump | 230 | 3 |  |  | No Match | No Match |  |  |  | 31000 | 2675 | 11.6 | 9 | 36600 | 2680 | 4 | 3.2 | Federally-Regulated Commercial & Industrial Equipment | 02/05/1990 |  | 02/22/1990
Friedrich Climate Master | Climate Master Series | 813-036-H******** |  | Water-Source | WBAHP: Heat Pump Packaged Unit | Heat Pump | 208 | 3 |  |  | No Match | No Match |  |  |  | 36000 | 3190 | 11.3 | 7.5 | 42500 | 3190 | 3.9 | 2.5 | Non Federally-Regulated | 08/29/1986 |  | 05/11/1988
Addison Products | Addison Products | HWPG017-1B** |  | Ground-Water-Source | WBAHP: Heat Pump Packaged Unit | Heat Pump | 208 | 1 |  |  | No Match | No Match |  |  |  | 16300 | 1086 | 15 | 9 | 11500 | 1053 | 3.2 |  | Non Federally-Regulated | 07/29/1998 |  | 10/02/1998
Snyder General Corp. | McQuay | VE140G7 |  | Water-Source | WBAHP: Heat Pump Packaged Unit | Heat Pump | 265 | 1 |  |  | No Match | No Match |  |  |  | 13500 | 1300 | 10.4 | 9 | 16000 | 1320 | 3.5 | 3.2 | Non Federally-Regulated | 02/22/1990 |  | 07/31/1991
Enertech Global, LLC | Enertech | H062C | MPD060 | Ground-Water-Source | WBAHP-CB: Heat Pump Split Syst | Heat Pump | 230 | 1 |  |  | No Match | Single-Speed | 2506 | 682 | 1 | 65100 | 3426 | 19 | 16.2 | 57000 | 4399 | 3.8 | 3.6 | Non Federally-Regulated | 07/16/2009 |  | 08/23/2011
Enertech Global, LLC | Enertech | TXT024C2 |  | Ground-Water-Source | WBAHP: Heat Pump Packaged Unit | Heat Pump | 230 | 3 |  |  | No Match | Single-Speed |  |  |  | 30100 | 1034 | 29.1 | 16.2 | 25100 | 1337 | 5.5 | 3.6 | Non Federally-Regulated | 03/02/2012 |  | 04/21/2014
Carrier Corp. | Carrier | 50QEV0303 |  | Water-Source | WBAHP: Heat Pump Packaged Unit | Heat Pump | 208 | 1 |  |  | No Match | No Match |  |  |  | 31200 | 2735 | 11.4 | 9 | 36400 | 2661 | 4 | 3.2 | Federally-Regulated Commercial & Industrial Equipment | 02/05/1990 |  | 02/22/1990
Enertech Global, LLC | Enertech | TST040 | MPD036 | Ground-Source | WBAHP-CB: Heat Pump Split Syst | Heat Pump | 208 | 1 |  |  | No Match | Single-Speed |  |  |  | 37400 | 2187 | 17.1 | 13.4 | 29800 | 2563 | 3.4 | 3.1 | Non Federally-Regulated | 11/25/2009 |  | 04/19/2013
Friedrich Air Conditioning Co. | Climate Master Series | 804-015-G******** |  | Water-Source | WBAHP: Heat Pump Packaged Unit | Heat Pump | 230 | 1 |  |  | No Match | No Match |  |  |  | 145000 | 1400 | 10.4 | 7.5 | 19000 | 1525 | 3.7 | 2.2 | Non Federally-Regulated | 08/30/1983 |  | 05/16/1984
Trane U.S. Inc. | Trane | GXHA0261 |  | Water-Source | WBAHP: Heat Pump Packaged Unit | Heat Pump | 208 | 1 |  |  | No Match | No Match |  |  |  | 22800 | 2171 | 10.5 | 9.3 | 30400 | 2284 | 3.9 | 3.8 | Federally-Regulated Commercial & Industrial Equipment | 03/31/1998 |  | 05/10/1998
Hydro Delta Corp. | Hydro Delta Corp. | 03-060-WTAR-MT(P) |  | Water-Source | WBAHP-CB: Heat Pump Split Syst | Heat Pump | 230 | 1 |  |  | No Match | No Match |  |  |  | 35300 | 2017 | 17.5 | 9 | 38500 | 2506 | 4.5 | 3.5 | Non Federally-Regulated | 11/17/1999 |  | 01/21/2000
Waterfurnace International, Inc. | Waterfurnace International, Inc. | NDV/NDH049F1*1 |  | Ground-Source | WBAHP: Heat Pump Packaged Unit | Heat Pump | 208 | 1 |  |  | No Match | Dual-Speed |  |  |  | 52000 | 2600 | 20 | 13.4 | 37400 | 2740 | 4 | 3.1 | Non Federally-Regulated | 05/02/2012 |  | 04/19/2013
Command-Aire | Command-Aire | SWPHR281E |  | Water-Source | WBAHP: Heat Pump Packaged Unit | Heat Pump | 230 | 1 |  |  | No Match | No Match |  |  |  | 30000 | 2702 | 11.1 | 7.5 | 42000 | 3000 | 4 | 2.5 | Non Federally-Regulated | 05/16/1984 |  | 05/11/1988
McQuay International | McQuay | CCH/CCW/HWH/HWW007C-A |  | Water-Source | WBAHP: Heat Pump Packaged Unit | Heat Pump | 115 | 1 |  |  | No Match | No Match |  |  |  | 7000 | 654 | 10.7 | 10 | 9800 | 736 | 3.9 |  | Federally-Regulated Commercial & Industrial Equipment | 02/02/1998 |  | 03/31/1998
Waterfurnace International, Inc. | Waterfurnace International, Inc. | SXV030B1 |  | Ground-Water-Source | WBAHP: Heat Pump Packaged Unit | Heat Pump | 208 | 1 |  |  | No Match | No Match |  |  |  | 31200 | 2181 | 14.3 | 9 | 21600 | 1808 | 3.5 |  | Non Federally-Regulated | 08/21/1998 |  | 10/02/1998
McQuay International | McQuay | LHP/LWP12D-L |  | Water-Source | WBAHP: Heat Pump Packaged Unit | Heat Pump | 230 | 3 |  |  | No Match | No Match |  |  |  | 116000 | 9747 | 11.9 | 9 | 139000 | 9936 | 4.1 | 3.8 | Federally-Regulated Commercial & Industrial Equipment | 12/14/1998 |  | 09/21/2000
Climate Control / Snyder General | Electro-Hydronics | UC400FP |  | Water-Source | WBAHP: Heat Pump Packaged Unit | Heat Pump | 460 | 3 |  |  | No Match | No Match |  |  |  | 39600 | 3960 | 10 | 7.5 | 45000 | 3880 | 3.4 | 2.5 | Non Federally-Regulated | 06/11/1985 |  | 08/29/1986
Singer | Electro-Hydronics | CC100 5 |  | Water-Source | WBAHP: Heat Pump Packaged Unit | Heat Pump | 208 | 1 |  |  | No Match | No Match |  |  |  | 10000 | 1200 | 8.3 | 7.5 | 10800 | 1275 | 2.5 | 2.5 | Non Federally-Regulated | 09/08/1982 |  | 05/16/1984
Heat Controller | Heat Controller | DWPG060-3B-XL* |  | Water-Source | WBAHP-CB: Heat Pump Split Syst | Heat Pump | 208 | 3 |  |  | No Match | No Match |  |  |  | 59000 | 4538 | 13 | 9 | 66000 | 4959 | 3.9 | 3.5 | Non Federally-Regulated | 12/14/1998 |  | 04/12/2000
Addison Products | Addison Products | HWPG036-3B** |  | Water-Source | WBAHP-CB: Heat Pump Split Syst | Heat Pump | 230 | 3 |  |  | No Match | No Match |  |  |  | 36000 | 2627 | 13.7 | 9 | 37800 | 2701 | 4.1 | 3.5 | Non Federally-Regulated | 02/02/1998 |  | 10/02/1998
Snyder General Corp. | McQuay | LWP27BK |  | Water-Source | WBAHP: Heat Pump Packaged Unit | Heat Pump | 208 | 3 |  |  | No Match | No Match |  |  |  | 295200 | 25350 | 11.6 |  | 348000 | 28300 | 3.6 | 2.5 | Non Federally-Regulated | 02/22/1990 |  | 07/31/1991
Waterfurnace International, Inc. | Geosmart Energy, Inc. | ZS036**3*4 |  | Ground-Water-Source | WBAHP: Heat Pump Packaged Unit | Heat Pump | 208 | 3 |  |  | No Match | Single-Speed |  |  |  | 37700 | 1639 | 23 | 16.2 | 33000 | 2249 | 4.3 | 3.6 | Non Federally-Regulated | 06/14/2011 |  | 03/02/2012
ClimateMaster Inc. | Climate Master Series | VS/VL/HS/HL 009 |  | Water-Source | WBAHP: Heat Pump Packaged Unit | Heat Pump | 265 | 1 |  |  | No Match | No Match |  |  |  | 9800 | 844 | 11.6 | 10 | 12000 | 837 | 4.2 |  | Federally-Regulated Commercial & Industrial Equipment | 02/02/1998 |  | 03/31/1998
Waterfurnace International, Inc. | Waterfurnace International, Inc. | ATV057D1(P) |  | Water-Source | WBAHP-CB: Heat Pump Split Syst | Heat Pump | 208 | 1 |  |  | No Match | No Match |  |  |  | 34000 | 2060 | 16.5 | 9 | 35400 | 2412 | 4.3 | 3.5 | Non Federally-Regulated | 05/10/1998 |  | 10/02/1998
Snyder General Corp. | McQuay | LWP10BK |  | Water-Source | WBAHP: Heat Pump Packaged Unit | Heat Pump | 208 | 3 |  |  | No Match | No Match |  |  |  | 107000 | 9000 | 11.9 | 9.2 | 120000 | 9200 | 3.8 | 2.5 | Non Federally-Regulated | 02/22/1990 |  | 07/31/1991
Trane U.S. Inc. | Trane | WPVD0803 |  | Water-Source | WBAHP: Heat Pump Packaged Unit | Heat Pump | 460 | 3 |  |  | No Match | No Match |  |  |  | 100000 | 8474 | 11.8 | 9 | 128400 | 9902 | 3.8 | 3.8 | Federally-Regulated Commercial & Industrial Equipment | 12/14/1998 |  | 10/05/1999
Trane U.S. Inc. | Command-Aire | GSCC0281 |  | Water-Source | WBAHP: Heat Pump Packaged Unit | Heat Pump | 208 | 1 |  |  | No Match | No Match |  |  |  | 28500 | 2714 | 10.5 | 10 | 38000 | 2929 | 3.8 |  | Federally-Regulated Commercial & Industrial Equipment | 10/05/1999 |  | 04/12/2000
Trane U.S. Inc. | Trane | WPRD0091 |  | Water-Source | WBAHP-O: Heat Pump Packaged Un | Heat Pump | 208 | 1 |  |  | No Match | No Match |  |  |  | 9000 | 810 | 11.1 | 10 | 12200 | 871 | 4.1 |  | Federally-Regulated Commercial & Industrial Equipment | 02/02/1998 |  | 03/31/1998
Thermal Energy Systems | Jacobsen Energy Ind., Inc. | 36***6**** |  | Water-Source | WBAHP: Heat Pump Packaged Unit | Heat Pump | 460 | 3 |  |  | No Match | No Match |  |  |  | 36500 | 3100 | 11.8 | 9 | 43800 | 3425 | 3.7 | 3.2 | Federally-Regulated Commercial & Industrial Equipment | 01/23/1988 |  | 07/27/1992
Trane U.S. Inc. | Trane | EXVE0187 |  | Water-Source | WBAHP: Heat Pump Packaged Unit | Heat Pump | 265 | 1 |  |  | No Match | Single-Speed |  |  |  | 18400 | 1211 | 15.2 | 12 | 22200 | 1205 | 5.4 | 4.2 | Federally-Regulated Commercial & Industrial Equipment | 06/14/2011 |  | 08/15/2014
ClimateMaster Inc. | Carrier Corp. | 50YGV/H/D072 |  | Ground-Water-Source | WBAHP: Heat Pump Packaged Unit | Heat Pump | 230 | 1 |  |  | No Match | Single-Speed | 3225 | 100 | 130 | 77500 | 3475 | 22.3 | 16.2 | 71200 | 4853 | 4.3 | 3.6 | Non Federally-Regulated | 12/12/2012 |  | 04/22/2015
ClimateMaster Inc. | Climate Master Series | V120-32********** |  | Water-Source | WBAHP: Heat Pump Packaged Unit | Heat Pump | 208 | 3 |  |  | No Match | No Match |  |  |  | 119000 | 11900 | 10 | 10.5 | 131000 | 11000 | 3.5 | 3.8 | Non Federally-Regulated | 07/31/1991 |  | 03/31/1998
Waterfurnace International, Inc. | Waterfurnace International, Inc. | VLH058A3 |  | Water-Source | WBAHP: Heat Pump Packaged Unit | Heat Pump | 230 | 3 |  |  | No Match | No Match |  |  |  | 57500 | 4563 | 12.6 | 10 | 68000 | 4860 | 4.1 |  | Federally-Regulated Commercial & Industrial Equipment | 12/14/1998 |  | 10/05/1999
Waterfurnace International, Inc. | Waterfurnace International, Inc. | SXV042*1 |  | Water-Source | WBAHP: Heat Pump Packaged Unit | Heat Pump | 230 | 1 |  |  | No Match | No Match |  |  |  | 42000 | 3000 | 14 | 10 | 54500 | 3131 | 5.1 |  | Federally-Regulated Commercial & Industrial Equipment | 10/05/1999 |  | 05/19/2000
Command-Aire | Command-Aire | SWPXR514E |  | Water-Source | WBAHP: Heat Pump Packaged Unit | Heat Pump | 460 | 3 |  |  | No Match | No Match |  |  |  | 51000 | 4550 | 11.2 | 7.5 | 64000 | 4690 | 4 | 2.5 | Non Federally-Regulated | 05/16/1984 |  | 01/23/1988
Florida Heat Pump | Florida Heat Pump | GT042-3CS | GT042-1AH/AV | Ground-Water-Source | WBAHP-CB: Heat Pump Split Syst | Heat Pump | 208 | 3 |  |  | No Match | No Match |  |  |  | 40700 | 2806 | 14.5 | 9 | 30600 | 2636 | 3.4 |  | Non Federally-Regulated | 07/22/2002 |  | 03/12/2009
ClimateMaster Inc. | Carrier Corp. | 50PRH/V060 3 |  | Ground-Source | WBAHP: Heat Pump Packaged Unit | Heat Pump | 208 | 1 |  |  | No Match | Single-Speed |  |  |  | 60100 | 4061 | 14.8 | 13.4 | 47500 | 4218 | 3.3 | 3.1 | Non Federally-Regulated | 01/24/2011 |  | 08/23/2011
Mammoth | Hydrobank II | F108HHG/VHG |  | Water-Source | WBAHP: Heat Pump Packaged Unit | Heat Pump | 230 | 3 |  |  | No Match | No Match |  |  |  | 107000 | 9469 | 11.3 | 9 | 139000 | 10445 | 3.9 | 3.8 | Federally-Regulated Commercial & Industrial Equipment | 12/14/1998 |  | 10/05/1999
Florida Heat Pump | Florida Heat Pump | EM028-1CS | EM028-1AH/AV | Water-Source | WBAH: Heating Only Packaged Un | Heat Pump | 230 | 1 |  |  | No Match | No Match |  |  |  | 30000 | 2400 | 12.5 | 9 | 33000 | 2762 | 3.5 | 3.5 | Non Federally-Regulated | 07/22/2002 |  | 03/12/2009
Waterfurnace International, Inc. | Waterfurnace International, Inc. | SXV019A1 |  | Water-Source | WBAHP: Heat Pump Packaged Unit | Heat Pump | 230 | 1 |  |  | No Match | No Match |  |  |  | 18600 | 1338 | 13.9 | 10 | 24200 | 1447 | 4.9 |  | Federally-Regulated Commercial & Industrial Equipment | 02/02/1998 |  | 03/31/1998
Snyder General Corp. | American Air Filter | HWH007C*N |  | Water-Source | WBAHP: Heat Pump Packaged Unit | Heat Pump | 265 | 1 |  |  | No Match | No Match |  |  |  | 7100 | 664 | 10.7 | 9.3 | 9200 | 710 | 3.8 | 3.8 | Non Federally-Regulated | 07/31/1991 |  | 03/31/1998
Addison Products | Addison Products | HWPH044-1JRA/1JLA |  | Water-Source | WBAHP-CB: Heat Pump Split Syst | Heat Pump | 208 | 1 |  |  | No Match | No Match |  |  |  | 44500 | 4045 | 11 | 9 | 49500 | 4143 | 3.5 | 3.5 | Non Federally-Regulated | 10/05/1999 |  | 11/14/2000
McQuay / Snyder General | Electro-Hydronics | CW350FP |  | Water-Source | WBAHP: Heat Pump Packaged Unit | Heat Pump | 460 | 3 |  |  | No Match | No Match |  |  |  | 35600 | 3360 | 10.6 | 7.5 | 43000 | 3500 | 3.6 | 2.5 | Non Federally-Regulated | 08/29/1986 |  | 05/11/1988
Addison Products | Addison Products | HWPH044-4JRA/4JLA |  | Water-Source | WBAHP-CB: Heat Pump Split Syst | Heat Pump | 460 | 3 |  |  | No Match | No Match |  |  |  | 44500 | 4045 | 11 | 9 | 49500 | 4143 | 3.5 | 3.5 | Non Federally-Regulated | 10/05/1999 |  | 11/14/2000
Addison Products | Heat Controller | HWPH032-3JA/3JBA |  | Water-Source | WBAHP: Heat Pump Packaged Unit | Heat Pump | 208 | 3 |  |  | No Match | No Match |  |  |  | 31200 | 2761 | 11.3 | 10 | 38500 | 2968 | 3.8 |  | Federally-Regulated Commercial & Industrial Equipment | 10/05/1999 |  | 04/12/2000
Florida Heat Pump | Florida Heat Pump | EM009-1HZ |  | Water-Source | WBAHP: Heat Pump Packaged Unit | Heat Pump | 208 | 1 |  |  | No Match | No Match |  |  |  | 9500 | 760 | 12.5 | 9.3 | 13000 | 846 | 4.5 | 3.8 | Federally-Regulated Commercial & Industrial Equipment | 03/31/1998 |  | 05/10/1998
Mammoth | Mammoth | F072HHA |  | Water-Source | WBAHP: Heat Pump Packaged Unit | Heat Pump | 208 | 3 |  |  | No Match | Dual-Speed | 4210 | 900 | 1 | 75800 | 4738 | 16 | 12 | 81800 | 5575 | 4.3 | 4.2 | Federally-Regulated Commercial & Industrial Equipment | 11/30/2011 |  | 12/12/2012
ClimateMaster Inc. | Carrier Corp. | 50PSH/V/D048K***2 |  | Ground-Source | WBAHP: Heat Pump Packaged Unit | Heat Pump | 230 | 1 |  |  | No Match | Single-Speed |  |  |  | 50600 | 2691 | 18.8 | 13.4 | 36100 | 2859 | 3.7 | 3.1 | Non Federally-Regulated | 10/24/2014 |  | 04/22/2015
McQuay / Snyder General | Electro-Hydronics | UW330F5 |  | Water-Source | WBAHP: Heat Pump Packaged Unit | Heat Pump | 208 | 1 |  |  | No Match | No Match |  |  |  | 33000 | 3050 | 10.8 | 7.5 | 39000 | 3090 | 3.7 | 2.5 | Non Federally-Regulated | 08/29/1986 |  | 05/11/1988
Hydro Delta Corp. | Hydro Delta Corp. | 03-068-WTARWD-HM |  | Ground-Water-Source | WBAHP: Heat Pump Packaged Unit | Heat Pump | 230 | 1 |  |  | No Match | No Match |  |  |  | 68500 | 5269 | 13 | 9 | 50500 | 4483 | 3.3 |  | Non Federally-Regulated | 10/06/1999 |  | 04/10/2000
Addison Products | Addison Products | DWPG036-3B-XL* |  | Water-Source | WBAHP-CB: Heat Pump Split Syst | Heat Pump | 230 | 3 |  |  | No Match | No Match |  |  |  | 36000 | 2627 | 13.7 | 9 | 37800 | 2701 | 4.1 | 3.5 | Non Federally-Regulated | 02/02/1998 |  | 10/02/1998
Addison Products | Heat Controller | HWY120-5A |  | Water-Source | WBAHP: Heat Pump Packaged Unit | Heat Pump | 575 | 3 |  |  | No Match | No Match |  |  |  | 110000 | 10091 | 10.9 | 9 | 140000 | 10254 | 4 | 3.8 | Federally-Regulated Commercial & Industrial Equipment | 11/17/1999 |  | 04/12/2000
Snyder General Corp. | McQuay | VE330F5 |  | Water-Source | WBAHP: Heat Pump Packaged Unit | Heat Pump | 208 | 1 |  |  | No Match | No Match |  |  |  | 30800 | 2852 | 10.8 | 9 | 35000 | 2900 | 3.5 | 3.2 | Non Federally-Regulated | 02/22/1990 |  | 07/31/1991
Addison Products | Comfort-Aire | RWP-1244 |  | Water-Source | WBAHP: Heat Pump Packaged Unit | Heat Pump | 460 | 3 |  |  | No Match | No Match |  |  |  | 146000 | 15500 | 9.4 |  | 190000 | 15300 | 3.6 | 3.8 | Non Federally-Regulated | 07/31/1991 |  | 03/31/1998
Florida Heat Pump | Geomaster, LLC | EC060-1CS | EC060-1AH/AV | Water-Source | WBAHP-CB: Heat Pump Split Syst | Heat Pump | 208 | 1 |  |  | No Match | Single-Speed |  |  |  | 61000 | 4729 | 12.9 | 12 | 77500 | 5281 | 4.3 | 4.2 | Federally-Regulated Commercial & Industrial Equipment | 04/23/2009 |  | 04/20/2015
Waterfurnace International, Inc. | Waterfurnace International, Inc. | ATH040D1 |  | Ground-Source | WBAHP: Heat Pump Packaged Unit | Heat Pump | 230 | 1 |  |  | No Match | No Match |  |  |  | 41500 | 2441 | 17 |  | 29200 | 2516 | 3.4 |  | Non Federally-Regulated | 03/31/1998 |  | 05/10/1998
McQuay / Snyder General | Electro-Hydronics | CW610G5 |  | Water-Source | WBAHP: Heat Pump Packaged Unit | Heat Pump | 208 | 1 |  |  | No Match | No Match |  |  |  | 61500 | 5850 | 10.5 | 7.5 | 77000 | 5785 | 3.9 | 2.5 | Non Federally-Regulated | 08/29/1986 |  | 05/11/1988
Econar | Econar | GH980 |  | Ground-Source | WBAHP: Heat Pump Packaged Unit | Heat Pump | 208 | 3 |  |  | No Match | No Match |  |  |  | 92000 | 7419 | 12.4 |  | 91000 | 8603 | 3.1 |  | Non Federally-Regulated | 03/31/1998 |  | 05/10/1998
Waterfurnace International, Inc. | Waterfurnace International, Inc. | SXH095A3 |  | Water-Source | WBAHP: Heat Pump Packaged Unit | Heat Pump | 230 | 3 |  |  | No Match | No Match |  |  |  | 95000 | 7089 | 13.4 | 9 | 118000 | 7518 | 4.6 | 3.8 | Federally-Regulated Commercial & Industrial Equipment | 12/14/1998 |  | 10/05/1999
Carrier Corp. | Carrier | 50QEV0184 |  | Water-Source | WBAHP: Heat Pump Packaged Unit | Heat Pump | 265 | 1 |  |  | No Match | No Match |  |  |  | 18000 | 1635 | 11 | 9 | 23000 | 1872 | 3.6 | 3.2 | Federally-Regulated Commercial & Industrial Equipment | 09/25/1989 |  | 10/10/1989
Waterfurnace International, Inc. | Waterfurnace International, Inc. | SXV058B4 |  | Ground-Water-Source | WBAHP: Heat Pump Packaged Unit | Heat Pump | 460 | 3 |  |  | No Match | No Match |  |  |  | 56500 | 4216 | 13.4 | 9 | 45500 | 4301 | 3.1 |  | Non Federally-Regulated | 01/30/1998 |  | 03/31/1998
Command-Aire | Command-Aire | SWP-1233 |  | Water-Source | WBAHP: Heat Pump Packaged Unit | Heat Pump | 208 | 3 |  |  | No Match | No Match |  |  |  | 140000 | 15400 | 9.1 |  | 199000 | 14600 | 4 | 2.5 | Non Federally-Regulated | 06/11/1985 |  | 01/23/1988
Waterfurnace International, Inc. | Waterfurnace International, Inc. | SXH042C0 |  | Ground-Water-Source | WBAHP: Heat Pump Packaged Unit | Heat Pump | 208 | 1 |  |  | No Match | No Match |  |  |  | 44000 | 3358 | 13.1 | 11 | 46000 | 3370 | 4 | 3.5 | Non Federally-Regulated | 03/31/1998 |  | 05/10/1998
ClimateMaster Inc. | Climate Master Series | VS012G********* |  | Water-Source | WBAHP: Heat Pump Packaged Unit | Heat Pump | 208 | 1 |  |  | No Match | No Match |  |  |  | 12200 | 1100 | 11.1 | 9 | 16200 | 1195 | 4 | 3.2 | Federally-Regulated Commercial & Industrial Equipment | 07/17/1991 |  | 07/27/1992
ClimateMaster Inc. | Carrier | 50HQA/HQD/VQA/VQD042 5 |  | Water-Source | WBAHP: Heat Pump Packaged Unit | Heat Pump | 460 | 3 |  |  | No Match | No Match |  |  |  | 41500 | 3705 | 11.2 | 10 | 52500 | 3846 | 4 |  | Federally-Regulated Commercial & Industrial Equipment | 02/02/1998 |  | 03/31/1998
ClimateMaster Inc. | Climate Master Series | GSV/GSH048AF |  | Ground-Water-Source | WBAHP: Heat Pump Packaged Unit | Heat Pump | 460 | 3 |  |  | No Match | No Match |  |  |  | 48700 | 3246 | 15 | 9 | 37100 | 3294 | 3.3 |  | Non Federally-Regulated | 04/10/2000 |  | 07/18/2002
Waterfurnace International, Inc. | Geotility Geothermal Installations | GS015**2*0 |  | Ground-Source | WBAHP: Heat Pump Packaged Unit | Heat Pump | 265 | 1 |  |  | No Match | Single-Speed |  |  |  | 14600 | 811 | 18 | 13.4 | 11700 | 927 | 3.7 | 3.1 | Non Federally-Regulated | 01/24/2011 |  | 04/19/2013
Enertech Global, LLC | Enertech | GXT072B |  | Ground-Water-Source | WBAHP: Heat Pump Packaged Unit | Heat Pump | 230 | 1 |  |  | No Match | Single-Speed | 2719 | 947 | 1 | 72000 | 3673 | 19.6 | 16.2 | 72200 | 4809 | 4.4 | 3.6 | Non Federally-Regulated | 11/30/2011 |  | 01/09/2014
Waterfurnace International, Inc. | Rybacki - Hart Enterprises | ZS042**3*1 |  | Ground-Water-Source | WBAHP: Heat Pump Packaged Unit | Heat Pump | 230 | 3 |  |  | No Match | Single-Speed |  |  |  | 45800 | 1949 | 23.5 | 16.2 | 37000 | 2522 | 4.3 | 3.6 | Non Federally-Regulated | 01/24/2011 |  | 04/19/2013
Trane U.S. Inc. | Command-Aire | GSHC0181B |  | Ground-Water-Source | WBAHP: Heat Pump Packaged Unit | Heat Pump | 208 | 1 |  |  | No Match | No Match |  |  |  | 20800 | 1216 | 17.1 | 9 | 14800 | 1398 | 3.1 |  | Non Federally-Regulated | 10/06/1999 |  | 04/10/2000
Waterfurnace International, Inc. | Geotility Geothermal Installations | ZS015**0*1 |  | Ground-Source | WBAHP: Heat Pump Packaged Unit | Heat Pump | 230 | 1 |  |  | No Match | Single-Speed |  |  |  | 14700 | 840 | 17.5 | 13.4 | 11500 | 911 | 3.7 | 3.1 | Non Federally-Regulated | 01/24/2011 |  | 04/19/2013
Marvair | Marvair | WHP57HPC |  | Water-Source | WBAHP: Heat Pump Packaged Unit | Heat Pump | 208 | 3 |  |  | No Match | No Match |  |  |  | 56400 | 5371 | 10.5 | 9 | 71400 | 5656 | 3.7 | 3.2 | Non Federally-Regulated | 02/22/1990 |  | 07/31/1991
Enertech Global, LLC | Enertech | HST036A2 | MPD036 | Ground-Water-Source | WBAHP-CB: Heat Pump Split Syst | Heat Pump | 230 | 3 |  |  | No Match | Single-Speed |  |  |  | 41600 | 1865 | 22.3 | 16.2 | 37100 | 2416 | 4.5 | 3.6 | Non Federally-Regulated | 03/02/2012 |  | 12/12/2012
Waterfurnace International, Inc. | Eagle Mountain | ZS041**4*1 |  | Water-Source | WBAHP: Heat Pump Packaged Unit | Heat Pump | 460 | 3 |  |  | No Match | Single-Speed |  |  |  | 40000 | 2759 | 14.5 | 12 | 45000 | 2931 | 4.5 | 4.2 | Federally-Regulated Commercial & Industrial Equipment | 01/24/2011 |  | 04/19/2013
Singer | Electro-Hydronics | LE90C5 |  | Water-Source | WBAHP: Heat Pump Packaged Unit | Heat Pump | 208 | 1 |  |  | No Match | No Match |  |  |  | 8600 | 1000 | 8.6 | 7.5 | 11900 | 1100 | 3.2 | 2.5 | Non Federally-Regulated | 01/05/1982 |  | 09/08/1982
ClimateMaster Inc. | Carrier Corp. | 50YDS064 | FE4***006 | Water-Source | WBAHP-CB: Heat Pump Split Syst | Heat Pump | 208 | 1 |  |  | No Match | Single-Speed |  |  |  | 56900 | 3924 | 14.5 | 12 | 74000 | 4614 | 4.7 | 4.2 | Federally-Regulated Commercial & Industrial Equipment | 01/24/2011 |  | 08/23/2011
California Heat Pump | California Heat Pump | CHP-26V*-12-** |  | Water-Source | WBAHP: Heat Pump Packaged Unit | Heat Pump | 208 | 1 |  |  | No Match | No Match |  |  |  | 24500 | 3050 | 8 | 7.5 | 30000 | 3200 | 2.7 | 2.5 | Non Federally-Regulated | 01/05/1982 |  | 06/11/1985
ClimateMaster Inc. | Carrier Corp. | 50PRH/V012 4 |  | Water-Source | WBAHP: Heat Pump Packaged Unit | Heat Pump | 265 | 1 |  |  | No Match | Single-Speed |  |  |  | 11700 | 867 | 13.5 | 11.2 | 15200 | 1036 | 4.3 | 4.2 | Federally-Regulated Commercial & Industrial Equipment | 01/24/2011 |  | 08/23/2011
Waterfurnace International, Inc. | Geotility Geothermal Installations | GS018**0*1 |  | Ground-Water-Source | WBAHP: Heat Pump Packaged Unit | Heat Pump | 208 | 1 |  |  | No Match | Single-Speed |  |  |  | 21000 | 798 | 26.3 | 16.2 | 18900 | 1179 | 4.7 | 3.6 | Non Federally-Regulated | 01/24/2011 |  | 04/19/2013
Mammoth | Hydrobank II | G062HHJ |  | Water-Source | WBAHP: Heat Pump Packaged Unit | Heat Pump | 460 | 3 |  |  | No Match | No Match |  |  |  | 61000 | 5398 | 11.3 | 10 | 84500 | 6515 | 3.8 |  | Federally-Regulated Commercial & Industrial Equipment | 05/23/2000 |  | 01/18/2001
Florida Heat Pump | Florida Heat Pump | GT010-1CF/HZ/VT |  | Water-Source | WBAHP-CB: Heat Pump Split Syst | Heat Pump | 208 | 1 |  |  | No Match | No Match |  |  |  | 10400 | 753 | 13.8 | 9 | 12300 | 900 | 4 | 3.5 | Non Federally-Regulated | 07/22/2002 |  | 03/12/2009
Florida Heat Pump | Geomaster, LLC | ES036-1CS | ES036-1AV/AH | Water-Source | WBAHP-CB: Heat Pump Split Syst | Heat Pump | 208 | 1 |  |  | No Match | Single-Speed |  |  |  | 32400 | 2077 | 15.6 | 12 | 38000 | 2185 | 5.1 | 4.2 | Federally-Regulated Commercial & Industrial Equipment | 06/15/2009 |  | 04/20/2015
Waterfurnace International, Inc. | Waterfurnace International, Inc. | SXV010C1 |  | Water-Source | WBAHP: Heat Pump Packaged Unit | Heat Pump | 230 | 1 |  |  | No Match | No Match |  |  |  | 9800 | 653 | 15 | 9.3 | 12600 | 710 | 5.2 | 3.8 | Federally-Regulated Commercial & Industrial Equipment | 03/31/1998 |  | 05/10/1998
Waterfurnace International, Inc. | Waterfurnace International, Inc. | ATV019C1 |  | Ground-Source | WBAHP: Heat Pump Packaged Unit | Heat Pump | 208 | 1 |  |  | No Match | No Match |  |  |  | 19400 | 1168 | 16.6 |  | 13700 | 1115 | 3.6 |  | Non Federally-Regulated | 03/31/1998 |  | 05/10/1998
McQuay / Snyder General | Electro-Hydronics | LE150B5 |  | Water-Source | WBAHP: Heat Pump Packaged Unit | Heat Pump | 208 | 1 |  |  | No Match | No Match |  |  |  | 14700 | 1875 | 7.8 | 7.5 | 19000 | 1900 | 2.9 | 2.5 | Non Federally-Regulated | 08/29/1986 |  | 05/11/1988
Command-Aire | Command-Aire | SWP-1833 |  | Water-Source | WBAHP: Heat Pump Packaged Unit | Heat Pump | 208 | 3 |  |  | No Match | No Match |  |  |  | 206000 | 22700 | 9.1 | 7.5 | 286000 | 23100 | 3.6 | 2.2 | Non Federally-Regulated | 01/05/1982 |  | 06/11/1985
Waterfurnace International, Inc. | Geotility Geothermal Installations | ZS024**2*0 |  | Water-Source | WBAHP: Heat Pump Packaged Unit | Heat Pump | 265 | 1 |  |  | No Match | Single-Speed |  |  |  | 23900 | 1637 | 14.6 | 12 | 27000 | 1684 | 4.7 | 4.2 | Federally-Regulated Commercial & Industrial Equipment | 01/24/2011 |  | 04/19/2013
Waterfurnace International, Inc. | Waterfurnace International, Inc. | ATV057D1(P) |  | Ground-Water-Source | WBAHP: Heat Pump Packaged Unit | Heat Pump | 208 | 1 |  |  | No Match | No Match |  |  |  | 34000 | 1808 | 18.8 | 9 | 26000 | 2116 | 3.6 |  | Non Federally-Regulated | 05/10/1998 |  | 10/02/1998
Command-Aire | Command-Aire | SWPHXR091E |  | Water-Source | WBAHP: Heat Pump Packaged Unit | Heat Pump | 230 | 1 |  |  | No Match | No Match |  |  |  | 9000 | 860 | 10.5 | 9 | 12000 | 880 | 4 | 3.2 | Non Federally-Regulated | 05/11/1988 |  | 03/15/1989
Snyder General Corp. | McQuay | FCV030A*T |  | Water-Source | WBAHP: Heat Pump Packaged Unit | Heat Pump | 460 | 3 |  |  | No Match | No Match |  |  |  | 29400 | 2827 | 10.4 | 9 | 36400 | 2883 | 3.7 | 3.2 | Non Federally-Regulated | 02/22/1990 |  | 07/31/1991
Mammoth | Hydrobank II | D045VLG |  | Ground-Water-Source | WBAHP: Heat Pump Packaged Unit | Heat Pump | 230 | 1 |  |  | No Match | No Match |  |  |  | 44500 | 3320 | 13.4 | 9 | 34500 | 3369 | 3 |  | Non Federally-Regulated | 05/23/2000 |  | 07/18/2002
ClimateMaster Inc. | Climate Master Series | VS/VL/HS/HL 009 |  | Water-Source | WBAHP: Heat Pump Packaged Unit | Heat Pump | 265 | 1 |  |  | No Match | No Match |  |  |  | 9800 | 844 | 11.6 | 9.3 | 12000 | 837 | 4.2 | 3.8 | Federally-Regulated Commercial & Industrial Equipment | 03/31/1998 |  | 05/10/1998
ClimateMaster Inc. | Trane | WPVC0152 |  | Water-Source | WBAHP: Heat Pump Packaged Unit | Heat Pump | 208 | 1 |  |  | No Match | No Match |  |  |  | 14500 | 1400 | 10.4 | 9 | 19000 | 1525 | 3.7 | 3.2 | Non Federally-Regulated | 02/22/1990 |  | 07/31/1991
Florida Heat Pump | Florida Heat Pump | EV060-4CF/HZ/VT |  | Ground-Source | WBAHP: Heat Pump Packaged Unit | Heat Pump | 460 | 3 |  |  | No Match | Single-Speed |  |  |  | 60000 | 4000 | 15 | 13.4 | 45000 | 3996 | 3.3 | 3.1 | Non Federally-Regulated | 01/25/2011 |  | 12/12/2012
The Whalen Company | Whalen | VI-A-400-2 |  | Water-Source | WBAHP-O: Heat Pump Packaged Un | Heat Pump | 265 | 1 |  |  | No Match | No Match |  |  |  | 12600 | 1299 | 9.7 | 9 | 15600 | 1345 | 3.4 | 3.2 | Non Federally-Regulated | 05/11/1988 |  | 03/15/1989
Friedrich Air Conditioning Co. | Climate Master Series | 804-043-F******** |  | Water-Source | WBAHP: Heat Pump Packaged Unit | Heat Pump | 460 | 3 |  |  | No Match | No Match |  |  |  | 42000 | 4050 | 10.4 | 7.5 | 57000 | 4450 | 3.8 | 2.5 | Non Federally-Regulated | 08/30/1983 |  | 08/29/1986
Florida Heat Pump | Geomaster, LLC | EC060-3CS | EC060-1AH/AV | Ground-Source | WBAHP-CB: Heat Pump Split Syst | Heat Pump | 208 | 3 |  |  | No Match | Single-Speed |  |  |  | 62300 | 4326 | 14.4 | 13.4 | 49000 | 4354 | 3.3 | 3.1 | Non Federally-Regulated | 04/30/2009 |  | 04/20/2015
Tetco | Tetco | ES111.0 |  | Ground-Source | WBAHP: Heat Pump Packaged Unit | Heat Pump | 230 | 1 |  |  | No Match | No Match |  |  |  | 11400 | 754 | 15.1 |  | 8400 | 723 | 3.4 |  | Non Federally-Regulated | 03/31/1998 |  | 05/10/1998
McQuay / Snyder General | Electro-Hydronics | UW500GK |  | Water-Source | WBAHP: Heat Pump Packaged Unit | Heat Pump | 208 | 3 |  |  | No Match | No Match |  |  |  | 50000 | 4850 | 10.3 | 7.5 | 65000 | 4900 | 3.9 | 2.5 | Non Federally-Regulated | 08/29/1986 |  | 05/11/1988
Command-Aire | Command-Aire | SWPHR261E |  | Water-Source | WBAHP: Heat Pump Packaged Unit | Heat Pump | 208 | 1 |  |  | No Match | No Match |  |  |  | 24000 | 2160 | 11.1 | 9 | 32000 | 2340 | 4.1 | 3.2 | Non Federally-Regulated | 05/11/1988 |  | 03/15/1989
Addison Products | Addison Products | WRH054-1JC | HRH054-1J/1JB | Water-Source | WBAHP-C: Heat Pump Split Syste | Heat Pump | 208 | 1 |  |  | No Match | No Match |  |  |  | 49000 | 4224 | 11.6 | 10 | 66000 | 5090 | 3.8 |  | Federally-Regulated Commercial & Industrial Equipment | 02/02/1998 |  | 03/31/1998
Waterfurnace International, Inc. | Waterfurnace International, Inc. | SXH030C2 |  | Ground-Water-Source | WBAHP: Heat Pump Packaged Unit | Heat Pump | 265 | 1 |  |  | No Match | No Match |  |  |  | 31200 | 2181 | 14.3 | 9 | 21600 | 1808 | 3.5 |  | Non Federally-Regulated | 01/30/1998 |  | 03/31/1998
Mammoth | Hydrobank II | K070HHG |  | Water-Source | WBAHP: Heat Pump Packaged Unit | Heat Pump | 575 | 3 |  |  | No Match | No Match |  |  |  | 67500 | 5152 | 13.1 | 9 | 84100 | 5730 | 4.3 | 3.8 | Federally-Regulated Commercial & Industrial Equipment | 01/18/2001 |  | 11/19/2001
ClimateMaster Inc. | Carrier Corp. | 50P1H/V006 |  | Ground-Water-Source | WBAHP: Heat Pump Packaged Unit | Heat Pump | 208 | 1 |  |  | No Match | Single-Speed |  |  |  | 6900 | 327 | 21.1 | 16.2 | 6200 | 454 | 4 | 3.6 | Non Federally-Regulated | 10/24/2014 |  | 04/22/2015
Mammoth | Hydrobank II | G054HHG |  | Water-Source | WBAHP: Heat Pump Packaged Unit | Heat Pump | 460 | 3 |  |  | No Match | No Match |  |  |  | 54000 | 3802 | 14.2 | 10 | 67500 | 4299 | 4.6 |  | Federally-Regulated Commercial & Industrial Equipment | 05/23/2000 |  | 01/18/2001
Addison Products | Addison Products | DWPG024-1B-XL* |  | Ground-Water-Source | WBAHP: Heat Pump Packaged Unit | Heat Pump | 208 | 1 |  |  | No Match | No Match |  |  |  | 22000 | 1496 | 14.7 | 9 | 16000 | 1512 | 3.1 |  | Non Federally-Regulated | 12/14/1998 |  | 04/10/2000
McQuay International | McQuay | WM*/WC*/CW*019C*G |  | Water-Source | WBAHP-O: Heat Pump Packaged Un | Heat Pump | 208 | 1 |  |  | No Match | No Match |  |  |  | 18200 | 1444 | 12.6 | 10 | 20300 | 1565 | 3.8 |  | Federally-Regulated Commercial & Industrial Equipment | 10/05/1999 |  | 09/21/2000
McQuay International | McQuay | W-FDL/FDS/FMS-1-024-F |  | Water-Source | WBAHP: Heat Pump Packaged Unit | Heat Pump | 230 | 3 |  |  | No Match | No Match |  |  |  | 24400 | 2033 | 12 | 10 | 32000 | 2343 | 4 |  | Federally-Regulated Commercial & Industrial Equipment | 09/21/2000 |  | 03/12/2009
Addison Products | Addison Products | VWPG054-3B-XL* |  | Water-Source | WBAHP-CB: Heat Pump Split Syst | Heat Pump | 230 | 3 |  |  | No Match | No Match |  |  |  | 55000 | 4166 | 13.2 | 9 | 61500 | 4506 | 4 | 3.5 | Non Federally-Regulated | 02/02/1998 |  | 10/02/1998
Florida Heat Pump | Florida Heat Pump | EV048-1CS | EV048-1AV/AH | Water-Source | WBAHP-CB: Heat Pump Split Syst | Heat Pump | 230 | 1 |  |  | No Match | Single-Speed |  |  |  | 47500 | 3571 | 12.4 | 12 | 56800 | 3541 | 4.7 | 4.2 | Federally-Regulated Commercial & Industrial Equipment | 06/23/2011 |  | 12/12/2012
Addison Products | Addison Products | HPY030-4A |  | Water-Source | WBAHP-CB: Heat Pump Split Syst | Heat Pump | 460 | 3 |  |  | No Match | No Match |  |  |  | 34900 | 2510 | 13.9 | 9 | 42300 | 3541 | 3.5 | 3.5 | Non Federally-Regulated | 07/22/2002 |  | 03/12/2009
McQuay International | McQuay | FCV/FCW/VWH/VWW024B-G |  | Water-Source | WBAHP: Heat Pump Packaged Unit | Heat Pump | 208 | 1 |  |  | No Match | No Match |  |  |  | 24400 | 2033 | 12 | 9.3 | 32000 | 2344 | 4 | 3.8 | Federally-Regulated Commercial & Industrial Equipment | 03/31/1998 |  | 05/10/1998
Enertech Global, LLC | Enertech | HXT048C3 |  | Ground-Water-Source | WBAHP: Heat Pump Packaged Unit | Heat Pump | 460 | 3 |  |  | No Match | Single-Speed |  |  |  | 53600 | 2382 | 22.5 | 16.2 | 47700 | 3107 | 4.5 | 3.6 | Non Federally-Regulated | 12/12/2012 |  | 04/21/2014
Tetco | Tetco | ESII4.5 |  | Ground-Water-Source | WBAHP: Heat Pump Packaged Unit | Heat Pump | 230 | 1 |  |  | No Match | No Match |  |  |  | 47000 | 3533 | 13.3 | 9 | 40500 | 3828 | 3.1 |  | Non Federally-Regulated | 12/14/1998 |  | 04/10/2000
California Heat Pump | California Heat Pump | CHP-33H*-12-** |  | Water-Source | WBAHP: Heat Pump Packaged Unit | Heat Pump | 230 | 1 |  |  | No Match | No Match |  |  |  | 32500 | 3700 | 8.8 | 7.5 | 33200 | 3400 | 2.9 | 2.5 | Non Federally-Regulated | 09/08/1982 |  | 06/11/1985
Florida Heat Pump | Energy Miser | LT 50 CF -4 |  | Ground-Water-Source | WBAHP: Heat Pump Packaged Unit | Heat Pump | 460 | 3 |  |  | No Match | No Match |  |  |  | 44500 | 4045 | 11 |  | 48000 | 4135 | 3.4 |  | Non Federally-Regulated | 02/22/1990 |  | 07/31/1991
Mammoth | Geox | ZD034HSEXXX |  | Water-Source | WBAHP: Heat Pump Packaged Unit | Heat Pump | 230 | 1 |  |  | No Match | No Match |  |  |  | 34000 | 3090 | 11 | 9 | 44500 | 3530 | 3.7 | 3.2 | Non Federally-Regulated | 05/11/1988 |  | 03/15/1989
Friedrich Climate Master | Friedrich Climate Master | 80109G********A |  | Water-Source | WBAHP: Heat Pump Packaged Unit | Heat Pump | 230 | 1 |  |  | No Match | No Match |  |  |  | 8500 | 700 |  | 7.5 | 10200 | 770 | 3.9 | 2.5 | Non Federally-Regulated | 08/29/1986 |  | 05/11/1988
American Air Filter | Enercon | EHW-75 |  | Water-Source | WBAHP: Heat Pump Packaged Unit | Heat Pump | 460 | 3 |  |  | No Match | No Match |  |  |  | 75000 | 7496 | 10 | 9.2 | 89000 | 7910 | 3.3 |  | Non Federally-Regulated | 05/11/1988 |  | 03/15/1989
ClimateMaster Inc. | Climate Master Series | VS/VL/HS/HL 024 G/E |  | Water-Source | WBAHP: Heat Pump Packaged Unit | Heat Pump | 230 | 1 |  |  | No Match | No Match |  |  |  | 24500 | 1828 | 13.4 | 10 | 28900 | 1840 | 4.6 |  | Federally-Regulated Commercial & Industrial Equipment | 10/05/1999 |  | 04/12/2000
Enertech Global, LLC | Roth Industries, Inc. | RRT036A | ACD036 | Ground-Source | WBAHP-CB: Heat Pump Split Syst | Heat Pump | 230 | 1 |  |  | No Match | Single-Speed |  |  |  | 36200 | 2142 | 16.9 | 13.4 | 28000 | 2104 | 3.9 | 3.1 | Non Federally-Regulated | 09/03/2012 |  | 12/12/2012
Waterfurnace International, Inc. | Waterfurnace International, Inc. | NSZ042A5 | NRAC048* | Ground-Water-Source | WBAHP-CB: Heat Pump Split Syst | Heat Pump | 575 | 3 |  |  | No Match | Single-Speed |  |  |  | 42900 | 1696 | 25.3 | 16.2 | 33000 | 2149 | 4.5 | 3.6 | Non Federally-Regulated | 08/23/2011 |  | 10/24/2014
Florida Heat Pump | Florida Heat Pump | GT036-2CS | GT036-2AH/AV | Water-Source | WBAH: Heating Only Packaged Un | Heat Pump | 265 | 1 |  |  | No Match | No Match |  |  |  | 35500 | 2610 | 13.6 | 9 | 38000 | 3009 | 3.7 | 3.5 | Non Federally-Regulated | 04/12/2000 |  | 05/23/2001
Waterfurnace International, Inc. | Waterfurnace International, Inc. | SXV080*3 |  | Water-Source | WBAHP: Heat Pump Packaged Unit | Heat Pump | 230 | 3 |  |  | No Match | No Match |  |  |  | 84000 | 5600 | 15 | 9 | 99000 | 5801 | 5 | 3.8 | Federally-Regulated Commercial & Industrial Equipment | 10/05/1999 |  | 05/19/2000
Waterfurnace International, Inc. | Rybacki - Hart Enterprises | GS012**2*0 |  | Ground-Water-Source | WBAHP: Heat Pump Packaged Unit | Heat Pump | 265 | 1 |  |  | No Match | Single-Speed |  |  |  | 14000 | 549 | 25.5 | 16.2 | 11900 | 830 | 4.2 | 3.6 | Non Federally-Regulated | 01/24/2011 |  | 12/12/2012
Mammoth | Hydrobank II | D030HHK |  | Water-Source | WBAHP: Heat Pump Packaged Unit | Heat Pump | 208 | 1 |  |  | No Match | No Match |  |  |  | 29800 | 2709 | 11 | 10 | 37800 | 2839 | 3.9 |  | Federally-Regulated Commercial & Industrial Equipment | 06/27/2003 |  | 03/12/2009
Mammoth | Hydrobank II | F052HHG/VHG |  | Water-Source | WBAHP: Heat Pump Packaged Unit | Heat Pump | 208 | 3 |  |  | No Match | No Match |  |  |  | 53500 | 4734 | 11.3 | 9.3 | 69500 | 5222 | 3.9 | 3.8 | Federally-Regulated Commercial & Industrial Equipment | 03/31/1998 |  | 05/10/1998
Florida Heat Pump | Florida Heat Pump | GT036-4CF/HZ/VT |  | Water-Source | WBAHP: Heat Pump Packaged Unit | Heat Pump | 460 | 3 |  |  | No Match | No Match |  |  |  | 34500 | 2518 | 13.7 | 10 | 40500 | 2696 | 4.4 |  | Federally-Regulated Commercial & Industrial Equipment | 04/12/2000 |  | 05/29/2001
Waterfurnace International, Inc. | Eagle Mountain | ZS023**2*1 |  | Ground-Source | WBAHP: Heat Pump Packaged Unit | Heat Pump | 265 | 1 |  |  | No Match | Single-Speed |  |  |  | 23900 | 1406 | 17 | 13.4 | 17000 | 1384 | 3.6 | 3.1 | Non Federally-Regulated | 01/24/2011 |  | 04/19/2013
Florida Heat Pump | Florida Heat Pump | TA049-1CS | TA049-1AH/AV | Ground-Source | WBAHP-CB: Heat Pump Split Syst | Heat Pump | 230 | 1 |  |  | No Match | Dual-Speed |  |  |  | 52000 | 2751 | 18.9 | 13.4 | 38000 | 2784 | 4 | 3.1 | Non Federally-Regulated | 06/14/2011 |  | 04/20/2015
Command-Aire | Command-Aire | RUWP-403 |  | Water-Source | WBAHP: Heat Pump Packaged Unit | Heat Pump | 208 | 3 |  |  | No Match | No Match |  |  |  | 45900 | 4590 | 10 | 9 | 58200 | 4770 | 3.6 | 3.2 | Federally-Regulated Commercial & Industrial Equipment | 01/23/1988 |  | 05/11/1988
McQuay / Snyder General | Electro-Hydronics | LHV15AK |  | Water-Source | WBAHP: Heat Pump Packaged Unit | Heat Pump | 208 | 3 |  |  | No Match | No Match |  |  |  | 178000 | 16950 | 10.5 |  | 227000 | 17600 | 3.8 | 2.5 | Non Federally-Regulated | 08/29/1986 |  | 05/11/1988
Snyder General Corp. | American Air Filter | VWW048A*F |  | Water-Source | WBAHP: Heat Pump Packaged Unit | Heat Pump | 208 | 3 |  |  | No Match | No Match |  |  |  | 46500 | 4227 | 11 | 9.3 | 59000 | 4449 | 3.9 | 3.8 | Non Federally-Regulated | 07/31/1991 |  | 08/14/1992
Mammoth | Hydrobank II | D043HHK |  | Water-Source | WBAHP: Heat Pump Packaged Unit | Heat Pump | 230 | 1 |  |  | No Match | No Match |  |  |  | 41500 | 3705 | 11.2 | 10 | 51500 | 3869 | 3.9 |  | Federally-Regulated Commercial & Industrial Equipment | 06/27/2003 |  | 03/12/2009
Enertech Global, LLC | Enertech | TST066 | MPD060 | Ground-Source | WBAHP-CB: Heat Pump Split Syst | Heat Pump | 230 | 1 |  |  | No Match | Single-Speed |  |  |  | 62100 | 3764 | 16.5 | 13.4 | 49500 | 4386 | 3.3 | 3.1 | Non Federally-Regulated | 11/25/2009 |  | 08/23/2011
Enertech Global, LLC | Roth Industries, Inc. | RXT072D2 |  | Ground-Source | WBAHP: Heat Pump Packaged Unit | Heat Pump | 208 | 3 |  |  | No Match | Single-Speed | 3498 | 710 | 1 | 71100 | 4207 | 16.9 | 13.4 | 55900 | 4551 | 3.6 | 3.1 | Non Federally-Regulated | 12/12/2012 |  | 04/21/2014
Waterfurnace International, Inc. | Geotility Geothermal Installations | ZS048**0*0 |  | Water-Source | WBAHP: Heat Pump Packaged Unit | Heat Pump | 230 | 1 |  |  | No Match | Single-Speed |  |  |  | 47700 | 3245 | 14.7 | 12 | 56000 | 3730 | 4.4 | 4.2 | Federally-Regulated Commercial & Industrial Equipment | 01/24/2011 |  | 04/19/2013
McQuay / Snyder General | Electro-Hydronics | CC550G3 |  | Water-Source | WBAHP: Heat Pump Packaged Unit | Heat Pump | 230 | 1 |  |  | No Match | No Match |  |  |  | 55000 | 5670 | 9.7 | 7.5 | 67000 | 5610 | 3.5 | 2.5 | Non Federally-Regulated | 08/29/1986 |  | 05/11/1988
Trane U.S. Inc. | Trane | WPHD0131 |  | Water-Source | WBAHP: Heat Pump Packaged Unit | Heat Pump | 208 | 1 |  |  | No Match | No Match |  |  |  | 11400 | 1055 | 10.8 | 9.3 | 15600 | 1114 | 4.1 | 3.8 | Federally-Regulated Commercial & Industrial Equipment | 03/31/1998 |  | 05/10/1998
Florida Heat Pump | Florida Heat Pump | EM028-4CF/HZ/VT |  | Ground-Water-Source | WBAHP: Heat Pump Packaged Unit | Heat Pump | 460 | 3 |  |  | No Match | No Match |  |  |  | 29500 | 2048 | 14.4 | 9 | 20600 | 1829 | 3.3 |  | Non Federally-Regulated | 05/29/2001 |  | 07/18/2002
Snyder General Corp. | American Air Filter | VWW012A*G |  | Water-Source | WBAHP: Heat Pump Packaged Unit | Heat Pump | 208 | 1 |  |  | No Match | No Match |  |  |  | 12500 | 1068 | 11.7 | 9 | 14700 | 1138 | 3.8 | 3.2 | Federally-Regulated Commercial & Industrial Equipment | 08/14/1992 |  | 08/06/1993
ClimateMaster Inc. | Carrier Corp. | 50PSH/V/D030****2 |  | Ground-Source | WBAHP: Heat Pump Packaged Unit | Heat Pump | 230 | 1 |  |  | No Match | Single-Speed |  |  |  | 29200 | 1578 | 18.5 | 13.4 | 22200 | 1668 | 3.9 | 3.1 | Non Federally-Regulated | 10/24/2014 |  | 04/22/2015
McQuay / Snyder General | Electro-Hydronics | HC140A7 |  | Water-Source | WBAHP: Heat Pump Packaged Unit | Heat Pump | 265 | 1 |  |  | No Match | No Match |  |  |  | 13500 | 1300 | 10.4 | 9 | 17500 | 1350 | 3.8 | 3.2 | Non Federally-Regulated | 05/11/1988 |  | 03/15/1989
Waterfurnace International, Inc. | Waterfurnace International, Inc. | SXH036B1 |  | Water-Source | WBAHP: Heat Pump Packaged Unit | Heat Pump | 230 | 1 |  |  | No Match | No Match |  |  |  | 36000 | 2647 | 13.6 | 10 | 44500 | 2774 | 4.7 |  | Federally-Regulated Commercial & Industrial Equipment | 08/21/1998 |  | 10/02/1998
McQuay International | McQuay | FCV/FCW060B-T |  | Water-Source | WBAHP: Heat Pump Packaged Unit | Heat Pump | 460 | 3 |  |  | No Match | No Match |  |  |  | 58000 | 5321 | 10.9 | 10 | 78000 | 5859 | 3.9 |  | Federally-Regulated Commercial & Industrial Equipment | 11/17/1999 |  | 09/21/2000
Climate Control / Snyder General | Electro-Hydronics | CC260GD |  | Water-Source | WBAHP: Heat Pump Packaged Unit | Heat Pump | 230 | 3 |  |  | No Match | No Match |  |  |  | 26000 | 2450 | 10.6 | 7.5 | 31600 | 2500 | 3.7 | 2.5 | Non Federally-Regulated | 05/16/1984 |  | 08/29/1986
Waterfurnace International, Inc. | Waterfurnace International, Inc. | ATV022C1 |  | Ground-Water-Source | WBAHP: Heat Pump Packaged Unit | Heat Pump | 230 | 1 |  |  | No Match | No Match |  |  |  | 23600 | 1493 | 15.8 | 11 | 23800 | 1516 | 4.6 | 3.5 | Non Federally-Regulated | 03/31/1998 |  | 05/10/1998
Waterfurnace International, Inc. | Waterfurnace International, Inc. | ATV070D1(P) |  | Ground-Water-Source | WBAHP: Heat Pump Packaged Unit | Heat Pump | 208 | 1 |  |  | No Match | No Match |  |  |  | 43500 | 2500 | 17.4 | 9 | 32400 | 2637 | 3.6 |  | Non Federally-Regulated | 05/10/1998 |  | 10/02/1998
Florida Heat Pump | Geomaster, LLC | EC015-1CF/HZ/VT |  | Ground-Water-Source | WBAHP: Heat Pump Packaged Unit | Heat Pump | 208 | 1 |  |  | No Match | Single-Speed |  |  |  | 15800 | 832 | 19 | 16.2 | 13500 | 958 | 3.8 | 3.6 | Non Federally-Regulated | 04/30/2009 |  | 04/20/2015
Waterfurnace International, Inc. | Waterfurnace International, Inc. | VLV/VXV018*2 |  | Ground-Water-Source | WBAHP: Heat Pump Packaged Unit | Heat Pump | 265 | 1 |  |  | No Match | No Match |  |  |  | 18900 | 1340 | 14.1 | 9 | 14500 | 1327 | 3.2 |  | Non Federally-Regulated | 06/20/2003 |  | 03/12/2009
Econar | Econar | GH1200 |  | Ground-Water-Source | WBAHP: Heat Pump Packaged Unit | Heat Pump | 208 | 3 |  |  | No Match | No Match |  |  |  | 109000 | 9083 | 12 | 9 | 107000 | 10453 | 3 |  | Non Federally-Regulated | 01/30/1998 |  | 10/02/1998
Florida Heat Pump | Florida Heat Pump | BP036-1HZ/VT |  | Ground-Water-Source | WBAHP: Heat Pump Packaged Unit | Heat Pump | 230 | 1 |  |  | No Match | Single-Speed |  |  |  | 40200 | 1552 | 25.9 | 16.2 | 34400 | 2057 | 4.9 | 3.6 | Non Federally-Regulated | 06/14/2011 |  | 04/21/2014
American Air Filter | Enercon | VW30 |  | Water-Source | WBAHP: Heat Pump Packaged Unit | Heat Pump | 230 | 1 |  |  | No Match | No Match |  |  |  | 29800 | 2620 | 11.4 | 7.5 | 34000 | 2620 | 3.8 | 2.5 | Non Federally-Regulated | 06/11/1985 |  | 05/11/1988
McQuay / Snyder General | Electro-Hydronics | UC230F3 |  | Water-Source | WBAHP: Heat Pump Packaged Unit | Heat Pump | 230 | 1 |  |  | No Match | No Match |  |  |  | 23000 | 2250 | 10.2 | 7.5 | 30000 | 2500 | 3.5 | 2.5 | Non Federally-Regulated | 08/29/1986 |  | 05/11/1988
Addison Products | Addison Products | VWPG060-1B-XL* |  | Ground-Water-Source | WBAHP: Heat Pump Packaged Unit | Heat Pump | 230 | 1 |  |  | No Match | No Match |  |  |  | 59000 | 4538 | 13 | 11 | 66000 | 4959 | 3.9 | 3.5 | Non Federally-Regulated | 03/31/1998 |  | 05/10/1998
Florida Heat Pump | Florida Heat Pump | EM024-1CS | EM024-1AV | Water-Source | WBAHP-C: Heat Pump Split Syste | Heat Pump | 230 | 1 |  |  | No Match | No Match |  |  |  | 23600 | 1710 | 13.8 | 10 | 29500 | 1839 | 4.7 |  | Federally-Regulated Commercial & Industrial Equipment | 12/14/1998 |  | 10/05/1999
Climate Control / Snyder General | Electro-Hydronics | CW140G7 |  | Water-Source | WBAHP: Heat Pump Packaged Unit | Heat Pump | 265 | 1 |  |  | No Match | No Match |  |  |  | 13500 | 1300 | 10.4 | 7.5 | 17500 | 1350 | 3.8 | 2.5 | Non Federally-Regulated | 05/16/1984 |  | 08/29/1986
Waterfurnace International, Inc. | Spectra | SXV058A4 |  | Water-Source | WBAHP-CB: Heat Pump Split Syst | Heat Pump | 460 | 3 |  |  | No Match | No Match |  |  |  | 57500 | 4637 | 12.4 | 9 | 65000 | 4883 | 3.9 | 3.5 | Non Federally-Regulated | 06/02/1993 |  | 06/03/1993
McQuay / Snyder General | Electro-Hydronics | VF390FD |  | Water-Source | WBAHP: Heat Pump Packaged Unit | Heat Pump | 230 | 3 |  |  | No Match | No Match |  |  |  | 39000 | 3700 | 10.5 | 7.5 | 48000 | 4020 | 3.5 | 2.5 | Non Federally-Regulated | 08/29/1986 |  | 05/11/1988
American Air Filter | Enercon | EVW-51 |  | Water-Source | WBAHP: Heat Pump Packaged Unit | Heat Pump | 230 | 1 |  |  | No Match | No Match |  |  |  | 51000 | 4809 | 10.6 | 9 | 63000 | 5276 | 3.5 | 3.2 | Non Federally-Regulated | 02/22/1990 |  | 07/31/1991
Waterfurnace International, Inc. | Waterfurnace International, Inc. | SXH058C1 |  | Ground-Source | WBAHP: Heat Pump Packaged Unit | Heat Pump | 230 | 1 |  |  | No Match | No Match |  |  |  | 56500 | 4216 | 13.4 |  | 45500 | 4301 | 3.1 |  | Non Federally-Regulated | 03/31/1998 |  | 05/10/1998
Florida Heat Pump | Florida Heat Pump | EM060-1CS | EM060-1AH/AV | Water-Source | WBAH: Heating Only Packaged Un | Heat Pump | 230 | 1 |  |  | No Match | No Match |  |  |  | 64000 | 5245 | 12.2 | 9 | 79000 | 6429 | 3.6 | 3.5 | Non Federally-Regulated | 05/23/2001 |  | 07/18/2002
Enertech Global, LLC | Enertech | TXT048C |  | Ground-Water-Source | WBAHP: Heat Pump Packaged Unit | Heat Pump | 230 | 1 |  |  | No Match | Single-Speed |  |  |  | 53600 | 2382 | 22.5 | 16.2 | 47700 | 3107 | 4.5 | 3.6 | Non Federally-Regulated | 12/12/2012 |  | 04/21/2014
Climate Control / Snyder General | Electro-Hydronics | FC500GD |  | Water-Source | WBAHP: Heat Pump Packaged Unit | Heat Pump | 230 | 3 |  |  | No Match | No Match |  |  |  | 50000 | 4850 | 10.3 | 7.5 | 65000 | 4900 | 3.9 | 2.5 | Non Federally-Regulated | 05/16/1984 |  | 08/29/1986
Florida Heat Pump | Florida Heat Pump | EM048-1CS | EM048-1AH/AV | Water-Source | WBAH: Heating Only Packaged Un | Heat Pump | 230 | 1 |  |  | No Match | No Match |  |  |  | 51000 | 4434 | 11.5 | 9 | 57000 | 4771 | 3.5 | 3.5 | Non Federally-Regulated | 07/22/2002 |  | 03/12/2009
McQuay / Snyder General | Electro-Hydronics | FW420FP |  | Water-Source | WBAHP: Heat Pump Packaged Unit | Heat Pump | 460 | 3 |  |  | No Match | No Match |  |  |  | 42000 | 3850 | 10.9 | 7.5 | 52000 | 4100 | 3.7 | 2.5 | Non Federally-Regulated | 08/29/1986 |  | 05/11/1988
Florida Heat Pump | Florida Heat Pump | EP042-3HZ/VT |  | Water-Source | WBAHP: Heat Pump Packaged Unit | Heat Pump | 230 | 3 |  |  | No Match | Single-Speed |  |  |  | 40600 | 2268 | 17.9 | 12 | 42000 | 2086 | 5.9 | 4.2 | Federally-Regulated Commercial & Industrial Equipment | 01/24/2011 |  | 04/21/2014
Mammoth | Mammoth | D062VSC |  | Water-Source | WBAHP: Heat Pump Packaged Unit | Heat Pump | 208 | 1 |  |  | No Match | No Match |  |  |  | 58000 | 5795 | 10 | 7.5 | 71000 | 5862 | 3.7 | 2.5 | Non Federally-Regulated | 05/16/1984 |  | 05/11/1988
Waterfurnace International, Inc. | Waterfurnace International, Inc. | SXH024B0 |  | Ground-Water-Source | WBAHP: Heat Pump Packaged Unit | Heat Pump | 208 | 1 |  |  | No Match | No Match |  |  |  | 27000 | 1741 | 15.5 | 9 | 18000 | 1551 | 3.4 |  | Non Federally-Regulated | 08/21/1998 |  | 10/02/1998
Econar | Econar | GH590 |  | Ground-Water-Source | WBAHP: Heat Pump Packaged Unit | Heat Pump | 208 | 1 |  |  | No Match | No Match |  |  |  | 57500 | 4752 | 12.1 | 9 | 54500 | 5152 | 3.1 |  | Non Federally-Regulated | 12/14/1998 |  | 03/18/2002
Waterfurnace International, Inc. | Eagle Mountain | ZS024**2*0 |  | Ground-Water-Source | WBAHP: Heat Pump Packaged Unit | Heat Pump | 265 | 1 |  |  | No Match | Single-Speed |  |  |  | 26400 | 1158 | 22.8 | 16.2 | 22300 | 1634 | 4 | 3.6 | Non Federally-Regulated | 01/24/2011 |  | 04/19/2013
Mammoth | Hydrobank II | G130HHF/VHF |  | Water-Source | WBAHP: Heat Pump Packaged Unit | Heat Pump | 460 | 3 |  |  | No Match | No Match |  |  |  | 124000 | 9538 | 13 | 9 | 159000 | 11646 | 4 | 3.8 | Federally-Regulated Commercial & Industrial Equipment | 10/05/1999 |  | 05/23/2000
Command-Aire | Command-Aire | SWP-091 |  | Water-Source | WBAHP: Heat Pump Packaged Unit | Heat Pump | 208 | 1 |  |  | No Match | No Match |  |  |  | 10600 | 1175 | 9 | 7.5 | 14000 | 1225 | 3.3 | 2.5 | Non Federally-Regulated | 01/05/1982 |  | 01/23/1988
McQuay International | McQuay | W-CMG-1-042-E |  | Ground-Water-Source | WBAHP: Heat Pump Packaged Unit | Heat Pump | 208 | 1 |  |  | No Match | No Match |  |  |  | 41000 | 3059 | 13.4 | 9 | 27600 | 2788 | 2.9 |  | Non Federally-Regulated | 09/21/2000 |  | 07/18/2002
Addison Products | Heat Controller | HWPH36-1JRC/1JLC |  | Water-Source | WBAHP-CB: Heat Pump Split Syst | Heat Pump | 230 | 1 |  |  | No Match | No Match |  |  |  | 35600 | 3236 | 11 | 9 | 40000 | 3348 | 3.5 | 3.5 | Non Federally-Regulated | 10/05/1999 |  | 04/12/2000
McQuay / Snyder General | Electro-Hydronics | FC420FD |  | Water-Source | WBAHP: Heat Pump Packaged Unit | Heat Pump | 230 | 3 |  |  | No Match | No Match |  |  |  | 42000 | 3850 | 10.9 | 7.5 | 52000 | 4100 | 3.7 | 2.5 | Non Federally-Regulated | 08/29/1986 |  | 05/11/1988
Johnson Controls | Johnson Controls | VSCS09B1****0 |  | Ground-Source | WBAHP: Heat Pump Packaged Unit | Heat Pump | 230 | 1 |  |  | No Match | Single-Speed |  |  |  | 9300 | 655 | 14.2 | 13.4 | 7000 | 662 | 3.1 | 3.1 | Non Federally-Regulated | 03/02/2012 |  | 10/24/2014
Waterfurnace International, Inc. | Waterfurnace International, Inc. | E060**1 |  | Ground-Water-Source | WBAHP: Heat Pump Packaged Unit | Heat Pump | 208 | 1 |  |  | No Match | No Match |  |  |  | 59600 | 4082 | 14.6 | 9 | 37800 | 3572 | 3.1 |  | Non Federally-Regulated | 05/24/2001 |  | 07/16/2001
Waterfurnace International, Inc. | Waterfurnace International, Inc. | NDV/NDH038F1*1 |  | Water-Source | WBAHP: Heat Pump Packaged Unit | Heat Pump | 230 | 1 |  |  | No Match | Dual-Speed |  |  |  | 39000 | 2167 | 18 | 12 | 40300 | 2187 | 5.4 | 4.2 | Federally-Regulated Commercial & Industrial Equipment | 05/02/2012 |  | 04/19/2013
Waterfurnace International, Inc. | American Standard, Inc. | A1GC024***1**0 |  | Water-Source | WBAHP: Heat Pump Packaged Unit | Heat Pump | 230 | 1 |  |  | No Match | Single-Speed |  |  |  | 23900 | 1637 | 14.6 | 12 | 27000 | 1684 | 4.7 | 4.2 | Federally-Regulated Commercial & Industrial Equipment | 08/23/2011 |  | 10/24/2014
Waterfurnace International, Inc. | Waterfurnace International, Inc. | P010**2 |  | Ground-Water-Source | WBAHP: Heat Pump Packaged Unit | Heat Pump | 265 | 1 |  |  | No Match | No Match |  |  |  | 9900 | 642 | 15.4 | 9 | 7400 | 657 | 3.3 |  | Non Federally-Regulated | 05/19/2000 |  | 07/18/2002
Waterfurnace International, Inc. | Waterfurnace International, Inc. | CC/CE/CS/CW12*0 |  | Ground-Water-Source | WBAHP: Heat Pump Packaged Unit | Heat Pump | 230 | 1 |  |  | No Match | No Match |  |  |  | 11500 | 787 | 14.6 | 9 | 10000 | 837 | 3.5 |  | Non Federally-Regulated | 11/14/2000 |  | 07/18/2002
Waterfurnace International, Inc. | Waterfurnace International, Inc. | ATV057D0 |  | Ground-Water-Source | WBAHP: Heat Pump Packaged Unit | Heat Pump | 208 | 1 |  |  | No Match | No Match |  |  |  | 60000 | 4761 | 12.6 | 9 | 42000 | 4103 | 3 |  | Non Federally-Regulated | 12/14/1998 |  | 10/06/1999
Waterfurnace International, Inc. | American Standard, Inc. | A1GX042***1**0 |  | Ground-Water-Source | WBAHP: Heat Pump Packaged Unit | Heat Pump | 208 | 1 |  |  | No Match | Single-Speed |  |  |  | 44600 | 2225 | 24.5 | 16.2 | 34900 | 1820 | 4.6 | 3.6 | Non Federally-Regulated | 08/23/2011 |  | 10/24/2014
Command-Aire | Command-Aire | SWP-413 |  | Water-Source | WBAHP: Heat Pump Packaged Unit | Heat Pump | 230 | 3 |  |  | No Match | No Match |  |  |  | 42000 | 4250 | 9.5 | 7.5 | 56000 | 4400 | 3.7 | 2.5 | Non Federally-Regulated | 01/05/1982 |  | 09/08/1982
Waterfurnace International, Inc. | Waterfurnace International, Inc. | VLV009A2 |  | Water-Source | WBAHP: Heat Pump Packaged Unit | Heat Pump | 265 | 1 |  |  | No Match | No Match |  |  |  | 9000 | 703 | 12.8 | 10 | 12000 | 817 | 4.3 |  | Federally-Regulated Commercial & Industrial Equipment | 12/14/1998 |  | 10/05/1999
Command-Aire | Command-Aire | RWP-1544 |  | Water-Source | WBAHP: Heat Pump Packaged Unit | Heat Pump | 460 | 3 |  |  | No Match | No Match |  |  |  | 172000 | 18400 | 9.3 | 7.5 | 225000 | 18300 | 3.6 | 2.2 | Non Federally-Regulated | 01/05/1982 |  | 06/11/1985
Waterfurnace International, Inc. | WFI Industries, Ltd. | VLV/VXV048*3 |  | Water-Source | WBAHP: Heat Pump Packaged Unit | Heat Pump | 208 | 3 |  |  | No Match | No Match |  |  |  | 45800 | 3606 | 12.7 | 10 | 57900 | 4039 | 4.2 |  | Federally-Regulated Commercial & Industrial Equipment | 06/20/2003 |  | 02/17/2011
The Whalen Company | Whalen | VI-A-801-DO |  | Water-Source | WBAHP: Heat Pump Packaged Unit | Heat Pump | 265 | 1 |  |  | No Match | No Match |  |  |  | 25200 | 2172 | 11.6 | 10 | 32000 | 2343 | 4 |  | Federally-Regulated Commercial & Industrial Equipment | 11/14/2000 |  | 03/12/2009
McQuay / Snyder General | Electro-Hydronics | CW630G3 |  | Water-Source | WBAHP: Heat Pump Packaged Unit | Heat Pump | 230 | 1 |  |  | No Match | No Match |  |  |  | 63000 | 6430 | 9.8 | 7.5 | 79000 | 6430 | 3.6 | 2.5 | Non Federally-Regulated | 08/29/1986 |  | 05/11/1988
ClimateMaster Inc. | Carrier Corp. | 50RTP08 |  | Ground-Source | WBAHP: Heat Pump Packaged Unit | Heat Pump | 230 | 3 |  |  | No Match | Single-Speed | 2746 | 1477 | 236 | 101000 | 6474 | 15.6 | 13.4 | 74000 | 6777 | 3.2 | 3.1 | Non Federally-Regulated | 10/24/2014 |  | 04/22/2015
American Air Filter | Enercon | DVW30 |  | Water-Source | WBAHP: Heat Pump Packaged Unit | Heat Pump | 208 | 1 |  |  | No Match | No Match |  |  |  | 29400 | 2580 | 11.4 | 7.5 | 33400 | 2670 | 3.8 | 2.5 | Non Federally-Regulated | 05/16/1984 |  | 06/11/1985
ClimateMaster Inc. | Climate Master Series | GSS036AG | GAH36 | Ground-Water-Source | WBAHP-CB: Heat Pump Split Syst | Heat Pump | 230 | 1 |  |  | No Match | No Match |  |  |  | 36000 | 2400 | 15 | 9 | 29000 | 2499 | 3.4 |  | Non Federally-Regulated | 04/10/2000 |  | 11/19/2001
Friedrich Air Conditioning Co. | Climate Master Series | 804-043-H******** |  | Water-Source | WBAHP: Heat Pump Packaged Unit | Heat Pump | 208 | 3 |  |  | No Match | No Match |  |  |  | 42000 | 4050 | 10.4 | 7.5 | 57000 | 4450 | 3.8 | 2.5 | Non Federally-Regulated | 08/30/1983 |  | 08/29/1986
Mammoth | Mammoth | D043H |  | Water-Source | WBAHP: Heat Pump Packaged Unit | Heat Pump | 230 | 1 |  |  | No Match | No Match |  |  |  | 40000 | 4400 | 9.1 | 7.5 | 42000 | 4400 | 2.8 | 2.5 | Non Federally-Regulated | 01/05/1982 |  | 05/16/1984
Florida Heat Pump | Energy Miser | HECS80-3 | HEAH80-3 | Water-Source | WBAHP-C: Heat Pump Split Syste | Heat Pump | 208 | 3 |  |  | No Match | No Match |  |  |  | 78000 | 7650 | 10.2 | 10.5 | 112000 | 8005 | 4.1 | 3.8 | Non Federally-Regulated | 07/31/1991 |  | 03/31/1998
Solar Oriented Environmental Systems | S.O.E.S.I. | PSD-1200 (2) |  | Water-Source | WBAHP: Heat Pump Packaged Unit | Heat Pump | 230 | 1 |  |  | No Match | No Match |  |  |  | 144400 | 14122 | 10.2 |  | 189000 | 14300 | 3.9 | 2.5 | Non Federally-Regulated | 06/11/1985 |  | 05/11/1988
Snyder General Corp. | McQuay | CCH048A*F |  | Water-Source | WBAHP: Heat Pump Packaged Unit | Heat Pump | 208 | 3 |  |  | No Match | No Match |  |  |  | 48000 | 4485 | 10.7 | 9 | 55000 | 4605 | 3.5 | 3.2 | Non Federally-Regulated | 02/22/1990 |  | 07/31/1991
McQuay / Snyder General | Electro-Hydronics | CCW009A*N |  | Water-Source | WBAHP: Heat Pump Packaged Unit | Heat Pump | 265 | 1 |  |  | No Match | No Match |  |  |  | 8800 | 802 | 11 | 9 | 11200 | 850 | 3.9 | 3.2 | Non Federally-Regulated | 05/11/1988 |  | 03/15/1989
Waterfurnace International, Inc. | Waterfurnace International, Inc. | SXH042B4 |  | Ground-Water-Source | WBAHP: Heat Pump Packaged Unit | Heat Pump | 460 | 3 |  |  | No Match | No Match |  |  |  | 44500 | 3201 | 13.9 | 9 | 31800 | 2824 | 3.3 |  | Non Federally-Regulated | 01/30/1998 |  | 03/31/1998
Florida Heat Pump | Florida Heat Pump | GT048-1CS | GT048-1AV/AH | Ground-Water-Source | WBAHP-CB: Heat Pump Split Syst | Heat Pump | 230 | 1 |  |  | No Match | No Match |  |  |  | 47000 | 3615 | 13 | 9 | 36000 | 3515 | 3 |  | Non Federally-Regulated | 11/17/1999 |  | 04/10/2000
Waterfurnace International, Inc. | Waterfurnace International, Inc. | CC/CE/CS/CW15*0 |  | Ground-Water-Source | WBAHP: Heat Pump Packaged Unit | Heat Pump | 230 | 1 |  |  | No Match | No Match |  |  |  | 15000 | 1041 | 14.4 | 9 | 11000 | 1007 | 3.2 |  | Non Federally-Regulated | 11/14/2000 |  | 07/18/2002
ClimateMaster Inc. | Carrier Corp. | 50YGV/H/D049 |  | Ground-Water-Source | WBAHP: Heat Pump Packaged Unit | Heat Pump | 230 | 1 |  |  | No Match | Single-Speed |  |  |  | 55600 | 2147 | 25.9 | 16.2 | 48500 | 3024 | 4.7 | 3.6 | Non Federally-Regulated | 12/12/2012 |  | 04/22/2015
McQuay International | McQuay | WCCH/WCCW-019-E |  | Water-Source | WBAHP-CB: Heat Pump Split Syst | Heat Pump | 230 | 1 |  |  | No Match | No Match |  |  |  | 23000 | 1769 | 13 | 9 | 26600 | 2050 | 3.8 | 3.5 | Non Federally-Regulated | 11/19/2002 |  | 03/12/2009
Waterfurnace International, Inc. | Waterfurnace International, Inc. | SXH058B0 |  | Water-Source | WBAHP: Heat Pump Packaged Unit | Heat Pump | 230 | 1 |  |  | No Match | No Match |  |  |  | 55000 | 4074 | 13.5 | 10 | 69000 | 4493 | 4.5 |  | Federally-Regulated Commercial & Industrial Equipment | 02/02/1998 |  | 03/31/1998
Enertech Global, LLC | Enertech | HXT048C |  | Ground-Water-Source | WBAHP: Heat Pump Packaged Unit | Heat Pump | 230 | 1 |  |  | No Match | Single-Speed |  |  |  | 55100 | 2277 | 24.2 | 16.2 | 48700 | 2973 | 4.8 | 3.6 | Non Federally-Regulated | 05/08/2012 |  | 12/12/2012
Carrier Corp. | Carrier | 50QXV0423 |  | Water-Source | WBAHP: Heat Pump Packaged Unit | Heat Pump | 208 | 1 |  |  | No Match | No Match |  |  |  | 42000 | 3660 | 11.5 | 9 | 50500 | 3764 | 3.9 | 3.2 | Federally-Regulated Commercial & Industrial Equipment | 09/25/1989 |  | 10/10/1989
Waterfurnace International, Inc. | Eagle Mountain | ZS041**0*1 |  | Ground-Water-Source | WBAHP: Heat Pump Packaged Unit | Heat Pump | 230 | 1 |  |  | No Match | Single-Speed |  |  |  | 44500 | 2023 | 22 | 16.2 | 36000 | 2638 | 4 | 3.6 | Non Federally-Regulated | 01/24/2011 |  | 04/19/2013
ClimateMaster Inc. | Climate Master Series | 80113C |  | Water-Source | WBAHP: Heat Pump Packaged Unit | Heat Pump | 230 | 1 |  |  | No Match | No Match |  |  |  | 12600 | 1050 | 12 | 9 | 14000 | 954 | 4.3 | 3.2 | Federally-Regulated Commercial & Industrial Equipment | 02/07/1988 |  | 05/11/1988
Trane U.S. Inc. | Trane | WPHF0573 |  | Water-Source | WBAHP: Heat Pump Packaged Unit | Heat Pump | 208 | 3 |  |  | No Match | No Match |  |  |  | 57000 | 3931 | 14.5 | 10 | 60000 | 4394 | 4 |  | Federally-Regulated Commercial & Industrial Equipment | 10/05/1999 |  | 04/12/2000
Florida Heat Pump | Geomaster, LLC | EC051-1CF/HZ/VT |  | Water-Source | WBAHP: Heat Pump Packaged Unit | Heat Pump | 230 | 1 |  |  | No Match | Single-Speed |  |  |  | 47500 | 3442 | 13.8 | 12 | 53500 | 3335 | 4.7 | 4.2 | Federally-Regulated Commercial & Industrial Equipment | 04/23/2009 |  | 04/20/2015
McQuay / Snyder General | Electro-Hydronics | FW550G3 |  | Water-Source | WBAHP: Heat Pump Packaged Unit | Heat Pump | 230 | 1 |  |  | No Match | No Match |  |  |  | 55000 | 5670 | 9.7 | 9 | 67000 | 5610 | 3.5 | 3.2 | Non Federally-Regulated | 05/11/1988 |  | 03/15/1989
Waterfurnace International, Inc. | Trane Unitary Products Group | T1GX030***1**0 |  | Ground-Water-Source | WBAHP: Heat Pump Packaged Unit | Heat Pump | 230 | 1 |  |  | No Match | Single-Speed |  |  |  | 30900 | 1576 | 27.1 | 16.2 | 25800 | 1140 | 4.8 | 3.6 | Non Federally-Regulated | 08/23/2011 |  | 10/24/2014
Enertech Global, LLC | Enertech | HXT048C |  | Ground-Water-Source | WBAHP: Heat Pump Packaged Unit | Heat Pump | 230 | 1 |  |  | No Match | No Match |  |  |  | 55100 | 2277 | 24.2 | 16.2 | 48700 | 2973 | 4.8 | 3.6 | No Match | 05/02/2012 |  | 05/08/2012
Florida Heat Pump | Florida Heat Pump | EM009-1CS | EM009-1AH/AV | Water-Source | WBAH: Heating Only Packaged Un | Heat Pump | 230 | 1 |  |  | No Match | No Match |  |  |  | 10200 | 857 | 11.9 | 9 | 12800 | 1041 | 3.6 | 3.5 | Non Federally-Regulated | 05/23/2001 |  | 07/18/2002
Florida Heat Pump | Florida Heat Pump | GT015-1VT/HZ/CF |  | Water-Source | WBAHP-CB: Heat Pump Split Syst | Heat Pump | 230 | 1 |  |  | No Match | No Match |  |  |  | 15300 | 1150 | 13.3 | 9 | 17300 | 1333 | 3.8 | 3.5 | Non Federally-Regulated | 10/05/1999 |  | 04/12/2000
McQuay International | McQuay | VWH/VWW042B-T |  | Water-Source | WBAHP: Heat Pump Packaged Unit | Heat Pump | 460 | 3 |  |  | No Match | No Match |  |  |  | 41800 | 3483 | 12 | 10 | 53000 | 3882 | 4 |  | Federally-Regulated Commercial & Industrial Equipment | 11/17/1999 |  | 09/21/2000
Addison Products | Addison Products | HPY072-5A |  | Water-Source | WBAHP-CB: Heat Pump Split Syst | Heat Pump | 575 | 3 |  |  | No Match | No Match |  |  |  | 73900 | 6718 | 11 | 9 | 88800 | 7433 | 3.5 | 3.5 | Non Federally-Regulated | 11/14/2000 |  | 07/18/2002
Snyder General Corp. | American Air Filter | HWW060C*G |  | Water-Source | WBAHP: Heat Pump Packaged Unit | Heat Pump | 208 | 1 |  |  | No Match | No Match |  |  |  | 59500 | 5313 | 11.2 | 9.3 | 74000 | 5728 | 3.8 | 3.8 | Non Federally-Regulated | 07/31/1991 |  | 03/31/1998
Geosystems, LLC | Geosystems, LLC | CHS-H012 |  | Ground-Source | WBAHP: Heat Pump Packaged Unit | Heat Pump | 208 | 1 |  |  | No Match | Single-Speed |  |  |  | 16800 | 1191 | 14.1 | 13.4 | 14700 | 1306 | 3.3 | 3.1 | Non Federally-Regulated | 12/12/2012 |  | 04/19/2013
Friedrich Climate Master | Climate Master Series | 814-048-H******** |  | Water-Source | WBAHP: Heat Pump Packaged Unit | Heat Pump | 208 | 3 |  |  | No Match | No Match |  |  |  | 48500 | 4300 | 11.3 | 7.5 | 59000 | 4550 | 3.8 | 2.5 | Non Federally-Regulated | 08/29/1986 |  | 05/11/1988
Florida Heat Pump | Florida Heat Pump | EM120-5HZ |  | Water-Source | WBAHP: Heat Pump Packaged Unit | Heat Pump | 575 | 3 |  |  | No Match | No Match |  |  |  | 123000 | 8601 | 14.3 | 10.5 | 145000 | 8499 | 5 | 3.8 | Federally-Regulated Commercial & Industrial Equipment | 03/31/1998 |  | 05/10/1998
ClimateMaster Inc. | Climate Master Series | 802122F******** |  | Water-Source | WBAHP: Heat Pump Packaged Unit | Heat Pump | 460 | 3 |  |  | No Match | No Match |  |  |  | 121000 | 12000 | 10.1 | 9.2 | 141001 | 2500 | 3.3 |  | Non Federally-Regulated | 05/11/1988 |  | 03/15/1989
Command-Aire | Command-Aire | SWP-463 |  | Water-Source | WBAHP: Heat Pump Packaged Unit | Heat Pump | 208 | 3 |  |  | No Match | No Match |  |  |  | 46000 | 4800 | 9.6 | 9 | 55000 | 4600 | 3.5 | 3.2 | Federally-Regulated Commercial & Industrial Equipment | 01/23/1988 |  | 05/11/1988
Florida Heat Pump | Florida Heat Pump | EM096-1HZ/VT |  | Water-Source | WBAHP-CB: Heat Pump Split Syst | Heat Pump | 230 | 1 |  |  | No Match | No Match |  |  |  | 104000 | 8062 | 12.9 | 9 | 109000 | 8188 | 3.9 | 3.5 | Non Federally-Regulated | 05/23/2001 |  | 07/18/2002
Enertech Global, LLC | Enertech | HST072A | MPD072 | Ground-Water-Source | WBAHP-CB: Heat Pump Split Syst | Heat Pump | 208 | 1 |  |  | No Match | Single-Speed | 2857 | 693 | 1 | 71700 | 3550 | 20.2 | 16.2 | 63700 | 4553 | 4.1 | 3.6 | Non Federally-Regulated | 12/12/2012 |  | 04/29/2015
Trane U.S. Inc. | Trane | GSUG 0601(P) |  | Water-Source | WBAHP-CB: Heat Pump Split Syst | Heat Pump | 208 | 1 |  |  | No Match | No Match |  |  |  | 32600 | 1975 | 16.5 | 9 | 32600 | 2221 | 4.3 | 3.5 | Non Federally-Regulated | 11/17/1999 |  | 04/12/2000
Florida Heat Pump | Florida Heat Pump | EM031-3VT/HZ/CF |  | Water-Source | WBAHP: Heat Pump Packaged Unit | Heat Pump | 230 | 3 |  |  | No Match | No Match |  |  |  | 32000 | 2285 | 14 | 10 | 42000 | 2734 | 4.5 |  | Federally-Regulated Commercial & Industrial Equipment | 10/05/1999 |  | 04/12/2000
ClimateMaster Inc. | Climate Master Series | 814-031-E******** |  | Water-Source | WBAHP: Heat Pump Packaged Unit | Heat Pump | 265 | 1 |  |  | No Match | No Match |  |  |  | 31000 | 2897 | 10.7 | 9 | 39500 | 3046 | 3.8 | 3.2 | Non Federally-Regulated | 02/22/1990 |  | 07/31/1991
ClimateMaster Inc. | Climate Master Series | PDW48 | GAH48 | Ground-Water-Source | WBAHP-CB: Heat Pump Split Syst | Heat Pump | 230 | 1 |  |  | No Match | No Match |  |  |  | 50000 | 3424 | 14.6 | 9 | 38000 | 3373 | 3.3 |  | Non Federally-Regulated | 04/10/2000 |  | 11/19/2001
Mammoth | Hydrobank II | G024HHF-CR1,VHF-CR1 |  | Water-Source | WBAHP: Heat Pump Packaged Unit | Heat Pump | 460 | 3 |  |  | No Match | No Match |  |  |  | 24200 | 1936 | 12.5 | 9.3 | 30400 | 2284 | 3.9 | 3.8 | Non Federally-Regulated | 07/31/1991 |  | 03/31/1998
Florida Heat Pump | Florida Heat Pump | CE035-1CS | DX035CC/UC | Water-Source | WBAHP-C: Heat Pump Split Syste | Heat Pump | 208 | 1 |  |  | No Match | Dual-Speed |  |  |  | 37000 | 2500 | 14.8 | 12 | 41000 | 2503 | 4.8 | 4.2 | Federally-Regulated Commercial & Industrial Equipment | 03/02/2012 |  | 04/20/2015
Mammoth | Mammoth | D054V |  | Water-Source | WBAHP: Heat Pump Packaged Unit | Heat Pump | 230 | 1 |  |  | No Match | No Match |  |  |  | 58500 | 4730 | 10.9 | 7.5 | 64500 | 4930 | 3.4 | 2.5 | Non Federally-Regulated | 05/16/1984 |  | 06/11/1985
Enertech Global, LLC | Enertech | TST054 | MPD048 | Ground-Source | WBAHP-CB: Heat Pump Split Syst | Heat Pump | 230 | 1 |  |  | No Match | Single-Speed |  |  |  | 54300 | 3251 | 16.7 | 13.4 | 43300 | 3430 | 3.7 | 3.1 | Non Federally-Regulated | 08/23/2011 |  | 04/19/2013
Waterfurnace International, Inc. | Waterfurnace International, Inc. | CC/CE/CS/CW07*2 |  | Ground-Water-Source | WBAHP: Heat Pump Packaged Unit | Heat Pump | 265 | 1 |  |  | No Match | No Match |  |  |  | 7300 | 493 | 14.8 | 9 | 5600 | 529 | 3.1 |  | Non Federally-Regulated | 07/16/2001 |  | 07/18/2002
Addison Products | Addison Products | VGY030-1A |  | Ground-Water-Source | WBAHP: Heat Pump Packaged Unit | Heat Pump | 208 | 1 |  |  | No Match | No Match |  |  |  | 33500 | 2557 | 13.1 | 9 | 23800 | 2179 | 3.2 |  | Non Federally-Regulated | 07/22/2002 |  | 03/12/2009
ClimateMaster Inc. | Climate Master Series | VP/HP030 G/E |  | Water-Source | WBAHP: Heat Pump Packaged Unit | Heat Pump | 208 | 1 |  |  | No Match | No Match |  |  |  | 29000 | 2230 | 13 | 10 | 36000 | 2397 | 4.4 |  | Federally-Regulated Commercial & Industrial Equipment | 02/02/1998 |  | 03/31/1998
Waterfurnace International, Inc. | Johnson Controls | RKV/RKH049**0*4 |  | Ground-Water-Source | WBAHP: Heat Pump Packaged Unit | Heat Pump | 230 | 1 |  |  | No Match | Single-Speed |  |  |  | 56200 | 2294 | 24.5 | 16.2 | 46300 | 2950 | 4.6 | 3.6 | Non Federally-Regulated | 09/03/2012 |  | 01/09/2014
Enertech Global, LLC | Enertech | HXT024B |  | Ground-Source | WBAHP: Heat Pump Packaged Unit | Heat Pump | 230 | 1 |  |  | No Match | Single-Speed |  |  |  | 25600 | 1231 | 20.8 | 13.4 | 20500 | 1335 | 4.5 | 3.1 | Non Federally-Regulated | 06/14/2011 |  | 04/19/2013
McQuay / Snyder General | Electro-Hydronics | VE090F3 |  | Water-Source | WBAHP: Heat Pump Packaged Unit | Heat Pump | 230 | 1 |  |  | No Match | No Match |  |  |  | 9000 | 855 | 10.5 | 9 | 11000 | 920 | 3.5 | 3.2 | Non Federally-Regulated | 05/11/1988 |  | 03/15/1989
McQuay International | McQuay | W-FDD/FDE/FME-1-007-E |  | Water-Source | WBAHP: Heat Pump Packaged Unit | Heat Pump | 230 | 1 |  |  | No Match | No Match |  |  |  | 6800 | 653 | 10.4 | 10 | 9800 | 755 | 3.8 |  | Federally-Regulated Commercial & Industrial Equipment | 09/21/2000 |  | 11/14/2000
ClimateMaster Inc. | Climate Master Series | 802071N******** |  | Water-Source | WBAHP: Heat Pump Packaged Unit | Heat Pump | 575 | 3 |  |  | No Match | No Match |  |  |  | 66000 | 6670 | 9.9 | 10.5 | 82000 | 7810 | 3.1 | 3.8 | Non Federally-Regulated | 07/31/1991 |  | 03/31/1998
Addison Products | Addison Products | HWY036-1A |  | Water-Source | WBAHP: Heat Pump Packaged Unit | Heat Pump | 208 | 1 |  |  | No Match | No Match |  |  |  | 34400 | 2474 | 13.9 | 10 | 42700 | 2606 | 4.8 |  | Federally-Regulated Commercial & Industrial Equipment | 11/17/1999 |  | 11/14/2000
Waterfurnace International, Inc. | Waterfurnace International, Inc. | SXH030A0 |  | Ground-Water-Source | WBAHP: Heat Pump Packaged Unit | Heat Pump | 208 | 1 |  |  | No Match | No Match |  |  |  | 31200 | 2181 | 14.3 | 9 | 21600 | 1808 | 3.5 |  | Non Federally-Regulated | 01/30/1998 |  | 08/21/1998
Mammoth | Hydrobank II | G031VHG |  | Water-Source | WBAHP: Heat Pump Packaged Unit | Heat Pump | 460 | 3 |  |  | No Match | No Match |  |  |  | 29600 | 2487 | 11.9 | 10 | 37000 | 2581 | 4.2 |  | Federally-Regulated Commercial & Industrial Equipment | 01/18/2001 |  | 03/12/2009
Waterfurnace International, Inc. | Johnson Controls | RKV/RKH048**0*1 |  | Water-Source | WBAHP: Heat Pump Packaged Unit | Heat Pump | 230 | 1 |  |  | No Match | Single-Speed |  |  |  | 46400 | 2994 | 15.5 | 12 | 53100 | 3176 | 4.9 | 4.2 | Federally-Regulated Commercial & Industrial Equipment | 09/03/2012 |  | 01/09/2014
Geoflex Systems, Inc. | Geoflex Systems, Inc. | GS1S-V/H/D/M-060WAABP |  | Water-Source | WBAHP: Heat Pump Packaged Unit | Heat Pump | 208 | 1 |  |  | No Match | Single-Speed |  |  |  | 63100 | 3944 | 16 | 12 | 70800 | 4069 | 5.1 | 4.2 | Federally-Regulated Commercial & Industrial Equipment | 03/02/2012 |  | 01/09/2014
Florida Heat Pump | Florida Heat Pump | GO072-1HZ/VT(P) |  | Water-Source | WBAHP-CB: Heat Pump Split Syst | Heat Pump | 208 | 1 |  |  | No Match | No Match |  |  |  | 41500 | 2677 | 15.5 | 9 | 39700 | 2907 | 4 | 3.5 | Non Federally-Regulated | 05/23/2001 |  | 07/18/2002
Carrier Corp. - Syracuse | Carrier | 50YBV036 |  | Ground-Water-Source | WBAHP: Heat Pump Packaged Unit | Heat Pump | 230 | 1 |  |  | No Match | No Match |  |  |  | 34500 | 2156 | 16 | 9 | 26000 | 2241 | 3.4 |  | Non Federally-Regulated | 01/30/1998 |  | 10/02/1998
ClimateMaster Inc. | Climate Master Series | 814-036-H******** |  | Water-Source | WBAHP: Heat Pump Packaged Unit | Heat Pump | 208 | 3 |  |  | No Match | No Match |  |  |  | 36000 | 3190 | 11.3 | 9 | 42500 | 3190 | 3.9 | 3.2 | Non Federally-Regulated | 02/22/1990 |  | 07/31/1991
Waterfurnace International, Inc. | Waterfurnace International, Inc. | SXH036C1 |  | Ground-Water-Source | WBAHP: Heat Pump Packaged Unit | Heat Pump | 230 | 1 |  |  | No Match | No Match |  |  |  | 36400 | 2676 | 13.6 | 9 | 26000 | 2381 | 3.2 |  | Non Federally-Regulated | 01/30/1998 |  | 03/31/1998
ClimateMaster Inc. | Climate Master Series | VP/HP060 F/H |  | Water-Source | WBAHP: Heat Pump Packaged Unit | Heat Pump | 460 | 3 |  |  | No Match | No Match |  |  |  | 59000 | 4609 | 12.8 | 9.3 | 71000 | 4729 | 4.4 | 3.8 | Federally-Regulated Commercial & Industrial Equipment | 03/31/1998 |  | 05/10/1998
Mammoth | Mammoth | D035V |  | Water-Source | WBAHP: Heat Pump Packaged Unit | Heat Pump | 230 | 1 |  |  | No Match | No Match |  |  |  | 38500 | 3260 | 11.8 | 7.5 | 45000 | 3380 | 3.9 | 2.5 | Non Federally-Regulated | 06/11/1985 |  | 05/11/1988
ClimateMaster Inc. | Carrier Corp. | 50PCH/V048 |  | Ground-Water-Source | WBAHP: Heat Pump Packaged Unit | Heat Pump | 208 | 1 |  |  | No Match | Single-Speed |  |  |  | 54300 | 2649 | 20.5 | 16.2 | 46500 | 3324 | 4.1 | 3.6 | Non Federally-Regulated | 10/24/2014 |  | 04/22/2015
Addison Products | Addison Products | DWPG048-1B-XL* |  | Ground-Water-Source | WBAHP: Heat Pump Packaged Unit | Heat Pump | 208 | 1 |  |  | No Match | No Match |  |  |  | 47500 | 15322 | 3.1 | 9 | 34000 | 3214 | 3.1 |  | Non Federally-Regulated | 05/15/1998 |  | 07/29/1998
Waterfurnace International, Inc. | Johnson Controls | RJSV/RJSH030**0*0 |  | Ground-Water-Source | WBAHP: Heat Pump Packaged Unit | Heat Pump | 230 | 1 |  |  | No Match | Single-Speed |  |  |  | 30900 | 1140 | 27.1 | 16.2 | 25800 | 1575 | 4.8 | 3.6 | Non Federally-Regulated | 01/24/2011 |  | 10/24/2014
McQuay / Snyder General | Electro-Hydronics | VF090F3 |  | Water-Source | WBAHP: Heat Pump Packaged Unit | Heat Pump | 230 | 1 |  |  | No Match | No Match |  |  |  | 9000 | 855 | 10.5 | 9 | 11000 | 920 | 3.5 | 3.2 | Non Federally-Regulated | 05/11/1988 |  | 03/15/1989
Waterfurnace International, Inc. | Waterfurnace International, Inc. | ATV013C1 |  | Water-Source | WBAHP-CB: Heat Pump Split Syst | Heat Pump | 230 | 1 |  |  | No Match | No Match |  |  |  | 13500 | 906 | 14.9 | 9 | 14100 | 961 | 4.3 | 3.5 | Non Federally-Regulated | 02/02/1998 |  | 10/02/1998
McQuay International | McQuay | W-CDD/CDE/CMG-1-030-F |  | Ground-Water-Source | WBAHP: Heat Pump Packaged Unit | Heat Pump | 208 | 3 |  |  | No Match | No Match |  |  |  | 31600 | 2194 | 14.4 | 9 | 21500 | 2099 | 3 |  | Non Federally-Regulated | 10/06/1999 |  | 04/10/2000
Waterfurnace International, Inc. | Waterfurnace International, Inc. | ATH045D1 |  | Ground-Source | WBAHP: Heat Pump Packaged Unit | Heat Pump | 230 | 1 |  |  | No Match | No Match |  |  |  | 50000 | 3571 | 14 |  | 33000 | 3119 | 3.1 |  | Non Federally-Regulated | 03/31/1998 |  | 05/10/1998
Florida Heat Pump | Clean Energy Developments Corp. | PS049-4CF/HZ/VT |  | Ground-Source | WBAHP: Heat Pump Packaged Unit | Heat Pump | 460 | 3 |  |  | No Match | Single-Speed |  |  |  | 49000 | 3161 | 15.5 | 13.4 | 38000 | 3093 | 3.6 | 3.1 | Non Federally-Regulated | 06/23/2011 |  | 09/03/2012
Addison Products | Addison Products | WPH054-1JC/1JBC |  | Water-Source | WBAHP-CB: Heat Pump Split Syst | Heat Pump | 230 | 1 |  |  | No Match | No Match |  |  |  | 53500 | 4458 | 12 | 9 | 64000 | 5357 | 3.5 | 3.5 | Non Federally-Regulated | 10/05/1999 |  | 11/14/2000
ClimateMaster Inc. | Climate Master Series | GSV/GSH042AG |  | Water-Source | WBAHP-CB: Heat Pump Split Syst | Heat Pump | 208 | 1 |  |  | No Match | No Match |  |  |  | 44800 | 2835 | 15.8 | 9 | 49500 | 3085 | 4.7 | 3.5 | Non Federally-Regulated | 05/23/2001 |  | 07/18/2002
Waterfurnace International, Inc. | Geotility Geothermal Installations | ZS036**0*4 |  | Ground-Source | WBAHP: Heat Pump Packaged Unit | Heat Pump | 208 | 1 |  |  | No Match | Single-Speed |  |  |  | 34500 | 1994 | 17.3 | 13.4 | 26000 | 2177 | 3.5 | 3.1 | Non Federally-Regulated | 06/14/2011 |  | 03/02/2012
Florida Heat Pump | Florida Heat Pump | GT026-3CF/HZ/VT |  | Ground-Water-Source | WBAHP: Heat Pump Packaged Unit | Heat Pump | 230 | 3 |  |  | No Match | No Match |  |  |  | 27000 | 1901 | 14.2 | 9 | 19500 | 1785 | 3.2 |  | Non Federally-Regulated | 04/10/2000 |  | 05/29/2001
Bard Manufacturing Company, Inc. | Bard | WPV36C |  | Ground-Water-Source | WBAHP: Heat Pump Packaged Unit | Heat Pump | 230 | 1 |  |  | No Match | No Match |  |  |  | 32600 | 2608 | 12.5 | 9 | 26000 | 2539 | 3 |  | Non Federally-Regulated | 01/30/1998 |  | 10/02/1998
California Heat Pump | California Heat Pump | CHP-07C*B-13-** |  | Water-Source | WBAHP: Heat Pump Packaged Unit | Heat Pump | 265 | 1 |  |  | No Match | No Match |  |  |  | 7400 | 733 | 10.1 | 7.5 | 9000 | 775 | 3.4 | 2.5 | Non Federally-Regulated | 05/16/1984 |  | 06/11/1985
Waterfurnace International, Inc. | WFI Industries, Ltd. | VLV/VXV030*3 |  | Ground-Water-Source | WBAHP: Heat Pump Packaged Unit | Heat Pump | 230 | 3 |  |  | No Match | No Match |  |  |  | 30900 | 2191 | 14.1 | 9 | 19500 | 2040 | 2.8 |  | Non Federally-Regulated | 06/20/2003 |  | 03/12/2009
Addison Products | Addison Products | HWPH032-1JA/1JBA |  | Water-Source | WBAHP: Heat Pump Packaged Unit | Heat Pump | 208 | 1 |  |  | No Match | No Match |  |  |  | 31200 | 2761 | 11.3 | 10 | 38500 | 2969 | 3.8 |  | Federally-Regulated Commercial & Industrial Equipment | 12/14/1998 |  | 11/14/2000
McQuay / Snyder General | Electro-Hydronics | FC400GP |  | Water-Source | WBAHP: Heat Pump Packaged Unit | Heat Pump | 460 | 3 |  |  | No Match | No Match |  |  |  | 39600 | 3960 | 10 | 7.5 | 45000 | 3880 | 3.4 | 2.5 | Non Federally-Regulated | 08/29/1986 |  | 05/11/1988
Addison Products | Addison Products | HGY096-4A |  | Ground-Water-Source | WBAHP: Heat Pump Packaged Unit | Heat Pump | 460 | 3 |  |  | No Match | No Match |  |  |  | 95700 | 7909 | 12.1 | 9 | 78200 | 6943 | 3.3 |  | Non Federally-Regulated | 07/22/2002 |  | 03/12/2009
Waterfurnace International, Inc. | Waterfurnace International, Inc. | ATV057D0 |  | Ground-Water-Source | WBAHP: Heat Pump Packaged Unit | Heat Pump | 230 | 1 |  |  | No Match | No Match |  |  |  | 60000 | 4761 | 12.6 | 9 | 42000 | 4103 | 3 |  | Non Federally-Regulated | 12/14/1998 |  | 10/06/1999
Waterfurnace International, Inc. | Waterfurnace International, Inc. | NSV/NSH042F1*4 |  | Ground-Source | WBAHP: Heat Pump Packaged Unit | Heat Pump | 208 | 1 |  |  | No Match | Single-Speed |  |  |  | 42000 | 1927 | 21.8 | 13.4 | 27500 | 1919 | 4.2 | 3.1 | Non Federally-Regulated | 05/02/2012 |  | 04/19/2013
Waterfurnace International, Inc. | Waterfurnace International, Inc. | SXH019C1 |  | Water-Source | WBAHP: Heat Pump Packaged Unit | Heat Pump | 230 | 1 |  |  | No Match | No Match |  |  |  | 18600 | 1338 | 13.9 | 10 | 24200 | 1447 | 4.9 |  | Federally-Regulated Commercial & Industrial Equipment | 02/02/1998 |  | 03/31/1998
Waterfurnace International, Inc. | Johnson Controls | RKV/RKH018**2*1 |  | Ground-Water-Source | WBAHP: Heat Pump Packaged Unit | Heat Pump | 265 | 1 |  |  | No Match | Single-Speed |  |  |  | 21000 | 824 | 25.5 | 16.2 | 19000 | 1266 | 4.4 | 3.6 | Non Federally-Regulated | 09/03/2012 |  | 01/09/2014
Florida Heat Pump | Geomaster, LLC | EC041-4CF/HZ/VT |  | Water-Source | WBAHP: Heat Pump Packaged Unit | Heat Pump | 460 | 3 |  |  | No Match | Single-Speed |  |  |  | 38000 | 3040 | 12.5 | 12 | 49000 | 3418 | 4.2 | 4.2 | Federally-Regulated Commercial & Industrial Equipment | 04/23/2009 |  | 04/20/2015
Waterfurnace International, Inc. | Trane Unitary Products Group | T1GX030***1**1 |  | Water-Source | WBAHP: Heat Pump Packaged Unit | Heat Pump | 208 | 1 |  |  | No Match | Single-Speed |  |  |  | 28300 | 1474 | 19.2 | 12 | 32700 | 1653 | 5.8 | 4.2 | Federally-Regulated Commercial & Industrial Equipment | 08/23/2011 |  | 10/24/2014
Enertech Global, LLC | Enertech | GS024 |  | Ground-Water-Source | WBAHP: Heat Pump Packaged Unit | Heat Pump | 208 | 1 |  |  | No Match | Single-Speed |  |  |  | 27700 | 1352 | 20.5 | 16.2 | 24200 | 1666 | 4.3 | 3.6 | Non Federally-Regulated | 01/25/2011 |  | 04/19/2013
Waterfurnace International, Inc. | Geotility Geothermal Installations | ZS041**0*4 |  | Ground-Water-Source | WBAHP: Heat Pump Packaged Unit | Heat Pump | 230 | 1 |  |  | No Match | Single-Speed |  |  |  | 44500 | 2023 | 22 | 16.2 | 36000 | 2638 | 4 | 3.6 | Non Federally-Regulated | 06/14/2011 |  | 04/19/2013
Addison Products | Heat Controller | WSH034-1AR |  | Water-Source | WBAHP: Heat Pump Packaged Unit | Heat Pump | 208 | 1 |  |  | No Match | No Match |  |  |  | 33500 | 2463 | 13.6 | 10 | 42500 | 2767 | 4.5 |  | Federally-Regulated Commercial & Industrial Equipment | 10/05/1999 |  | 04/12/2000
Waterfurnace International, Inc. | Waterfurnace International, Inc. | CW*009A2 |  | Ground-Water-Source | WBAHP: Heat Pump Packaged Unit | Heat Pump | 265 | 1 |  |  | No Match | No Match |  |  |  | 9600 | 581 | 16.5 | 9 | 6700 | 633 | 3.1 |  | Non Federally-Regulated | 01/30/1998 |  | 10/02/1998
Climate Control / Snyder General | Electro-Hydronics | WE90C3 |  | Water-Source | WBAHP: Heat Pump Packaged Unit | Heat Pump | 230 | 1 |  |  | No Match | No Match |  |  |  | 8700 | 825 | 10.5 | 7.5 | 10000 | 850 | 3.4 | 2.5 | Non Federally-Regulated | 05/16/1984 |  | 08/29/1986
American Air Filter | Enercon | HW33A |  | Water-Source | WBAHP: Heat Pump Packaged Unit | Heat Pump | 460 | 3 |  |  | No Match | No Match |  |  |  | 35000 | 4000 | 8.8 | 7.5 | 41000 | 4000 | 3 | 2.5 | Non Federally-Regulated | 01/05/1982 |  | 05/16/1984
Jacobsen Energy Ind., Inc. | Thermaflo II | 24***1**** |  | Water-Source | WBAHP: Heat Pump Packaged Unit | Heat Pump | 208 | 1 |  |  | No Match | No Match |  |  |  | 24000 | 2050 | 11.7 | 9 | 31000 | 2250 | 4 | 3.2 | Non Federally-Regulated | 05/11/1988 |  | 03/15/1989
Mammoth | Hydrobank II | K072VHJ |  | Water-Source | WBAHP: Heat Pump Packaged Unit | Heat Pump | 575 | 3 |  |  | No Match | No Match |  |  |  | 70000 | 5833 | 12 | 9 | 85000 | 6553 | 3.8 | 3.8 | Federally-Regulated Commercial & Industrial Equipment | 05/23/2000 |  | 01/18/2001
Climate Control / Snyder General | Electro-Hydronics | VF140G7 |  | Water-Source | WBAHP: Heat Pump Packaged Unit | Heat Pump | 265 | 1 |  |  | No Match | No Match |  |  |  | 13500 | 1300 | 10.4 | 7.5 | 16000 | 1320 | 3.5 | 2.5 | Non Federally-Regulated | 05/16/1984 |  | 08/29/1986
McQuay International | McQuay | FCV/FCW/VWH/VWW019B-G |  | Water-Source | WBAHP: Heat Pump Packaged Unit | Heat Pump | 208 | 1 |  |  | No Match | No Match |  |  |  | 19000 | 1637 | 11.6 | 10 | 23500 | 1812 | 3.8 |  | Federally-Regulated Commercial & Industrial Equipment | 02/02/1998 |  | 03/31/1998
American Air Filter | Enercon | DVW-188 |  | Water-Source | WBAHP: Heat Pump Packaged Unit | Heat Pump | 230 | 3 |  |  | No Match | No Match |  |  |  | 188000 | 16621 | 11.3 |  | 222000 | 17583 | 3.7 | 2.5 | Non Federally-Regulated | 02/22/1990 |  | 07/31/1991
Waterfurnace International, Inc. | Waterfurnace International, Inc. | ATV045D3(P) |  | Ground-Source | WBAHP: Heat Pump Packaged Unit | Heat Pump | 230 | 3 |  |  | No Match | No Match |  |  |  | 27800 | 1323 | 21 |  | 19600 | 1472 | 3.9 |  | Non Federally-Regulated | 03/31/1998 |  | 05/10/1998
Florida Heat Pump | Florida Heat Pump | GT022-1CS | GT022-1AH/AV | Water-Source | Water/Brine to Air Heat Pump S | Heat Pump | 208 | 1 |  |  | No Match | No Match |  |  |  | 21500 | 1747 | 12.3 | 10 | 23000 | 1727 | 3.9 |  | Federally-Regulated Commercial & Industrial Equipment | 04/12/2000 |  | 05/29/2001
California Heat Pump | California Heat Pump | CHP-33H*-12-** |  | Water-Source | WBAHP: Heat Pump Packaged Unit | Heat Pump | 208 | 1 |  |  | No Match | No Match |  |  |  | 31500 | 3500 | 9 | 7.5 | 36000 | 3550 | 3 | 2.5 | Non Federally-Regulated | 01/05/1982 |  | 09/08/1982
Singer | Electro-Hydronics | VF100C3 |  | Water-Source | WBAHP: Heat Pump Packaged Unit | Heat Pump | 230 | 1 |  |  | No Match | No Match |  |  |  | 9500 | 1150 | 8.2 | 7.5 | 10500 | 1150 | 2.7 | 2.5 | Non Federally-Regulated | 01/05/1982 |  | 05/16/1984
Thermal Energy Systems | Jacobsen Energy Ind., Inc. | 90***7**** |  | Water-Source | WBAHP: Heat Pump Packaged Unit | Heat Pump | 575 | 3 |  |  | No Match | No Match |  |  |  | 96500 | 9500 | 10.2 | 9.2 | 112500 | 9700 | 3.4 |  | Federally-Regulated Commercial & Industrial Equipment | 01/23/1988 |  | 07/31/1991
McQuay International | McQuay | W-FMS/FME/FDE-1-019-E |  | Water-Source | WBAHP: Heat Pump Packaged Unit | Heat Pump | 208 | 1 |  |  | No Match | No Match |  |  |  | 19000 | 1637 | 11.6 | 10 | 23500 | 1811 | 3.8 |  | Federally-Regulated Commercial & Industrial Equipment | 10/05/1999 |  | 09/21/2000
McQuay International | McQuay | WCCH/WCCW-030-J |  | Water-Source | WBAHP-CB: Heat Pump Split Syst | Heat Pump | 265 | 1 |  |  | No Match | No Match |  |  |  | 30700 | 2379 | 12.9 | 9 | 39400 | 2960 | 3.9 | 3.5 | Non Federally-Regulated | 11/19/2002 |  | 03/12/2009
ClimateMaster Inc. | Climate Master Series | GSV/GSH070AGE |  | Ground-Water-Source | WBAHP: Heat Pump Packaged Unit | Heat Pump | 208 | 1 |  |  | No Match | No Match |  |  |  | 67600 | 5200 | 13 | 9 | 54100 | 5113 | 3.1 |  | Non Federally-Regulated | 04/10/2000 |  | 05/24/2001
Addison Products | Addison Products | WSH041-1AR |  | Water-Source | WBAHP: Heat Pump Packaged Unit | Heat Pump | 230 | 1 |  |  | No Match | No Match |  |  |  | 41000 | 3106 | 13.2 | 10 | 51000 | 3557 | 4.2 |  | Federally-Regulated Commercial & Industrial Equipment | 10/05/1999 |  | 05/19/2000
Climate Control / Snyder General | Electro-Hydronics | WE150B7 |  | Water-Source | WBAHP: Heat Pump Packaged Unit | Heat Pump | 265 | 1 |  |  | No Match | No Match |  |  |  | 14700 | 1875 | 7.8 | 7.5 | 19000 | 1900 | 2.9 | 2.5 | Non Federally-Regulated | 05/16/1984 |  | 08/29/1986
Addison Products | Addison Products | WPH054-1JC/1JBC |  | Water-Source | WBAHP-CB: Heat Pump Split Syst | Heat Pump | 208 | 1 |  |  | No Match | No Match |  |  |  | 53500 | 4458 | 12 | 9 | 64000 | 5357 | 3.5 | 3.5 | Non Federally-Regulated | 10/05/1999 |  | 11/14/2000
Florida Heat Pump | Florida Heat Pump | EP018-1HZ/VT |  | Ground-Source | WBAHP: Heat Pump Packaged Unit | Heat Pump | 208 | 1 |  |  | No Match | Single-Speed |  |  |  | 20500 | 1078 | 19 | 13.4 | 14800 | 1141 | 3.8 | 3.1 | Non Federally-Regulated | 06/14/2011 |  | 08/23/2011
California Heat Pump | Trane | WPVB-0336 |  | Water-Source | WBAHP: Heat Pump Packaged Unit | Heat Pump | 208 | 3 |  |  | No Match | No Match |  |  |  | 31500 | 3700 | 8.5 | 7.5 | 32200 | 3400 | 2.9 | 2.5 | Non Federally-Regulated | 06/11/1985 |  | 05/11/1988
Jacobsen Energy Ind., Inc. | Jacobsen Energy Ind., Inc. | 72***1**** |  | Water-Source | WBAHP: Heat Pump Packaged Unit | Heat Pump | 208 | 1 |  |  | No Match | No Match |  |  |  | 67000 | 5650 | 11.9 | 9.2 | 88000 | 6750 | 3.8 | 2.5 | Non Federally-Regulated | 02/22/1990 |  | 07/31/1991
Waterfurnace International, Inc. | Waterfurnace International, Inc. | VLV036A3 |  | Water-Source | WBAHP: Heat Pump Packaged Unit | Heat Pump | 208 | 3 |  |  | No Match | No Match |  |  |  | 34800 | 2697 | 12.9 | 10 | 42000 | 2862 | 4.3 |  | Federally-Regulated Commercial & Industrial Equipment | 02/02/1998 |  | 03/31/1998
Florida Heat Pump | Florida Heat Pump | EM072-3CS | EM072-3AH/AV | Water-Source | WBAH: Heating Only Packaged Un | Heat Pump | 208 | 3 |  |  | No Match | No Match |  |  |  | 70500 | 5222 | 13.5 | 9 | 71000 | 5474 | 3.8 | 3.5 | Non Federally-Regulated | 04/12/2000 |  | 07/18/2002
ClimateMaster Inc. | Climate Master | ACA/B030 |  | Ground-Source | WBAHP: Heat Pump Packaged Unit | Heat Pump | 208 | 1 |  |  | No Match | Single-Speed |  |  |  | 29700 | 1916 | 15.5 | 13.4 | 23600 | 1976 | 3.5 | 3.1 | Non Federally-Regulated | 03/02/2012 |  | 06/09/2015
ClimateMaster Inc. | Carrier Corp. | YDS/YPS038 | CNPV*36* | Water-Source | WBAHP-C: Heat Pump Split Syste | Heat Pump | 208 | 1 |  |  | No Match | Single-Speed |  |  |  | 36000 | 2535 | 14.2 | 12 | 44700 | 2841 | 4.6 | 4.2 | Federally-Regulated Commercial & Industrial Equipment | 11/25/2009 |  | 08/23/2011
Waterfurnace International, Inc. | Waterfurnace International, Inc. | SXH030B2 |  | Ground-Water-Source | WBAHP: Heat Pump Packaged Unit | Heat Pump | 265 | 1 |  |  | No Match | No Match |  |  |  | 31200 | 2181 | 14.3 | 9 | 21600 | 1808 | 3.5 |  | Non Federally-Regulated | 12/14/1998 |  | 10/06/1999
Waterfurnace International, Inc. | Rybacki - Hart Enterprises | ZS012**2*0 |  | Water-Source | WBAHP: Heat Pump Packaged Unit | Heat Pump | 265 | 1 |  |  | No Match | Single-Speed |  |  |  | 10900 | 858 | 12.7 | 11.2 | 14700 | 979 | 4.4 | 4.2 | Federally-Regulated Commercial & Industrial Equipment | 01/24/2011 |  | 04/19/2013
Command-Aire | Command-Aire | SWPH-3533 |  | Water-Source | WBAHP: Heat Pump Packaged Unit | Heat Pump | 208 | 3 |  |  | No Match | No Match |  |  |  | 438000 | 47400 | 9.2 |  | 608000 | 49700 | 3.6 |  | Non Federally-Regulated | 05/11/1988 |  | 03/15/1989
Trane U.S. Inc. | Trane | GSUF0601A |  | Ground-Water-Source | WBAHP: Heat Pump Packaged Unit | Heat Pump | 208 | 1 |  |  | No Match | No Match |  |  |  | 61000 | 4388 | 13.9 | 9 | 45500 | 4598 | 2.9 |  | Non Federally-Regulated | 01/30/1998 |  | 10/02/1998
ClimateMaster Inc. | Carrier Corp. | 50YDS038 | FE4***005 | Water-Source | WBAHP-CB: Heat Pump Split Syst | Heat Pump | 208 | 1 |  |  | No Match | Single-Speed |  |  |  | 35900 | 2426 | 14.8 | 12 | 44700 | 2620 | 5 | 4.2 | Federally-Regulated Commercial & Industrial Equipment | 01/24/2011 |  | 08/23/2011
Climate Control / Snyder General | Electro-Hydronics | FW500GK |  | Water-Source | WBAHP: Heat Pump Packaged Unit | Heat Pump | 208 | 3 |  |  | No Match | No Match |  |  |  | 50000 | 4850 | 10.3 | 7.5 | 65000 | 4900 | 3.9 | 2.5 | Non Federally-Regulated | 05/16/1984 |  | 08/29/1986
Florida Heat Pump | Florida Heat Pump | EP018-1HZ/VT |  | Ground-Water-Source | WBAHP: Heat Pump Packaged Unit | Heat Pump | 208 | 1 |  |  | No Match | Single-Speed |  |  |  | 21300 | 832 | 25.6 | 16.2 | 17700 | 1152 | 4.5 | 3.6 | Non Federally-Regulated | 06/23/2011 |  | 08/23/2011
Friedrich Climate Master | Climate Master Series | 804-048-F******** |  | Water-Source | WBAHP: Heat Pump Packaged Unit | Heat Pump | 460 | 3 |  |  | No Match | No Match |  |  |  | 48000 | 4750 | 10.1 | 7.5 | 59000 | 4650 | 3.7 | 2.5 | Non Federally-Regulated | 08/29/1986 |  | 05/11/1988
Waterfurnace International, Inc. | Waterfurnace International, Inc. | SXV036C4 |  | Ground-Water-Source | WBAHP: Heat Pump Packaged Unit | Heat Pump | 460 | 3 |  |  | No Match | No Match |  |  |  | 36400 | 2676 | 13.6 | 9 | 26000 | 2381 | 3.2 |  | Non Federally-Regulated | 12/14/1998 |  | 10/06/1999
ClimateMaster Inc. | Climate Master Series | 813-048-G******** |  | Water-Source | WBAHP: Heat Pump Packaged Unit | Heat Pump | 230 | 1 |  |  | No Match | No Match |  |  |  | 48500 | 4409 | 11 | 9 | 57000 | 4395 | 3.8 | 3.2 | Non Federally-Regulated | 05/11/1988 |  | 03/15/1989
Florida Heat Pump | Florida Heat Pump | CE049-1CS | CE049-1AH/AV | Water-Source | WBAHP-CB: Heat Pump Split Syst | Heat Pump | 230 | 1 |  |  | No Match | Dual-Speed |  |  |  | 47000 | 3790 | 12.4 | 12 | 57000 | 3554 | 4.7 | 4.2 | Federally-Regulated Commercial & Industrial Equipment | 06/14/2011 |  | 11/30/2011
Waterfurnace International, Inc. | Waterfurnace International, Inc. | P013**2 |  | Ground-Water-Source | WBAHP: Heat Pump Packaged Unit | Heat Pump | 265 | 1 |  |  | No Match | No Match |  |  |  | 13300 | 847 | 15.7 | 9 | 9700 | 861 | 3.3 |  | Non Federally-Regulated | 07/22/2002 |  | 03/12/2009
ClimateMaster Inc. | Climate Master Series | HE120H |  | Ground-Water-Source | WBAHP: Heat Pump Packaged Unit | Heat Pump | 230 | 3 |  |  | No Match | No Match |  |  |  | 116000 | 11047 | 10.5 | 9 | 8500 | 996 | 2.5 |  | Non Federally-Regulated | 04/10/2000 |  | 11/14/2000
Florida Heat Pump | Florida Heat Pump | ES018-2CS | ES018-2AH/AV | Ground-Water-Source | WBAHP-CB: Heat Pump Split Syst | Heat Pump | 265 | 1 |  |  | No Match | Single-Speed |  |  |  | 20100 | 810 | 24.8 | 16.2 | 18000 | 1172 | 4.5 | 3.6 | Non Federally-Regulated | 11/30/2011 |  | 04/20/2015
Florida Heat Pump | Geomaster, LLC | EV036-1CS | EV036-1AV/AH | Ground-Water-Source | WBAHP-CB: Heat Pump Split Syst | Heat Pump | 208 | 1 |  |  | No Match | Single-Speed |  |  |  | 37700 | 1706 | 22.1 | 16.2 | 30900 | 2158 | 4.2 | 3.6 | Non Federally-Regulated | 06/15/2009 |  | 12/12/2012
Waterfurnace International, Inc. | Rybacki - Hart Enterprises | ZS030**0*1 |  | Ground-Source | WBAHP: Heat Pump Packaged Unit | Heat Pump | 208 | 1 |  |  | No Match | Single-Speed |  |  |  | 29000 | 1585 | 18.3 | 13.4 | 22800 | 1758 | 3.8 | 3.1 | Non Federally-Regulated | 01/24/2011 |  | 04/19/2013
ClimateMaster Inc. | Climate Master | TCV041AG |  | Ground-Water-Source | WBAHP: Heat Pump Packaged Unit | Heat Pump | 208 | 1 |  |  | No Match | Single-Speed |  |  |  | 41400 | 2102 | 19.7 | 16.2 | 38000 | 3010 | 3.7 | 3.6 | Non Federally-Regulated | 09/03/2012 |  | 10/24/2014
Florida Heat Pump | Florida Heat Pump | CE025-1CS*-*****A | SM024-1AV/AH*-***A*A | Water-Source | WBAHP-CB: Heat Pump Split Syst | Both Heat Pump and Electric Re | 230 | 1 |  |  | No Match | Dual-Speed |  |  |  | 25100 | 1619 | 15.5 | 12 | 28400 | 1699 | 4.9 | 4.2 | Federally-Regulated Commercial & Industrial Equipment | 10/24/2014 |  | 04/01/2015
Addison Products | Addison Products | VGY030-3A |  | Water-Source | WBAHP-CB: Heat Pump Split Syst | Heat Pump | 208 | 3 |  |  | No Match | No Match |  |  |  | 34900 | 2510 | 13.9 | 9 | 42300 | 3541 | 3.5 | 3.5 | Non Federally-Regulated | 11/14/2000 |  | 07/18/2002
Snyder General Corp. | McQuay | VE070F7 |  | Water-Source | WBAHP: Heat Pump Packaged Unit | Heat Pump | 265 | 1 |  |  | No Match | No Match |  |  |  | 6900 | 645 | 10.7 | 9 | 8800 | 700 | 3.7 | 3.2 | Non Federally-Regulated | 02/22/1990 |  | 07/31/1991
Waterfurnace International, Inc. | Geotility Geothermal Installations | YS036**1*4 |  | Water-Source | WBAHP: Heat Pump Packaged Unit | Heat Pump | 230 | 1 |  |  | No Match | Single-Speed |  |  |  | 33300 | 2220 | 15 | 12 | 40600 | 2479 | 4.8 | 4.2 | Federally-Regulated Commercial & Industrial Equipment | 01/24/2011 |  | 04/19/2013
Econar | Econar | GH231 |  | Ground-Source | WBAHP: Heat Pump Packaged Unit | Heat Pump | 208 | 1 |  |  | No Match | No Match |  |  |  | 24800 | 1710 | 14.5 |  | 21200 | 1827 | 3.4 |  | Non Federally-Regulated | 03/31/1998 |  | 05/10/1998
Waterfurnace International, Inc. | Waterfurnace International, Inc. | NDV/NDH026G1*1 |  | Ground-Water-Source | WBAHP: Heat Pump Packaged Unit | Heat Pump | 230 | 1 |  |  | No Match | Dual-Speed |  |  |  | 29000 | 1208 | 24 | 16.2 | 25100 | 1471 | 5 | 3.6 | Non Federally-Regulated | 09/03/2012 |  | 04/19/2013
Florida Heat Pump | Florida Heat Pump | GT062-5VT/HZ/CF |  | Ground-Source | WBAHP: Heat Pump Packaged Unit | Heat Pump | 575 | 3 |  |  | No Match | No Match |  |  |  | 60500 | 4653 | 13 |  | 50000 | 4884 | 3 |  | Non Federally-Regulated | 03/31/1998 |  | 05/10/1998
Hydro Delta Corp. | Hydro Delta Corp. | 03-026-WTAR-HE |  | Water-Source | WBAHP-CB: Heat Pump Split Syst | Heat Pump | 230 | 1 |  |  | No Match | No Match |  |  |  | 25000 | 2083 | 12 | 9 | 29000 | 2296 | 3.7 | 3.5 | Non Federally-Regulated | 10/05/1999 |  | 11/17/1999
Snyder General Corp. | McQuay | RC070A7 |  | Water-Source | WBAHP: Heat Pump Packaged Unit | Heat Pump | 265 | 1 |  |  | No Match | No Match |  |  |  | 7000 | 619 | 11.3 | 9 | 8900 | 650 | 4 | 3.2 | Non Federally-Regulated | 02/22/1990 |  | 07/31/1991
McQuay / Snyder General | Electro-Hydronics | UW330F7 |  | Water-Source | WBAHP: Heat Pump Packaged Unit | Heat Pump | 265 | 1 |  |  | No Match | No Match |  |  |  | 33000 | 3050 | 10.8 | 7.5 | 39000 | 3090 | 3.7 | 2.5 | Non Federally-Regulated | 08/29/1986 |  | 05/11/1988
Trane U.S. Inc. | Trane | GSUF0421A |  | Ground-Water-Source | WBAHP: Heat Pump Packaged Unit | Heat Pump | 208 | 1 |  |  | No Match | No Match |  |  |  | 39500 | 2904 | 13.6 | 9 | 30400 | 3072 | 2.9 |  | Non Federally-Regulated | 12/14/1998 |  | 11/19/2001
Florida Heat Pump | Geomaster, LLC | EV048-1CF/HZ/VT |  | Water-Source | WBAHP: Heat Pump Packaged Unit | Heat Pump | 208 | 1 |  |  | No Match | Single-Speed |  |  |  | 48500 | 3566 | 13.6 | 12 | 58000 | 3540 | 4.8 | 4.2 | Federally-Regulated Commercial & Industrial Equipment | 02/09/2009 |  | 06/14/2011
Friedrich Air Conditioning Co. | Climate Master Series | 804-048-H******** |  | Water-Source | WBAHP: Heat Pump Packaged Unit | Heat Pump | 208 | 3 |  |  | No Match | No Match |  |  |  | 48000 | 4750 | 10.1 | 7.5 | 59000 | 4650 | 3.7 | 2.5 | Non Federally-Regulated | 08/30/1983 |  | 08/29/1986
ClimateMaster Inc. | Climate Master Series | VS/VL/HS/HL 012 |  | Water-Source | WBAHP: Heat Pump Packaged Unit | Heat Pump | 265 | 1 |  |  | No Match | No Match |  |  |  | 12200 | 1089 | 11.2 | 10 | 16200 | 1186 | 4 |  | Federally-Regulated Commercial & Industrial Equipment | 12/14/1998 |  | 10/05/1999
Waterfurnace International, Inc. | Extended Range | WXH/WXV031A*3*** |  | Water-Source | WBAHP-CB: Heat Pump Split Syst | Heat Pump | 230 | 3 |  |  | No Match | No Match |  |  |  | 32600 | 3075 | 10.6 | 9 | 38500 | 3392 | 3.3 |  | Non Federally-Regulated | 09/13/1989 |  | 07/27/1992
ClimateMaster Inc. | Climate Master Series | 80170C |  | Water-Source | WBAHP: Heat Pump Packaged Unit | Heat Pump | 230 | 1 |  |  | No Match | No Match |  |  |  | 19000 | 1750 | 10.9 | 9 | 23200 | 1888 | 3.6 | 3.2 | Non Federally-Regulated | 05/11/1988 |  | 03/15/1989
Addison Products | Heat Controller | HWY036-8A |  | Water-Source | WBAHP: Heat Pump Packaged Unit | Heat Pump | 265 | 1 |  |  | No Match | No Match |  |  |  | 34400 | 2474 | 13.9 | 10 | 42700 | 2606 | 4.8 |  | Federally-Regulated Commercial & Industrial Equipment | 11/17/1999 |  | 04/12/2000
Waterfurnace International, Inc. | Waterfurnace International, Inc. | E058**1 |  | Ground-Water-Source | WBAHP: Heat Pump Packaged Unit | Heat Pump | 208 | 1 |  |  | No Match | No Match |  |  |  | 58000 | 3945 | 14.7 | 9 | 47000 | 4442 | 3.1 |  | Non Federally-Regulated | 11/19/2002 |  | 06/20/2003
Mammoth | Hydrobank II | D043HHG/VHG |  | Water-Source | WBAHP: Heat Pump Packaged Unit | Heat Pump | 208 | 1 |  |  | No Match | No Match |  |  |  | 41500 | 3547 | 11.7 | 10 | 53800 | 4148 | 3.8 |  | Federally-Regulated Commercial & Industrial Equipment | 10/05/1999 |  | 05/23/2000
Geoflex Systems, Inc. | Geoflex Systems, Inc. | GF1S-V/H/D/M-030WAABP |  | Ground-Source | WBAHP: Heat Pump Packaged Unit | Both Heat Pump and Electric Re | 208 | 1 |  |  | No Match | Single-Speed |  |  |  | 28300 | 1415 | 20 | 13.4 | 20800 | 1524 | 4 | 3.1 | Non Federally-Regulated | 11/30/2011 |  | 03/02/2012
Command-Aire | Command-Aire | GSCC0511 |  | Water-Source | WBAHP: Heat Pump Packaged Unit | Heat Pump | 208 | 1 |  |  | No Match | No Match |  |  |  | 50100 | 4245 | 11.8 | 10 | 64200 | 4479 | 4.2 |  | Federally-Regulated Commercial & Industrial Equipment | 12/14/1998 |  | 03/12/2009
Climate Control / Snyder General | Electro-Hydronics | UW610FP |  | Water-Source | WBAHP: Heat Pump Packaged Unit | Heat Pump | 460 | 3 |  |  | No Match | No Match |  |  |  | 61500 | 5850 | 10.5 | 7.5 | 69000 | 5790 | 3.5 | 2.5 | Non Federally-Regulated | 05/16/1984 |  | 06/11/1985
Enertech Global, LLC | Enertech | H062C | ACD060 | Ground-Source | WBAHP-C: Heat Pump Split Syste | Heat Pump | 230 | 1 |  |  | No Match | Single-Speed |  |  |  | 62100 | 3764 | 16.5 | 13.4 | 49500 | 4386 | 3.3 | 3.1 | Non Federally-Regulated | 11/25/2009 |  | 08/23/2011
Florida Heat Pump | Geomaster, LLC | EV060-1CF/HZ/VT |  | Water-Source | WBAHP: Heat Pump Packaged Unit | Heat Pump | 208 | 1 |  |  | No Match | Single-Speed |  |  |  | 57500 | 4423 | 13 | 12 | 66000 | 4497 | 4.3 | 4.2 | Federally-Regulated Commercial & Industrial Equipment | 02/09/2009 |  | 12/12/2012
ClimateMaster Inc. | Climate Master Series | 803-019-G******** |  | Water-Source | WBAHP: Heat Pump Packaged Unit | Heat Pump | 208 | 1 |  |  | No Match | No Match |  |  |  | 19000 | 1775 | 10.7 | 9 | 24000 | 1760 | 4 | 3.2 | Non Federally-Regulated | 02/22/1990 |  | 07/31/1991
Florida Heat Pump | Florida Heat Pump | EM024-2VT |  | Water-Source | WBAHP: Heat Pump Packaged Unit | Heat Pump | 265 | 1 |  |  | No Match | No Match |  |  |  | 24000 | 1714 | 14 | 10 | 30000 | 1831 | 4.8 |  | Federally-Regulated Commercial & Industrial Equipment | 12/14/1998 |  | 10/05/1999
Waterfurnace International, Inc. | Spectra | SXH058A0 |  | Water-Source | WBAHP: Heat Pump Packaged Unit | Heat Pump | 208 | 1 |  |  | No Match | No Match |  |  |  | 55000 | 4231 | 13 | 10 | 69000 | 4493 | 4.5 |  | Federally-Regulated Commercial & Industrial Equipment | 06/02/1993 |  | 06/03/1993
ClimateMaster Inc. | Climate Master Series | HE/VE015G |  | Ground-Water-Source | WBAHP: Heat Pump Packaged Unit | Heat Pump | 230 | 1 |  |  | No Match | No Match |  |  |  | 15000 | 1048 | 14.3 | 9 | 11200 | 1025 | 3.2 |  | Non Federally-Regulated | 04/10/2000 |  | 11/14/2000
Trane U.S. Inc. | Trane | GSCC0511 |  | Water-Source | WBAHP: Heat Pump Packaged Unit | Heat Pump | 208 | 1 |  |  | No Match | No Match |  |  |  | 50100 | 4245 | 11.8 | 10 | 64200 | 4479 | 4.2 |  | Federally-Regulated Commercial & Industrial Equipment | 12/14/1998 |  | 04/12/2000
Florida Heat Pump | Bosch | AP035-3CF/HZ/VT |  | Ground-Water-Source | WBAHP: Heat Pump Packaged Unit | Heat Pump | 230 | 3 |  |  |  | Dual-Speed |  |  |  | 41200 | 1753 | 23.5 | 16.2 | 36200 | 2257 | 4.7 | 3.6 | Non Federally-Regulated | 04/22/2015 |  | 05/01/2015
Addison Products | Addison Products | WSH034-1AR |  | Water-Source | WBAHP: Heat Pump Packaged Unit | Heat Pump | 230 | 1 |  |  | No Match | No Match |  |  |  | 33500 | 2463 | 13.6 | 9.3 | 42500 | 2767 | 4.5 | 3.8 | Federally-Regulated Commercial & Industrial Equipment | 03/31/1998 |  | 05/10/1998
Waterfurnace International, Inc. | Waterfurnace International, Inc. | SXH058B3 |  | Ground-Water-Source | WBAHP: Heat Pump Packaged Unit | Heat Pump | 208 | 3 |  |  | No Match | No Match |  |  |  | 56500 | 4216 | 13.4 | 9 | 45500 | 4301 | 3.1 |  | Non Federally-Regulated | 01/30/1998 |  | 10/02/1998
Mammoth | Hydrobank II | F030VHJ |  | Water-Source | WBAHP: Heat Pump Packaged Unit | Heat Pump | 230 | 3 |  |  | No Match | No Match |  |  |  | 30000 | 2727 | 11 | 10 | 38000 | 2854 | 3.9 |  | Federally-Regulated Commercial & Industrial Equipment | 01/18/2001 |  | 03/12/2009
Addison Products | Addison Products | WSH019-1AR |  | Water-Source | WBAHP: Heat Pump Packaged Unit | Heat Pump | 208 | 1 |  |  | No Match | No Match |  |  |  | 18200 | 1300 | 14 | 9.3 | 22200 | 1301 | 5 | 3.8 | Federally-Regulated Commercial & Industrial Equipment | 03/31/1998 |  | 05/10/1998
Florida Heat Pump | Geomaster, LLC | EV048-1CS | EV048-1AV/AH | Ground-Water-Source | WBAHP-CB: Heat Pump Split Syst | Heat Pump | 208 | 1 |  |  | No Match | Single-Speed |  |  |  | 53900 | 2668 | 20.2 | 16.2 | 46100 | 3297 | 4.1 | 3.6 | Non Federally-Regulated | 06/15/2009 |  | 06/23/2011
Waterfurnace International, Inc. | Waterfurnace International, Inc. | ATH022D0 |  | Ground-Source | WBAHP: Heat Pump Packaged Unit | Heat Pump | 230 | 1 |  |  | No Match | No Match |  |  |  | 23400 | 1392 | 16.8 |  | 15700 | 1353 | 3.4 |  | Non Federally-Regulated | 03/31/1998 |  | 05/10/1998
Waterfurnace International, Inc. | WFI Industries, Ltd. | ZS036**2*4 |  | Ground-Source | WBAHP: Heat Pump Packaged Unit | Heat Pump | 265 | 1 |  |  | No Match | Single-Speed |  |  |  | 34500 | 1994 | 17.3 | 13.4 | 26000 | 2177 | 3.5 | 3.1 | Non Federally-Regulated | 06/14/2011 |  | 03/02/2012
Florida Heat Pump | Florida Heat Pump | EM120-3VT/HZ |  | Water-Source | WBAHP: Heat Pump Packaged Unit | Heat Pump | 230 | 3 |  |  | No Match | No Match |  |  |  | 123000 | 8601 | 14.3 | 9 | 145000 | 8496 | 5 | 3.8 | Federally-Regulated Commercial & Industrial Equipment | 10/05/1999 |  | 04/12/2000
McQuay / Snyder General | Electro-Hydronics | CC350FK |  | Water-Source | WBAHP: Heat Pump Packaged Unit | Heat Pump | 208 | 3 |  |  | No Match | No Match |  |  |  | 35600 | 3360 | 10.6 | 7.5 | 43000 | 3500 | 3.6 | 2.5 | Non Federally-Regulated | 08/29/1986 |  | 05/11/1988
ClimateMaster Inc. | Climate Master Series | 813-036-E******** |  | Water-Source | WBAHP: Heat Pump Packaged Unit | Heat Pump | 265 | 1 |  |  | No Match | No Match |  |  |  | 36000 | 3190 | 11.3 | 9 | 42500 | 3190 | 3.9 | 3.2 | Non Federally-Regulated | 05/11/1988 |  | 03/15/1989
Waterfurnace International, Inc. | Waterfurnace International, Inc. | SXV068C1 |  | Water-Source | WBAHP: Heat Pump Packaged Unit | Heat Pump | 230 | 1 |  |  | No Match | No Match |  |  |  | 65000 | 5200 | 12.5 | 9 | 84000 | 5470 | 4.5 | 3.8 | Federally-Regulated Commercial & Industrial Equipment | 02/02/1998 |  | 03/31/1998
Climate Control / Snyder General | Electro-Hydronics | CW500F3 |  | Water-Source | WBAHP: Heat Pump Packaged Unit | Heat Pump | 230 | 1 |  |  | No Match | No Match |  |  |  | 50000 | 4850 | 10.3 | 7.5 | 65000 | 4900 | 3.9 | 2.5 | Non Federally-Regulated | 05/16/1984 |  | 08/29/1986
Trane U.S. Inc. | Trane | GSSD036 | TWE040E | Ground-Water-Source | WBAHP-CB: Heat Pump Split Syst | Heat Pump | 208 | 1 |  |  | No Match | No Match |  |  |  | 36400 | 2318 | 15.7 | 9 | 26000 | 2308 | 3.3 |  | Non Federally-Regulated | 04/10/2000 |  | 07/18/2002
Mammoth | Hydrobank II | F052HHG/VHG |  | Water-Source | WBAHP: Heat Pump Packaged Unit | Heat Pump | 208 | 3 |  |  | No Match | No Match |  |  |  | 53500 | 4734 | 11.3 | 10 | 69500 | 5222 | 3.9 |  | Federally-Regulated Commercial & Industrial Equipment | 12/14/1998 |  | 10/05/1999
Carrier Corp. | Carrier | 50HQ,VQ0273 |  | Water-Source | WBAHP: Heat Pump Packaged Unit | Heat Pump | 230 | 1 |  |  | No Match | No Match |  |  |  | 27000 | 2800 | 9.6 | 7.5 | 30000 | 2800 | 3.1 | 2.5 | Non Federally-Regulated | 01/05/1982 |  | 09/08/1982
Command-Aire | Command-Aire | SWPH353E |  | Water-Source | WBAHP: Heat Pump Packaged Unit | Heat Pump | 208 | 3 |  |  | No Match | No Match |  |  |  | 36000 | 3270 | 11 | 9 | 48000 | 3500 | 4 | 3.2 | Non Federally-Regulated | 05/11/1988 |  | 03/15/1989
ClimateMaster Inc. | Climate Master Series | HS/HL 120 F/H |  | Water-Source | WBAHP: Heat Pump Packaged Unit | Heat Pump | 460 | 3 |  |  | No Match | No Match |  |  |  | 124000 | 11071 | 11.2 | 9 | 150000 | 11568 | 3.8 | 3.8 | Federally-Regulated Commercial & Industrial Equipment | 02/02/1998 |  | 03/31/1998
ClimateMaster Inc. | Climate Master Series | GSV/GSH036AF |  | Water-Source | WBAHP: Heat Pump Packaged Unit | Heat Pump | 460 | 3 |  |  | No Match | No Match |  |  |  | 34600 | 2306 | 15 | 10 | 42900 | 2674 | 4.7 |  | Federally-Regulated Commercial & Industrial Equipment | 04/12/2000 |  | 11/19/2002
ClimateMaster Inc. | Climate Master Series | VT072G |  | Ground-Water-Source | WBAHP: Heat Pump Packaged Unit | Heat Pump | 208 | 1 |  |  | No Match | No Match |  |  |  | 70000 | 5109 | 13.7 | 9 | 50000 | 4578 | 3.2 |  | Non Federally-Regulated | 04/10/2000 |  | 05/24/2001
McQuay International | McQuay | W-FMS/FME/FDE-1-030-K |  | Water-Source | WBAHP: Heat Pump Packaged Unit | Heat Pump | 460 | 3 |  |  | No Match | No Match |  |  |  | 29600 | 2487 | 11.9 | 10 | 39000 | 2929 | 3.9 |  | Federally-Regulated Commercial & Industrial Equipment | 10/05/1999 |  | 09/21/2000
Waterfurnace International, Inc. | Waterfurnace International, Inc. | VLV/VXV058*3 |  | Ground-Water-Source | WBAHP: Heat Pump Packaged Unit | Heat Pump | 208 | 3 |  |  | No Match | No Match |  |  |  | 57600 | 4571 | 12.6 | 9 | 42700 | 4468 | 2.8 |  | Non Federally-Regulated | 06/20/2003 |  | 03/12/2009
Addison Products | Comfort-Aire | RWP-603 |  | Water-Source | WBAHP: Heat Pump Packaged Unit | Heat Pump | 208 | 3 |  |  | No Match | No Match |  |  |  | 73900 | 7590 | 9.7 | 10.5 | 94300 | 7500 | 3.7 | 3.8 | Non Federally-Regulated | 07/31/1991 |  | 03/31/1998
USPower Climate Control | USPower Climate Control | GSDXC6000 | GSDXV6000 | Water-Source | WBAHP-C: Heat Pump Split Syste | Heat Pump | 230 | 1 |  |  | No Match | No Match |  |  |  | 60000 | 3636 | 16.5 | 9.3 | 60000 | 3704 | 4.7 | 3.8 | Federally-Regulated Commercial & Industrial Equipment | 03/31/1998 |  | 05/10/1998
The Whalen Company | The Whalen Co. | VI-A-303 |  | Water-Source | WBAHP: Heat Pump Packaged Unit | Heat Pump | 208 | 1 |  |  | No Match | Single-Speed |  |  |  | 9120 | 696 | 13.1 | 11.2 | 11400 | 726 | 4.6 | 4.2 | Federally-Regulated Commercial & Industrial Equipment | 01/10/2012 |  | 06/09/2015
Power-Save International, Inc. | S.O.E.S.I. | PSS-800 (2) |  | Water-Source | WBAHP: Heat Pump Packaged Unit | Heat Pump | 230 | 1 |  |  | No Match | No Match |  |  |  | 100000 | 7682 | 13 | 10.5 | 104000 | 7498 | 4 | 3.8 | Federally-Regulated Commercial & Industrial Equipment | 03/31/1998 |  | 05/10/1998
Mammoth | Hydrobank II | G086HLK |  | Ground-Water-Source | WBAHP: Heat Pump Packaged Unit | Heat Pump | 460 | 3 |  |  | No Match | No Match |  |  |  | 86000 | 6323 | 13.6 | 9 | 64000 | 6048 | 3.1 |  | Non Federally-Regulated | 01/18/2001 |  | 07/18/2002
Mammoth | Hydrobank II | E031HLG |  | Ground-Water-Source | WBAHP: Heat Pump Packaged Unit | Heat Pump | 265 | 1 |  |  | No Match | No Match |  |  |  | 31000 | 2348 | 13.2 | 9 | 25000 | 2289 | 3.2 |  | Non Federally-Regulated | 05/23/2000 |  | 11/14/2000
McQuay / Snyder General | Electro-Hydronics | CCW060A*F |  | Water-Source | WBAHP: Heat Pump Packaged Unit | Heat Pump | 208 | 3 |  |  | No Match | No Match |  |  |  | 61000 | 5754 | 10.6 | 9 | 71000 | 5945 | 3.5 | 3.2 | Non Federally-Regulated | 05/11/1988 |  | 03/15/1989
ClimateMaster Inc. | Climate Master Series | VS/VL/HS/HL012 |  | Water-Source | WBAHP: Heat Pump Packaged Unit | Heat Pump | 265 | 1 |  |  | No Match | No Match |  |  |  | 12200 | 1090 | 11.2 | 9.3 | 16200 | 1186 | 4 | 3.8 | Non Federally-Regulated | 07/31/1991 |  | 03/31/1998
McQuay / Snyder General | Electro-Hydronics | VF330GK |  | Water-Source | WBAHP: Heat Pump Packaged Unit | Heat Pump | 208 | 3 |  |  | No Match | No Match |  |  |  | 30800 | 2852 | 10.8 | 9 | 35000 | 2900 | 3.5 | 3.2 | Non Federally-Regulated | 05/11/1988 |  | 03/15/1989
Waterfurnace International, Inc. | Waterfurnace International, Inc. | CX*012*0 |  | Water-Source | WBAHP-O: Heat Pump Packaged Un | Heat Pump | 230 | 1 |  |  | No Match | No Match |  |  |  | 11200 | 777 | 14.4 | 10 | 14900 | 928 | 4.7 |  | Federally-Regulated Commercial & Industrial Equipment | 04/12/2000 |  | 11/14/2000
Florida Heat Pump | Florida Heat Pump | EM036-3CF/HZ/VT |  | Water-Source | WBAHP-CB: Heat Pump Split Syst | Heat Pump | 208 | 3 |  |  | No Match | No Match |  |  |  | 38000 | 2900 | 13.1 | 9 | 42000 | 3418 | 3.6 | 3.5 | Non Federally-Regulated | 05/23/2001 |  | 07/18/2002
ClimateMaster Inc. | Carrier Corp. | 50PSH/V/D018 |  | Ground-Water-Source | WBAHP: Heat Pump Packaged Unit | Heat Pump | 208 | 1 |  |  | No Match | Single-Speed |  |  |  | 21300 | 859 | 24.8 | 16.2 | 18600 | 1211 | 4.5 | 3.6 | Non Federally-Regulated | 10/24/2014 |  | 04/22/2015
California Heat Pump | Trane | WPHB-0354 |  | Water-Source | WBAHP: Heat Pump Packaged Unit | Heat Pump | 460 | 3 |  |  | No Match | No Match |  |  |  | 35000 | 3180 | 11 | 7.5 | 42000 | 3240 | 3.8 | 2.5 | Non Federally-Regulated | 06/11/1985 |  | 05/11/1988
Command-Aire | Command-Aire | RUWP-603 |  | Water-Source | WBAHP: Heat Pump Packaged Unit | Heat Pump | 208 | 3 |  |  | No Match | No Match |  |  |  | 73900 | 7590 | 9.7 | 7.5 | 94300 | 7500 | 3.7 | 2.2 | Non Federally-Regulated | 01/05/1982 |  | 05/16/1984
Waterfurnace International, Inc. | Waterfurnace International, Inc. | VLH058A1 |  | Water-Source | WBAHP: Heat Pump Packaged Unit | Heat Pump | 208 | 1 |  |  | No Match | No Match |  |  |  | 57500 | 4563 | 12.6 | 10 | 68000 | 4860 | 4.1 |  | Federally-Regulated Commercial & Industrial Equipment | 07/29/1998 |  | 10/02/1998
Addison Products | Addison Products | WSH036-1AR |  | Water-Source | WBAHP: Heat Pump Packaged Unit | Heat Pump | 230 | 1 |  |  | No Match | No Match |  |  |  | 35000 | 2868 | 12.2 | 10 | 44000 | 3070 | 4.2 |  | Federally-Regulated Commercial & Industrial Equipment | 12/14/1998 |  | 05/19/2000
Climate Control / Snyder General | Electro-Hydronics | LHP25BK |  | Water-Source | WBAHP: Heat Pump Packaged Unit | Heat Pump | 208 | 3 |  |  | No Match | No Match |  |  |  | 256000 | 22000 | 11.6 |  | 284000 | 22400 | 3.7 | 2.5 | Non Federally-Regulated | 06/11/1985 |  | 08/29/1986
Command-Aire | Command-Aire | SPRD0191 |  | Water-Source | WBAHP-O: Heat Pump Packaged Un | Heat Pump | 265 | 1 |  |  | No Match | No Match |  |  |  | 18000 | 1636 | 11 | 10 | 23400 | 1714 | 4 |  | Federally-Regulated Commercial & Industrial Equipment | 08/07/1998 |  | 10/02/1998
Florida Heat Pump | Florida Heat Pump | EM120-3VT |  | Water-Source | WBAHP: Heat Pump Packaged Unit | Heat Pump | 230 | 3 |  |  | No Match | No Match |  |  |  | 123000 | 8601 | 14.3 | 9 | 145000 | 8499 | 5 | 3.8 | Federally-Regulated Commercial & Industrial Equipment | 12/14/1998 |  | 10/05/1999
Snyder General Corp. | McQuay | CC1000FP |  | Water-Source | WBAHP: Heat Pump Packaged Unit | Heat Pump | 460 | 3 |  |  | No Match | No Match |  |  |  | 97500 | 10156 | 9.6 | 9.2 | 136000 | 10400 | 3.8 | 2.5 | Non Federally-Regulated | 02/22/1990 |  | 07/31/1991
ClimateMaster Inc. | Climate Master | TTV/H/D038C |  | Water-Source | WBAHP: Heat Pump Packaged Unit | Heat Pump | 208 | 1 |  |  | No Match | Single-Speed |  |  |  | 38000 | 2135 | 17.8 | 12 | 45100 | 2279 | 5.8 | 4.2 | Federally-Regulated Commercial & Industrial Equipment | 12/12/2012 |  | 06/09/2015
ClimateMaster Inc. | Trane | WPVC0097 |  | Water-Source | WBAHP: Heat Pump Packaged Unit | Heat Pump | 265 | 1 |  |  | No Match | No Match |  |  |  | 9100 | 825 | 11 | 9 | 10800 | 850 | 3.7 | 3.2 | Non Federally-Regulated | 02/22/1990 |  | 07/31/1991
Waterfurnace International, Inc. | Spectra | SXH036A3 |  | Water-Source | WBAHP-CB: Heat Pump Split Syst | Heat Pump | 208 | 3 |  |  | No Match | No Match |  |  |  | 37600 | 2870 | 13.1 | 9 | 40500 | 3043 | 3.9 | 3.5 | Non Federally-Regulated | 06/02/1993 |  | 06/03/1993
Waterfurnace International, Inc. | Waterfurnace International, Inc. | ATH046D1 |  | Ground-Water-Source | WBAHP: Heat Pump Packaged Unit | Heat Pump | 230 | 1 |  |  | No Match | No Match |  |  |  | 47000 | 2919 | 16.1 | 9 | 34500 | 3063 | 3.3 |  | Non Federally-Regulated | 01/30/1998 |  | 03/31/1998
Waterfurnace International, Inc. | Waterfurnace International, Inc. | NSV/NSH030F1*4 |  | Ground-Source | WBAHP: Heat Pump Packaged Unit | Heat Pump | 208 | 1 |  |  | No Match | Single-Speed |  |  |  | 29400 | 1342 | 21.9 | 13.4 | 20000 | 1465 | 4 | 3.1 | Non Federally-Regulated | 05/02/2012 |  | 04/19/2013
Florida Heat Pump | Energy Miser | LTV40-4 |  | Ground-Water-Source | WBAHP: Heat Pump Packaged Unit | Heat Pump | 460 | 3 |  |  | No Match | No Match |  |  |  | 36400 | 3250 | 11.2 | 11 | 42000 | 3515 | 3.5 | 3.4 | Non Federally-Regulated | 07/31/1991 |  | 03/31/1998
Command-Aire | Command-Aire | SWPHXR413E |  | Water-Source | WBAHP: Heat Pump Packaged Unit | Heat Pump | 208 | 3 |  |  | No Match | No Match |  |  |  | 42000 | 3780 | 11.1 | 9 | 53000 | 3880 | 4 | 3.2 | Non Federally-Regulated | 02/22/1990 |  | 07/31/1991
Waterfurnace International, Inc. | Waterfurnace International, Inc. | ATV057D3 |  | Ground-Water-Source | WBAHP: Heat Pump Packaged Unit | Heat Pump | 208 | 3 |  |  | No Match | No Match |  |  |  | 60000 | 4761 | 12.6 | 9 | 42000 | 4103 | 3 |  | Non Federally-Regulated | 12/14/1998 |  | 10/06/1999
Climate Control / Snyder General | Electro-Hydronics | FC350FP |  | Water-Source | WBAHP: Heat Pump Packaged Unit | Heat Pump | 460 | 3 |  |  | No Match | No Match |  |  |  | 35600 | 3360 | 10.6 | 7.5 | 43000 | 3500 | 3.6 | 2.5 | Non Federally-Regulated | 06/11/1985 |  | 08/29/1986
ClimateMaster Inc. | Climate Master Series | GSV/GSH036AG |  | Ground-Water-Source | WBAHP: Heat Pump Packaged Unit | Heat Pump | 208 | 1 |  |  | No Match | No Match |  |  |  | 35800 | 2294 | 15.6 | 9 | 27500 | 2517 | 3.2 |  | Non Federally-Regulated | 04/10/2000 |  | 07/18/2002
Waterfurnace International, Inc. | Waterfurnace International, Inc. | VLV/VXV036*4 |  | Water-Source | WBAHP: Heat Pump Packaged Unit | Heat Pump | 460 | 3 |  |  | No Match | No Match |  |  |  | 34800 | 2697 | 12.9 | 10 | 42000 | 2861 | 4.3 |  | Federally-Regulated Commercial & Industrial Equipment | 06/20/2003 |  | 02/17/2011
Waterfurnace International, Inc. | Waterfurnace International, Inc. | SXH058C4 |  | Water-Source | WBAHP-CB: Heat Pump Split Syst | Heat Pump | 460 | 3 |  |  | No Match | No Match |  |  |  | 58500 | 4365 | 13.4 | 9 | 67500 | 4945 | 4 | 3.5 | Non Federally-Regulated | 02/02/1998 |  | 10/02/1998
Friedrich Air Conditioning Co. | Climate Master Series | V160-34********** |  | Water-Source | WBAHP: Heat Pump Packaged Unit | Heat Pump | 460 | 3 |  |  | No Match | No Match |  |  |  | 154000 | 15400 | 10 | 7.5 | 160000 | 14200 | 3.3 | 2.2 | Non Federally-Regulated | 08/30/1983 |  | 06/11/1985
Friedrich Air Conditioning Co. | Climate Master Series | 804-120-F******** |  | Water-Source | WBAHP: Heat Pump Packaged Unit | Heat Pump | 460 | 3 |  |  | No Match | No Match |  |  |  | 124000 | 12200 | 10.2 | 7.5 | 137000 | 11500 | 3.5 | 2.2 | Non Federally-Regulated | 08/30/1983 |  | 05/16/1984
Waterfurnace International, Inc. | Waterfurnace International, Inc. | SXV019C0 |  | Ground-Source | WBAHP: Heat Pump Packaged Unit | Heat Pump | 208 | 1 |  |  | No Match | No Match |  |  |  | 19200 | 1371 | 14 |  | 15100 | 1301 | 3.4 |  | Non Federally-Regulated | 03/31/1998 |  | 05/10/1998
ClimateMaster Inc. | Climate Master Series | 80113G |  | Water-Source | WBAHP: Heat Pump Packaged Unit | Heat Pump | 208 | 1 |  |  | No Match | No Match |  |  |  | 12300 | 1025 | 12 | 9 | 13700 | 879 | 4.3 | 3.2 | Federally-Regulated Commercial & Industrial Equipment | 02/07/1988 |  | 05/11/1988
Singer | Electro-Hydronics | FV520B88 |  | Water-Source | WBAHP: Heat Pump Packaged Unit | Heat Pump | 460 | 3 |  |  | No Match | No Match |  |  |  | 47000 | 5500 | 8.5 | 7.5 | 58000 | 5600 | 3 | 2.5 | Non Federally-Regulated | 01/05/1982 |  | 09/08/1982
American Air Filter | Enercon | HW23 |  | Water-Source | WBAHP: Heat Pump Packaged Unit | Heat Pump | 208 | 1 |  |  | No Match | No Match |  |  |  | 22400 | 1970 | 11.4 | 7.5 | 27400 | 2180 | 3.7 | 2.5 | Non Federally-Regulated | 06/11/1985 |  | 05/11/1988
Florida Heat Pump | Geomaster, LLC | EC061-1CF/HZ/VT |  | Ground-Source | WBAHP: Heat Pump Packaged Unit | Heat Pump | 208 | 1 |  |  | No Match | Single-Speed |  |  |  | 61000 | 3861 | 15.8 | 13.4 | 44600 | 3734 | 3.5 | 3.1 | Non Federally-Regulated | 04/23/2009 |  | 04/20/2015
Florida Heat Pump | Florida Heat Pump | EM120-3HZ/VT |  | Ground-Water-Source | WBAHP: Heat Pump Packaged Unit | Heat Pump | 208 | 3 |  |  | No Match | No Match |  |  |  | 124000 | 8611 | 14.4 | 9 | 94000 | 8345 | 3.3 |  | Non Federally-Regulated | 07/22/2002 |  | 03/12/2009
Command-Aire | Command-Aire | SWPXR287E |  | Water-Source | WBAHP: Heat Pump Packaged Unit | Heat Pump | 265 | 1 |  |  | No Match | No Match |  |  |  | 30000 | 2702 | 11.1 | 7.5 | 42000 | 3000 | 4 | 2.5 | Non Federally-Regulated | 05/16/1984 |  | 01/23/1988
American Air Filter | Enercon | HW49 |  | Water-Source | WBAHP: Heat Pump Packaged Unit | Heat Pump | 208 | 1 |  |  | No Match | No Match |  |  |  | 48500 | 4500 | 10.8 | 7.5 | 61000 | 5330 | 3.4 | 2.5 | Non Federally-Regulated | 06/11/1985 |  | 05/11/1988
McQuay / Snyder General | Electro-Hydronics | UW550FP |  | Water-Source | WBAHP: Heat Pump Packaged Unit | Heat Pump | 460 | 3 |  |  | No Match | No Match |  |  |  | 55000 | 5670 | 9.7 | 7.5 | 67000 | 5610 | 3.5 | 2.5 | Non Federally-Regulated | 08/29/1986 |  | 05/11/1988
ClimateMaster Inc. | Genesis Compact | GCV060BH******* |  | Water-Source | WBAHP: Heat Pump Packaged Unit | Heat Pump | 208 | 3 |  |  | No Match | No Match |  |  |  | 57900 | 4865 | 11.9 | 10 | 79200 | 5530 | 4.2 |  | Federally-Regulated Commercial & Industrial Equipment | 07/02/2003 |  | 12/21/2006
Climate Control / Snyder General | Electro-Hydronics | FC630F5 |  | Water-Source | WBAHP: Heat Pump Packaged Unit | Heat Pump | 208 | 1 |  |  | No Match | No Match |  |  |  | 63000 | 6430 | 9.8 | 7.5 | 79000 | 6430 | 3.6 | 2.5 | Non Federally-Regulated | 06/11/1985 |  | 08/29/1986
Enertech Global, LLC | Enertech | GRT048A | MPD060 | Ground-Source | WBAHP-CB: Heat Pump Split Syst | Heat Pump | 230 | 1 |  |  | No Match | Single-Speed |  |  |  | 50800 | 2822 | 18 | 13.4 | 36400 | 2735 | 3.9 | 3.1 | Non Federally-Regulated | 12/12/2012 |  | 04/29/2015
McQuay International | McQuay | CCW019E-N |  | Water-Source | WBAHP: Heat Pump Packaged Unit | Heat Pump | 265 | 1 |  |  | No Match | No Match |  |  |  | 18800 | 1392 | 13.5 | 9.3 | 22400 | 1526 | 4.3 | 3.8 | Federally-Regulated Commercial & Industrial Equipment | 03/31/1998 |  | 05/10/1998
Waterfurnace International, Inc. | Johnson Controls | RJSV/RJSH015**0*0 |  | Ground-Water-Source | WBAHP: Heat Pump Packaged Unit | Heat Pump | 230 | 1 |  |  | No Match | Single-Speed |  |  |  | 16700 | 642 | 26 | 16.2 | 15500 | 1009 | 4.5 | 3.6 | Non Federally-Regulated | 01/24/2011 |  | 10/24/2014
Addison Products | Addison Products | WRH032-1JA | HRH032-1J/1JB | Water-Source | WBAHP-C: Heat Pump Split Syste | Heat Pump | 230 | 1 |  |  | No Match | No Match |  |  |  | 30200 | 2745 | 11 | 10 | 37600 | 2899 | 3.8 |  | Federally-Regulated Commercial & Industrial Equipment | 12/14/1998 |  | 04/12/2000
Waterfurnace International, Inc. | Waterfurnace International, Inc. | VLH030A1 |  | Water-Source | WBAHP: Heat Pump Packaged Unit | Heat Pump | 230 | 1 |  |  | No Match | No Match |  |  |  | 29700 | 2414 | 12.3 | 10 | 35900 | 2630 | 4 |  | Federally-Regulated Commercial & Industrial Equipment | 07/29/1998 |  | 10/02/1998
Mammoth | Hydrobank II | F110HHF/VHF |  | Water-Source | WBAHP: Heat Pump Packaged Unit | Heat Pump | 208 | 3 |  |  | No Match | No Match |  |  |  | 104000 | 7536 | 13.8 | 9 | 131000 | 8531 | 4.5 | 3.8 | Federally-Regulated Commercial & Industrial Equipment | 12/14/1998 |  | 10/05/1999
Waterfurnace International, Inc. | Waterfurnace International, Inc. | SXV030C1 |  | Ground-Source | WBAHP: Heat Pump Packaged Unit | Heat Pump | 265 | 1 |  |  | No Match | No Match |  |  |  | 31200 | 2181 | 14.3 |  | 21600 | 1808 | 3.5 |  | Non Federally-Regulated | 03/31/1998 |  | 05/10/1998
Florida Heat Pump | Energy Miser | HEV 2400-3 |  | Water-Source | WBAHP: Heat Pump Packaged Unit | Heat Pump | 208 | 3 |  |  | No Match | No Match |  |  |  | 240000 | 24000 | 10 |  | 250000 | 22197 | 3.3 |  | Non Federally-Regulated | 05/11/1988 |  | 03/15/1989
Florida Heat Pump | Florida Heat Pump | EM028-2VT |  | Water-Source | WBAHP: Heat Pump Packaged Unit | Heat Pump | 265 | 1 |  |  | No Match | No Match |  |  |  | 28000 | 1971 | 14.2 | 9.3 | 33400 | 2175 | 4.5 | 3.8 | Federally-Regulated Commercial & Industrial Equipment | 03/31/1998 |  | 05/10/1998
ClimateMaster Inc. | Climate Master Series | VE/HE/DE048 |  | Ground-Water-Source | WBAHP: Heat Pump Packaged Unit | Heat Pump | 208 | 1 |  |  | No Match | No Match |  |  |  | 54000 | 4820 | 11.2 | 11 | 61000 | 5250 | 3.4 | 3.4 | Non Federally-Regulated | 07/31/1991 |  | 03/31/1998
Waterfurnace International, Inc. | Waterfurnace International, Inc. | CX*007*0 |  | Water-Source | WBAHP-O: Heat Pump Packaged Un | Heat Pump | 230 | 1 |  |  | No Match | No Match |  |  |  | 7100 | 507 | 14 | 10 | 9300 | 579 | 4.7 |  | Federally-Regulated Commercial & Industrial Equipment | 04/12/2000 |  | 11/14/2000
Enertech Global, LLC | Enertech | TXT072B |  | Ground-Water-Source | WBAHP: Heat Pump Packaged Unit | Heat Pump | 230 | 1 |  |  | No Match | Single-Speed | 2719 | 947 | 1 | 72000 | 3673 | 19.6 | 16.2 | 72200 | 4809 | 4.4 | 3.6 | Non Federally-Regulated | 11/30/2011 |  | 01/09/2014
Waterfurnace International, Inc. | Waterfurnace International, Inc. | SXH030C4 |  | Water-Source | WBAHP: Heat Pump Packaged Unit | Heat Pump | 460 | 3 |  |  | No Match | No Match |  |  |  | 30600 | 2125 | 14.4 | 10 | 36600 | 2145 | 5 |  | Federally-Regulated Commercial & Industrial Equipment | 12/14/1998 |  | 10/05/1999
Phillips Energy, Inc. | Phillips Energy, Inc. | 100WADW-42V01 |  | Ground-Water-Source | WBAHP: Heat Pump Packaged Unit | Heat Pump | 230 | 1 |  |  | No Match | No Match |  |  |  | 43700 | 3800 | 11.5 | 11 | 44100 | 3785 | 3.4 | 3.4 | Non Federally-Regulated | 07/31/1991 |  | 03/31/1998
Waterfurnace International, Inc. | Waterfurnace International, Inc. | SXV030A0 |  | Ground-Source | WBAHP: Heat Pump Packaged Unit | Heat Pump | 230 | 1 |  |  | No Match | No Match |  |  |  | 31200 | 2181 | 14.3 |  | 21600 | 1808 | 3.5 |  | Non Federally-Regulated | 03/31/1998 |  | 05/10/1998
Mammoth | Hydrobank II | F027VLF/HLF/DLF |  | Ground-Water-Source | WBAHP: Heat Pump Packaged Unit | Heat Pump | 230 | 3 |  |  | No Match | No Match |  |  |  | 25500 | 1847 | 13.8 | 9 | 20000 | 1890 | 3.1 |  | Non Federally-Regulated | 10/06/1999 |  | 04/10/2000
McQuay International | McQuay | CCH/CCW/HWH/HWW036C-N |  | Water-Source | WBAHP: Heat Pump Packaged Unit | Heat Pump | 265 | 1 |  |  | No Match | No Match |  |  |  | 36000 | 2975 | 12.1 | 10 | 42500 | 3037 | 4.1 |  | Federally-Regulated Commercial & Industrial Equipment | 02/02/1998 |  | 03/31/1998
Florida Heat Pump | Florida Heat Pump | GT070-4VT/HZ/CF |  | Ground-Water-Source | WBAHP: Heat Pump Packaged Unit | Heat Pump | 460 | 3 |  |  | No Match | No Match |  |  |  | 72000 | 4897 | 14.7 | 9 | 53000 | 4852 | 3.2 |  | Non Federally-Regulated | 10/06/1999 |  | 04/10/2000
Florida Heat Pump | Florida Heat Pump | EM009-1CS | EM009-1AH/AV | Water-Source | WBAH: Heating Only Packaged Un | Heat Pump | 208 | 1 |  |  | No Match | No Match |  |  |  | 10200 | 857 | 11.9 | 9 | 12800 | 1041 | 3.6 | 3.5 | Non Federally-Regulated | 07/22/2002 |  | 03/12/2009
Addison Products | Addison Products | WRH054-1JC | HRH054-1J/1JB | Water-Source | WBAH: Heating Only Packaged Un | Heat Pump | 208 | 1 |  |  | No Match | No Match |  |  |  | 52500 | 4449 | 11.8 | 9 | 63000 | 5273 | 3.5 | 3.5 | Non Federally-Regulated | 10/05/1999 |  | 09/21/2000
ClimateMaster Inc. | Carrier Corp. | 50YPS038 | FE4***005 | Ground-Water-Source | WBAHP-CB: Heat Pump Split Syst | Heat Pump | 230 | 1 |  |  | No Match | Single-Speed |  |  |  | 40100 | 1874 | 21.4 | 16.2 | 35900 | 2338 | 4.5 | 3.6 | Non Federally-Regulated | 01/24/2011 |  | 08/23/2011
Trane U.S. Inc. | Trane | WPVF0723 |  | Water-Source | WBAHP: Heat Pump Packaged Unit | Heat Pump | 208 | 3 |  |  | No Match | No Match |  |  |  | 66000 | 5000 | 13.2 | 9 | 85000 | 5660 | 4.4 | 3.8 | Federally-Regulated Commercial & Industrial Equipment | 10/05/1999 |  | 04/12/2000
Waterfurnace International, Inc. | Waterfurnace International, Inc. | SXV068C0 |  | Water-Source | WBAHP: Heat Pump Packaged Unit | Heat Pump | 208 | 1 |  |  | No Match | No Match |  |  |  | 65000 | 5200 | 12.5 | 9 | 84000 | 5470 | 4.5 | 3.8 | Federally-Regulated Commercial & Industrial Equipment | 02/02/1998 |  | 03/31/1998
Climate Control / Snyder General | Electro-Hydronics | UW400FP |  | Water-Source | WBAHP: Heat Pump Packaged Unit | Heat Pump | 460 | 3 |  |  | No Match | No Match |  |  |  | 39600 | 3960 | 10 | 7.5 | 45000 | 3880 | 3.4 | 2.5 | Non Federally-Regulated | 06/11/1985 |  | 08/29/1986
Waterfurnace International, Inc. | Waterfurnace International, Inc. | LCC/LCW/LCS/LCX09*2 |  | Water-Source | WBAHP-O: Heat Pump Packaged Un | Heat Pump | 265 | 1 |  |  | No Match | Single-Speed |  |  |  | 8700 | 737 | 11.8 | 11.2 | 11400 | 777 | 4.3 | 4.2 | Federally-Regulated Commercial & Industrial Equipment | 08/23/2011 |  | 01/09/2014
ClimateMaster Inc. | Climate Master Series | 813-060-G******** |  | Water-Source | WBAHP: Heat Pump Packaged Unit | Heat Pump | 208 | 1 |  |  | No Match | No Match |  |  |  | 62000 | 5536 | 11.2 | 9 | 75000 | 5782 | 3.8 | 3.2 | Federally-Regulated Commercial & Industrial Equipment | 02/11/1988 |  | 05/11/1988
Mammoth | Mammoth | D104VSC |  | Water-Source | WBAHP: Heat Pump Packaged Unit | Heat Pump | 230 | 1 |  |  | No Match | No Match |  |  |  | 105000 | 9460 | 11.1 | 9.2 | 124000 | 9802 | 3.7 | 2.5 | Non Federally-Regulated | 05/16/1984 |  | 05/11/1988
Waterfurnace International, Inc. | Waterfurnace International, Inc. | P019**0 |  | Ground-Water-Source | WBAHP: Heat Pump Packaged Unit | Heat Pump | 230 | 1 |  |  | No Match | No Match |  |  |  | 19400 | 1168 | 16.6 | 9 | 13700 | 1115 | 3.6 |  | Non Federally-Regulated | 05/19/2000 |  | 07/18/2002
McQuay / Snyder General | Electro-Hydronics | CW350FK |  | Water-Source | WBAHP: Heat Pump Packaged Unit | Heat Pump | 208 | 3 |  |  | No Match | No Match |  |  |  | 35600 | 3360 | 10.6 | 7.5 | 43000 | 3500 | 3.6 | 2.5 | Non Federally-Regulated | 08/29/1986 |  | 05/11/1988
Bard Manufacturing Company, Inc. | Bard | WPVD53 |  | Water-Source | WBAHP: Heat Pump Packaged Unit | Heat Pump | 208 | 1 |  |  | No Match | No Match |  |  |  | 49000 | 4500 | 10.9 | 9 | 54000 | 4300 | 3.6 | 3.2 | Non Federally-Regulated | 02/22/1990 |  | 07/31/1991
Waterfurnace International, Inc. | Waterfurnace International, Inc. | VLV/VXV030*3 |  | Water-Source | WBAHP: Heat Pump Packaged Unit | Heat Pump | 208 | 3 |  |  | No Match | No Match |  |  |  | 29500 | 2107 | 14 | 10 | 35200 | 2291 | 4.5 |  | Federally-Regulated Commercial & Industrial Equipment | 10/05/1999 |  | 06/20/2003
Waterfurnace International, Inc. | Waterfurnace International, Inc. | NSZ042A3 | NRAC048* | Water-Source | WBAHP-CB: Heat Pump Split Syst | Heat Pump | 230 | 3 |  |  | No Match | Single-Speed |  |  |  | 39000 | 2254 | 17.3 | 12 | 41400 | 2289 | 5.3 | 4.2 | Federally-Regulated Commercial & Industrial Equipment | 08/23/2011 |  | 10/24/2014
ClimateMaster Inc. | Climate Master Series | GRV/GRH024AF |  | Ground-Water-Source | WBAHP: Heat Pump Packaged Unit | Heat Pump | 460 | 3 |  |  | No Match | No Match |  |  |  | 22700 | 1746 | 13 | 9 | 16900 | 1500 | 3.3 |  | Non Federally-Regulated | 07/22/2002 |  | 03/12/2009
Waterfurnace International, Inc. | Waterfurnace International, Inc. | E072**1(P) |  | Ground-Water-Source | WBAHP: Heat Pump Packaged Unit | Heat Pump | 230 | 1 |  |  | No Match | No Match |  |  |  | 35000 | 1658 | 21.1 | 9 | 24300 | 1977 | 3.6 |  | Non Federally-Regulated | 07/22/2002 |  | 06/27/2003
Waterfurnace International, Inc. | Geosmart Energy, Inc. | YS070**1*4 |  | Water-Source | WBAHP: Heat Pump Packaged Unit | Heat Pump | 230 | 1 |  |  | No Match | Single-Speed |  |  |  | 63000 | 4406 | 14.3 | 12 | 79000 | 4926 | 4.7 | 4.2 | Federally-Regulated Commercial & Industrial Equipment | 01/09/2014 |  | 05/01/2015
Waterfurnace International, Inc. | Waterfurnace International, Inc. | SXV068B0 |  | Ground-Water-Source | WBAHP: Heat Pump Packaged Unit | Heat Pump | 230 | 1 |  |  | No Match | No Match |  |  |  | 69000 | 5750 | 12 | 11 | 80000 | 6169 | 3.8 | 3.5 | Non Federally-Regulated | 03/31/1998 |  | 05/10/1998
Friedrich Climate Master | Climate Master Series | 803-060-F******** |  | Water-Source | WBAHP: Heat Pump Packaged Unit | Heat Pump | 460 | 3 |  |  | No Match | No Match |  |  |  | 62000 | 6100 | 10.2 | 7.5 | 68000 | 5600 | 3.6 | 2.5 | Non Federally-Regulated | 08/29/1986 |  | 05/11/1988
Waterfurnace International, Inc. | Waterfurnace International, Inc. | SXV013C2 |  | Ground-Water-Source | WBAHP: Heat Pump Packaged Unit | Heat Pump | 265 | 1 |  |  | No Match | No Match |  |  |  | 13300 | 847 | 15.7 | 9 | 9700 | 861 | 3.3 |  | Non Federally-Regulated | 01/30/1998 |  | 03/31/1998
Climate Control / Snyder General | Electro-Hydronics | RC70A5 |  | Water-Source | WBAHP: Heat Pump Packaged Unit | Heat Pump | 208 | 1 |  |  | No Match | No Match |  |  |  | 7000 | 619 | 11.3 | 7.5 | 8900 | 650 | 4 | 2.5 | Non Federally-Regulated | 06/11/1985 |  | 08/29/1986
Florida Heat Pump | Geomaster, LLC | EC051-4CF/HZ/VT |  | Water-Source | WBAHP: Heat Pump Packaged Unit | Heat Pump | 460 | 3 |  |  | No Match | Single-Speed |  |  |  | 47500 | 3442 | 13.8 | 12 | 53500 | 3335 | 4.7 | 4.2 | Federally-Regulated Commercial & Industrial Equipment | 04/23/2009 |  | 04/20/2015
McQuay International | McQuay | CCH/CCW048C-F |  | Water-Source | WBAHP: Heat Pump Packaged Unit | Heat Pump | 230 | 3 |  |  | No Match | No Match |  |  |  | 47000 | 3790 | 12.4 | 10 | 54000 | 3767 | 4.2 |  | Federally-Regulated Commercial & Industrial Equipment | 11/17/1999 |  | 09/21/2000
McQuay / Snyder General | Electro-Hydronics | CC500FD |  | Water-Source | WBAHP: Heat Pump Packaged Unit | Heat Pump | 230 | 3 |  |  | No Match | No Match |  |  |  | 50000 | 4850 | 10.3 | 7.5 | 65000 | 4900 | 3.9 | 2.5 | Non Federally-Regulated | 08/29/1986 |  | 05/11/1988
Waterfurnace International, Inc. | Waterfurnace International, Inc. | VLV024A0 |  | Water-Source | WBAHP: Heat Pump Packaged Unit | Heat Pump | 208 | 1 |  |  | No Match | No Match |  |  |  | 23800 | 1676 | 14.2 | 9.3 | 28200 | 1758 | 4.7 | 3.8 | Federally-Regulated Commercial & Industrial Equipment | 03/31/1998 |  | 05/10/1998
Florida Heat Pump | Florida Heat Pump | EM048-1VT |  | Water-Source | WBAHP: Heat Pump Packaged Unit | Heat Pump | 230 | 1 |  |  | No Match | No Match |  |  |  | 49000 | 3920 | 12.5 | 9.3 | 58000 | 3863 | 4.4 | 3.8 | Federally-Regulated Commercial & Industrial Equipment | 03/31/1998 |  | 05/10/1998
American Air Filter | Enercon | CCW-19 |  | Water-Source | WBAHP-O: Heat Pump Packaged Un | Heat Pump | 230 | 1 |  |  | No Match | No Match |  |  |  | 18400 | 1610 | 11.4 | 9 | 23000 | 1830 | 3.7 | 3.2 | Non Federally-Regulated | 02/22/1990 |  | 07/31/1991
Waterfurnace International, Inc. | American Standard, Inc. | A1GX036***1**0 |  | Water-Source | WBAHP: Heat Pump Packaged Unit | Heat Pump | 230 | 1 |  |  | No Match | Single-Speed |  |  |  | 34100 | 1938 | 17.6 | 12 | 37900 | 1985 | 5.6 | 4.2 | Federally-Regulated Commercial & Industrial Equipment | 08/23/2011 |  | 10/24/2014
Waterfurnace International, Inc. | Waterfurnace International, Inc. | ATV045D1 |  | Ground-Water-Source | WBAHP: Heat Pump Packaged Unit | Heat Pump | 208 | 1 |  |  | No Match | No Match |  |  |  | 50000 | 3571 | 14 | 9 | 33000 | 3119 | 3.1 |  | Non Federally-Regulated | 05/10/1998 |  | 10/02/1998
Waterfurnace International, Inc. | Waterfurnace International, Inc. | SXV019B1 |  | Water-Source | WBAHP-CB: Heat Pump Split Syst | Heat Pump | 230 | 1 |  |  | No Match | No Match |  |  |  | 19500 | 1402 | 13.9 | 9 | 22800 | 1629 | 4.1 | 3.5 | Non Federally-Regulated | 08/21/1998 |  | 10/02/1998
Addison Products | Addison Products | HGY060-1A |  | Ground-Water-Source | WBAHP: Heat Pump Packaged Unit | Heat Pump | 208 | 1 |  |  | No Match | No Match |  |  |  | 66200 | 4832 | 13.7 | 9 | 50000 | 4725 | 3.1 |  | Non Federally-Regulated | 07/22/2002 |  | 03/12/2009
Command-Aire | Command-Aire | RUWP-2533 |  | Water-Source | WBAHP: Heat Pump Packaged Unit | Heat Pump | 208 | 3 |  |  | No Match | No Match |  |  |  | 298000 | 33100 | 9 |  | 366000 | 29500 | 3.6 | 2.5 | Non Federally-Regulated | 06/11/1985 |  | 01/23/1988
Econar | Econar | GH1200 |  | Ground-Water-Source | WBAHP: Heat Pump Packaged Unit | Heat Pump | 208 | 3 |  |  | No Match | No Match |  |  |  | 109000 | 9083 | 12 | 9 | 107000 | 10450 | 3 |  | Non Federally-Regulated | 03/18/2002 |  | 03/12/2009
McQuay International | McQuay | CCH/CCW/HWH/HWW007C-G |  | Water-Source | WBAHP: Heat Pump Packaged Unit | Heat Pump | 230 | 1 |  |  | No Match | No Match |  |  |  | 7000 | 654 | 10.7 | 10 | 9800 | 736 | 3.9 |  | Federally-Regulated Commercial & Industrial Equipment | 12/14/1998 |  | 11/17/1999
Waterfurnace International, Inc. | Waterfurnace International, Inc. | SXH030B1 |  | Water-Source | WBAHP: Heat Pump Packaged Unit | Heat Pump | 208 | 1 |  |  | No Match | No Match |  |  |  | 30600 | 2125 | 14.4 | 10 | 36600 | 2145 | 5 |  | Federally-Regulated Commercial & Industrial Equipment | 08/21/1998 |  | 10/02/1998
Waterfurnace International, Inc. | Waterfurnace International, Inc. | VLV012A1 |  | Water-Source | WBAHP: Heat Pump Packaged Unit | Heat Pump | 230 | 1 |  |  | No Match | No Match |  |  |  | 11600 | 859 | 13.5 | 10 | 15100 | 1005 | 4.4 |  | Federally-Regulated Commercial & Industrial Equipment | 07/29/1998 |  | 10/02/1998
Florida Heat Pump | Florida Heat Pump | EM096-3CS | EM096-3AH/AV | Water-Source | WBAH: Heating Only Packaged Un | Heat Pump | 208 | 3 |  |  | No Match | No Match |  |  |  | 101000 | 7537 | 13.4 | 9 | 103000 | 7941 | 3.8 | 3.5 | Non Federally-Regulated | 04/12/2000 |  | 07/18/2002
Snyder General Corp. | American Air Filter | EHW-101 |  | Water-Source | WBAHP: Heat Pump Packaged Unit | Heat Pump | 230 | 3 |  |  | No Match | No Match |  |  |  | 102000 | 9444 | 10.8 | 10.5 | 124000 | 10383 | 3.5 | 3.8 | Non Federally-Regulated | 07/31/1991 |  | 03/31/1998
ClimateMaster Inc. | Carrier Corp. | 50YCS0423 | FK4CNF005 | Water-Source | WBAHP-CB: Heat Pump Split Syst | Heat Pump | 208 | 1 |  |  | No Match | Single-Speed |  |  |  | 39800 | 2823 | 14.1 | 12 | 48300 | 3014 | 4.7 | 4.2 | Federally-Regulated Commercial & Industrial Equipment | 09/15/2009 |  | 02/17/2011
Command-Aire | Command-Aire | SWPR511E |  | Water-Source | WBAHP: Heat Pump Packaged Unit | Heat Pump | 208 | 1 |  |  | No Match | No Match |  |  |  | 51000 | 4550 | 11.2 | 9 | 64000 | 4690 | 4 | 3.2 | Federally-Regulated Commercial & Industrial Equipment | 01/23/1988 |  | 05/11/1988
Waterfurnace International, Inc. | Waterfurnace International, Inc. | ATH013C0 |  | Ground-Source | WBAHP: Heat Pump Packaged Unit | Heat Pump | 230 | 1 |  |  | No Match | No Match |  |  |  | 13300 | 847 | 15.7 |  | 9700 | 861 | 3.3 |  | Non Federally-Regulated | 03/31/1998 |  | 05/10/1998
Mammoth | Hydrobank II | F035VLG |  | Ground-Water-Source | WBAHP: Heat Pump Packaged Unit | Heat Pump | 230 | 3 |  |  | No Match | No Match |  |  |  | 36000 | 2571 | 14 | 9 | 28500 | 2693 | 3.1 |  | Non Federally-Regulated | 11/14/2000 |  | 01/18/2001
Waterfurnace International, Inc. | Rybacki - Hart Enterprises | YS042**1*4 |  | Ground-Source | WBAHP: Heat Pump Packaged Unit | Heat Pump | 230 | 1 |  |  | No Match | Single-Speed |  |  |  | 42300 | 2286 | 18.5 | 13.4 | 29900 | 2368 | 3.7 | 3.1 | Non Federally-Regulated | 01/24/2011 |  | 04/19/2013
Inter-City Products Corp. | McQuay | CCH048C*F |  | Water-Source | WBAHP: Heat Pump Packaged Unit | Heat Pump | 208 | 3 |  |  | No Match | No Match |  |  |  | 47500 | 3831 | 12.4 | 9.3 | 54000 | 3874 | 4.1 | 3.8 | Non Federally-Regulated | 07/31/1991 |  | 03/31/1998
USPower Climate Control | USPower Climate Control | GSDXC4800 | GSDXV4800 | Water-Source | WBAHP-C: Heat Pump Split Syste | Heat Pump | 230 | 1 |  |  | No Match | No Match |  |  |  | 48000 | 2909 | 16.5 | 9.3 | 48000 | 2963 | 4.7 | 3.8 | Federally-Regulated Commercial & Industrial Equipment | 03/31/1998 |  | 05/10/1998
American Air Filter | Enercon | EVW-75 |  | Water-Source | WBAHP: Heat Pump Packaged Unit | Heat Pump | 200 | 3 |  |  | No Match | No Match |  |  |  | 73000 | 7458 | 9.8 | 9.2 | 87500 | 7773 | 3.3 |  | Non Federally-Regulated | 05/11/1988 |  | 03/15/1989
Waterfurnace International, Inc. | Waterfurnace International, Inc. | ATV057D1(P) |  | Ground-Source | WBAHP: Heat Pump Packaged Unit | Heat Pump | 208 | 1 |  |  | No Match | No Match |  |  |  | 36000 | 1914 | 18.8 |  | 26000 | 2116 | 3.6 |  | Non Federally-Regulated | 03/31/1998 |  | 05/10/1998
Command-Aire | Command-Aire | SWPV091 |  | Water-Source | WBAHP: Heat Pump Packaged Unit | Heat Pump | 230 | 1 |  |  | No Match | No Match |  |  |  | 9000 | 810 | 11.1 | 7.5 | 12200 | 870 | 4.1 | 2.5 | Non Federally-Regulated | 06/11/1985 |  | 05/11/1988
Waterfurnace International, Inc. | Waterfurnace International, Inc. | ATH057D3(P) |  | Water-Source | WBAHP-CB: Heat Pump Split Syst | Heat Pump | 208 | 3 |  |  | No Match | No Match |  |  |  | 34000 | 2060 | 16.5 | 9 | 35400 | 2412 | 4.3 | 3.5 | Non Federally-Regulated | 05/10/1998 |  | 10/02/1998
Maritime Geothermal, Ltd. | Nordic | W-45-W |  | Ground-Water-Source | WBAH: Heating Only Packaged Un | Heat Pump | 208 | 1 |  |  | No Match | No Match |  |  |  | 0 | 0 | 0 | 9 | 53908 | 3922 | 4 |  | Non Federally-Regulated | 07/03/1997 |  | 04/10/2000
Florida Heat Pump | Florida Heat Pump | GT042-1CF/HZ/VT |  | Ground-Water-Source | WBAHP: Heat Pump Packaged Unit | Heat Pump | 230 | 1 |  |  | No Match | No Match |  |  |  | 41300 | 2790 | 14.8 | 9 | 31000 | 2595 | 3.5 |  | Non Federally-Regulated | 05/29/2001 |  | 07/18/2002
Enertech Global, LLC | Enertech | H062C | MPD060 | Ground-Source | WBAHP-CB: Heat Pump Split Syst | Heat Pump | 208 | 1 |  |  | No Match | Single-Speed |  |  |  | 62100 | 3764 | 16.5 | 13.4 | 49500 | 4399 | 3.3 | 3.1 | Non Federally-Regulated | 07/16/2009 |  | 08/23/2011
ClimateMaster Inc. | Climate Master | TZV/H036 |  | Ground-Source | WBAHP: Heat Pump Packaged Unit | Heat Pump | 230 | 1 |  |  | No Match | Single-Speed |  |  |  | 35000 | 2349 | 14.9 | 13.4 | 29600 | 2551 | 3.4 | 3.1 | Non Federally-Regulated | 06/14/2011 |  | 08/23/2011
ClimateMaster Inc. | Climate Master Series | 814-023-G |  | Water-Source | WBAHP: Heat Pump Packaged Unit | Heat Pump | 265 | 1 |  |  | No Match | No Match |  |  |  | 23000 | 1950 | 11.8 | 9 | 25400 | 1900 | 3.9 | 3.2 | Non Federally-Regulated | 05/11/1988 |  | 03/15/1989
Addison Products | Addison Products | DWPG054-1B-XL* |  | Ground-Water-Source | WBAHP: Heat Pump Packaged Unit | Heat Pump | 230 | 1 |  |  | No Match | No Match |  |  |  | 55000 | 4166 | 13.2 | 11 | 61500 | 4506 | 4 | 3.5 | Non Federally-Regulated | 03/31/1998 |  | 05/10/1998
Geoflex Systems, Inc. | Geoflex Systems, Inc. | GF1T-V/H/D/M-049WAABE |  | Ground-Water-Source | WBAHP: Heat Pump Packaged Unit | Both Heat Pump and Electric Re | 230 | 1 |  |  | No Match | Dual-Speed |  |  |  | 53900 | 2385 | 22.6 | 16.2 | 47700 | 2974 | 4.7 | 3.6 | Non Federally-Regulated | 11/30/2011 |  | 01/09/2014
Command-Aire | Command-Aire | SWPXR513E |  | Water-Source | WBAHP: Heat Pump Packaged Unit | Heat Pump | 230 | 3 |  |  | No Match | No Match |  |  |  | 51000 | 4550 | 11.2 | 7.5 | 64000 | 4690 | 4 | 2.5 | Non Federally-Regulated | 05/16/1984 |  | 05/11/1988
Enertech Global, LLC | Enertech | H050C | ACD048 | Ground-Water-Source | WBAHP-C: Heat Pump Split Syste | Heat Pump | 230 | 1 |  |  | No Match | Single-Speed |  |  |  | 57000 | 2969 | 19.2 | 16.2 | 49700 | 3835 | 3.8 | 3.6 | Non Federally-Regulated | 06/15/2009 |  | 08/23/2011
Addison Products | Addison Products | VPY054-3A |  | Water-Source | WBAHP-CB: Heat Pump Split Syst | Heat Pump | 230 | 3 |  |  | No Match | No Match |  |  |  | 57700 | 4931 | 11.7 | 9 | 67100 | 5461 | 3.6 | 3.5 | Non Federally-Regulated | 07/22/2002 |  | 03/12/2009
Addison Products | Addison Products | VWPG036-3B-XL* |  | Ground-Water-Source | WBAHP: Heat Pump Packaged Unit | Heat Pump | 230 | 3 |  |  | No Match | No Match |  |  |  | 36000 | 2627 | 13.7 | 11 | 37800 | 2701 | 4.1 | 3.5 | Non Federally-Regulated | 03/31/1998 |  | 05/10/1998
Mammoth | Hydrobank II | F064HHF/VHF |  | Water-Source | WBAHP: Heat Pump Packaged Unit | Heat Pump | 208 | 3 |  |  | No Match | No Match |  |  |  | 64000 | 4776 | 13.4 | 10 | 82000 | 5861 | 4.1 |  | Federally-Regulated Commercial & Industrial Equipment | 07/29/1998 |  | 10/02/1998
Waterfurnace International, Inc. | Waterfurnace International, Inc. | ATV057*0(P) |  | Ground-Water-Source | WBAHP: Heat Pump Packaged Unit | Heat Pump | 208 | 1 |  |  | No Match | No Match |  |  |  | 34000 | 1808 | 18.8 | 9 | 26000 | 2116 | 3.6 |  | Non Federally-Regulated | 11/17/1999 |  | 05/19/2000
McQuay International | McQuay | CCH/CCW/HWH/HWW120C-F |  | Water-Source | WBAHP: Heat Pump Packaged Unit | Heat Pump | 208 | 3 |  |  | No Match | No Match |  |  |  | 118500 | 10486 | 11.3 | 9 | 148000 | 10087 | 4.3 | 3.8 | Federally-Regulated Commercial & Industrial Equipment | 02/02/1998 |  | 03/31/1998
Carrier Corp. - Syracuse | Carrier | 50QEH0725 |  | Water-Source | WBAHP: Heat Pump Packaged Unit | Heat Pump | 208 | 3 |  |  | No Match | No Match |  |  |  | 71000 | 6228 | 11.4 | 9.2 | 92000 | 6420 | 4.2 | 2.5 | Non Federally-Regulated | 02/22/1990 |  | 07/31/1991
Mammoth | Hydrobank II | F086HHH |  | Water-Source | WBAHP: Heat Pump Packaged Unit | Heat Pump | 208 | 3 |  |  | No Match | No Match |  |  |  | 85500 | 6286 | 13.6 | 9 | 101000 | 6725 | 4.4 | 3.8 | Federally-Regulated Commercial & Industrial Equipment | 07/16/2001 |  | 11/19/2001
Carrier Corp. | Carrier | 50QXH0485 |  | Water-Source | WBAHP: Heat Pump Packaged Unit | Heat Pump | 208 | 3 |  |  | No Match | No Match |  |  |  | 47000 | 4273 | 11 | 9 | 59000 | 4550 | 3.8 | 3.2 | Federally-Regulated Commercial & Industrial Equipment | 09/25/1989 |  | 10/10/1989
Waterfurnace International, Inc. | Waterfurnace International, Inc. | SXV042C1 |  | Water-Source | WBAHP: Heat Pump Packaged Unit | Heat Pump | 208 | 1 |  |  | No Match | No Match |  |  |  | 42000 | 3000 | 14 | 10 | 54500 | 3131 | 5.1 |  | Federally-Regulated Commercial & Industrial Equipment | 02/02/1998 |  | 03/31/1998
ClimateMaster Inc. | Carrier | 50YBV048 |  | Ground-Water-Source | WBAHP: Heat Pump Packaged Unit | Heat Pump | 208 | 1 |  |  | No Match | No Match |  |  |  | 46300 | 2789 | 16.6 | 9 | 33200 | 2629 | 3.7 |  | Non Federally-Regulated | 11/17/1999 |  | 04/10/2000
Waterfurnace International, Inc. | Waterfurnace International, Inc. | SXH019A2 |  | Water-Source | WBAHP: Heat Pump Packaged Unit | Heat Pump | 265 | 1 |  |  | No Match | No Match |  |  |  | 18600 | 1338 | 13.9 | 9.3 | 24200 | 1447 | 4.9 | 3.8 | Federally-Regulated Commercial & Industrial Equipment | 03/31/1998 |  | 05/10/1998
Trane U.S. Inc. | Command-Aire | SPVF0483 |  | Water-Source | WBAHP: Heat Pump Packaged Unit | Heat Pump | 208 | 3 |  |  | No Match | No Match |  |  |  | 46000 | 3382 | 13.6 | 10 | 54000 | 3767 | 4.2 |  | Federally-Regulated Commercial & Industrial Equipment | 10/05/1999 |  | 04/12/2000
ClimateMaster Inc. | Carrier Corp. | 50PRH/V030 3 |  | Ground-Water-Source | WBAHP: Heat Pump Packaged Unit | Heat Pump | 208 | 1 |  |  | No Match | Single-Speed |  |  |  | 31700 | 1577 | 20.1 | 16.2 | 29600 | 2116 | 4.1 | 3.6 | Non Federally-Regulated | 01/24/2011 |  | 08/23/2011
Addison Products | Addison Products | HWPH044-1JA/1JBA |  | Water-Source | WBAHP: Heat Pump Packaged Unit | Heat Pump | 208 | 1 |  |  | No Match | No Match |  |  |  | 41000 | 3727 | 11 | 10 | 51000 | 3933 | 3.8 |  | Federally-Regulated Commercial & Industrial Equipment | 02/02/1998 |  | 03/31/1998
Florida Heat Pump | Florida Heat Pump | CE035-1CS | DX035CC/UC | Ground-Source | WBAHP-C: Heat Pump Split Syste | Heat Pump | 208 | 1 |  |  | No Match | Dual-Speed |  |  |  | 39000 | 2281 | 17.1 | 13.4 | 25500 | 2135 | 3.5 | 3.1 | Non Federally-Regulated | 01/10/2012 |  | 03/02/2012
Waterfurnace International, Inc. | Waterfurnace International, Inc. | SXH068B3 |  | Ground-Source | WBAHP: Heat Pump Packaged Unit | Heat Pump | 230 | 3 |  |  | No Match | No Match |  |  |  | 66000 | 5500 | 12 |  | 52000 | 5080 | 3 |  | Non Federally-Regulated | 03/31/1998 |  | 05/10/1998
Mammoth | Hydrobank II | D064VLH |  | Ground-Water-Source | WBAHP: Heat Pump Packaged Unit | Heat Pump | 208 | 1 |  |  | No Match | No Match |  |  |  | 61500 | 4241 | 14.5 | 9 | 49000 | 4486 | 3.2 |  | Non Federally-Regulated | 06/27/2003 |  | 03/12/2009
McQuay International | McQuay | W-CDL/CDS/CMS-1-024-K |  | Water-Source | WBAHP: Heat Pump Packaged Unit | Heat Pump | 460 | 3 |  |  | No Match | No Match |  |  |  | 25000 | 2066 | 12.1 | 10 | 30000 | 2313 | 3.8 |  | Federally-Regulated Commercial & Industrial Equipment | 10/05/1999 |  | 11/14/2000
Geoflex Systems, Inc. | Geoflex Systems, Inc. | GS1S-V/H/D/M-024WACBP |  | Water-Source | WBAHP: Heat Pump Packaged Unit | Both Heat Pump and Electric Re | 200 | 3 |  |  | No Match | Single-Speed |  |  |  | 20300 | 1173 | 17.3 | 12 | 24600 | 1243 | 5.8 | 4.2 | Federally-Regulated Commercial & Industrial Equipment | 11/30/2011 |  | 03/02/2012
McQuay International | McQuay | CCH/CCW/HWH/HWW009C-G |  | Water-Source | WBAHP: Heat Pump Packaged Unit | Heat Pump | 230 | 1 |  |  | No Match | No Match |  |  |  | 8700 | 790 | 11 | 9.3 | 12000 | 901 | 3.9 | 3.8 | Federally-Regulated Commercial & Industrial Equipment | 03/31/1998 |  | 05/10/1998
Waterfurnace International, Inc. | Waterfurnace International, Inc. | SXH010B2 |  | Water-Source | WBAHP-CB: Heat Pump Split Syst | Heat Pump | 265 | 1 |  |  | No Match | No Match |  |  |  | 10100 | 687 | 14.7 | 9 | 11500 | 783 | 4.3 | 3.5 | Non Federally-Regulated | 08/21/1998 |  | 10/02/1998
Carrier Corp. - Syracuse | Carrier | 50VQG/HQG009 |  | Ground-Source | WBAHP: Heat Pump Packaged Unit | Heat Pump | 208 | 1 |  |  | No Match | No Match |  |  |  | 9500 | 778 | 12.2 |  | 7200 | 659 | 3.2 |  | Non Federally-Regulated | 03/31/1998 |  | 05/10/1998
ClimateMaster Inc. | Climate Master Series | HS/VS048H |  | Water-Source | WBAHP: Heat Pump Packaged Unit | Heat Pump | 230 | 3 |  |  | No Match | No Match |  |  |  | 44000 | 4000 | 11 | 10 | 57000 | 4394 | 3.8 |  | Federally-Regulated Commercial & Industrial Equipment | 01/22/2003 |  | 03/12/2009
McQuay / Snyder General | Electro-Hydronics | CW90F5 |  | Water-Source | WBAHP: Heat Pump Packaged Unit | Heat Pump | 208 | 1 |  |  | No Match | No Match |  |  |  | 9000 | 855 | 10.5 | 7.5 | 11000 | 920 | 3.5 | 2.5 | Non Federally-Regulated | 08/29/1986 |  | 05/11/1988
Florida Heat Pump | Florida Heat Pump | EM120-1CS | EM120-1AV | Ground-Water-Source | WBAHP-CB: Heat Pump Split Syst | Heat Pump | 208 | 1 |  |  | No Match | No Match |  |  |  | 121500 | 8617 | 14.1 | 9 | 92000 | 8423 | 3.2 |  | Non Federally-Regulated | 04/10/2000 |  | 07/18/2002
Waterfurnace International, Inc. | Geotility Geothermal Installations | ZS024**2*4 |  | Ground-Source | WBAHP: Heat Pump Packaged Unit | Heat Pump | 265 | 1 |  |  | No Match | Single-Speed |  |  |  | 24400 | 1394 | 17.5 | 13.4 | 17500 | 1350 | 3.8 | 3.1 | Non Federally-Regulated | 06/14/2011 |  | 04/19/2013
Florida Heat Pump | Florida Heat Pump | GT054-5CS | GT054-5AV/AH | Water-Source | WBAH: Heating Only Packaged Un | Heat Pump | 575 | 3 |  |  | No Match | No Match |  |  |  | 52000 | 4193 | 12.4 | 9 | 60000 | 4626 | 3.8 | 3.5 | Non Federally-Regulated | 10/05/1999 |  | 04/12/2000
Mammoth | Hydrobank II | G100HLK |  | Ground-Water-Source | WBAHP: Heat Pump Packaged Unit | Heat Pump | 460 | 3 |  |  | No Match | No Match |  |  |  | 100000 | 7407 | 13.5 | 9 | 79000 | 7233 | 3.2 |  | Non Federally-Regulated | 03/22/2001 |  | 07/18/2002
McQuay / Snyder General | Electro-Hydronics | FW330F3 |  | Water-Source | WBAHP: Heat Pump Packaged Unit | Heat Pump | 230 | 1 |  |  | No Match | No Match |  |  |  | 30800 | 2852 | 10.8 | 9 | 39000 | 3090 | 3.7 | 3.2 | Non Federally-Regulated | 05/11/1988 |  | 03/15/1989
McQuay / Snyder General | Electro-Hydronics | CC330GP |  | Water-Source | WBAHP: Heat Pump Packaged Unit | Heat Pump | 460 | 3 |  |  | No Match | No Match |  |  |  | 33000 | 3050 | 10.8 | 7.5 | 39000 | 3090 | 3.7 | 2.5 | Non Federally-Regulated | 08/29/1986 |  | 05/11/1988
Waterfurnace International, Inc. | Waterfurnace International, Inc. | P066**1 |  | Water-Source | WBAHP: Heat Pump Packaged Unit | Heat Pump | 230 | 1 |  |  | No Match | No Match |  |  |  | 64900 | 4807 | 13.5 | 10 | 75000 | 5232 | 4.2 |  | Federally-Regulated Commercial & Industrial Equipment | 05/19/2000 |  | 02/17/2011
Command-Aire | Command-Aire | SWPH611E |  | Water-Source | WBAHP: Heat Pump Packaged Unit | Heat Pump | 230 | 1 |  |  | No Match | No Match |  |  |  | 62000 | 5640 | 11 | 7.5 | 78000 | 5710 | 4 | 2.5 | Non Federally-Regulated | 06/11/1985 |  | 05/11/1988
Florida Heat Pump | Florida Heat Pump | EM060-3HZ |  | Water-Source | WBAHP: Heat Pump Packaged Unit | Heat Pump | 230 | 3 |  |  | No Match | No Match |  |  |  | 60000 | 4615 | 13 | 9.3 | 80000 | 5328 | 4.4 | 3.8 | Federally-Regulated Commercial & Industrial Equipment | 03/31/1998 |  | 05/10/1998
Mammoth | Hydrobank II | F054HLH |  | Ground-Water-Source | WBAHP: Heat Pump Packaged Unit | Heat Pump | 208 | 3 |  |  | No Match | No Match |  |  |  | 51500 | 3678 | 14 | 9 | 41000 | 3640 | 3.3 |  | Non Federally-Regulated | 06/27/2003 |  | 03/12/2009
Waterfurnace International, Inc. | Waterfurnace International, Inc. | CXW007*0 |  | Water-Source | WBAHP-O: Heat Pump Packaged Un | Heat Pump | 208 | 1 |  |  | No Match | No Match |  |  |  | 7100 | 507 | 14 | 10 | 9300 | 579 | 4.7 |  | Federally-Regulated Commercial & Industrial Equipment | 10/05/1999 |  | 04/12/2000
Mammoth | Hydrobank II | D009VHK |  | Water-Source | WBAHP: Heat Pump Packaged Unit | Heat Pump | 208 | 1 |  |  | No Match | No Match |  |  |  | 8800 | 880 | 10 | 10 | 11800 | 886 | 3.9 |  | Federally-Regulated Commercial & Industrial Equipment | 01/22/2003 |  | 03/12/2009
Waterfurnace International, Inc. | Geotility Geothermal Installations | ZS060**0*4 |  | Ground-Source | WBAHP: Heat Pump Packaged Unit | Heat Pump | 208 | 1 |  |  | No Match | Single-Speed |  |  |  | 60900 | 3402 | 17.9 | 13.4 | 47100 | 3834 | 3.6 | 3.1 | Non Federally-Regulated | 03/02/2012 |  | 04/19/2013
California Heat Pump | California Heat Pump | 09H**-13-** |  | Water-Source | WBAHP: Heat Pump Packaged Unit | Heat Pump | 265 | 1 |  |  | No Match | No Match |  |  |  | 8700 | 765 | 11.3 | 7.5 | 9600 | 800 | 3.5 | 2.5 | Non Federally-Regulated | 06/11/1985 |  | 05/11/1988
Mammoth | Hydrobank II | D006HHJ |  | Water-Source | WBAHP: Heat Pump Packaged Unit | Heat Pump | 208 | 1 |  |  | No Match | No Match |  |  |  | 6800 | 618 | 11 | 10 | 9000 | 676 | 3.9 |  | Federally-Regulated Commercial & Industrial Equipment | 11/14/2000 |  | 01/18/2001
Waterfurnace International, Inc. | Geotility Geothermal Installations | ZS041**3*0 |  | Ground-Water-Source | WBAHP: Heat Pump Packaged Unit | Heat Pump | 230 | 3 |  |  | No Match | Single-Speed |  |  |  | 44500 | 2160 | 20.6 | 16.2 | 36000 | 2776 | 3.8 | 3.6 | Non Federally-Regulated | 01/24/2011 |  | 04/19/2013
ClimateMaster Inc. | Climate Master Series | PDW 60 | U23R60T | Ground-Water-Source | WBAHP-CB: Heat Pump Split Syst | Heat Pump | 208 | 1 |  |  | No Match | No Match |  |  |  | 56000 | 4000 | 14 | 9 | 46000 | 4084 | 3.3 |  | Non Federally-Regulated | 10/06/1999 |  | 04/10/2000
Enertech Global, LLC | Enertech | GST036A2 | MPD036 | Ground-Source | WBAHP-CB: Heat Pump Split Syst | Heat Pump | 230 | 3 |  |  | No Match | Single-Speed |  |  |  | 38900 | 2315 | 16.8 | 13.4 | 29200 | 2194 | 3.9 | 3.1 | Non Federally-Regulated | 03/02/2012 |  | 12/12/2012
Waterfurnace International, Inc. | Eagle Mountain | YS048**1*4 |  | Ground-Source | WBAHP: Heat Pump Packaged Unit | Heat Pump | 208 | 1 |  |  | No Match | Single-Speed |  |  |  | 49500 | 2735 | 18.1 | 13.4 | 36900 | 3004 | 3.6 | 3.1 | Non Federally-Regulated | 01/24/2011 |  | 04/19/2013
Hydro Delta Corp. | Hydro Delta Corp. | 03-036-WTARW-HE |  | Ground-Water-Source | WBAHP: Heat Pump Packaged Unit | Heat Pump | 230 | 1 |  |  | No Match | No Match |  |  |  | 38000 | 2923 | 13 | 11 | 43000 | 3150 | 4 | 3.5 | Non Federally-Regulated | 03/31/1998 |  | 05/10/1998
ClimateMaster Inc. | Climate Master Series | VS/VL/HS/HL 036 G/E |  | Water-Source | WBAHP: Heat Pump Packaged Unit | Heat Pump | 265 | 1 |  |  | No Match | No Match |  |  |  | 35000 | 3181 | 11 | 10 | 42500 | 3193 | 3.9 |  | Federally-Regulated Commercial & Industrial Equipment | 02/02/1998 |  | 03/31/1998
Florida Heat Pump | Florida Heat Pump | EM031-3VT |  | Water-Source | WBAHP: Heat Pump Packaged Unit | Heat Pump | 230 | 3 |  |  | No Match | No Match |  |  |  | 32000 | 2285 | 14 | 9.3 | 42000 | 2735 | 4.5 | 3.8 | Federally-Regulated Commercial & Industrial Equipment | 03/31/1998 |  | 05/10/1998
Mammoth | Hydrobank II | G025HHG |  | Water-Source | WBAHP: Heat Pump Packaged Unit | Heat Pump | 460 | 3 |  |  | No Match | No Match |  |  |  | 24600 | 1822 | 13.5 | 10 | 29300 | 1866 | 4.6 |  | Federally-Regulated Commercial & Industrial Equipment | 07/16/2001 |  | 01/24/2002
McQuay / Snyder General | Electro-Hydronics | CC420FD |  | Water-Source | WBAHP: Heat Pump Packaged Unit | Heat Pump | 230 | 3 |  |  | No Match | No Match |  |  |  | 42000 | 3850 | 10.9 | 7.5 | 52000 | 4100 | 3.7 | 2.5 | Non Federally-Regulated | 08/29/1986 |  | 05/11/1988
Waterfurnace International, Inc. | Waterfurnace International, Inc. | SXH036B2 |  | Water-Source | WBAHP: Heat Pump Packaged Unit | Heat Pump | 265 | 1 |  |  | No Match | No Match |  |  |  | 36000 | 2647 | 13.6 | 10 | 44500 | 2774 | 4.7 |  | Federally-Regulated Commercial & Industrial Equipment | 12/14/1998 |  | 10/05/1999
Addison Products | Addison Products | WSH028-1AR |  | Water-Source | WBAHP: Heat Pump Packaged Unit | Heat Pump | 208 | 1 |  |  | No Match | No Match |  |  |  | 27000 | 2177 | 12.4 | 10 | 34600 | 2304 | 4.4 |  | Federally-Regulated Commercial & Industrial Equipment | 12/14/1998 |  | 05/19/2000
Florida Heat Pump | Florida Heat Pump | EM007-2CF/HZ/VT |  | Water-Source | WBAHP-CB: Heat Pump Split Syst | Heat Pump | 265 | 1 |  |  | No Match | No Match |  |  |  | 8200 | 683 | 12 | 9 | 10000 | 791 | 3.7 | 3.5 | Non Federally-Regulated | 07/22/2002 |  | 03/12/2009
Waterfurnace International, Inc. | Johnson Controls | RGSV/RGSH070**4*1 |  | Water-Source | WBAHP: Heat Pump Packaged Unit | Heat Pump | 460 | 3 |  |  | No Match | Single-Speed |  |  |  | 63000 | 4406 | 14.3 | 12 | 79000 | 4926 | 4.7 | 4.2 | Federally-Regulated Commercial & Industrial Equipment | 01/24/2011 |  | 03/02/2012
Mammoth | Mammoth | D027VSBXXX |  | Ground-Water-Source | WBAHP: Heat Pump Packaged Unit | Heat Pump | 208 | 1 |  |  | No Match | No Match |  |  |  | 28400 | 2780 | 10.2 |  | 34400 | 3050 | 3.3 |  | Non Federally-Regulated | 05/11/1988 |  | 03/15/1989
Climate Control / Snyder General | Electro-Hydronics | UC230G3 |  | Water-Source | WBAHP: Heat Pump Packaged Unit | Heat Pump | 230 | 1 |  |  | No Match | No Match |  |  |  | 23000 | 2250 | 10.2 | 7.5 | 30000 | 2500 | 3.5 | 2.5 | Non Federally-Regulated | 06/11/1985 |  | 08/29/1986
Carrier Corp. - Syracuse | Carrier | 50QEV0725 |  | Water-Source | WBAHP: Heat Pump Packaged Unit | Heat Pump | 230 | 3 |  |  | No Match | No Match |  |  |  | 72000 | 6134 | 11.7 | 9.2 | 88000 | 6410 | 4 | 2.5 | Non Federally-Regulated | 03/15/1989 |  | 02/22/1990
Florida Heat Pump | Florida Heat Pump | ES048-1CF/HZ/VT |  | Ground-Source | WBAHP: Heat Pump Packaged Unit | Heat Pump | 230 | 1 |  |  | No Match | Single-Speed |  |  |  | 51000 | 2849 | 17 | 13.4 | 38000 | 3010 | 3.7 | 3.1 | Non Federally-Regulated | 07/06/2011 |  | 04/20/2015
Mammoth | Hydrobank II | D035HLG |  | Ground-Water-Source | WBAHP: Heat Pump Packaged Unit | Heat Pump | 230 | 1 |  |  | No Match | No Match |  |  |  | 35000 | 2500 | 14 | 9 | 27000 | 2551 | 3.1 |  | Non Federally-Regulated | 01/18/2001 |  | 07/18/2002
Waterfurnace International, Inc. | Waterfurnace International, Inc. | ATH056D0 |  | Ground-Water-Source | WBAHP: Heat Pump Packaged Unit | Heat Pump | 208 | 1 |  |  | No Match | No Match |  |  |  | 58000 | 3790 | 15.3 | 9 | 44500 | 4075 | 3.2 |  | Non Federally-Regulated | 12/14/1998 |  | 10/06/1999
Singer | Electro-Hydronics | UC140 5 |  | Water-Source | WBAHP: Heat Pump Packaged Unit | Heat Pump | 208 | 1 |  |  | No Match | No Match |  |  |  | 14000 | 1850 | 7.6 | 7.5 | 18000 | 2050 | 2.6 | 2.5 | Non Federally-Regulated | 09/08/1982 |  | 05/16/1984
McQuay International | McQuay | FCV/FCW024B-F |  | Water-Source | WBAHP: Heat Pump Packaged Unit | Heat Pump | 230 | 3 |  |  | No Match | No Match |  |  |  | 24400 | 2033 | 12 | 10 | 32000 | 2343 | 4 |  | Federally-Regulated Commercial & Industrial Equipment | 11/17/1999 |  | 09/21/2000
Singer | Electro-Hydronics | CC240 K |  | Water-Source | WBAHP: Heat Pump Packaged Unit | Heat Pump | 208 | 3 |  |  | No Match | No Match |  |  |  | 24000 | 2850 | 8.4 | 7.5 | 28400 | 2900 | 2.9 | 2.5 | Non Federally-Regulated | 09/08/1982 |  | 05/16/1984
Waterfurnace International, Inc. | Spectra | SXV030A4 |  | Water-Source | WBAHP: Heat Pump Packaged Unit | Heat Pump | 460 | 3 |  |  | No Match | No Match |  |  |  | 30600 | 2125 | 14.4 | 10 | 36600 | 2145 | 5 |  | Federally-Regulated Commercial & Industrial Equipment | 06/02/1993 |  | 06/03/1993
Command-Aire | Command-Aire | RWP-303 |  | Water-Source | WBAHP: Heat Pump Packaged Unit | Heat Pump | 208 | 3 |  |  | No Match | No Match |  |  |  | 40600 | 4770 | 8.5 | 9 | 51600 | 4540 | 3.3 | 3.2 | Non Federally-Regulated | 05/11/1988 |  | 03/15/1989
Waterfurnace International, Inc. | Waterfurnace International, Inc. | VLV030A3 |  | Water-Source | WBAHP: Heat Pump Packaged Unit | Heat Pump | 208 | 3 |  |  | No Match | No Match |  |  |  | 29500 | 2107 | 14 | 10 | 35200 | 2292 | 4.5 |  | Federally-Regulated Commercial & Industrial Equipment | 12/14/1998 |  | 10/05/1999
McQuay International | McQuay | W-CDL/CDS/CMS-1-019-E |  | Water-Source | WBAHP: Heat Pump Packaged Unit | Heat Pump | 230 | 1 |  |  | No Match | No Match |  |  |  | 18400 | 1520 | 12.1 | 10 | 23200 | 1742 | 3.9 |  | Federally-Regulated Commercial & Industrial Equipment | 11/14/2000 |  | 03/12/2009
Waterfurnace International, Inc. | Waterfurnace International, Inc. | P046D | N-VSB2006A/G+FD03624A | Ground-Water-Source | WBAHP-CB: Heat Pump Split Syst | Heat Pump | 208 | 1 |  |  | No Match | No Match |  |  |  | 45000 | 3146 | 14.3 | 9 | 33500 | 2974 | 3.3 |  | Non Federally-Regulated | 05/19/2000 |  | 07/18/2002
Florida Heat Pump | Energy Miser | LTCS 50-1 | LTAH 50-1 | Ground-Water-Source | WBAHP-CB: Heat Pump Split Syst | Heat Pump | 208 | 1 |  |  | No Match | No Match |  |  |  | 45000 | 3980 | 11.3 | 11 | 47000 | 4050 | 3.4 | 3.4 | Non Federally-Regulated | 07/31/1991 |  | 03/31/1998
Waterfurnace International, Inc. | Waterfurnace International, Inc. | VLH042A1 |  | Water-Source | WBAHP: Heat Pump Packaged Unit | Heat Pump | 208 | 1 |  |  | No Match | No Match |  |  |  | 40000 | 3076 | 13 | 10 | 47400 | 3230 | 4.3 |  | Federally-Regulated Commercial & Industrial Equipment | 07/29/1998 |  | 10/02/1998
Florida Heat Pump | Florida Heat Pump | EM096-1HZ/VT |  | Ground-Water-Source | WBAHP: Heat Pump Packaged Unit | Heat Pump | 208 | 1 |  |  | No Match | No Match |  |  |  | 96000 | 7111 | 13.5 | 9 | 67000 | 6134 | 3.2 |  | Non Federally-Regulated | 04/10/2000 |  | 07/18/2002
Friedrich Climate Master | Friedrich Climate Master | 80120G********A |  | Water-Source | WBAHP: Heat Pump Packaged Unit | Heat Pump | 230 | 1 |  |  | No Match | No Match |  |  |  | 19000 | 1750 | 10.9 | 7.5 | 25200 | 2075 | 3.6 | 2.5 | Non Federally-Regulated | 08/29/1986 |  | 05/11/1988
Addison Products | Addison Products | WPH064-3JC/3JBC |  | Water-Source | WBAHP-CB: Heat Pump Split Syst | Heat Pump | 230 | 3 |  |  | No Match | No Match |  |  |  | 63500 | 5080 | 12.5 | 9 | 76000 | 6362 | 3.5 | 3.5 | Non Federally-Regulated | 10/05/1999 |  | 11/14/2000
Addison Products | Addison Products | HGY012-0A |  | Water-Source | WBAHP-CB: Heat Pump Split Syst | Heat Pump | 115 | 1 |  |  | No Match | No Match |  |  |  | 11900 | 991 | 12 | 9 | 13500 | 1069 | 3.7 | 3.5 | Non Federally-Regulated | 11/14/2000 |  | 07/18/2002
California Heat Pump | Trane | WPCB-0097 |  | Water-Source | WBAHP: Heat Pump Packaged Unit | Heat Pump | 265 | 1 |  |  | No Match | No Match |  |  |  | 9000 | 900 | 10.1 | 7.5 | 10300 | 900 | 3.4 | 2.5 | Non Federally-Regulated | 06/11/1985 |  | 08/29/1986
Waterfurnace International, Inc. | Waterfurnace International, Inc. | SXV058*1 |  | Water-Source | WBAHP: Heat Pump Packaged Unit | Heat Pump | 230 | 1 |  |  | No Match | No Match |  |  |  | 55000 | 4044 | 13.6 | 10 | 69000 | 4492 | 4.5 |  | Federally-Regulated Commercial & Industrial Equipment | 10/05/1999 |  | 05/19/2000
Waterfurnace International, Inc. | Waterfurnace International, Inc. | CX*015*2 |  | Ground-Water-Source | WBAHP: Heat Pump Packaged Unit | Heat Pump | 265 | 1 |  |  | No Match | No Match |  |  |  | 15000 | 1041 | 14.4 | 9 | 11000 | 1007 | 3.2 |  | Non Federally-Regulated | 04/10/2000 |  | 11/14/2000
Carrier Corp. | Carrier | 50KQ0153 |  | Water-Source | WBAHP: Heat Pump Packaged Unit | Heat Pump | 230 | 1 |  |  | No Match | No Match |  |  |  | 14700 | 1300 | 11.3 | 9 | 16600 | 1315 | 3.7 | 3.2 | Non Federally-Regulated | 05/11/1988 |  | 03/15/1989
McQuay / Snyder General | Electro-Hydronics | WM120C3 |  | Water-Source | WBAHP: Heat Pump Packaged Unit | Heat Pump | 230 | 1 |  |  | No Match | No Match |  |  |  | 11500 | 1200 | 9.6 | 7.5 | 14000 | 1300 | 3.1 | 2.5 | Non Federally-Regulated | 08/29/1986 |  | 05/11/1988
ClimateMaster Inc. | Climate Master Series | 813-036-F******** |  | Water-Source | WBAHP: Heat Pump Packaged Unit | Heat Pump | 460 | 3 |  |  | No Match | No Match |  |  |  | 36000 | 3190 | 11.3 | 9 | 42500 | 3190 | 3.9 | 3.2 | Federally-Regulated Commercial & Industrial Equipment | 01/23/1988 |  | 05/11/1988
Addison Products | Addison Products | HWY018-8A |  | Water-Source | WBAHP: Heat Pump Packaged Unit | Heat Pump | 265 | 1 |  |  | No Match | No Match |  |  |  | 19500 | 1455 | 13.4 | 10 | 25600 | 1562 | 4.8 |  | Federally-Regulated Commercial & Industrial Equipment | 11/17/1999 |  | 11/14/2000
Enertech Global, LLC | Enertech | THT036A2 |  | Ground-Source | WBAHP: Heat Pump Packaged Unit | Heat Pump | 208 | 3 |  |  | No Match | Single-Speed |  |  |  | 36800 | 2067 | 17.8 | 13.4 | 28900 | 1970 | 4.3 | 3.1 | Non Federally-Regulated | 03/02/2012 |  | 12/12/2012
Marvair | Marvair | WHP57HPA |  | Water-Source | WBAHP: Heat Pump Packaged Unit | Heat Pump | 230 | 1 |  |  | No Match | No Match |  |  |  | 57000 | 5429 | 10.5 | 9 | 72000 | 5103 | 3.7 | 3.2 | Non Federally-Regulated | 05/11/1988 |  | 03/15/1989
Addison Products | Addison Products | VGY054-3A |  | Ground-Water-Source | WBAHP: Heat Pump Packaged Unit | Heat Pump | 230 | 3 |  |  | No Match | No Match |  |  |  | 56000 | 4409 | 12.7 | 9 | 43000 | 4064 | 3.1 |  | Non Federally-Regulated | 07/22/2002 |  | 03/12/2009
Florida Heat Pump | Geosystems, LLC | CFS-*042 |  | Ground-Source | WBAHP: Heat Pump Packaged Unit | Heat Pump | 230 | 1 |  |  | No Match | Single-Speed |  |  |  | 45500 | 2708 | 16.8 | 13.4 | 33500 | 2727 | 3.6 | 3.1 | Non Federally-Regulated | 09/03/2012 |  | 12/12/2012
American Air Filter | Enercon | DVW-165 |  | Water-Source | WBAHP: Heat Pump Packaged Unit | Heat Pump | 230 | 3 |  |  | No Match | No Match |  |  |  | 165000 | 13808 | 11.9 |  | 200000 | 15235 | 3.9 | 2.5 | Non Federally-Regulated | 02/22/1990 |  | 07/31/1991
Florida Heat Pump | Florida Heat Pump | TA035-1CS | DX035 | Ground-Water-Source | WBAHP-CB: Heat Pump Split Syst | Both Heat Pump and Electric Re | 230 | 1 |  |  | No Match | Variable-Speed |  |  |  | 42000 | 1826 | 23 | 16.2 | 33000 | 2249 | 4.3 | 3.6 | Non Federally-Regulated | 03/02/2012 |  | 04/20/2015
McQuay / Snyder General | Electro-Hydronics | CW230F3 |  | Water-Source | WBAHP: Heat Pump Packaged Unit | Heat Pump | 230 | 1 |  |  | No Match | No Match |  |  |  | 23000 | 2250 | 10.2 | 7.5 | 30000 | 2500 | 3.5 | 2.5 | Non Federally-Regulated | 08/29/1986 |  | 05/11/1988
Mammoth | Hydrobank II | A009HHJ |  | Water-Source | WBAHP: Heat Pump Packaged Unit | Heat Pump | 115 | 1 |  |  | No Match | No Match |  |  |  | 9000 | 900 | 10 | 10 | 12000 | 901 | 3.9 |  | Federally-Regulated Commercial & Industrial Equipment | 11/14/2000 |  | 01/18/2001
Command-Aire | Command-Aire | SWPH-097 |  | Water-Source | WBAHP: Heat Pump Packaged Unit | Heat Pump | 265 | 1 |  |  | No Match | No Match |  |  |  | 10600 | 1175 | 9 | 7.5 | 14000 | 1225 | 3.3 | 2.5 | Non Federally-Regulated | 01/05/1982 |  | 01/23/1988
American Air Filter | Enercon | BCW 09 |  | Water-Source | WBAHP: Heat Pump Packaged Unit | Heat Pump | 230 | 1 |  |  | No Match | No Match |  |  |  | 8600 | 850 | 10.1 | 7.5 | 9000 | 780 | 3.4 | 2.5 | Non Federally-Regulated | 08/30/1983 |  | 05/16/1984
Singer | Electro-Hydronics | LM190C3 |  | Water-Source | WBAHP: Heat Pump Packaged Unit | Heat Pump | 230 | 1 |  |  | No Match | No Match |  |  |  | 18000 | 1850 | 9.7 | 7.5 | 22600 | 6850 | 3.3 | 2.5 | Non Federally-Regulated | 01/05/1982 |  | 09/08/1982
Mammoth | Hydrobank II | F064VLH |  | Ground-Water-Source | WBAHP: Heat Pump Packaged Unit | Heat Pump | 230 | 3 |  |  | No Match | No Match |  |  |  | 65000 | 4850 | 13.4 | 9 | 50000 | 4883 | 3 |  | Non Federally-Regulated | 06/27/2003 |  | 03/12/2009
McQuay International | McQuay | CCH/CCW/HWH/HWW060C-G |  | Water-Source | WBAHP: Heat Pump Packaged Unit | Heat Pump | 208 | 1 |  |  | No Match | No Match |  |  |  | 57000 | 5135 | 11.1 | 10 | 76000 | 5711 | 3.9 |  | Federally-Regulated Commercial & Industrial Equipment | 12/14/1998 |  | 11/17/1999
Trane U.S. Inc. | Trane | GXHA0131 |  | Water-Source | WBAHP: Heat Pump Packaged Unit | Heat Pump | 208 | 1 |  |  | No Match | No Match |  |  |  | 11400 | 1055 | 10.8 | 9.3 | 15600 | 1114 | 4.1 | 3.8 | Federally-Regulated Commercial & Industrial Equipment | 03/31/1998 |  | 05/10/1998
Mammoth | Hydrobank II | F045HHT/VHT |  | Water-Source | WBAHP: Heat Pump Packaged Unit | Heat Pump | 230 | 3 |  |  | No Match | No Match |  |  |  | 45000 | 3214 | 14 | 10 | 58000 | 3695 | 4.6 |  | Federally-Regulated Commercial & Industrial Equipment | 02/02/1998 |  | 03/31/1998
Mammoth | Hydrobank II | G030VHJ |  | Water-Source | WBAHP: Heat Pump Packaged Unit | Heat Pump | 460 | 3 |  |  | No Match | No Match |  |  |  | 30000 | 2727 | 11 | 10 | 38000 | 2854 | 3.9 |  | Federally-Regulated Commercial & Industrial Equipment | 01/18/2001 |  | 03/12/2009
Climate Control / Snyder General | Electro-Hydronics | CW420GP |  | Water-Source | WBAHP: Heat Pump Packaged Unit | Heat Pump | 460 | 3 |  |  | No Match | No Match |  |  |  | 42000 | 3850 | 10.9 | 7.5 | 52000 | 4100 | 3.7 | 2.5 | Non Federally-Regulated | 05/16/1984 |  | 08/29/1986
Waterfurnace International, Inc. | Waterfurnace International, Inc. | SXV058C1 |  | Ground-Water-Source | WBAHP: Heat Pump Packaged Unit | Heat Pump | 230 | 1 |  |  | No Match | No Match |  |  |  | 56500 | 4216 | 13.4 | 9 | 45500 | 4301 | 3.1 |  | Non Federally-Regulated | 01/30/1998 |  | 03/31/1998
Addison Products | Heat Controller | DWPG054-3B-XL |  | Ground-Water-Source | WBAHP: Heat Pump Packaged Unit | Heat Pump | 208 | 1 |  |  | No Match | No Match |  |  |  | 53000 | 3868 | 13.7 | 9 | 40000 | 3906 | 3 |  | Non Federally-Regulated | 10/06/1999 |  | 04/10/2000
ClimateMaster Inc. | Climate Master Series | PDW30 | GAH30 | Water-Source | Water/Brine to Air Heat Pump S | Heat Pump | 208 | 1 |  |  | No Match | No Match |  |  |  | 29100 | 2238 | 13 | 10 | 33000 | 2417 | 4 |  | Federally-Regulated Commercial & Industrial Equipment | 04/12/2000 |  | 11/19/2001
Waterfurnace International, Inc. | Geotility Geothermal Installations | GS018**2*0 |  | Ground-Source | WBAHP: Heat Pump Packaged Unit | Heat Pump | 265 | 1 |  |  | No Match | Single-Speed |  |  |  | 18500 | 1028 | 18 | 13.4 | 14500 | 1180 | 3.6 | 3.1 | Non Federally-Regulated | 01/24/2011 |  | 04/19/2013
Waterfurnace International, Inc. | Johnson Controls | RKV/RKH024**0*0 |  | Water-Source | WBAHP: Heat Pump Packaged Unit | Heat Pump | 208 | 1 |  |  | No Match | Single-Speed |  |  |  | 24800 | 1531 | 16.2 | 12 | 29000 | 1700 | 5 | 4.2 | Federally-Regulated Commercial & Industrial Equipment | 09/03/2012 |  | 01/09/2014
Carrier Corp. | Carrier | 50QEV0243 |  | Water-Source | WBAHP: Heat Pump Packaged Unit | Heat Pump | 208 | 1 |  |  | No Match | No Match |  |  |  | 23800 | 2160 | 11 | 9 | 30000 | 2450 | 3.6 | 3.2 | Federally-Regulated Commercial & Industrial Equipment | 02/05/1990 |  | 02/22/1990
Waterfurnace International, Inc. | American Standard, Inc. | A1GX048***1**0 |  | Ground-Source | WBAHP: Heat Pump Packaged Unit | Heat Pump | 208 | 1 |  |  | No Match | Single-Speed |  |  |  | 48900 | 2827 | 17.3 | 13.4 | 35300 | 2876 | 3.6 | 3.1 | Non Federally-Regulated | 08/23/2011 |  | 10/24/2014
McQuay / Snyder General | Electro-Hydronics | UW610GD |  | Water-Source | WBAHP: Heat Pump Packaged Unit | Heat Pump | 230 | 3 |  |  | No Match | No Match |  |  |  | 61500 | 5850 | 10.5 | 7.5 | 77000 | 5785 | 3.9 | 2.5 | Non Federally-Regulated | 08/29/1986 |  | 05/11/1988
Carrier Corp. | Carrier | 50KQ0093 |  | Water-Source | WBAHP: Heat Pump Packaged Unit | Heat Pump | 208 | 1 |  |  | No Match | No Match |  |  |  | 8600 | 810 | 10.6 | 9 | 10500 | 905 | 3.4 | 3.2 | Federally-Regulated Commercial & Industrial Equipment | 02/06/1988 |  | 05/11/1988
Florida Heat Pump | Florida Heat Pump | EM048-1CS | EM048-1AV | Water-Source | WBAHP-C: Heat Pump Split Syste | Heat Pump | 208 | 1 |  |  | No Match | No Match |  |  |  | 48000 | 3902 | 12.3 | 10 | 57000 | 3884 | 4.3 |  | Federally-Regulated Commercial & Industrial Equipment | 12/14/1998 |  | 10/05/1999
ClimateMaster Inc. | Climate Master Series | 81615G |  | Water-Source | WBAHP-O: Heat Pump Packaged Un | Heat Pump | 230 | 1 |  |  | No Match | No Match |  |  |  | 12400 | 1127 | 11 | 10 | 15400 | 1187 | 3.8 |  | Federally-Regulated Commercial & Industrial Equipment | 10/05/1999 |  | 03/12/2009
Florida Heat Pump | Florida Heat Pump | EV030-1CF/HZ/VT |  | Water-Source | WBAHP-CB: Heat Pump Split Syst | Heat Pump | 208 | 1 |  |  | No Match | No Match |  |  |  | 32000 | 2000 | 16 | 9 | 34000 | 2621 | 3.8 | 3.5 | Non Federally-Regulated | 03/21/2001 |  | 07/18/2002
Enertech Global, LLC | Enertech | HHT024A2 |  | Ground-Water-Source | WBAHP: Heat Pump Packaged Unit | Heat Pump | 208 | 3 |  |  | No Match | Single-Speed |  |  |  | 24400 | 1232 | 19.8 | 16.2 | 24300 | 1737 | 4.1 | 3.6 | Non Federally-Regulated | 12/12/2012 |  | 05/11/2015
Waterfurnace International, Inc. | Geotility Geothermal Installations | ZS030**0*0 |  | Ground-Source | WBAHP: Heat Pump Packaged Unit | Heat Pump | 230 | 1 |  |  | No Match | Single-Speed |  |  |  | 29000 | 1706 | 17 | 13.4 | 22800 | 1909 | 3.5 | 3.1 | Non Federally-Regulated | 01/24/2011 |  | 04/19/2013
Florida Heat Pump | Florida Heat Pump | GT054-5CS | GT054-5AH/AV | Water-Source | WBAH: Heating Only Packaged Un | Heat Pump | 575 | 3 |  |  | No Match | No Match |  |  |  | 52000 | 4262 | 12.2 | 9 | 61000 | 4703 | 3.8 | 3.5 | Non Federally-Regulated | 04/12/2000 |  | 07/18/2002
Waterfurnace International, Inc. | Waterfurnace International, Inc. | VLV058A1 |  | Water-Source | WBAHP: Heat Pump Packaged Unit | Heat Pump | 208 | 1 |  |  | No Match | No Match |  |  |  | 56500 | 4520 | 12.5 | 10 | 72000 | 5024 | 4.2 |  | Federally-Regulated Commercial & Industrial Equipment | 07/29/1998 |  | 10/02/1998
ClimateMaster Inc. | Trane | WPVC0366 |  | Water-Source | WBAHP: Heat Pump Packaged Unit | Heat Pump | 208 | 3 |  |  | No Match | No Match |  |  |  | 36000 | 3200 | 11.3 | 9 | 42500 | 3200 | 3.9 | 3.2 | Non Federally-Regulated | 02/22/1990 |  | 07/31/1991
Enertech Global, LLC | Enertech | HCT024C2 |  | Ground-Water-Source | WBAHP: Heat Pump Packaged Unit | Heat Pump | 230 | 3 |  |  | No Match | Single-Speed |  |  |  | 28400 | 1048 | 27.1 | 16.2 | 24300 | 1344 | 5.3 | 3.6 | Non Federally-Regulated | 05/02/2012 |  | 04/21/2014
Addison Products | Addison Products | HPY096-3A |  | Water-Source | WBAHP-CB: Heat Pump Split Syst | Heat Pump | 208 | 3 |  |  | No Match | No Match |  |  |  | 97900 | 8900 | 11 | 9 | 123600 | 10346 | 3.5 | 3.5 | Non Federally-Regulated | 07/22/2002 |  | 03/12/2009
Enertech Global, LLC | Enertech | TXT036A |  | Ground-Source | WBAHP: Heat Pump Packaged Unit | Heat Pump | 208 | 1 |  |  | No Match | Single-Speed |  |  |  | 38900 | 2137 | 18.2 | 13.4 | 28500 | 2037 | 4.1 | 3.1 | Non Federally-Regulated | 01/24/2011 |  | 04/19/2013
Singer | Electro-Hydronics | LM190C5 |  | Water-Source | WBAHP: Heat Pump Packaged Unit | Heat Pump | 208 | 1 |  |  | No Match | No Match |  |  |  | 18000 | 1850 | 9.7 | 7.5 | 22600 | 6850 | 3.3 | 2.5 | Non Federally-Regulated | 01/05/1982 |  | 09/08/1982
Friedrich Air Conditioning Co. | Climate Master Series | 803-024-E******** |  | Water-Source | WBAHP: Heat Pump Packaged Unit | Heat Pump | 265 | 1 |  |  | No Match | No Match |  |  |  | 25400 | 2275 | 11.2 | 7.5 | 35000 | 2650 | 3.9 | 2.5 | Non Federally-Regulated | 08/30/1983 |  | 08/29/1986
Florida Heat Pump | Florida Heat Pump | GO036-1CF/HZ/VT |  | Ground-Water-Source | WBAHP: Heat Pump Packaged Unit | Heat Pump | 230 | 3 |  |  | No Match | No Match |  |  |  | 35000 | 2173 | 16.1 | 9 | 25000 | 1979 | 3.7 |  | Non Federally-Regulated | 05/29/2001 |  | 07/16/2001
Florida Heat Pump | Florida Heat Pump | CP024-1HZ/VT |  | Ground-Source | WBAHP: Heat Pump Packaged Unit | Heat Pump | 230 | 1 |  |  | No Match | Single-Speed |  |  |  | 26000 | 1232 | 21.1 | 13.4 | 18000 | 1318 | 4 | 3.1 | Non Federally-Regulated | 06/14/2011 |  | 05/01/2015
Hydro Delta Corp. | Hydro Delta Corp. | 03-068-WTARW-HM |  | Ground-Water-Source | WBAHP: Heat Pump Packaged Unit | Heat Pump | 230 | 1 |  |  | No Match | No Match |  |  |  | 68500 | 5269 | 13 | 9 | 50500 | 4483 | 3.3 |  | Non Federally-Regulated | 10/06/1999 |  | 04/10/2000
Snyder General Corp. | McQuay | LHP20AK |  | Water-Source | WBAHP: Heat Pump Packaged Unit | Heat Pump | 208 | 3 |  |  | No Match | No Match |  |  |  | 214000 | 18000 | 11.9 |  | 240000 | 18400 | 3.8 | 2.5 | Non Federally-Regulated | 02/22/1990 |  | 07/31/1991
Geoflex Systems, Inc. | Geoflex Systems, Inc. | GS1S-V/H/D/M-024WACBP |  | Ground-Source | WBAHP: Heat Pump Packaged Unit | Both Heat Pump and Electric Re | 200 | 3 |  |  | No Match | Single-Speed |  |  |  | 21100 | 1071 | 19.7 | 13.4 | 15100 | 1165 | 3.8 | 3.1 | Non Federally-Regulated | 03/02/2012 |  | 01/09/2014
ClimateMaster Inc. | Rheem | RPVE/S025 | RHPL-HM2417 | Ground-Source | WBAHP-CB: Heat Pump Split Syst | Heat Pump | 230 | 1 |  |  | No Match | Single-Speed |  |  |  | 26400 | 1467 | 18 | 13.4 | 19500 | 1466 | 3.9 | 3.1 | Non Federally-Regulated | 11/25/2009 |  | 02/17/2011
McQuay / Snyder General | Electro-Hydronics | FC550GK |  | Water-Source | WBAHP: Heat Pump Packaged Unit | Heat Pump | 208 | 3 |  |  | No Match | No Match |  |  |  | 55000 | 5670 | 9.7 | 9 | 67000 | 5610 | 3.5 | 3.2 | Non Federally-Regulated | 05/11/1988 |  | 03/15/1989
Trane U.S. Inc. | Command-Aire | SPHD0191 |  | Water-Source | WBAHP: Heat Pump Packaged Unit | Heat Pump | 208 | 1 |  |  | No Match | No Match |  |  |  | 18900 | 1657 | 11.4 | 10 | 24100 | 1810 | 3.9 |  | Federally-Regulated Commercial & Industrial Equipment | 10/05/1999 |  | 04/12/2000
ClimateMaster Inc. | Climate Master Series | PDW 48 | U23R42W | Ground-Water-Source | WBAHP-CB: Heat Pump Split Syst | Heat Pump | 230 | 1 |  |  | No Match | No Match |  |  |  | 50000 | 3424 | 14.6 | 9 | 38000 | 3374 | 3.3 |  | Non Federally-Regulated | 12/14/1998 |  | 04/10/2000
Waterfurnace International, Inc. | Eagle Mountain | ZS024**3*4 |  | Ground-Source | WBAHP: Heat Pump Packaged Unit | Heat Pump | 230 | 3 |  |  | No Match | Single-Speed |  |  |  | 24400 | 1394 | 17.5 | 13.4 | 17500 | 1350 | 3.8 | 3.1 | Non Federally-Regulated | 06/14/2011 |  | 04/19/2013
Enertech Global, LLC | Enertech | HST072A | MPD072 | Ground-Water-Source | WBAHP-CB: Heat Pump Split Syst | Heat Pump | 230 | 1 |  |  | No Match | Single-Speed | 2863 | 693 | 1 | 73600 | 3556 | 20.7 | 16.2 | 64800 | 4632 | 4.1 | 3.6 | Non Federally-Regulated | 11/30/2011 |  | 12/12/2012
ClimateMaster Inc. | Climate Master | ACA/B036B |  | Water-Source | WBAHP: Heat Pump Packaged Unit | Heat Pump | 230 | 1 |  |  | No Match | Single-Speed |  |  |  | 34100 | 2289 | 14.9 | 12 | 41800 | 2722 | 4.5 | 4.2 | Federally-Regulated Commercial & Industrial Equipment | 01/09/2014 |  | 06/09/2015
Waterfurnace International, Inc. | Rybacki - Hart Enterprises | ZS030**0*0 |  | Water-Source | WBAHP: Heat Pump Packaged Unit | Heat Pump | 230 | 1 |  |  | No Match | Single-Speed |  |  |  | 29500 | 1980 | 14.9 | 12 | 34600 | 2113 | 4.8 | 4.2 | Federally-Regulated Commercial & Industrial Equipment | 01/24/2011 |  | 04/19/2013
Florida Heat Pump | Florida Heat Pump | EM041-1CS | EM041-1AH/AV | Water-Source | Water/Brine to Air Heat Pump S | Heat Pump | 230 | 1 |  |  | No Match | No Match |  |  |  | 39000 | 3000 | 13 | 10 | 49000 | 3501 | 4.1 |  | Federally-Regulated Commercial & Industrial Equipment | 04/12/2000 |  | 03/12/2009
Waterfurnace International, Inc. | Waterfurnace International, Inc. | VLH030A2 |  | Water-Source | WBAHP: Heat Pump Packaged Unit | Heat Pump | 265 | 1 |  |  | No Match | No Match |  |  |  | 29700 | 2414 | 12.3 | 10 | 35900 | 2630 | 4 |  | Federally-Regulated Commercial & Industrial Equipment | 12/14/1998 |  | 10/05/1999
Waterfurnace International, Inc. | Waterfurnace International, Inc. | ATV066D0 |  | Ground-Source | WBAHP: Heat Pump Packaged Unit | Heat Pump | 230 | 1 |  |  | No Match | No Match |  |  |  | 67000 | 5000 | 13.4 |  | 50000 | 4884 | 3 |  | Non Federally-Regulated | 03/31/1998 |  | 05/10/1998
Trane U.S. Inc. | Trane | WPHD0353 |  | Water-Source | WBAHP: Heat Pump Packaged Unit | Heat Pump | 208 | 3 |  |  | No Match | No Match |  |  |  | 36000 | 3272 | 11 | 10 | 45800 | 3531 | 3.8 |  | Federally-Regulated Commercial & Industrial Equipment | 10/05/1999 |  | 04/12/2000
McQuay International | McQuay | W-FDD/FDE/FME-1-036-E |  | Water-Source | WBAHP: Heat Pump Packaged Unit | Heat Pump | 208 | 1 |  |  | No Match | No Match |  |  |  | 35200 | 2957 | 11.9 | 10 | 45000 | 3296 | 4 |  | Federally-Regulated Commercial & Industrial Equipment | 09/21/2000 |  | 03/12/2009
McQuay International | McQuay | CCH/CCW/HWH/HWW009C-G |  | Water-Source | WBAHP: Heat Pump Packaged Unit | Heat Pump | 208 | 1 |  |  | No Match | No Match |  |  |  | 8700 | 790 | 11 | 10 | 12000 | 901 | 3.9 |  | Federally-Regulated Commercial & Industrial Equipment | 02/02/1998 |  | 03/31/1998
Florida Heat Pump | Florida Heat Pump | GT054-4VT/HZ/CF |  | Water-Source | WBAHP-CB: Heat Pump Split Syst | Heat Pump | 460 | 3 |  |  | No Match | No Match |  |  |  | 53000 | 4240 | 12.5 | 9 | 62000 | 4657 | 3.9 | 3.5 | Non Federally-Regulated | 10/05/1999 |  | 04/12/2000
Waterfurnace International, Inc. | Trane Unitary Products Group | T1GX036***1**1 |  | Ground-Source | WBAHP: Heat Pump Packaged Unit | Heat Pump | 208 | 1 |  |  | No Match | Single-Speed |  |  |  | 35000 | 1591 | 22 | 13.4 | 24100 | 1606 | 4.4 | 3.1 | Non Federally-Regulated | 08/23/2011 |  | 10/24/2014
Florida Heat Pump | Geomaster, LLC | AU035-1CS | AU035-1AV/AH | Ground-Water-Source | WBAHP-CB: Heat Pump Split Syst | Heat Pump | 230 | 1 |  |  | No Match | Single-Speed |  |  |  | 41200 | 1864 | 22.1 | 16.2 | 35200 | 1864 | 4.1 | 3.6 | Non Federally-Regulated | 04/30/2009 |  | 12/12/2012
McQuay International | McQuay | CCW036E-G |  | Water-Source | WBAHP: Heat Pump Packaged Unit | Heat Pump | 208 | 1 |  |  | No Match | No Match |  |  |  | 35300 | 2674 | 13.2 | 9.3 | 40500 | 2825 | 4.2 | 3.8 | Federally-Regulated Commercial & Industrial Equipment | 03/31/1998 |  | 05/10/1998
Waterfurnace International, Inc. | Waterfurnace International, Inc. | NDV/NDH064G1*1 |  | Water-Source | WBAHP: Heat Pump Packaged Unit | Heat Pump | 208 | 1 |  |  | No Match | Dual-Speed |  |  |  | 62000 | 3804 | 16.3 | 12 | 70600 | 3979 | 5.2 | 4.2 | Federally-Regulated Commercial & Industrial Equipment | 09/03/2012 |  | 04/19/2013
Addison Products | Addison Products | DWPG054-3B-XL* |  | Ground-Water-Source | WBAHP: Heat Pump Packaged Unit | Heat Pump | 230 | 3 |  |  | No Match | No Match |  |  |  | 55000 | 4166 | 13.2 | 11 | 61500 | 4506 | 4 | 3.5 | Non Federally-Regulated | 03/31/1998 |  | 05/10/1998
Waterfurnace International, Inc. | Extended Range | WXH/WXV012A*2*** |  | Water-Source | WBAHP-CB: Heat Pump Split Syst | Heat Pump | 265 | 1 |  |  | No Match | No Match |  |  |  | 12800 | 1306 | 9.8 | 9 | 16000 | 1421 | 3.3 |  | Non Federally-Regulated | 09/13/1989 |  | 07/27/1992
Waterfurnace International, Inc. | Waterfurnace International, Inc. | CXW012*0 |  | Ground-Water-Source | WBAHP: Heat Pump Packaged Unit | Heat Pump | 230 | 1 |  |  | No Match | No Match |  |  |  | 11500 | 787 | 14.6 | 9 | 10000 | 837 | 3.5 |  | Non Federally-Regulated | 10/06/1999 |  | 04/10/2000
Enertech Global, LLC | Roth Industries, Inc. | RCT072D2 |  | Ground-Water-Source | WBAHP: Heat Pump Packaged Unit | Heat Pump | 208 | 3 |  |  | No Match | Single-Speed | 2967 | 710 | 1 | 77200 | 3676 | 21 | 16.2 | 72600 | 4948 | 4.3 | 3.6 | Non Federally-Regulated | 09/03/2012 |  | 12/12/2012
Florida Heat Pump | Florida Heat Pump | EM012-2HZ |  | Water-Source | WBAHP: Heat Pump Packaged Unit | Heat Pump | 265 | 1 |  |  | No Match | No Match |  |  |  | 11500 | 1008 | 11.4 | 10 | 14600 | 1069 | 4 |  | Federally-Regulated Commercial & Industrial Equipment | 02/02/1998 |  | 03/31/1998
Geoflex Systems, Inc. | Geoflex Systems, Inc. | GF1S-V/H/D/M-036WACBP |  | Ground-Water-Source | WBAHP: Heat Pump Packaged Unit | Both Heat Pump and Electric Re | 230 | 3 |  |  | No Match | Single-Speed |  |  |  | 36000 | 1417 | 25.4 | 16.2 | 30900 | 1887 | 4.8 | 3.6 | Non Federally-Regulated | 03/02/2012 |  | 01/09/2014
Waterfurnace International, Inc. | Waterfurnace International, Inc. | ATV057D1(P) |  | Ground-Water-Source | WBAHP: Heat Pump Packaged Unit | Heat Pump | 230 | 1 |  |  | No Match | No Match |  |  |  | 34000 | 1808 | 18.8 | 9 | 26000 | 2116 | 3.6 |  | Non Federally-Regulated | 05/10/1998 |  | 10/02/1998
Waterfurnace International, Inc. | Rybacki - Hart Enterprises | USV/USH060**3*4 |  | Water-Source | WBAHP: Heat Pump Packaged Unit | Heat Pump | 208 | 3 |  |  | No Match | Single-Speed |  |  |  | 58400 | 3817 | 15.3 | 12 | 72500 | 4521 | 4.7 | 4.2 | Federally-Regulated Commercial & Industrial Equipment | 06/14/2011 |  | 03/02/2012
ClimateMaster Inc. | Trane | WPCC0122 |  | Water-Source | WBAHP-O: Heat Pump Packaged Un | Heat Pump | 208 | 1 |  |  | No Match | No Match |  |  |  | 11400 | 1165 | 9.8 | 9 | 12900 | 1055 | 3.6 | 3.2 | Non Federally-Regulated | 02/22/1990 |  | 07/31/1991
Mammoth | Hydrobank II | D019HHH/VHH |  | Water-Source | WBAHP: Heat Pump Packaged Unit | Heat Pump | 230 | 1 |  |  | No Match | No Match |  |  |  | 18400 | 1672 | 11 | 10 | 27000 | 2082 | 3.8 |  | Federally-Regulated Commercial & Industrial Equipment | 07/29/1998 |  | 10/02/1998
Waterfurnace International, Inc. | Waterfurnace International, Inc. | VLV/VXV018*1 |  | Water-Source | WBAHP: Heat Pump Packaged Unit | Heat Pump | 208 | 1 |  |  | No Match | No Match |  |  |  | 17100 | 1266 | 13.5 | 10 | 23200 | 1416 | 4.8 |  | Federally-Regulated Commercial & Industrial Equipment | 10/05/1999 |  | 06/20/2003
Florida Heat Pump | Florida Heat Pump | GT048-3CS | GT048-1AV/AH | Ground-Water-Source | WBAHP-CB: Heat Pump Split Syst | Heat Pump | 230 | 3 |  |  | No Match | No Match |  |  |  | 47000 | 3615 | 13 | 9 | 36000 | 3515 | 3 |  | Non Federally-Regulated | 10/06/1999 |  | 04/10/2000
Florida Heat Pump | Geomaster, LLC | EC041-3CF/HZ/VT |  | Ground-Source | WBAHP: Heat Pump Packaged Unit | Heat Pump | 208 | 3 |  |  | No Match | Single-Speed |  |  |  | 39200 | 2780 | 14.1 | 13.4 | 28500 | 2694 | 3.1 | 3.1 | Non Federally-Regulated | 04/23/2009 |  | 04/20/2015
ClimateMaster Inc. | Carrier Corp. | 50PSH/V/D070****2 |  | Ground-Water-Source | WBAHP: Heat Pump Packaged Unit | Heat Pump | 208 | 1 |  |  | No Match | Single-Speed | 3135 | 899 | 152 | 78000 | 3697 | 21.1 | 16.2 | 66100 | 4843 | 4 | 3.6 | Non Federally-Regulated | 10/24/2014 |  | 04/22/2015
Climate Control / Snyder General | Electro-Hydronics | FW330G5 |  | Water-Source | WBAHP: Heat Pump Packaged Unit | Heat Pump | 208 | 1 |  |  | No Match | No Match |  |  |  | 33000 | 3050 | 10.8 | 7.5 | 39000 | 3090 | 3.7 | 2.5 | Non Federally-Regulated | 05/16/1984 |  | 08/29/1986
Addison Products | Heat Controller | HWPH54-4JC/4JBC |  | Water-Source | WBAHP-CB: Heat Pump Split Syst | Heat Pump | 460 | 3 |  |  | No Match | No Match |  |  |  | 53500 | 4458 | 12 | 9 | 64000 | 5357 | 3.5 | 3.5 | Non Federally-Regulated | 10/05/1999 |  | 04/12/2000
Florida Heat Pump | Florida Heat Pump | GT054-3VT/HZ/CF |  | Ground-Water-Source | WBAHP: Heat Pump Packaged Unit | Heat Pump | 208 | 3 |  |  | No Match | No Match |  |  |  | 51500 | 3961 | 13 | 9 | 42500 | 4151 | 3 |  | Non Federally-Regulated | 12/14/1998 |  | 04/10/2000
McQuay International | McQuay | W-FDL/FDS/FMS-1-007-J |  | Water-Source | WBAHP: Heat Pump Packaged Unit | Heat Pump | 265 | 1 |  |  | No Match | No Match |  |  |  | 6800 | 653 | 10.4 | 10 | 9800 | 736 | 3.9 |  | Federally-Regulated Commercial & Industrial Equipment | 09/25/2002 |  | 03/12/2009
Enertech Global, LLC | Enertech | TXT048C |  | Ground-Source | WBAHP: Heat Pump Packaged Unit | Heat Pump | 230 | 1 |  |  | No Match | No Match |  |  |  | 49900 | 2697 | 18.5 | 13.4 | 39500 | 2756 | 4.2 | 3.1 | No Match | 05/02/2012 |  | 05/08/2012
Florida Heat Pump | Florida Heat Pump | EM048-3CF/HZ/VT |  | Water-Source | WBAHP-CB: Heat Pump Split Syst | Heat Pump | 230 | 3 |  |  | No Match | No Match |  |  |  | 52500 | 4411 | 11.9 | 9 | 58000 | 4720 | 3.6 | 3.5 | Non Federally-Regulated | 07/22/2002 |  | 03/12/2009
Singer | Electro-Hydronics | LM120B5 |  | Water-Source | WBAHP: Heat Pump Packaged Unit | Heat Pump | 208 | 1 |  |  | No Match | No Match |  |  |  | 11500 | 1350 | 8.5 | 7.5 | 16000 | 1600 | 2.9 | 2.5 | Non Federally-Regulated | 01/05/1982 |  | 09/08/1982
Carrier Corp. | Carrier | 50HQ,VQ0336 |  | Water-Source | WBAHP: Heat Pump Packaged Unit | Heat Pump | 460 | 3 |  |  | No Match | No Match |  |  |  | 33000 | 3837 | 8.6 | 7.5 | 40000 | 4350 | 2.7 | 2.5 | Non Federally-Regulated | 09/08/1982 |  | 05/11/1988
ClimateMaster Inc. | Climate Master Series | 804-015-E******** |  | Water-Source | WBAHP: Heat Pump Packaged Unit | Heat Pump | 265 | 1 |  |  | No Match | No Match |  |  |  | 15000 | 1442 | 10.4 | 9 | 19200 | 1440 | 3.7 | 3.2 | Non Federally-Regulated | 02/22/1990 |  | 07/31/1991
Waterfurnace International, Inc. | Geotility Geothermal Installations | QT038*1 |  | Ground-Water-Source | WBAHP: Heat Pump Packaged Unit | Heat Pump | 230 | 1 |  |  | No Match | Dual-Speed |  |  |  | 36500 | 1891 | 19.3 | 16.2 | 30500 | 1986 | 4.5 | 3.6 | Non Federally-Regulated | 01/24/2011 |  | 04/19/2013
California Heat Pump | California Heat Pump | CHP-42H*-32-** |  | Water-Source | WBAHP: Heat Pump Packaged Unit | Heat Pump | 230 | 3 |  |  | No Match | No Match |  |  |  | 39000 | 4700 | 8.3 | 7.5 | 43000 | 4100 | 3 | 2.5 | Non Federally-Regulated | 05/16/1984 |  | 06/11/1985
Florida Heat Pump | Florida Heat Pump | GT030-4CS | GT030-4AV/AH | Water-Source | WBAH: Heating Only Packaged Un | Heat Pump | 460 | 3 |  |  | No Match | No Match |  |  |  | 30800 | 2184 | 14.1 | 9 | 32200 | 2419 | 3.9 | 3.5 | Non Federally-Regulated | 10/05/1999 |  | 04/12/2000
Snyder General Corp. | McQuay | FCV009A*A |  | Water-Source | WBAHP: Heat Pump Packaged Unit | Heat Pump | 115 | 1 |  |  | No Match | No Match |  |  |  | 8800 | 815 | 10.8 | 9 | 11300 | 895 | 3.7 | 3.2 | Non Federally-Regulated | 02/22/1990 |  | 07/31/1991
Waterfurnace International, Inc. | WFI Industries, Ltd. | VLV/VXV030*2 |  | Water-Source | WBAHP: Heat Pump Packaged Unit | Heat Pump | 265 | 1 |  |  | No Match | No Match |  |  |  | 29500 | 2107 | 14 | 10 | 35200 | 2291 | 4.5 |  | Federally-Regulated Commercial & Industrial Equipment | 06/20/2003 |  | 02/17/2011
McQuay / Snyder General | Electro-Hydronics | LWP20BP |  | Water-Source | WBAHP: Heat Pump Packaged Unit | Heat Pump | 460 | 3 |  |  | No Match | No Match |  |  |  | 214000 | 18000 | 11.9 |  | 240000 | 18400 | 3.8 | 2.5 | Non Federally-Regulated | 08/29/1986 |  | 05/11/1988
Mammoth | Mammoth | F062VHC |  | Water-Source | WBAHP: Heat Pump Packaged Unit | Heat Pump | 208 | 3 |  |  | No Match | No Match |  |  |  | 58000 | 5795 | 10 | 7.5 | 71000 | 5862 | 3.7 | 2.5 | Non Federally-Regulated | 05/16/1984 |  | 05/11/1988
Mammoth | Mammoth | D013V |  | Water-Source | WBAHP: Heat Pump Packaged Unit | Heat Pump | 208 | 1 |  |  | No Match | No Match |  |  |  | 11300 | 1400 | 8.1 | 7.5 | 14500 | 1600 | 2.7 | 2.5 | Non Federally-Regulated | 01/05/1982 |  | 05/16/1984
Addison Products | Addison Products | DWPG042-3B-XL* |  | Ground-Water-Source | WBAHP: Heat Pump Packaged Unit | Heat Pump | 208 | 3 |  |  | No Match | No Match |  |  |  | 41500 | 12968 | 3.2 | 9 | 30000 | 2747 | 3.2 |  | Non Federally-Regulated | 05/15/1998 |  | 07/29/1998
ClimateMaster Inc. | Climate Master Series | 814-042-H******** |  | Water-Source | WBAHP: Heat Pump Packaged Unit | Heat Pump | 230 | 3 |  |  | No Match | No Match |  |  |  | 41500 | 3640 | 11.4 | 9 | 54000 | 3859 | 4.1 | 3.2 | Non Federally-Regulated | 05/11/1988 |  | 03/15/1989
Bard Manufacturing Company, Inc. | Bard | QW601-C |  | Ground-Water-Source | WBAHP: Heat Pump Packaged Unit | Heat Pump | 460 | 3 |  |  | No Match | No Match |  |  |  | 53500 | 4022 | 13.3 | 9 | 44200 | 4177 | 3.1 |  | Non Federally-Regulated | 07/22/2002 |  | 03/12/2009
Climate Control / Snyder General | Trane | WPRA33HDXBX |  | Water-Source | WBAHP: Heat Pump Packaged Unit | Heat Pump | 265 | 1 |  |  | No Match | No Match |  |  |  | 33000 | 3050 | 10.8 | 7.5 | 35000 | 2900 | 3.5 | 2.5 | Non Federally-Regulated | 05/16/1984 |  | 05/11/1988
Snyder General Corp. | McQuay | VF140G3 |  | Water-Source | WBAHP: Heat Pump Packaged Unit | Heat Pump | 230 | 1 |  |  | No Match | No Match |  |  |  | 13500 | 1300 | 10.4 | 9 | 16000 | 1320 | 3.5 | 3.2 | Non Federally-Regulated | 02/22/1990 |  | 07/31/1991
Florida Heat Pump | Geomaster, LLC | EC060-3CS | EC060-1AH/AV | Water-Source | WBAHP-CB: Heat Pump Split Syst | Heat Pump | 208 | 3 |  |  | No Match | Single-Speed |  |  |  | 61000 | 4729 | 12.9 | 12 | 77500 | 5281 | 4.3 | 4.2 | Federally-Regulated Commercial & Industrial Equipment | 04/23/2009 |  | 04/20/2015
Florida Heat Pump | Geomaster, LLC | EV024-1CS | EV024-1AV/AH | Ground-Water-Source | WBAHP-CB: Heat Pump Split Syst | Heat Pump | 230 | 1 |  |  | No Match | Single-Speed |  |  |  | 28900 | 1452 | 19.9 | 16.2 | 26000 | 2118 | 3.6 | 3.6 | Non Federally-Regulated | 06/15/2009 |  | 12/12/2012
Waterfurnace International, Inc. | Waterfurnace International, Inc. | P066**3 |  | Ground-Water-Source | WBAHP: Heat Pump Packaged Unit | Heat Pump | 208 | 3 |  |  | No Match | No Match |  |  |  | 67000 | 5000 | 13.4 | 9 | 50000 | 4883 | 3 |  | Non Federally-Regulated | 07/22/2002 |  | 03/12/2009
Florida Heat Pump | Florida Heat Pump | GT026-4CS | GT026-4AH/AV | Water-Source | WBAH: Heating Only Packaged Un | Heat Pump | 460 | 3 |  |  | No Match | No Match |  |  |  | 26500 | 2007 | 13.2 | 9 | 30000 | 2313 | 3.8 | 3.5 | Non Federally-Regulated | 04/12/2000 |  | 05/23/2001
Florida Heat Pump | Energy Miser | EMV 124-4 |  | Water-Source | WBAHP: Heat Pump Packaged Unit | Heat Pump | 460 | 3 |  |  | No Match | No Match |  |  |  | 122000 | 13400 | 9.1 | 9.2 | 156000 | 14200 | 3.2 | 2.5 | Non Federally-Regulated | 05/16/1984 |  | 06/11/1985
Addison Products | Heat Controller | WPH44-3JA/3JBA |  | Water-Source | WBAHP-CB: Heat Pump Split Syst | Heat Pump | 208 | 3 |  |  | No Match | No Match |  |  |  | 44500 | 4045 | 11 | 9 | 49500 | 4143 | 3.5 | 3.5 | Non Federally-Regulated | 10/05/1999 |  | 04/12/2000
Koldwave Division, Mestek, Inc. | Heat Exchangers | 6K36CMHT |  | Water-Source | WBAHP: Heat Pump Packaged Unit | Heat Pump | 208 | 1 |  |  | No Match | No Match |  |  |  | 36800 | 2830 | 13 | 10 | 44000 | 3145 | 4.1 |  | Federally-Regulated Commercial & Industrial Equipment | 12/14/1998 |  | 03/12/2009
Waterfurnace International, Inc. | Rybacki - Hart Enterprises | ZS012**0*0 |  | Ground-Source | WBAHP: Heat Pump Packaged Unit | Heat Pump | 230 | 1 |  |  | No Match | Single-Speed |  |  |  | 11500 | 782 | 14.7 | 13.4 | 9600 | 879 | 3.2 | 3.1 | Non Federally-Regulated | 01/24/2011 |  | 04/19/2013
Mammoth | Hydrobank II | F054VLH |  | Ground-Water-Source | WBAHP: Heat Pump Packaged Unit | Heat Pump | 208 | 3 |  |  | No Match | No Match |  |  |  | 51500 | 3678 | 14 | 9 | 41000 | 3640 | 3.3 |  | Non Federally-Regulated | 06/27/2003 |  | 03/12/2009
Snyder General Corp. | McQuay | HC070B5 |  | Water-Source | WBAHP: Heat Pump Packaged Unit | Heat Pump | 208 | 1 |  |  | No Match | No Match |  |  |  | 6900 | 670 | 10.3 | 9 | 8800 | 716 | 3.6 | 3.2 | Non Federally-Regulated | 02/22/1990 |  | 07/31/1991
Bard Manufacturing Company, Inc. | Bard | QW601-C |  | Ground-Water-Source | WBAHP: Heat Pump Packaged Unit | Heat Pump | 460 | 3 |  |  | No Match | No Match |  |  |  | 53500 | 4022 | 13.3 | 9 | 45000 | 4253 | 3.1 |  | Non Federally-Regulated | 03/21/2001 |  | 01/24/2002
Waterfurnace International, Inc. | Waterfurnace International, Inc. | SXH036C1 |  | Ground-Water-Source | WBAHP: Heat Pump Packaged Unit | Heat Pump | 208 | 1 |  |  | No Match | No Match |  |  |  | 36400 | 2676 | 13.6 | 9 | 26000 | 2381 | 3.2 |  | Non Federally-Regulated | 01/30/1998 |  | 10/02/1998
Friedrich Air Conditioning Co. | Climate Master Series | 804-019-E******** |  | Water-Source | WBAHP: Heat Pump Packaged Unit | Heat Pump | 265 | 1 |  |  | No Match | No Match |  |  |  | 19000 | 1750 | 10.9 | 7.5 | 23000 | 1875 | 3.6 | 2.5 | Non Federally-Regulated | 08/30/1983 |  | 08/29/1986
McQuay / Snyder General | Electro-Hydronics | LWP22AD |  | Water-Source | WBAHP: Heat Pump Packaged Unit | Heat Pump | 230 | 3 |  |  | No Match | No Match |  |  |  | 240400 | 20550 | 11.7 |  | 270000 | 21400 | 3.7 | 2.5 | Non Federally-Regulated | 08/29/1986 |  | 05/11/1988
Waterfurnace International, Inc. | Geotility Geothermal Installations | ZS060**5*0 |  | Water-Source | WBAHP: Heat Pump Packaged Unit | Heat Pump | 575 | 3 |  |  | No Match | Single-Speed |  |  |  | 58400 | 3973 | 14.7 | 12 | 72500 | 4829 | 4.4 | 4.2 | Federally-Regulated Commercial & Industrial Equipment | 01/24/2011 |  | 04/19/2013
Waterfurnace International, Inc. | Rybacki - Hart Enterprises | ZS018**0*0 |  | Ground-Water-Source | WBAHP: Heat Pump Packaged Unit | Heat Pump | 208 | 1 |  |  | No Match | Single-Speed |  |  |  | 20600 | 877 | 23.5 | 16.2 | 17500 | 1282 | 4 | 3.6 | Non Federally-Regulated | 01/24/2011 |  | 04/19/2013
Florida Heat Pump | Energy Miser | HE62CF-3 |  | Water-Source | WBAHP: Heat Pump Packaged Unit | Heat Pump | 208 | 3 |  |  | No Match | No Match |  |  |  | 61000 | 5755 | 10.6 | 9.3 | 83000 | 6400 | 3.8 | 3.8 | Non Federally-Regulated | 07/31/1991 |  | 03/31/1998
California Heat Pump | Aqua-Matic | 43H**-12-** |  | Water-Source | WBAHP: Heat Pump Packaged Unit | Heat Pump | 208 | 1 |  |  | No Match | No Match |  |  |  | 43000 | 3840 | 11.2 | 7.5 | 47000 | 3720 | 3.7 | 2.5 | Non Federally-Regulated | 06/11/1985 |  | 05/11/1988
Mammoth | Hydrobank II | F036VHJ |  | Water-Source | WBAHP: Heat Pump Packaged Unit | Heat Pump | 230 | 3 |  |  | No Match | No Match |  |  |  | 35800 | 3314 | 10.8 | 10 | 47000 | 3623 | 3.8 |  | Federally-Regulated Commercial & Industrial Equipment | 05/23/2000 |  | 11/14/2000
ClimateMaster Inc. | Climate Master | TTP/S049 | CNPV*48* | Ground-Source | WBAHP-C: Heat Pump Split Syste | Heat Pump | 208 | 1 |  |  | No Match | Single-Speed |  |  |  | 51300 | 2882 | 17.8 | 13.4 | 36700 | 2832 | 3.8 | 3.1 | Non Federally-Regulated | 11/25/2009 |  | 06/09/2015
Waterfurnace International, Inc. | Waterfurnace International, Inc. | NDZ049A3 | NRAC048* | Ground-Water-Source | WBAHP-CB: Heat Pump Split Syst | Heat Pump | 230 | 3 |  |  | No Match | Dual-Speed |  |  |  | 50500 | 2500 | 20.2 | 16.2 | 46700 | 3111 | 4.4 | 3.6 | Non Federally-Regulated | 08/23/2011 |  | 10/24/2014
Florida Heat Pump | Florida Heat Pump | CE035-1CS | DX035CC/UC | Ground-Water-Source | WBAHP-C: Heat Pump Split Syste | Heat Pump | 208 | 1 |  |  | No Match | Dual-Speed |  |  |  | 42500 | 1881 | 22.6 | 16.2 | 32500 | 2323 | 4.1 | 3.6 | Non Federally-Regulated | 01/10/2012 |  | 03/02/2012
Waterfurnace International, Inc. | Eagle Mountain | GTS038A1 | GAH036* | Ground-Water-Source | WBAHP-CB: Heat Pump Split Syst | Heat Pump | 230 | 1 |  |  | No Match | Dual-Speed |  |  |  | 34300 | 1681 | 20.4 | 16.2 | 33100 | 2156 | 4.5 | 3.6 | Non Federally-Regulated | 01/24/2011 |  | 08/23/2011
ClimateMaster Inc. | Climate Master Series | HS/VS019G |  | Water-Source | WBAHP: Heat Pump Packaged Unit | Heat Pump | 230 | 1 |  |  | No Match | No Match |  |  |  | 20000 | 1492 | 13.4 | 10 | 23000 | 1567 | 4.3 |  | Federally-Regulated Commercial & Industrial Equipment | 11/14/2000 |  | 01/18/2001
Mammoth | Hydrobank II | F086HLK |  | Ground-Water-Source | WBAHP: Heat Pump Packaged Unit | Heat Pump | 208 | 3 |  |  | No Match | No Match |  |  |  | 85500 | 6333 | 13.5 | 9 | 63500 | 6001 | 3.1 |  | Non Federally-Regulated | 01/18/2001 |  | 07/18/2002
Enviro Master International llc | Enviro Master International | FWH09E******A*B |  | Water-Source | WBAHP-O: Heat Pump Packaged Un | Heat Pump | 265 | 1 |  |  | No Match | No Match |  |  |  | 9400 | 750 | 12.5 | 9.3 | 12400 | 865 | 4.2 | 3.8 | Non Federally-Regulated | 07/31/1991 |  | 03/31/1998
Waterfurnace International, Inc. | Waterfurnace International, Inc. | ATH057D1 |  | Ground-Water-Source | WBAHP: Heat Pump Packaged Unit | Heat Pump | 230 | 1 |  |  | No Match | No Match |  |  |  | 601000 | 47698 | 12.6 | 9 | 42000 | 4103 | 3 |  | Non Federally-Regulated | 12/14/1998 |  | 10/06/1999
ClimateMaster Inc. | Carrier Corp. | 50RTP10 |  | Water-Source | WBAHP: Heat Pump Packaged Unit | Heat Pump | 230 | 3 |  |  | No Match | Single-Speed | 3783 | 2210 | 82 | 122500 | 8813 | 13.9 | 12 | 149400 | 9951 | 4.4 | 4.2 | Federally-Regulated Commercial & Industrial Equipment | 10/24/2014 |  | 04/22/2015
Waterfurnace International, Inc. | Waterfurnace International, Inc. | SXV024C1 |  | Water-Source | WBAHP: Heat Pump Packaged Unit | Heat Pump | 230 | 1 |  |  | No Match | No Match |  |  |  | 25500 | 1688 | 15.1 | 10 | 30700 | 1697 | 5.3 |  | Federally-Regulated Commercial & Industrial Equipment | 12/14/1998 |  | 10/05/1999
Climate Control / Snyder General | Electro-Hydronics | CC330FD |  | Water-Source | WBAHP: Heat Pump Packaged Unit | Heat Pump | 230 | 3 |  |  | No Match | No Match |  |  |  | 33000 | 3050 | 10.8 | 7.5 | 39000 | 3090 | 3.7 | 2.5 | Non Federally-Regulated | 05/16/1984 |  | 08/29/1986
Florida Heat Pump | DeMarco Energy Systems | GT062-1VT/HZ/CF |  | Water-Source | WBAHP-CB: Heat Pump Split Syst | Heat Pump | 230 | 1 |  |  | No Match | No Match |  |  |  | 61500 | 4920 | 12.5 | 9 | 78000 | 6014 | 3.8 | 3.5 | Non Federally-Regulated | 10/05/1999 |  | 04/12/2000
Florida Heat Pump | Geomaster, LLC | AU071-1CS | AU071-1AV/AH | Ground-Source | WBAHP-CB: Heat Pump Split Syst | Heat Pump | 230 | 1 |  |  | No Match | Single-Speed | 3429 | 803 | 1 | 72500 | 4531 | 16 | 13.4 | 52000 | 4232 | 3.4 | 3.1 | Non Federally-Regulated | 01/25/2011 |  | 01/09/2014
Econar | Econar | GH1200 |  | Ground-Source | WBAHP: Heat Pump Packaged Unit | Heat Pump | 208 | 3 |  |  | No Match | No Match |  |  |  | 109000 | 9083 | 12 |  | 107000 | 10453 | 3 |  | Non Federally-Regulated | 03/31/1998 |  | 05/10/1998
Florida Heat Pump | Florida Heat Pump | EV030-1CF/HZ/VT |  | Ground-Water-Source | WBAHP: Heat Pump Packaged Unit | Heat Pump | 208 | 1 |  |  | No Match | No Match |  |  |  | 31000 | 2108 | 14.7 | 9 | 22000 | 2079 | 3.1 |  | Non Federally-Regulated | 07/22/2002 |  | 03/12/2009
ClimateMaster Inc. | Climate Master | PDW48 | FK4CNF006 | Water-Source | WBAHP-CB: Heat Pump Split Syst | Heat Pump | 230 | 1 |  |  | No Match | Single-Speed |  |  |  | 44500 | 3134 | 14.2 | 12 | 52500 | 3207 | 4.8 | 4.2 | Federally-Regulated Commercial & Industrial Equipment | 09/15/2009 |  | 02/17/2011
Florida Heat Pump | Florida Heat Pump | GT054-1CS | GT054-1AH/AV | Water-Source | WBAH: Heating Only Packaged Un | Heat Pump | 230 | 1 |  |  | No Match | No Match |  |  |  | 52000 | 4262 | 12.2 | 9 | 61000 | 4703 | 3.8 | 3.5 | Non Federally-Regulated | 04/12/2000 |  | 07/18/2002
Florida Heat Pump | Florida Heat Pump | EM036-1HZ |  | Water-Source | WBAHP: Heat Pump Packaged Unit | Heat Pump | 208 | 1 |  |  | No Match | No Match |  |  |  | 35000 | 2500 | 14 | 10 | 42000 | 2735 | 4.5 |  | Federally-Regulated Commercial & Industrial Equipment | 12/14/1998 |  | 10/05/1999
ClimateMaster Inc. | Carrier Corp. | 50PSH/V/D070****2 |  | Ground-Source | WBAHP: Heat Pump Packaged Unit | Heat Pump | 230 | 1 |  |  | No Match | Single-Speed | 3917 | 899 | 152 | 72900 | 4500 | 16.2 | 13.4 | 53800 | 4637 | 3.4 | 3.1 | Non Federally-Regulated | 10/24/2014 |  | 04/22/2015
Florida Heat Pump | Florida Heat Pump | CE049-1CS | DX049 | Ground-Water-Source | WBAHP-CB: Heat Pump Split Syst | Heat Pump | 230 | 1 |  |  | No Match | Dual-Speed |  |  |  | 55500 | 2293 | 24.2 | 16.2 | 47500 | 3026 | 4.6 | 3.6 | Non Federally-Regulated | 03/02/2012 |  | 05/01/2015
Addison Products | Addison Products | HPY060-1A |  | Water-Source | WBAHP-CB: Heat Pump Split Syst | Heat Pump | 208 | 1 |  |  | No Match | No Match |  |  |  | 68000 | 5354 | 12.7 | 9 | 77200 | 6113 | 3.7 | 3.5 | Non Federally-Regulated | 07/22/2002 |  | 03/12/2009
Command-Aire | Command-Aire | SWPHXR354E |  | Water-Source | WBAHP: Heat Pump Packaged Unit | Heat Pump | 460 | 3 |  |  | No Match | No Match |  |  |  | 36000 | 3270 | 11 | 7.5 | 49000 | 3500 | 4 | 2.5 | Non Federally-Regulated | 05/16/1984 |  | 01/23/1988
Trane U.S. Inc. | Trane | GEVA042 |  | Ground-Water-Source | WBAHP: Heat Pump Packaged Unit | Heat Pump | 208 | 1 |  |  | No Match | No Match |  |  |  | 41283 | 3019 | 13.7 | 9 | 27400 | 2564 | 3.1 |  | Non Federally-Regulated | 04/10/2000 |  | 07/18/2002
Jacobsen Energy Ind., Inc. | Thermaflo II | 12***5**** |  | Water-Source | WBAHP: Heat Pump Packaged Unit | Heat Pump | 265 | 1 |  |  | No Match | No Match |  |  |  | 12000 | 1250 | 11 | 7.5 | 16000 | 1400 | 3.2 | 2.5 | Non Federally-Regulated | 06/11/1985 |  | 08/29/1986
Trane U.S. Inc. | Trane | EXVE0423 |  | Ground-Source | WBAHP: Heat Pump Packaged Unit | Heat Pump | 208 | 3 |  |  | No Match | Single-Speed |  |  |  | 43000 | 2486 | 17.3 | 13.4 | 30700 | 2368 | 3.8 | 3.1 | Non Federally-Regulated | 06/14/2011 |  | 08/15/2014
McQuay International | McQuay | W-CDL/CDS/CMS-1-060-K |  | Water-Source | WBAHP: Heat Pump Packaged Unit | Heat Pump | 460 | 3 |  |  | No Match | No Match |  |  |  | 57000 | 5135 | 11.1 | 10 | 76000 | 5709 | 3.9 |  | Federally-Regulated Commercial & Industrial Equipment | 10/05/1999 |  | 03/12/2009
McQuay / Snyder General | Electro-Hydronics | FC330F7 |  | Water-Source | WBAHP: Heat Pump Packaged Unit | Heat Pump | 265 | 1 |  |  | No Match | No Match |  |  |  | 30800 | 2852 | 10.8 | 9 | 39000 | 3090 | 3.7 | 3.2 | Non Federally-Regulated | 05/11/1988 |  | 03/15/1989
Waterfurnace International, Inc. | Waterfurnace International, Inc. | CC/CE/CS/CW07*2 |  | Ground-Water-Source | WBAHP: Heat Pump Packaged Unit | Heat Pump | 265 | 1 |  |  | No Match | No Match |  |  |  | 7300 | 493 | 14.8 | 9 | 5600 | 529 | 3.1 |  | Non Federally-Regulated | 11/14/2000 |  | 01/18/2001
Waterfurnace International, Inc. | Waterfurnace International, Inc. | VLH/VXH048*0 |  | Water-Source | WBAHP: Heat Pump Packaged Unit | Heat Pump | 208 | 1 |  |  | No Match | No Match |  |  |  | 47000 | 3852 | 12.2 | 10 | 59800 | 4273 | 4.1 |  | Federally-Regulated Commercial & Industrial Equipment | 11/14/2000 |  | 03/12/2009
Florida Heat Pump | Florida Heat Pump | EM041-4CF |  | Water-Source | WBAHP: Heat Pump Packaged Unit | Heat Pump | 460 | 3 |  |  | No Match | No Match |  |  |  | 39500 | 2992 | 13.2 | 10 | 50000 | 3488 | 4.2 |  | Federally-Regulated Commercial & Industrial Equipment | 02/02/1998 |  | 03/31/1998
Florida Heat Pump | Florida Heat Pump | SV018-1CF/VT/HZ*-***T/A*A |  | Ground-Source | WBAHP: Heat Pump Packaged Unit | Heat Pump | 208 | 1 |  |  | No Match | Single-Speed |  |  |  | 21500 | 1265 | 17 | 13.4 | 14100 | 1148 | 3.6 | 3.1 | Non Federally-Regulated | 01/09/2014 |  | 04/22/2015
McQuay International | McQuay | W-CMG-1-030-K |  | Ground-Water-Source | WBAHP: Heat Pump Packaged Unit | Heat Pump | 460 | 3 |  |  | No Match | No Match |  |  |  | 31600 | 2194 | 14.4 | 9 | 21500 | 2099 | 3 |  | Non Federally-Regulated | 09/21/2000 |  | 07/18/2002
Florida Heat Pump | Florida Heat Pump | EM028-3CF |  | Water-Source | WBAHP: Heat Pump Packaged Unit | Heat Pump | 230 | 1 |  |  | No Match | No Match |  |  |  | 28000 | 1971 | 14.2 | 10 | 33400 | 2175 | 4.5 |  | Federally-Regulated Commercial & Industrial Equipment | 12/14/1998 |  | 10/05/1999
Climate Control / Snyder General | Electro-Hydronics | FC630GP |  | Water-Source | WBAHP: Heat Pump Packaged Unit | Heat Pump | 460 | 3 |  |  | No Match | No Match |  |  |  | 63000 | 6430 | 9.8 | 7.5 | 79000 | 6430 | 3.6 | 2.5 | Non Federally-Regulated | 06/11/1985 |  | 08/29/1986
Florida Heat Pump | Florida Heat Pump | EM028-2CF/HZ/VT |  | Ground-Water-Source | WBAHP: Heat Pump Packaged Unit | Heat Pump | 265 | 1 |  |  | No Match | No Match |  |  |  | 29500 | 2048 | 14.4 | 9 | 20500 | 1820 | 3.3 |  | Non Federally-Regulated | 05/29/2001 |  | 07/18/2002
Mammoth | Mammoth | D043VSC |  | Water-Source | WBAHP: Heat Pump Packaged Unit | Heat Pump | 208 | 1 |  |  | No Match | No Match |  |  |  | 41000 | 3888 | 10.5 | 7.5 | 47500 | 3965 | 3.5 | 2.5 | Non Federally-Regulated | 05/16/1984 |  | 05/11/1988
Mammoth | Hydrobank II | G084VHF |  | Water-Source | WBAHP: Heat Pump Packaged Unit | Heat Pump | 460 | 3 |  |  | No Match | No Match |  |  |  | 84000 | 7636 | 11 | 10.5 | 104000 | 8464 | 3.6 | 3.8 | Non Federally-Regulated | 07/31/1991 |  | 03/31/1998
ClimateMaster Inc. | Climate Master Series | 802142N******** |  | Water-Source | WBAHP: Heat Pump Packaged Unit | Heat Pump | 575 | 3 |  |  | No Match | No Match |  |  |  | 136000 | 13300 | 10.2 |  | 164000 | 14600 | 3.3 | 2.5 | Non Federally-Regulated | 02/22/1990 |  | 07/31/1991
Enertech Global, LLC | Enertech | GXT060B |  | Ground-Source | WBAHP: Heat Pump Packaged Unit | Heat Pump | 230 | 1 |  |  | No Match | Single-Speed |  |  |  | 60100 | 3515 | 17.1 | 13.4 | 47400 | 3562 | 3.9 | 3.1 | Non Federally-Regulated | 11/30/2011 |  | 01/09/2014
Mammoth | Hydrobank II | D006HHA/VHA |  | Water-Source | WBAHP: Heat Pump Packaged Unit | Heat Pump | 208 | 1 |  |  | No Match | No Match |  |  |  | 7000 | 636 | 11 | 10 | 9600 | 721 | 3.9 |  | Federally-Regulated Commercial & Industrial Equipment | 12/14/1998 |  | 10/05/1999
Waterfurnace International, Inc. | Trane Unitary Products Group | T1GX030***1**0 |  | Ground-Water-Source | WBAHP: Heat Pump Packaged Unit | Heat Pump | 208 | 1 |  |  | No Match | Single-Speed |  |  |  | 30900 | 1576 | 27.1 | 16.2 | 25800 | 1140 | 4.8 | 3.6 | Non Federally-Regulated | 08/23/2011 |  | 10/24/2014
California Heat Pump | Trane | WPVB-0536 |  | Water-Source | WBAHP: Heat Pump Packaged Unit | Heat Pump | 230 | 3 |  |  | No Match | No Match |  |  |  | 53000 | 5700 | 9.3 | 7.5 | 60000 | 5700 | 3.1 | 2.5 | Non Federally-Regulated | 06/11/1985 |  | 05/11/1988
Enertech Global, LLC | Enertech | HST072A2 | MPD072 | Ground-Source | WBAHP-CB: Heat Pump Split Syst | Heat Pump | 230 | 3 |  |  | No Match | Single-Speed | 3552 | 693 | 1 | 69200 | 4245 | 16.3 | 13.4 | 52400 | 4266 | 3.6 | 3.1 | Non Federally-Regulated | 09/03/2012 |  | 12/12/2012
Addison Products | Comfort-Aire | RWP-844 |  | Water-Source | WBAHP: Heat Pump Packaged Unit | Heat Pump | 460 | 3 |  |  | No Match | No Match |  |  |  | 91800 | 9120 | 10.1 | 10.5 | 116000 | 9520 | 3.6 | 3.8 | Non Federally-Regulated | 07/31/1991 |  | 03/31/1998
ClimateMaster Inc. | Climate Master Series | VP/HP048H |  | Water-Source | WBAHP: Heat Pump Packaged Unit | Heat Pump | 208 | 3 |  |  | No Match | No Match |  |  |  | 48000 | 3555 | 13.5 | 10 | 57000 | 3795 | 4.4 |  | Federally-Regulated Commercial & Industrial Equipment | 04/12/2000 |  | 11/14/2000
Florida Heat Pump | Florida Heat Pump | GT030-3CF/HZ/VT |  | Water-Source | WBAHP: Heat Pump Packaged Unit | Heat Pump | 208 | 3 |  |  | No Match | No Match |  |  |  | 28000 | 1818 | 15.4 | 10 | 35000 | 1864 | 5.5 |  | Federally-Regulated Commercial & Industrial Equipment | 05/29/2001 |  | 02/17/2011
Mammoth | Geox | ZE019VHF |  | Water-Source | WBAHP: Heat Pump Packaged Unit | Heat Pump | 265 | 1 |  |  | No Match | No Match |  |  |  | 18400 | 1657 | 11.1 | 9 | 25200 | 1997 | 3.7 | 3.2 | Federally-Regulated Commercial & Industrial Equipment | 12/26/1990 |  | 07/27/1992
Trane U.S. Inc. | Trane | WPHF0271 |  | Water-Source | WBAHP: Heat Pump Packaged Unit | Heat Pump | 208 | 1 |  |  | No Match | No Match |  |  |  | 27600 | 1903 | 14.5 | 10 | 31600 | 2104 | 4.4 |  | Federally-Regulated Commercial & Industrial Equipment | 12/14/1998 |  | 04/12/2000
Waterfurnace International, Inc. | Waterfurnace International, Inc. | SXH095A3 |  | Water-Source | WBAHP: Heat Pump Packaged Unit | Heat Pump | 230 | 3 |  |  | No Match | No Match |  |  |  | 95000 | 7089 | 13.4 | 10.5 | 118000 | 7518 | 4.6 | 3.8 | Federally-Regulated Commercial & Industrial Equipment | 03/31/1998 |  | 05/10/1998
American Air Filter | Enercon | DVW-165 |  | Water-Source | WBAHP: Heat Pump Packaged Unit | Heat Pump | 460 | 3 |  |  | No Match | No Match |  |  |  | 165000 | 13808 | 11.9 |  | 200000 | 15235 | 3.9 | 2.5 | Non Federally-Regulated | 02/22/1990 |  | 07/31/1991
Mammoth | Geox | ZD019HSC |  | Water-Source | WBAHP: Heat Pump Packaged Unit | Heat Pump | 230 | 1 |  |  | No Match | No Match |  |  |  | 18900 | 1806 | 10.5 | 7.5 | 23600 | 1968 | 3.5 | 2.5 | Non Federally-Regulated | 06/11/1985 |  | 05/11/1988
Addison Products | Addison Products | HWPH036-1JC/1JBC |  | Water-Source | WBAHP: Heat Pump Packaged Unit | Heat Pump | 208 | 1 |  |  | No Match | No Match |  |  |  | 33400 | 2982 | 11.2 | 9.3 | 43000 | 3316 | 3.8 | 3.8 | Federally-Regulated Commercial & Industrial Equipment | 03/31/1998 |  | 05/10/1998
McQuay / Snyder General | Electro-Hydronics | LE190C7 |  | Water-Source | WBAHP: Heat Pump Packaged Unit | Heat Pump | 265 | 1 |  |  | No Match | No Match |  |  |  | 18200 | 1825 | 10 | 9 | 22600 | 2000 | 3.3 | 3.2 | Non Federally-Regulated | 05/11/1988 |  | 03/15/1989
ClimateMaster Inc. | Climate Master Series | VT060G |  | Ground-Water-Source | WBAHP: Heat Pump Packaged Unit | Heat Pump | 208 | 1 |  |  | No Match | No Match |  |  |  | 57500 | 4020 | 14.3 | 9 | 38900 | 3352 | 3.4 |  | Non Federally-Regulated | 04/10/2000 |  | 05/24/2001
Florida Heat Pump | Florida Heat Pump | GT042-4VT/HZ/CF |  | Water-Source | WBAHP-CB: Heat Pump Split Syst | Heat Pump | 460 | 3 |  |  | No Match | No Match |  |  |  | 45000 | 3435 | 13.1 | 9 | 50000 | 3488 | 4.2 | 3.5 | Non Federally-Regulated | 02/02/1998 |  | 10/02/1998
ClimateMaster Inc. | Trane | WPRB0202 |  | Water-Source | WBAHP-O: Heat Pump Packaged Un | Heat Pump | 208 | 1 |  |  | No Match | No Match |  |  |  | 20000 | 1775 | 11.3 | 9 | 19000 | 1650 | 3.4 | 3.2 | Non Federally-Regulated | 02/22/1990 |  | 07/31/1991
American Air Filter | Enercon | DHW19 |  | Water-Source | WBAHP: Heat Pump Packaged Unit | Heat Pump | 230 | 1 |  |  | No Match | No Match |  |  |  | 18700 | 1645 | 11.4 | 7.5 | 23800 | 1795 | 3.9 | 2.5 | Non Federally-Regulated | 05/16/1984 |  | 06/11/1985
ClimateMaster Inc. | Carrier Corp. | 50PCH/V036 |  | Water-Source | WBAHP: Heat Pump Packaged Unit | Heat Pump | 208 | 1 |  |  | No Match | Single-Speed |  |  |  | 34500 | 2556 | 13.5 | 12 | 45200 | 3011 | 4.4 | 4.2 | Federally-Regulated Commercial & Industrial Equipment | 10/24/2014 |  | 04/22/2015
Waterfurnace International, Inc. | American Standard, Inc. | A1GX048***1**1 |  | Water-Source | WBAHP: Heat Pump Packaged Unit | Heat Pump | 208 | 1 |  |  | No Match | Single-Speed |  |  |  | 47000 | 2686 | 17.5 | 12 | 55400 | 2954 | 5.5 | 4.2 | Federally-Regulated Commercial & Industrial Equipment | 08/23/2011 |  | 10/24/2014
Waterfurnace International, Inc. | Eagle Mountain | ZS015**0*0 |  | Ground-Water-Source | WBAHP: Heat Pump Packaged Unit | Heat Pump | 208 | 1 |  |  | No Match | Single-Speed |  |  |  | 16000 | 667 | 24 | 16.2 | 15000 | 1072 | 4.1 | 3.6 | Non Federally-Regulated | 01/24/2011 |  | 04/19/2013
Waterfurnace International, Inc. | Eagle Mountain | GTS038A1 | GRAC036* | Ground-Source | WBAHP-CB: Heat Pump Split Syst | Heat Pump | 208 | 1 |  |  | No Match | Dual-Speed |  |  |  | 35000 | 2047 | 17.1 | 13.4 | 25700 | 1982 | 3.8 | 3.1 | Non Federally-Regulated | 01/24/2011 |  | 08/23/2011
Florida Heat Pump | Energy Miser | HECS62-1 | HEAH62-1 | Water-Source | WBAHP-C: Heat Pump Split Syste | Heat Pump | 208 | 1 |  |  | No Match | No Match |  |  |  | 60000 | 5610 | 10.7 | 9 | 80000 | 6335 | 3.7 | 3.2 | Non Federally-Regulated | 05/11/1988 |  | 03/15/1989
Mammoth | Hydrobank II | G045HHF/VHF |  | Water-Source | WBAHP: Heat Pump Packaged Unit | Heat Pump | 460 | 3 |  |  | No Match | No Match |  |  |  | 45000 | 3214 | 14 | 10 | 58000 | 3695 | 4.6 |  | Federally-Regulated Commercial & Industrial Equipment | 07/29/1998 |  | 10/02/1998
Bard Manufacturing Company, Inc. | Bard | QW601-B |  | Ground-Water-Source | WBAHP: Heat Pump Packaged Unit | Heat Pump | 208 | 3 |  |  | No Match | No Match |  |  |  | 53500 | 4022 | 13.3 | 9 | 44200 | 4177 | 3.1 |  | Non Federally-Regulated | 07/22/2002 |  | 03/12/2009
McQuay International | McQuay | CCH/CCW030C-F |  | Water-Source | WBAHP: Heat Pump Packaged Unit | Heat Pump | 230 | 3 |  |  | No Match | No Match |  |  |  | 30000 | 2500 | 12 | 10 | 37000 | 2779 | 3.9 |  | Federally-Regulated Commercial & Industrial Equipment | 11/17/1999 |  | 09/21/2000
Waterfurnace International, Inc. | Waterfurnace International, Inc. | SXH024C1 |  | Ground-Water-Source | WBAHP: Heat Pump Packaged Unit | Heat Pump | 208 | 1 |  |  | No Match | No Match |  |  |  | 27000 | 1741 | 15.5 | 9 | 18000 | 1551 | 3.4 |  | Non Federally-Regulated | 12/14/1998 |  | 10/06/1999
Waterfurnace International, Inc. | Waterfurnace International, Inc. | NSZ048A4 | NRAC048* | Water-Source | WBAHP-CB: Heat Pump Split Syst | Heat Pump | 460 | 3 |  |  | No Match | Single-Speed |  |  |  | 44200 | 2852 | 15.5 | 12 | 55400 | 3122 | 5.2 | 4.2 | Federally-Regulated Commercial & Industrial Equipment | 08/23/2011 |  | 10/24/2014
Waterfurnace International, Inc. | Waterfurnace International, Inc. | SXH036C2 |  | Water-Source | WBAHP: Heat Pump Packaged Unit | Heat Pump | 265 | 1 |  |  | No Match | No Match |  |  |  | 36000 | 2647 | 13.6 | 10 | 44500 | 2774 | 4.7 |  | Federally-Regulated Commercial & Industrial Equipment | 02/02/1998 |  | 03/31/1998
Florida Heat Pump | Florida Heat Pump | EM036-1VT/HZ/CF |  | Water-Source | WBAHP: Heat Pump Packaged Unit | Heat Pump | 230 | 1 |  |  | No Match | No Match |  |  |  | 35000 | 2500 | 14 | 10 | 42000 | 2734 | 4.5 |  | Federally-Regulated Commercial & Industrial Equipment | 10/05/1999 |  | 04/12/2000
Singer | Electro-Hydronics | UC140 3 |  | Water-Source | WBAHP: Heat Pump Packaged Unit | Heat Pump | 230 | 1 |  |  | No Match | No Match |  |  |  | 14000 | 1850 | 7.6 | 7.5 | 18000 | 2050 | 2.6 | 2.5 | Non Federally-Regulated | 09/08/1982 |  | 05/16/1984
Waterfurnace International, Inc. | Waterfurnace International, Inc. | NSZ042A0 | NRAC048* | Water-Source | WBAHP-CB: Heat Pump Split Syst | Heat Pump | 208 | 1 |  |  | No Match | Single-Speed |  |  |  | 39000 | 2254 | 17.3 | 12 | 41400 | 2289 | 5.3 | 4.2 | Federally-Regulated Commercial & Industrial Equipment | 01/24/2011 |  | 10/24/2014
Florida Heat Pump | Energy Miser | HE42CF-3 |  | Water-Source | WBAHP: Heat Pump Packaged Unit | Heat Pump | 208 | 3 |  |  | No Match | No Match |  |  |  | 42000 | 3620 | 11.6 | 9.3 | 53500 | 3825 | 4.1 | 3.8 | Non Federally-Regulated | 07/31/1991 |  | 03/31/1998
ClimateMaster Inc. | Carrier Corp. | 50YDS049 | FV4***006 | Water-Source | WBAHP-CB: Heat Pump Split Syst | Heat Pump | 230 | 1 |  |  | No Match | Single-Speed |  |  |  | 48100 | 3295 | 14.6 | 12 | 59400 | 3348 | 5.2 | 4.2 | Federally-Regulated Commercial & Industrial Equipment | 01/24/2011 |  | 08/23/2011
Waterfurnace International, Inc. | Spectra | SXV030A0 |  | Water-Source | WBAHP-CB: Heat Pump Split Syst | Heat Pump | 208 | 1 |  |  | No Match | No Match |  |  |  | 31800 | 2338 | 13.6 | 9 | 33400 | 2330 | 4.2 | 3.5 | Non Federally-Regulated | 06/02/1993 |  | 06/03/1993
Waterfurnace International, Inc. | Waterfurnace International, Inc. | ATV057D1(P) |  | Ground-Water-Source | WBAHP: Heat Pump Packaged Unit | Heat Pump | 208 | 1 |  |  | No Match | No Match |  |  |  | 36000 | 1914 | 18.8 | 9 | 26000 | 2116 | 3.6 |  | Non Federally-Regulated | 01/30/1998 |  | 03/31/1998
ClimateMaster Inc. | Climate Master Series | 814-011-E |  | Water-Source | WBAHP: Heat Pump Packaged Unit | Heat Pump | 230 | 1 |  |  | No Match | No Match |  |  |  | 10800 | 980 | 11 | 9 | 14000 | 1100 | 3.7 | 3.2 | Non Federally-Regulated | 05/11/1988 |  | 03/15/1989
McQuay International | McQuay | W-FDL/FDS/FMS-1-012-E |  | Water-Source | WBAHP: Heat Pump Packaged Unit | Heat Pump | 208 | 1 |  |  | No Match | No Match |  |  |  | 11600 | 1035 | 11.2 | 10 | 14000 | 1079 | 3.8 |  | Federally-Regulated Commercial & Industrial Equipment | 09/21/2000 |  | 11/14/2000
McQuay International | McQuay | W-FDS/FDL/FDD-1-024-E |  | Water-Source | WBAHP: Heat Pump Packaged Unit | Heat Pump | 230 | 1 |  |  | No Match | No Match |  |  |  | 24400 | 2033 | 12 | 10 | 32000 | 2343 | 4 |  | Federally-Regulated Commercial & Industrial Equipment | 10/05/1999 |  | 09/21/2000
Waterfurnace International, Inc. | Geosmart Energy, Inc. | VI036**1*1 |  | Ground-Source | WBAHP: Heat Pump Packaged Unit | Heat Pump | 230 | 1 |  |  | No Match | Variable-Speed |  |  |  | 36000 | 1636 | 22 | 13.4 | 32000 | 2680 | 3.5 | 3.1 | Non Federally-Regulated | 12/12/2012 |  | 10/24/2014
Waterfurnace International, Inc. | Waterfurnace International, Inc. | SXV036*0 |  | Water-Source | WBAHP: Heat Pump Packaged Unit | Heat Pump | 230 | 1 |  |  | No Match | No Match |  |  |  | 36000 | 2647 | 13.6 | 10 | 44500 | 2774 | 4.7 |  | Federally-Regulated Commercial & Industrial Equipment | 10/05/1999 |  | 05/19/2000
Florida Heat Pump | Energy Miser | HEH19-1 |  | Water-Source | WBAHP: Heat Pump Packaged Unit | Heat Pump | 208 | 1 |  |  | No Match | No Match |  |  |  | 18600 | 1700 | 10.9 | 9.3 | 23500 | 1680 | 4.1 | 3.8 | Non Federally-Regulated | 07/31/1991 |  | 03/31/1998
ClimateMaster Inc. | Carrier Corp. | 50YEH/V/D018 |  | Water-Source | WBAHP: Heat Pump Packaged Unit | Heat Pump | 230 | 1 |  |  | No Match | Single-Speed |  |  |  | 18600 | 1240 | 15 | 12 | 23000 | 1296 | 5.2 | 4.2 | Federally-Regulated Commercial & Industrial Equipment | 10/24/2014 |  | 04/22/2015
McQuay International | McQuay | FCV/FCW/VWH/VWW036B-T |  | Water-Source | WBAHP: Heat Pump Packaged Unit | Heat Pump | 460 | 3 |  |  | No Match | No Match |  |  |  | 35200 | 2957 | 11.9 | 9.3 | 45000 | 3297 | 4 | 3.8 | Federally-Regulated Commercial & Industrial Equipment | 03/31/1998 |  | 05/10/1998
Carrier Corp. - Syracuse | Carrier | 50QXV0726 |  | Water-Source | WBAHP: Heat Pump Packaged Unit | Heat Pump | 460 | 3 |  |  | No Match | No Match |  |  |  | 73000 | 6186 | 11.8 | 10.5 | 89000 | 6450 | 4 | 3.8 | Non Federally-Regulated | 07/31/1991 |  | 03/31/1998
Waterfurnace International, Inc. | Waterfurnace International, Inc. | VLH042A1 |  | Water-Source | WBAHP: Heat Pump Packaged Unit | Heat Pump | 230 | 1 |  |  | No Match | No Match |  |  |  | 40000 | 3076 | 13 | 10 | 47400 | 3230 | 4.3 |  | Federally-Regulated Commercial & Industrial Equipment | 12/14/1998 |  | 10/05/1999
Waterfurnace International, Inc. | Waterfurnace International, Inc. | SXV010*2 |  | Water-Source | WBAHP: Heat Pump Packaged Unit | Heat Pump | 265 | 1 |  |  | No Match | No Match |  |  |  | 9800 | 653 | 15 | 10 | 12600 | 709 | 5.2 |  | Federally-Regulated Commercial & Industrial Equipment | 10/05/1999 |  | 05/19/2000
McQuay / Snyder General | Electro-Hydronics | FW630G3 |  | Water-Source | WBAHP: Heat Pump Packaged Unit | Heat Pump | 230 | 1 |  |  | No Match | No Match |  |  |  | 63000 | 6430 | 9.8 | 7.5 | 79000 | 6430 | 3.6 | 2.5 | Non Federally-Regulated | 08/29/1986 |  | 05/11/1988
Florida Heat Pump | Florida Heat Pump | EM041-3HZ |  | Water-Source | WBAHP: Heat Pump Packaged Unit | Heat Pump | 208 | 3 |  |  | No Match | No Match |  |  |  | 39500 | 2992 | 13.2 | 10 | 50000 | 3488 | 4.2 |  | Federally-Regulated Commercial & Industrial Equipment | 02/02/1998 |  | 03/31/1998
Florida Heat Pump | Bosch | EC015-2CF/HZ/VT |  | Ground-Source | WBAHP: Heat Pump Packaged Unit | Heat Pump | 265 | 1 |  |  |  | Single-Speed |  |  |  | 14500 | 967 | 15 | 13.4 | 10100 | 897 | 3.3 | 3.1 | Non Federally-Regulated | 04/22/2015 |  | 05/01/2015
Climate Control / Snyder General | Electro-Hydronics | UC230F3 |  | Water-Source | WBAHP: Heat Pump Packaged Unit | Heat Pump | 230 | 1 |  |  | No Match | No Match |  |  |  | 23000 | 2250 | 10.2 | 7.5 | 30000 | 2500 | 3.5 | 2.5 | Non Federally-Regulated | 06/11/1985 |  | 08/29/1986
McQuay International | McQuay | W-CDL/CDS/CMS-1-120-L |  | Water-Source | WBAHP: Heat Pump Packaged Unit | Heat Pump | 575 | 3 |  |  | No Match | No Match |  |  |  | 18500 | 1637 | 11.3 | 10 | 148000 | 10084 | 4.3 |  | Federally-Regulated Commercial & Industrial Equipment | 09/21/2000 |  | 03/12/2009
McQuay / Snyder General | Electro-Hydronics | UW330GD |  | Water-Source | WBAHP: Heat Pump Packaged Unit | Heat Pump | 230 | 3 |  |  | No Match | No Match |  |  |  | 33000 | 3050 | 10.8 | 7.5 | 39000 | 3090 | 3.7 | 2.5 | Non Federally-Regulated | 08/29/1986 |  | 05/11/1988
Florida Heat Pump | Florida Heat Pump | CE035-1CS | DX035CC/UC | Ground-Source | WBAHP-C: Heat Pump Split Syste | Heat Pump | 208 | 1 |  |  | No Match | Dual-Speed |  |  |  | 39000 | 2281 | 17.1 | 13.4 | 25500 | 2135 | 3.5 | 3.1 | Non Federally-Regulated | 03/02/2012 |  | 04/20/2015
Florida Heat Pump | Energy Miser | LTH50-4 |  | Ground-Water-Source | WBAHP: Heat Pump Packaged Unit | Heat Pump | 460 | 3 |  |  | No Match | No Match |  |  |  | 44500 | 4045 | 11 | 11 | 48000 | 4135 | 3.4 | 3.4 | Non Federally-Regulated | 07/31/1991 |  | 03/31/1998
Florida Heat Pump | Florida Heat Pump | CE035-1CS | CE035-1AH/AV | Ground-Source | WBAHP-CB: Heat Pump Split Syst | Heat Pump | 230 | 1 |  |  | No Match | Dual-Speed |  |  |  | 37200 | 2201 | 16.9 | 13.4 | 27400 | 2170 | 3.7 | 3.1 | Non Federally-Regulated | 06/14/2011 |  | 04/20/2015
Waterfurnace International, Inc. | Geotility Geothermal Installations | ZS024**0*4 |  | Water-Source | WBAHP: Heat Pump Packaged Unit | Heat Pump | 208 | 1 |  |  | No Match | Single-Speed |  |  |  | 23900 | 1583 | 15.1 | 12 | 27000 | 1583 | 5 | 4.2 | Federally-Regulated Commercial & Industrial Equipment | 06/14/2011 |  | 04/19/2013
Climate Control / Snyder General | Electro-Hydronics | LWP12AP |  | Water-Source | WBAHP: Heat Pump Packaged Unit | Heat Pump | 460 | 3 |  |  | No Match | No Match |  |  |  | 128000 | 11000 | 11.6 | 9.2 | 142000 | 11200 | 3.7 | 2.5 | Non Federally-Regulated | 06/11/1985 |  | 08/29/1986
Waterfurnace International, Inc. | Rybacki - Hart Enterprises | GCC/GCW/GCS/GCE12*0 |  | Ground-Water-Source | WBAHP-O: Heat Pump Packaged Un | Heat Pump | 208 | 1 |  |  | No Match | Single-Speed |  |  |  | 12400 | 636 | 19.5 | 16.2 | 11800 | 935 | 3.7 | 3.6 | Non Federally-Regulated | 01/24/2011 |  | 04/19/2013
Florida Heat Pump | Florida Heat Pump | EM015-1CS | EM015-1AH/AV | Ground-Water-Source | WBAHP-CB: Heat Pump Split Syst | Heat Pump | 208 | 1 |  |  | No Match | No Match |  |  |  | 15200 | 1288 | 11.8 | 9 | 12000 | 1212 | 2.9 |  | Non Federally-Regulated | 05/29/2001 |  | 07/18/2002
Enertech Global, LLC | Enertech | TXT036C2 |  | Ground-Water-Source | WBAHP: Heat Pump Packaged Unit | Heat Pump | 230 | 3 |  |  | No Match | Single-Speed |  |  |  | 42600 | 1658 | 25.7 | 16.2 | 36000 | 2029 | 5.2 | 3.6 | Non Federally-Regulated | 03/02/2012 |  | 12/12/2012
Bard Manufacturing Company, Inc. | Bard | GTC36S1-A | HE37942D175B2505AW/HE37942D210B2505AW | Ground-Water-Source | WBAH-C: Heating Only Split Sys | Heat Pump | 230 | 1 |  |  | No Match | Dual-Speed | [7 empty] | 34500 | 2063 | 4.9 |  | Non Federally-Regulated | 09/03/2012 |  | 04/29/2015
Enviro Master International llc | Enviro Master International | FWH12E******A*B |  | Water-Source | WBAHP-O: Heat Pump Packaged Un | Heat Pump | 265 | 1 |  |  | No Match | No Match |  |  |  | 11500 | 980 | 11.7 | 9.3 | 14200 | 1095 | 3.8 | 3.8 | Non Federally-Regulated | 07/31/1991 |  | 03/31/1998
Addison Products | Addison Products | WSH036-3AL |  | Water-Source | WBAHP: Heat Pump Packaged Unit | Heat Pump | 208 | 3 |  |  | No Match | No Match |  |  |  | 35000 | 2868 | 12.2 | 9.3 | 44000 | 3070 | 4.2 | 3.8 | Federally-Regulated Commercial & Industrial Equipment | 03/31/1998 |  | 05/10/1998
Command-Aire | Command-Aire | SWP354E |  | Water-Source | WBAHP: Heat Pump Packaged Unit | Heat Pump | 460 | 3 |  |  | No Match | No Match |  |  |  | 36000 | 3270 | 11 | 9 | 48000 | 3500 | 4 | 3.2 | Non Federally-Regulated | 05/11/1988 |  | 03/15/1989
Florida Heat Pump | Florida Heat Pump | EM041-3HZ |  | Water-Source | WBAHP: Heat Pump Packaged Unit | Heat Pump | 230 | 3 |  |  | No Match | No Match |  |  |  | 39500 | 2992 | 13.2 | 10 | 50000 | 3488 | 4.2 |  | Federally-Regulated Commercial & Industrial Equipment | 12/14/1998 |  | 10/05/1999
Climate Control / Snyder General | Electro-Hydronics | CC70G7 |  | Water-Source | WBAHP: Heat Pump Packaged Unit | Heat Pump | 265 | 1 |  |  | No Match | No Match |  |  |  | 6900 | 645 | 10.7 | 7.5 | 8800 | 680 | 3.8 | 2.5 | Non Federally-Regulated | 05/16/1984 |  | 08/29/1986
Florida Heat Pump | Florida Heat Pump | EM096-4CS | EM096-4AH/AV | Ground-Water-Source | WBAHP-CB: Heat Pump Split Syst | Heat Pump | 460 | 3 |  |  | No Match | No Match |  |  |  | 95500 | 7234 | 13.2 | 9 | 65500 | 6190 | 3.1 |  | Non Federally-Regulated | 07/22/2002 |  | 03/12/2009
Enertech Global, LLC | Enertech | TST036A | MPD036 | Ground-Water-Source | WBAHP-CB: Heat Pump Split Syst | Heat Pump | 208 | 1 |  |  | No Match | Single-Speed |  |  |  | 40600 | 1854 | 21.9 | 16.2 | 36400 | 2425 | 4.4 | 3.6 | Non Federally-Regulated | 12/12/2012 |  | 04/29/2015
Carrier Corp. | Carrier | 50HQ,VQ0224 |  | Water-Source | WBAHP: Heat Pump Packaged Unit | Heat Pump | 277 | 1 |  |  | No Match | No Match |  |  |  | 21000 | 2250 | 9.3 | 7.5 | 24000 | 2350 | 3 | 2.5 | Non Federally-Regulated | 08/30/1983 |  | 05/11/1988
Snyder General Corp. | McQuay | CCH030A*G |  | Water-Source | WBAHP: Heat Pump Packaged Unit | Heat Pump | 208 | 1 |  |  | No Match | No Match |  |  |  | 30000 | 2715 | 11 | 9 | 38000 | 2918 | 3.8 | 3.2 | Non Federally-Regulated | 02/22/1990 |  | 07/31/1991
Florida Heat Pump | Geomaster, LLC | AP025-1CF/HZ/VT |  | Water-Source | WBAHP: Heat Pump Packaged Unit | Heat Pump | 208 | 1 |  |  | No Match | Single-Speed |  |  |  | 27000 | 1667 | 16.2 | 12 | 32500 | 1797 | 5.3 | 4.2 | Federally-Regulated Commercial & Industrial Equipment | 01/24/2011 |  | 04/20/2015
Heat Controller | Heat Controller | VWPG060-3B-XL* |  | Ground-Water-Source | WBAHP: Heat Pump Packaged Unit | Heat Pump | 208 | 1 |  |  | No Match | No Match |  |  |  | 59000 | 4538 | 13 | 11 | 66000 | 4959 | 3.9 | 3.5 | Non Federally-Regulated | 03/31/1998 |  | 05/10/1998
Mammoth | Hydrobank II | K120HHJ |  | Water-Source | WBAHP: Heat Pump Packaged Unit | Heat Pump | 575 | 3 |  |  | No Match | No Match |  |  |  | 122000 | 10796 | 11.3 | 9 | 169000 | 13030 | 3.8 | 3.8 | Federally-Regulated Commercial & Industrial Equipment | 05/23/2000 |  | 01/18/2001
Waterfurnace International, Inc. | Waterfurnace International, Inc. | ATV070*1(P) |  | Ground-Water-Source | WBAHP: Heat Pump Packaged Unit | Heat Pump | 208 | 1 |  |  | No Match | No Match |  |  |  | 41500 | 2385 | 17.4 | 9 | 32400 | 2636 | 3.6 |  | Non Federally-Regulated | 11/17/1999 |  | 05/19/2000
Power-Save International, Inc. | S.O.E.S.I. | PSS-800 (2) |  | Water-Source | WBAHP: Heat Pump Packaged Unit | Heat Pump | 230 | 1 |  |  | No Match | No Match |  |  |  | 100000 | 7682 | 13 | 10.5 | 104000 | 7498 | 4 | 3.8 | Non Federally-Regulated | 07/31/1991 |  | 03/31/1998
Climate Control / Snyder General | Electro-Hydronics | LHP27AP |  | Water-Source | WBAHP: Heat Pump Packaged Unit | Heat Pump | 460 | 3 |  |  | No Match | No Match |  |  |  | 295200 | 25350 | 11.6 |  | 348000 | 28300 | 3.6 | 2.5 | Non Federally-Regulated | 06/11/1985 |  | 08/29/1986
Florida Heat Pump | Florida Heat Pump | EM041-1CF/HZ/VT |  | Ground-Water-Source | WBAHP: Heat Pump Packaged Unit | Heat Pump | 230 | 1 |  |  | No Match | No Match |  |  |  | 41000 | 3037 | 13.5 | 9 | 30000 | 2929 | 3 |  | Non Federally-Regulated | 05/29/2001 |  | 07/18/2002
Singer | Electro-Hydronics | CC400 5 |  | Water-Source | WBAHP: Heat Pump Packaged Unit | Heat Pump | 208 | 1 |  |  | No Match | No Match |  |  |  | 40000 | 4350 | 9.2 | 7.5 | 4300 | 4500 | 2.8 | 2.5 | Non Federally-Regulated | 09/08/1982 |  | 08/30/1983
Geoflex Systems, Inc. | Geoflex Systems, Inc. | GF1S-V/H/D/M-036WAABP |  | Ground-Source | WBAHP: Heat Pump Packaged Unit | Both Heat Pump and Electric Re | 230 | 1 |  |  | No Match | Single-Speed |  |  |  | 33800 | 1742 | 19.4 | 13.4 | 24400 | 1788 | 4 | 3.1 | Non Federally-Regulated | 03/02/2012 |  | 01/09/2014
Waterfurnace International, Inc. | Rybacki - Hart Enterprises | ZS042**0*0 |  | Ground-Water-Source | WBAHP: Heat Pump Packaged Unit | Heat Pump | 208 | 1 |  |  | No Match | Single-Speed |  |  |  | 45800 | 2082 | 22 | 16.2 | 37000 | 2854 | 3.8 | 3.6 | Non Federally-Regulated | 01/24/2011 |  | 04/19/2013
Florida Heat Pump | Florida Heat Pump | GT054-3CF/HZ/VT |  | Water-Source | WBAHP: Heat Pump Packaged Unit | Heat Pump | 230 | 3 |  |  | No Match | No Match |  |  |  | 50000 | 3968 | 12.6 | 10 | 65000 | 4232 | 4.5 |  | Federally-Regulated Commercial & Industrial Equipment | 04/12/2000 |  | 02/17/2011
Florida Heat Pump | Geomaster, LLC | AP049-1CS | AP049-1AV/AH | Ground-Water-Source | WBAHP-CB: Heat Pump Split Syst | Heat Pump | 208 | 1 |  |  | No Match | Single-Speed |  |  |  | 56000 | 2343 | 23.9 | 16.2 | 45500 | 2343 | 4.7 | 3.6 | Non Federally-Regulated | 07/06/2011 |  | 10/03/2011
Mammoth | Hydrobank II | K052HHJ |  | Water-Source | WBAHP: Heat Pump Packaged Unit | Heat Pump | 575 | 3 |  |  | No Match | No Match |  |  |  | 49000 | 4622 | 10.6 | 10 | 64500 | 4845 | 3.9 |  | Federally-Regulated Commercial & Industrial Equipment | 01/18/2001 |  | 03/12/2009
Waterfurnace International, Inc. | Eagle Mountain | YS036**1*0 |  | Ground-Source | WBAHP: Heat Pump Packaged Unit | Heat Pump | 208 | 1 |  |  | No Match | Single-Speed |  |  |  | 34500 | 2078 | 16.6 | 13.4 | 26000 | 2309 | 3.3 | 3.1 | Non Federally-Regulated | 01/24/2011 |  | 04/19/2013
Addison Products | Addison Products | HGY096-3A |  | Ground-Water-Source | WBAHP: Heat Pump Packaged Unit | Heat Pump | 230 | 3 |  |  | No Match | No Match |  |  |  | 95700 | 7909 | 12.1 | 9 | 78200 | 6943 | 3.3 |  | Non Federally-Regulated | 01/24/2002 |  | 07/18/2002
Mammoth | Hydrobank II | G072VHF |  | Water-Source | WBAHP: Heat Pump Packaged Unit | Heat Pump | 460 | 3 |  |  | No Match | No Match |  |  |  | 69000 | 6272 | 11 | 10.5 | 87000 | 6889 | 3.7 | 3.8 | Non Federally-Regulated | 07/31/1991 |  | 03/31/1998
Waterfurnace International, Inc. | Waterfurnace International, Inc. | SXV036C2 |  | Ground-Water-Source | WBAHP: Heat Pump Packaged Unit | Heat Pump | 265 | 1 |  |  | No Match | No Match |  |  |  | 36400 | 2676 | 13.6 | 9 | 26000 | 2381 | 3.2 |  | Non Federally-Regulated | 01/30/1998 |  | 03/31/1998
Addison Products | Addison Products | VPY036-1A |  | Water-Source | WBAHP-CB: Heat Pump Split Syst | Heat Pump | 208 | 1 |  |  | No Match | No Match |  |  |  | 39400 | 2755 | 14.3 | 9 | 42700 | 3381 | 3.7 | 3.5 | Non Federally-Regulated | 07/22/2002 |  | 03/12/2009
Waterfurnace International, Inc. | Trane Unitary Products Group | TVGX036**1**1 |  | Ground-Source | WBAHP: Heat Pump Packaged Unit | Heat Pump | 230 | 1 |  |  | No Match | Variable-Speed |  |  |  | 36000 | 1636 | 22 | 13.4 | 32000 | 2680 | 3.5 | 3.1 | Non Federally-Regulated | 12/12/2012 |  | 10/24/2014
Waterfurnace International, Inc. | Waterfurnace International, Inc. | SXV010B0 |  | Ground-Water-Source | WBAHP: Heat Pump Packaged Unit | Heat Pump | 230 | 1 |  |  | No Match | No Match |  |  |  | 9900 | 642 | 15.4 | 9 | 7400 | 657 | 3.3 |  | Non Federally-Regulated | 08/21/1998 |  | 10/02/1998
Waterfurnace International, Inc. | Waterfurnace International, Inc. | SXH013C2 |  | Water-Source | WBAHP: Heat Pump Packaged Unit | Heat Pump | 265 | 1 |  |  | No Match | No Match |  |  |  | 12700 | 858 | 14.8 | 10 | 15100 | 921 | 4.8 |  | Federally-Regulated Commercial & Industrial Equipment | 12/14/1998 |  | 10/05/1999
McQuay International | McQuay | FCV/FCW/VWH/VWW060B-T |  | Water-Source | WBAHP: Heat Pump Packaged Unit | Heat Pump | 460 | 3 |  |  | No Match | No Match |  |  |  | 58000 | 5321 | 10.9 | 10 | 78000 | 5861 | 3.9 |  | Federally-Regulated Commercial & Industrial Equipment | 02/02/1998 |  | 03/31/1998
Waterfurnace International, Inc. | Waterfurnace International, Inc. | SXH030B3 |  | Water-Source | WBAHP: Heat Pump Packaged Unit | Heat Pump | 208 | 3 |  |  | No Match | No Match |  |  |  | 30600 | 2125 | 14.4 | 10 | 36600 | 2145 | 5 |  | Federally-Regulated Commercial & Industrial Equipment | 12/14/1998 |  | 10/05/1999
McQuay / Snyder General | Electro-Hydronics | CW750GK |  | Water-Source | WBAHP: Heat Pump Packaged Unit | Heat Pump | 208 | 3 |  |  | No Match | No Match |  |  |  | 74000 | 7000 | 10.5 | 9.2 | 92000 | 7500 | 3.6 | 2.5 | Non Federally-Regulated | 08/29/1986 |  | 05/11/1988
Snyder General Corp. | McQuay | CCW036A*N |  | Water-Source | WBAHP: Heat Pump Packaged Unit | Heat Pump | 265 | 1 |  |  | No Match | No Match |  |  |  | 35000 | 3125 | 11.2 | 9 | 41500 | 3140 | 3.9 | 3.2 | Non Federally-Regulated | 02/22/1990 |  | 07/31/1991
Snyder General Corp. | American Air Filter | EVW-19 |  | Water-Source | WBAHP: Heat Pump Packaged Unit | Heat Pump | 208 | 1 |  |  | No Match | No Match |  |  |  | 17800 | 1618 | 11 | 9 | 23000 | 1730 | 3.9 | 3.2 | Federally-Regulated Commercial & Industrial Equipment | 02/04/1988 |  | 07/27/1992
Command-Aire | Command-Aire | RUWP-304 |  | Water-Source | WBAHP: Heat Pump Packaged Unit | Heat Pump | 460 | 3 |  |  | No Match | No Match |  |  |  | 40600 | 4770 | 8.5 | 7.5 | 51600 | 4540 | 3.3 | 2.5 | Non Federally-Regulated | 01/05/1982 |  | 05/11/1988
Waterfurnace International, Inc. | Waterfurnace International, Inc. | ATH010C0 |  | Ground-Water-Source | WBAHP: Heat Pump Packaged Unit | Heat Pump | 230 | 1 |  |  | No Match | No Match |  |  |  | 9900 | 642 | 15.4 | 9 | 7400 | 657 | 3.3 |  | Non Federally-Regulated | 01/30/1998 |  | 03/31/1998
Waterfurnace International, Inc. | Waterfurnace International, Inc. | SXS024* | SBC024* | Ground-Water-Source | WBAHP-CB: Heat Pump Split Syst | Heat Pump | 230 | 1 |  |  | No Match | No Match |  |  |  | 23000 | 1742 | 13.2 | 9 | 15800 | 1543 | 3 |  | Non Federally-Regulated | 10/06/1999 |  | 05/19/2000
McQuay / Snyder General | Electro-Hydronics | LWP10BD |  | Water-Source | WBAHP: Heat Pump Packaged Unit | Heat Pump | 230 | 3 |  |  | No Match | No Match |  |  |  | 107000 | 9000 | 11.9 | 9.2 | 120000 | 9200 | 3.8 |  | Non Federally-Regulated | 05/11/1988 |  | 03/15/1989
Florida Heat Pump | Florida Heat Pump | EM048-1HZ |  | Water-Source | WBAHP: Heat Pump Packaged Unit | Heat Pump | 230 | 1 |  |  | No Match | No Match |  |  |  | 49000 | 3920 | 12.5 | 10 | 58000 | 3863 | 4.4 |  | Federally-Regulated Commercial & Industrial Equipment | 02/02/1998 |  | 03/31/1998
Florida Heat Pump | Energy Miser | HECS27-1 | HEAH27-1 | Water-Source | WBAHP-C: Heat Pump Split Syste | Heat Pump | 208 | 1 |  |  | No Match | No Match |  |  |  | 25600 | 2190 | 11.7 | 9 | 33400 | 2450 | 4 | 3.2 | Non Federally-Regulated | 05/11/1988 |  | 03/15/1989
Command-Aire | Command-Aire | RUWP-1033 |  | Water-Source | WBAHP: Heat Pump Packaged Unit | Heat Pump | 208 | 3 |  |  | No Match | No Match |  |  |  | 117000 | 11800 | 9.9 | 9.2 | 149000 | 11700 | 3.7 | 2.5 | Non Federally-Regulated | 02/22/1990 |  | 07/31/1991
Waterfurnace International, Inc. | Waterfurnace International, Inc. | USV/USH036**3*4 |  | Water-Source | WBAHP: Heat Pump Packaged Unit | Heat Pump | 230 | 3 |  |  | No Match | Single-Speed |  |  |  | 33300 | 2220 | 15 | 12 | 40600 | 2479 | 4.8 | 4.2 | Federally-Regulated Commercial & Industrial Equipment | 06/14/2011 |  | 03/02/2012
Carrier Corp. | Carrier | 50QXH0365 |  | Water-Source | WBAHP: Heat Pump Packaged Unit | Heat Pump | 208 | 3 |  |  | No Match | No Match |  |  |  | 35800 | 2864 | 12.5 | 9 | 41500 | 3040 | 4 | 3.2 | Non Federally-Regulated | 03/15/1989 |  | 09/25/1989
Trane U.S. Inc. | Trane | GSUF0361A |  | Ground-Source | WBAHP: Heat Pump Packaged Unit | Heat Pump | 208 | 1 |  |  | No Match | No Match |  |  |  | 34800 | 2450 | 14.2 |  | 26600 | 2688 | 2.9 |  | Non Federally-Regulated | 03/31/1998 |  | 05/10/1998
McQuay International | McQuay | CCH/CCW/HWH/HWW024C-F |  | Water-Source | WBAHP: Heat Pump Packaged Unit | Heat Pump | 208 | 3 |  |  | No Match | No Match |  |  |  | 25000 | 2066 | 12.1 | 10 | 30000 | 2313 | 3.8 |  | Federally-Regulated Commercial & Industrial Equipment | 02/02/1998 |  | 03/31/1998
Waterfurnace International, Inc. | Waterfurnace International, Inc. | SXH013A1 |  | Ground-Water-Source | WBAHP: Heat Pump Packaged Unit | Heat Pump | 230 | 1 |  |  | No Match | No Match |  |  |  | 13300 | 847 | 15.7 | 9 | 9700 | 861 | 3.3 |  | Non Federally-Regulated | 01/30/1998 |  | 08/21/1998
Florida Heat Pump | Florida Heat Pump | GT030-3CS | GT030-1AH/AV | Water-Source | WBAH: Heating Only Packaged Un | Heat Pump | 230 | 3 |  |  | No Match | No Match |  |  |  | 29800 | 2143 | 13.9 | 9 | 32000 | 2404 | 3.9 | 3.5 | Non Federally-Regulated | 04/12/2000 |  | 05/23/2001
Singer | Electro-Hydronics | VF80D2 |  | Water-Source | WBAHP: Heat Pump Packaged Unit | Heat Pump | 115 | 1 |  |  | No Match | No Match |  |  |  | 8500 | 1000 | 8.5 | 7.5 | 10500 | 1100 | 2.8 | 2.5 | Non Federally-Regulated | 09/08/1982 |  | 05/16/1984
Hydro Delta Corp. | Hydro Delta Corp. | 03-060-WTAR-MT(P) |  | Water-Source | WBAHP-CB: Heat Pump Split Syst | Heat Pump | 230 | 1 |  |  | No Match | No Match |  |  |  | 34800 | 1988 | 17.5 | 9 | 38000 | 2474 | 4.5 | 3.5 | Non Federally-Regulated | 02/02/1998 |  | 03/03/1998
Singer | Electro-Hydronics | WE190C7 |  | Water-Source | WBAHP: Heat Pump Packaged Unit | Heat Pump | 265 | 1 |  |  | No Match | No Match |  |  |  | 18200 | 1825 | 10 | 7.5 | 22600 | 2000 | 3.3 | 2.5 | Non Federally-Regulated | 09/08/1982 |  | 05/16/1984
ClimateMaster Inc. | Climate Master Series | 813-060-G******** |  | Water-Source | WBAHP: Heat Pump Packaged Unit | Heat Pump | 208 | 1 |  |  | No Match | No Match |  |  |  | 62000 | 5536 | 11.2 | 9 | 75000 | 5782 | 3.8 | 3.2 | Non Federally-Regulated | 02/22/1990 |  | 07/31/1991
Friedrich Climate Master | Friedrich Climate Master | 80109C********A |  | Water-Source | WBAHP: Heat Pump Packaged Unit | Heat Pump | 230 | 1 |  |  | No Match | No Match |  |  |  | 8500 | 700 |  | 7.5 | 10200 | 770 | 3.9 | 2.5 | Non Federally-Regulated | 08/29/1986 |  | 05/11/1988
ClimateMaster Inc. | Climate Master Series | VS/VL/HS/HL 048 F/H |  | Water-Source | WBAHP: Heat Pump Packaged Unit | Heat Pump | 208 | 3 |  |  | No Match | No Match |  |  |  | 47500 | 4318 | 11 | 10 | 57000 | 4396 | 3.8 |  | Federally-Regulated Commercial & Industrial Equipment | 02/02/1998 |  | 03/31/1998
Waterfurnace International, Inc. | Rybacki - Hart Enterprises | YS060**1*0 |  | Ground-Source | WBAHP: Heat Pump Packaged Unit | Heat Pump | 230 | 1 |  |  | No Match | Single-Speed |  |  |  | 60900 | 3669 | 16.6 | 13.4 | 47100 | 4183 | 3.3 | 3.1 | Non Federally-Regulated | 01/24/2011 |  | 04/19/2013
Mammoth | Hydrobank II | F045VLG |  | Ground-Water-Source | WBAHP: Heat Pump Packaged Unit | Heat Pump | 230 | 3 |  |  | No Match | No Match |  |  |  | 45000 | 3358 | 13.4 | 9 | 34500 | 3369 | 3 |  | Non Federally-Regulated | 05/23/2000 |  | 01/18/2001
McQuay / Snyder General | Electro-Hydronics | LHV27AK |  | Water-Source | WBAHP: Heat Pump Packaged Unit | Heat Pump | 208 | 3 |  |  | No Match | No Match |  |  |  | 295200 | 25350 | 11.6 |  | 348000 | 28300 | 3.6 | 2.5 | Non Federally-Regulated | 08/29/1986 |  | 05/11/1988
Command-Aire | Command-Aire | SWPH1033* |  | Water-Source | WBAHP: Heat Pump Packaged Unit | Heat Pump | 230 | 3 |  |  | No Match | No Match |  |  |  | 124000 | 10690 | 11.6 | 9.2 | 156000 | 10880 | 4.2 | 2.5 | Non Federally-Regulated | 08/29/1986 |  | 05/11/1988
Trane U.S. Inc. | Trane | EXHE0302 |  | Water-Source | WBAHP: Heat Pump Packaged Unit | Heat Pump | 230 | 1 |  |  | No Match | Single-Speed |  |  |  | 29600 | 1910 | 15.5 | 12 | 34500 | 1908 | 5.3 | 4.2 | Federally-Regulated Commercial & Industrial Equipment | 06/14/2011 |  | 08/15/2014
McQuay International | McQuay | W-CDS/CME/CMS-1-015-J |  | Water-Source | WBAHP: Heat Pump Packaged Unit | Heat Pump | 265 | 1 |  |  | No Match | No Match |  |  |  | 15300 | 1254 | 12.2 | 10 | 16000 | 1202 | 3.9 |  | Federally-Regulated Commercial & Industrial Equipment | 10/05/1999 |  | 09/21/2000
ClimateMaster Inc. | Climate Master | PDW48 | FK4CNF006 | Ground-Source | WBAHP-CB: Heat Pump Split Syst | Heat Pump | 208 | 1 |  |  | No Match | Single-Speed |  |  |  | 47400 | 2981 | 15.9 | 13.4 | 35800 | 2916 | 3.6 | 3.1 | Non Federally-Regulated | 09/15/2009 |  | 02/17/2011
ClimateMaster Inc. | Climate Master Series | GSV/GSH060 |  | Water-Source | WBAHP: Heat Pump Packaged Unit | Heat Pump | 230 | 1 |  |  | No Match | No Match |  |  |  | 59500 | 4375 | 13.6 | 10 | 77100 | 4806 | 4.7 |  | Federally-Regulated Commercial & Industrial Equipment | 10/05/1999 |  | 04/12/2000
ClimateMaster Inc. | Climate Master Series | HE/VE019E |  | Ground-Water-Source | WBAHP: Heat Pump Packaged Unit | Heat Pump | 265 | 1 |  |  | No Match | No Match |  |  |  | 21500 | 1535 | 14 | 9 | 14000 | 1367 | 3 |  | Non Federally-Regulated | 04/10/2000 |  | 11/14/2000
Waterfurnace International, Inc. | Waterfurnace International, Inc. | SXH019B1 |  | Ground-Water-Source | WBAHP: Heat Pump Packaged Unit | Heat Pump | 208 | 1 |  |  | No Match | No Match |  |  |  | 19200 | 1371 | 14 | 9 | 15100 | 1301 | 3.4 |  | Non Federally-Regulated | 08/21/1998 |  | 10/02/1998
Addison Products | Addison Products | WSH034-1AR |  | Water-Source | WBAHP: Heat Pump Packaged Unit | Heat Pump | 208 | 1 |  |  | No Match | No Match |  |  |  | 33500 | 2463 | 13.6 | 10 | 42500 | 2767 | 4.5 |  | Federally-Regulated Commercial & Industrial Equipment | 02/02/1998 |  | 03/31/1998
Waterfurnace International, Inc. | Waterfurnace International, Inc. | P056**4 |  | Ground-Water-Source | WBAHP: Heat Pump Packaged Unit | Heat Pump | 460 | 3 |  |  | No Match | No Match |  |  |  | 58000 | 3790 | 15.3 | 9 | 44500 | 4074 | 3.2 |  | Non Federally-Regulated | 05/19/2000 |  | 07/18/2002
McQuay International | McQuay | CCW036E-F |  | Ground-Water-Source | WBAHP: Heat Pump Packaged Unit | Heat Pump | 208 | 3 |  |  | No Match | No Match |  |  |  | 36200 | 2701 | 13.4 | 9 | 25400 | 2566 | 2.9 |  | Non Federally-Regulated | 10/06/1999 |  | 04/10/2000
Waterfurnace International, Inc. | American Standard, Inc. | A1GC070***1**0 |  | Ground-Source | WBAHP: Heat Pump Packaged Unit | Heat Pump | 230 | 1 |  |  | No Match | Single-Speed | 3565 | 940 |  | 68500 | 4507 | 15.2 | 13.4 | 51600 | 4583 | 3.3 | 3.1 | Non Federally-Regulated | 08/23/2011 |  | 10/24/2014
Mammoth | Hydrobank II | K064HHG |  | Water-Source | WBAHP: Heat Pump Packaged Unit | Heat Pump | 575 | 3 |  |  | No Match | No Match |  |  |  | 64000 | 4776 | 13.4 | 10 | 82000 | 5859 | 4.1 |  | Federally-Regulated Commercial & Industrial Equipment | 05/23/2000 |  | 01/18/2001
Waterfurnace International, Inc. | Waterfurnace International, Inc. | SXH042C3 |  | Ground-Water-Source | WBAHP: Heat Pump Packaged Unit | Heat Pump | 208 | 3 |  |  | No Match | No Match |  |  |  | 44500 | 3201 | 13.9 | 9 | 31800 | 2824 | 3.3 |  | Non Federally-Regulated | 01/30/1998 |  | 03/31/1998
Waterfurnace International, Inc. | Waterfurnace International, Inc. | SXV048B4 |  | Water-Source | WBAHP: Heat Pump Packaged Unit | Heat Pump | 460 | 3 |  |  | No Match | No Match |  |  |  | 49000 | 3629 | 13.5 | 10 | 60500 | 3772 | 4.7 |  | Federally-Regulated Commercial & Industrial Equipment | 02/02/1998 |  | 03/31/1998
Waterfurnace International, Inc. | Eagle Mountain | GCC/GCW/GCS/GCE12*0 |  | Ground-Water-Source | WBAHP-O: Heat Pump Packaged Un | Heat Pump | 208 | 1 |  |  | No Match | Single-Speed |  |  |  | 12400 | 636 | 19.5 | 16.2 | 11800 | 935 | 3.7 | 3.6 | Non Federally-Regulated | 01/24/2011 |  | 04/19/2013
Mammoth | Hydrobank II | F036HHA-CR1,VHA-CR1 |  | Water-Source | WBAHP: Heat Pump Packaged Unit | Heat Pump | 208 | 3 |  |  | No Match | No Match |  |  |  | 36200 | 2967 | 12.2 | 9.3 | 47500 | 3314 | 4.2 | 3.8 | Non Federally-Regulated | 07/31/1991 |  | 03/31/1998
ClimateMaster Inc. | Carrier | 50HQA/HQD096 3 |  | Water-Source | WBAHP: Heat Pump Packaged Unit | Heat Pump | 230 | 1 |  |  | No Match | No Match |  |  |  | 95000 | 8636 | 11 | 9 | 114000 | 8792 | 3.8 | 3.8 | Federally-Regulated Commercial & Industrial Equipment | 12/14/1998 |  | 10/05/1999
Waterfurnace International, Inc. | Waterfurnace International, Inc. | SXV030A3 |  | Water-Source | WBAHP: Heat Pump Packaged Unit | Heat Pump | 208 | 3 |  |  | No Match | No Match |  |  |  | 30600 | 2125 | 14.4 | 9.3 | 36600 | 2145 | 5 | 3.8 | Federally-Regulated Commercial & Industrial Equipment | 03/31/1998 |  | 05/10/1998
Waterfurnace International, Inc. | Waterfurnace International, Inc. | P034**3 |  | Ground-Water-Source | WBAHP: Heat Pump Packaged Unit | Heat Pump | 230 | 3 |  |  | No Match | No Match |  |  |  | 34400 | 2150 | 16 | 9 | 25000 | 2219 | 3.3 |  | Non Federally-Regulated | 07/22/2002 |  | 03/12/2009
Waterfurnace International, Inc. | Waterfurnace International, Inc. | SXV013B0 |  | Water-Source | WBAHP: Heat Pump Packaged Unit | Heat Pump | 230 | 1 |  |  | No Match | No Match |  |  |  | 12700 | 858 | 14.8 | 10 | 15100 | 921 | 4.8 |  | Federally-Regulated Commercial & Industrial Equipment | 12/14/1998 |  | 10/05/1999
Bard Manufacturing Company, Inc. | Bard | WPV53 |  | Water-Source | WBAHP: Heat Pump Packaged Unit | Heat Pump | 208 | 1 |  |  | No Match | No Match |  |  |  | 49000 | 4500 | 10.9 | 9 | 54000 | 4300 | 3.6 | 3.2 | Non Federally-Regulated | 05/11/1988 |  | 03/15/1989
Mammoth | Hydrobank II | F030HHB/VHB |  | Water-Source | WBAHP: Heat Pump Packaged Unit | Heat Pump | 208 | 3 |  |  | No Match | No Match |  |  |  | 31000 | 2695 | 11.5 | 10 | 38500 | 2969 | 3.8 |  | Federally-Regulated Commercial & Industrial Equipment | 12/14/1998 |  | 10/05/1999
ClimateMaster Inc. | Climate Master Series | V80-12*********** |  | Water-Source | WBAHP: Heat Pump Packaged Unit | Heat Pump | 208 | 1 |  |  | No Match | No Match |  |  |  | 77000 | 7700 | 10 | 9.2 | 80000 | 7100 | 3.3 | 2.5 | Non Federally-Regulated | 02/22/1990 |  | 07/31/1991
Econar | Econar | GH421 |  | Water-Source | WBAHP-CB: Heat Pump Split Syst | Heat Pump | 208 | 1 |  |  | No Match | No Match |  |  |  | 35400 | 2744 | 12.9 | 9 | 50500 | 4000 | 3.7 | 3.5 | Non Federally-Regulated | 02/02/1998 |  | 10/02/1998
Trane U.S. Inc. | Trane | GEVA030 |  | Ground-Water-Source | WBAHP: Heat Pump Packaged Unit | Heat Pump | 208 | 1 |  |  | No Match | No Match |  |  |  | 28413 | 2063 | 13.8 | 9 | 19800 | 1853 | 3.1 |  | Non Federally-Regulated | 04/10/2000 |  | 07/18/2002
Trane U.S. Inc. | Trane | WPHD0067 |  | Water-Source | WBAHP: Heat Pump Packaged Unit | Heat Pump | 265 | 1 |  |  | No Match | No Match |  |  |  | 6700 | 549 | 12.2 | 10 | 9500 | 632 | 4.4 |  | Federally-Regulated Commercial & Industrial Equipment | 10/05/1999 |  | 04/12/2000
Florida Heat Pump | Florida Heat Pump | EM041-3CF |  | Water-Source | WBAHP: Heat Pump Packaged Unit | Heat Pump | 230 | 3 |  |  | No Match | No Match |  |  |  | 39500 | 2992 | 13.2 | 9.3 | 50000 | 3488 | 4.2 | 3.8 | Federally-Regulated Commercial & Industrial Equipment | 03/31/1998 |  | 05/10/1998
Enertech Global, LLC | Enertech | GSC048 | ACD060 | Water-Source | WBAHP-C: Heat Pump Split Syste | Heat Pump | 208 | 1 |  |  | No Match | Single-Speed |  |  |  | 47800 | 3764 | 12.7 | 12 | 57000 | 3715 | 4.5 | 4.2 | Federally-Regulated Commercial & Industrial Equipment | 04/30/2009 |  | 06/15/2009
Command-Aire | Command-Aire | SWPH351E |  | Water-Source | WBAHP: Heat Pump Packaged Unit | Heat Pump | 230 | 1 |  |  | No Match | No Match |  |  |  | 36000 | 3270 | 11 | 9 | 48000 | 3500 | 4 | 3.2 | Non Federally-Regulated | 05/11/1988 |  | 03/15/1989
Addison Products | Addison Products | DWPG036-1B-XL* |  | Ground-Water-Source | WBAHP: Heat Pump Packaged Unit | Heat Pump | 230 | 1 |  |  | No Match | No Match |  |  |  | 36000 | 2465 | 14.6 | 9 | 25000 | 2363 | 3.1 |  | Non Federally-Regulated | 12/14/1998 |  | 04/10/2000
Mammoth | Geox | G20U,I |  | Ground-Water-Source | WBAHP: Heat Pump Packaged Unit | Heat Pump | 208 | 1 |  |  | No Match | No Match |  |  |  | 28400 | 2780 | 10.2 |  | 34400 | 3050 | 3.3 |  | Non Federally-Regulated | 05/11/1988 |  | 03/15/1989
Florida Heat Pump | Florida Heat Pump | GT048-3VT/HZ/CF |  | Ground-Water-Source | WBAHP: Heat Pump Packaged Unit | Heat Pump | 230 | 3 |  |  | No Match | No Match |  |  |  | 48000 | 3692 | 13 | 9 | 37000 | 3614 | 3 |  | Non Federally-Regulated | 01/30/1998 |  | 10/02/1998
Command-Aire | Command-Aire | RWP-201 |  | Water-Source | WBAHP: Heat Pump Packaged Unit | Heat Pump | 208 | 1 |  |  | No Match | No Match |  |  |  | 25800 | 2440 | 10.6 | 7.5 | 31200 | 2420 | 3.8 | 2.5 | Non Federally-Regulated | 01/05/1982 |  | 01/23/1988
Climate Control / Snyder General | Electro-Hydronics | UC630GD |  | Water-Source | WBAHP: Heat Pump Packaged Unit | Heat Pump | 230 | 3 |  |  | No Match | No Match |  |  |  | 63000 | 6430 | 9.8 | 7.5 | 79000 | 6430 | 3.6 | 2.5 | Non Federally-Regulated | 06/11/1985 |  | 08/29/1986
ClimateMaster Inc. | Climate Master Series | HS/HL/VS/VL042G |  | Water-Source | WBAHP: Heat Pump Packaged Unit | Heat Pump | 208 | 1 |  |  | No Match | No Match |  |  |  | 41500 | 3705 | 11.2 | 10 | 52500 | 3845 | 4 |  | Federally-Regulated Commercial & Industrial Equipment | 04/12/2000 |  | 11/14/2000
Command-Aire | Command-Aire | SWPH131E |  | Water-Source | WBAHP: Heat Pump Packaged Unit | Heat Pump | 230 | 1 |  |  | No Match | No Match |  |  |  | 12200 | 1050 | 11.6 | 9 | 16000 | 1143 | 4.1 | 3.2 | Non Federally-Regulated | 05/11/1988 |  | 03/15/1989
Snyder General Corp. | McQuay | CCH030A*F |  | Water-Source | WBAHP: Heat Pump Packaged Unit | Heat Pump | 230 | 3 |  |  | No Match | No Match |  |  |  | 30000 | 2803 | 10.7 | 9 | 38000 | 3010 | 3.7 | 3.2 | Non Federally-Regulated | 02/22/1990 |  | 07/31/1991
Waterfurnace International, Inc. | Waterfurnace International, Inc. | SXV036*2 |  | Ground-Water-Source | WBAHP: Heat Pump Packaged Unit | Heat Pump | 265 | 1 |  |  | No Match | No Match |  |  |  | 36400 | 2676 | 13.6 | 9 | 26000 | 2380 | 3.2 |  | Non Federally-Regulated | 10/06/1999 |  | 04/10/2000
Waterfurnace International, Inc. | Waterfurnace International, Inc. | SXV024C0 |  | Water-Source | WBAHP: Heat Pump Packaged Unit | Heat Pump | 230 | 1 |  |  | No Match | No Match |  |  |  | 25500 | 1688 | 15.1 | 10 | 30700 | 1697 | 5.3 |  | Federally-Regulated Commercial & Industrial Equipment | 12/14/1998 |  | 10/05/1999
Mammoth | Hydrobank II | D014HHS/VHS |  | Water-Source | WBAHP: Heat Pump Packaged Unit | Heat Pump | 230 | 1 |  |  | No Match | No Match |  |  |  | 13400 | 1030 | 13 | 9.3 | 18000 | 1318 | 4 | 3.8 | Federally-Regulated Commercial & Industrial Equipment | 03/31/1998 |  | 05/10/1998
Waterfurnace International, Inc. | Johnson Controls | RGSV/RGSH070**4*4 |  | Water-Source | WBAHP: Heat Pump Packaged Unit | Heat Pump | 460 | 3 |  |  | No Match | Single-Speed |  |  |  | 63000 | 4406 | 14.3 | 12 | 79000 | 4926 | 4.7 | 4.2 | Federally-Regulated Commercial & Industrial Equipment | 06/14/2011 |  | 03/02/2012
Waterfurnace International, Inc. | Waterfurnace International, Inc. | SXV024A0 |  | Water-Source | WBAHP-CB: Heat Pump Split Syst | Heat Pump | 230 | 1 |  |  | No Match | No Match |  |  |  | 27400 | 1889 | 14.5 | 9 | 27400 | 1867 | 4.3 | 3.5 | Non Federally-Regulated | 02/02/1998 |  | 08/21/1998
Mammoth | Hydrobank II | G086VHK |  | Water-Source | WBAHP: Heat Pump Packaged Unit | Heat Pump | 460 | 3 |  |  | No Match | No Match |  |  |  | 86000 | 6323 | 13.6 | 9 | 10200 | 679 | 4.4 | 3.8 | Federally-Regulated Commercial & Industrial Equipment | 01/18/2001 |  | 07/16/2001
Waterfurnace International, Inc. | Waterfurnace International, Inc. | SXH080A3 |  | Water-Source | WBAHP: Heat Pump Packaged Unit | Heat Pump | 208 | 3 |  |  | No Match | No Match |  |  |  | 79500 | 5888 | 13.5 | 9 | 98000 | 6111 | 4.7 | 3.8 | Federally-Regulated Commercial & Industrial Equipment | 12/14/1998 |  | 10/05/1999
ClimateMaster Inc. | Carrier Corp. | YDS/YPS064 | CNPV*60* | Ground-Water-Source | WBAHP-C: Heat Pump Split Syste | Heat Pump | 208 | 1 |  |  | No Match | Single-Speed |  |  |  | 63700 | 2882 | 22.1 | 16.2 | 57600 | 4108 | 4.1 | 3.6 | Non Federally-Regulated | 11/25/2009 |  | 08/23/2011
California Heat Pump | California Heat Pump | 35H**-32-** |  | Water-Source | WBAHP: Heat Pump Packaged Unit | Heat Pump | 230 | 3 |  |  | No Match | No Match |  |  |  | 35000 | 3180 | 11 | 7.5 | 42000 | 3240 | 3.8 | 2.5 | Non Federally-Regulated | 06/11/1985 |  | 05/11/1988
Enertech Global, LLC | Enertech | HXT072D2 |  | Ground-Water-Source | WBAHP: Heat Pump Packaged Unit | Heat Pump | 230 | 3 |  |  | No Match | Single-Speed | 2875 | 710 | 1 | 78500 | 3584 | 21.9 | 16.2 | 71900 | 4789 | 4.4 | 3.6 | Non Federally-Regulated | 09/03/2012 |  | 12/12/2012
Enviro Master International llc | Enviro Master International | FWH09A******A*B |  | Water-Source | WBAHP-O: Heat Pump Packaged Un | Heat Pump | 115 | 1 |  |  | No Match | No Match |  |  |  | 9400 | 750 | 12.5 | 9.3 | 12400 | 865 | 4.2 | 3.8 | Federally-Regulated Commercial & Industrial Equipment | 03/31/1998 |  | 05/10/1998
Command-Aire | Command-Aire | SWP-604 |  | Water-Source | WBAHP: Heat Pump Packaged Unit | Heat Pump | 460 | 3 |  |  | No Match | No Match |  |  |  | 71300 | 7500 | 9.5 | 7.5 | 98700 | 7150 | 4 | 2.2 | Non Federally-Regulated | 01/05/1982 |  | 05/16/1984
Florida Heat Pump | Geomaster, LLC | ES036-1CS | ES036-1AV/AH | Ground-Source | WBAHP-CB: Heat Pump Split Syst | Heat Pump | 208 | 1 |  |  | No Match | Single-Speed |  |  |  | 33500 | 1801 | 18.6 | 13.4 | 23500 | 2027 | 3.4 | 3.1 | Non Federally-Regulated | 06/15/2009 |  | 04/20/2015
Florida Heat Pump | Florida Heat Pump | EM072-4VT |  | Water-Source | WBAHP: Heat Pump Packaged Unit | Heat Pump | 460 | 3 |  |  | No Match | No Match |  |  |  | 71000 | 5107 | 13.9 | 9 | 76000 | 4842 | 4.6 | 3.8 | Federally-Regulated Commercial & Industrial Equipment | 02/02/1998 |  | 03/31/1998
Power-Save International, Inc. | S.O.E.S.I. | PSD-100 |  | Water-Source | WBAHP: Heat Pump Packaged Unit | Heat Pump | 230 | 1 |  |  | No Match | No Match |  |  |  | 11000 | 1150 | 9.6 | 9 | 13000 | 1115 | 3.4 | 3.2 | Non Federally-Regulated | 05/11/1988 |  | 03/15/1989
Waterfurnace International, Inc. | Waterfurnace International, Inc. | SXH068B0 |  | Ground-Water-Source | WBAHP: Heat Pump Packaged Unit | Heat Pump | 230 | 1 |  |  | No Match | No Match |  |  |  | 66000 | 5500 | 12 | 9 | 52000 | 5080 | 3 |  | Non Federally-Regulated | 12/14/1998 |  | 10/06/1999
ClimateMaster Inc. | Carrier Corp. | 50YPS049 | FV4***006 | Water-Source | WBAHP-CB: Heat Pump Split Syst | Heat Pump | 230 | 1 |  |  | No Match | Single-Speed |  |  |  | 48100 | 3295 | 14.6 | 12 | 59400 | 3348 | 5.2 | 4.2 | Federally-Regulated Commercial & Industrial Equipment | 01/24/2011 |  | 08/23/2011
ClimateMaster Inc. | Climate Master Series | HS/HL006 |  | Water-Source | WBAHP: Heat Pump Packaged Unit | Heat Pump | 208 | 1 |  |  | No Match | No Match |  |  |  | 7400 | 625 | 11.8 | 9.3 | 8800 | 660 | 4 | 3.8 | Non Federally-Regulated | 07/31/1991 |  | 03/31/1998
Waterfurnace International, Inc. | Rybacki - Hart Enterprises | ZS042**3*4 |  | Water-Source | WBAHP: Heat Pump Packaged Unit | Heat Pump | 208 | 3 |  |  | No Match | Single-Speed |  |  |  | 40800 | 2615 | 15.6 | 12 | 45400 | 2661 | 5 | 4.2 | Federally-Regulated Commercial & Industrial Equipment | 06/14/2011 |  | 04/19/2013
ClimateMaster Inc. | Climate Master Series | VS/VL100H |  | Water-Source | WBAHP: Heat Pump Packaged Unit | Heat Pump | 208 | 3 |  |  | No Match | No Match |  |  |  | 101000 | 8782 | 11.5 | 9 | 109000 | 8404 | 3.8 | 3.8 | Federally-Regulated Commercial & Industrial Equipment | 04/12/2000 |  | 03/12/2009
Carrier Corp. | Carrier | 50QXH0483 |  | Water-Source | WBAHP: Heat Pump Packaged Unit | Heat Pump | 208 | 1 |  |  | No Match | No Match |  |  |  | 47000 | 4273 | 11 | 9 | 59000 | 4550 | 3.8 | 3.2 | Non Federally-Regulated | 10/10/1989 |  | 07/31/1991
Waterfurnace International, Inc. | Rybacki - Hart Enterprises | ZS060**3*0 |  | Water-Source | WBAHP: Heat Pump Packaged Unit | Heat Pump | 208 | 3 |  |  | No Match | Single-Speed |  |  |  | 58400 | 3973 | 14.7 | 12 | 72500 | 4829 | 4.4 | 4.2 | Federally-Regulated Commercial & Industrial Equipment | 01/24/2011 |  | 04/19/2013
ClimateMaster Inc. | Carrier | 50HQA/HQD/VQA/VQD012 |  | Water-Source | WBAHP: Heat Pump Packaged Unit | Heat Pump | 208 | 1 |  |  | No Match | No Match |  |  |  | 12200 | 1089 | 11.2 | 9.3 | 16200 | 1186 | 4 | 3.8 | Federally-Regulated Commercial & Industrial Equipment | 03/31/1998 |  | 05/10/1998
Florida Heat Pump | Energy Miser | HLTH30-1 |  | Water-Source | WBAH-O: Heating Only Packaged | Heat Pump | 208 | 1 |  |  | No Match | No Match |  |  |  | 0 | 0 | 0 | 9 | 38500 | 3315 | 3.4 |  | Non Federally-Regulated | 03/07/1989 |  | 07/28/1992
Waterfurnace International, Inc. | Waterfurnace International, Inc. | CC/CE/CS/CW18*2 |  | Water-Source | WBAHP-O: Heat Pump Packaged Un | Heat Pump | 265 | 1 |  |  | No Match | No Match |  |  |  | 17800 | 1338 | 13.3 | 10 | 23500 | 1530 | 4.5 |  | Federally-Regulated Commercial & Industrial Equipment | 11/14/2000 |  | 02/09/2009
Waterfurnace International, Inc. | Waterfurnace International, Inc. | SXV030B2 |  | Ground-Water-Source | WBAHP: Heat Pump Packaged Unit | Heat Pump | 265 | 1 |  |  | No Match | No Match |  |  |  | 31200 | 2181 | 14.3 | 9 | 21600 | 1808 | 3.5 |  | Non Federally-Regulated | 08/21/1998 |  | 10/02/1998
Florida Heat Pump | Florida Heat Pump | EM070-1CF/HZ/VT |  | Ground-Water-Source | WBAHP: Heat Pump Packaged Unit | Heat Pump | 230 | 1 |  |  | No Match | No Match |  |  |  | 72000 | 4897 | 14.7 | 9 | 53000 | 4852 | 3.2 |  | Non Federally-Regulated | 04/10/2000 |  | 05/19/2000
Friedrich Climate Master | Climate Master Series | 804-120-H******** |  | Water-Source | WBAHP: Heat Pump Packaged Unit | Heat Pump | 208 | 3 |  |  | No Match | No Match |  |  |  | 124000 | 12200 | 10.2 | 9.2 | 137000 | 11500 | 3.5 | 2.5 | Non Federally-Regulated | 08/29/1986 |  | 05/11/1988
Florida Heat Pump | Florida Heat Pump | GT042-2VT/HZ/CF |  | Ground-Water-Source | WBAHP: Heat Pump Packaged Unit | Heat Pump | 265 | 1 |  |  | No Match | No Match |  |  |  | 42500 | 3148 | 13.5 | 9 | 31600 | 2806 | 3.3 |  | Non Federally-Regulated | 01/30/1998 |  | 03/31/1998
California Heat Pump | Carrier | 50BQ00731 |  | Water-Source | WBAHP: Heat Pump Packaged Unit | Heat Pump | 230 | 1 |  |  | No Match | No Match |  |  |  | 7400 | 733 | 10.1 | 7.5 | 9000 | 775 | 3.4 | 2.5 | Non Federally-Regulated | 06/11/1985 |  | 05/11/1988
Waterfurnace International, Inc. | Waterfurnace International, Inc. | SXH024C2 |  | Water-Source | WBAHP: Heat Pump Packaged Unit | Heat Pump | 265 | 1 |  |  | No Match | No Match |  |  |  | 25500 | 1688 | 15.1 | 10 | 30700 | 1697 | 5.3 |  | Federally-Regulated Commercial & Industrial Equipment | 12/14/1998 |  | 10/05/1999
Carrier Corp. | Carrier | 50HQ.VQ0184 |  | Water-Source | WBAHP: Heat Pump Packaged Unit | Heat Pump | 277 | 1 |  |  | No Match | No Match |  |  |  | 18500 | 2200 | 8.4 | 7.5 | 23600 | 2500 | 2.8 | 2.5 | Non Federally-Regulated | 09/08/1982 |  | 08/30/1983
Florida Heat Pump | Florida Heat Pump | GT054-4CS | GT054-4AH/AV | Water-Source | WBAH: Heating Only Packaged Un | Heat Pump | 460 | 3 |  |  | No Match | No Match |  |  |  | 52000 | 4262 | 12.2 | 9 | 61000 | 4703 | 3.8 | 3.5 | Non Federally-Regulated | 04/12/2000 |  | 07/18/2002
Addison Products | Heat Controller | WRH022-1J | HRH022-1J | Water-Source | WBAHP-C: Heat Pump Split Syste | Heat Pump | 230 | 1 |  |  | No Match | No Match |  |  |  | 20800 | 1840 | 11.3 | 10 | 27200 | 2097 | 3.8 |  | Federally-Regulated Commercial & Industrial Equipment | 10/05/1999 |  | 04/12/2000
Enertech Global, LLC | Enertech | GXT072D2 |  | Ground-Water-Source | WBAHP: Heat Pump Packaged Unit | Heat Pump | 208 | 3 |  |  | No Match | Single-Speed | 2875 | 710 | 1 | 78500 | 3584 | 21.9 | 16.2 | 71900 | 4789 | 4.4 | 3.6 | Non Federally-Regulated | 09/03/2012 |  | 12/12/2012
Florida Heat Pump | Florida Heat Pump | GT030-1VT/HZ/CF |  | Ground-Source | WBAHP: Heat Pump Packaged Unit | Heat Pump | 208 | 1 |  |  | No Match | No Match |  |  |  | 31200 | 2080 | 15 |  | 20600 | 1886 | 3.2 |  | Non Federally-Regulated | 03/31/1998 |  | 05/10/1998
Waterfurnace International, Inc. | Johnson Controls | RGSV/RGSH024**0*1 |  | Ground-Source | WBAHP: Heat Pump Packaged Unit | Heat Pump | 230 | 1 |  |  | No Match | Single-Speed |  |  |  | 24400 | 1394 | 17.5 | 13.4 | 17500 | 1465 | 3.5 | 3.1 | Non Federally-Regulated | 01/24/2011 |  | 09/03/2012
Florida Heat Pump | Florida Heat Pump | EM024-1HZ |  | Water-Source | WBAHP: Heat Pump Packaged Unit | Heat Pump | 230 | 1 |  |  | No Match | No Match |  |  |  | 24000 | 1714 | 14 | 10 | 30000 | 1831 | 4.8 |  | Federally-Regulated Commercial & Industrial Equipment | 02/02/1998 |  | 03/31/1998
Enertech Global, LLC | Enertech | TXT036C2 |  | Ground-Water-Source | WBAHP: Heat Pump Packaged Unit | Heat Pump | 208 | 3 |  |  | No Match | Single-Speed |  |  |  | 42600 | 1658 | 25.7 | 16.2 | 36000 | 2029 | 5.2 | 3.6 | Non Federally-Regulated | 03/02/2012 |  | 12/12/2012
Waterfurnace International, Inc. | Waterfurnace International, Inc. | SXV068*1 |  | Ground-Water-Source | WBAHP: Heat Pump Packaged Unit | Heat Pump | 230 | 1 |  |  | No Match | No Match |  |  |  | 66000 | 5500 | 12 | 9 | 52000 | 5078 | 3 |  | Non Federally-Regulated | 10/06/1999 |  | 05/19/2000
Addison Products | Addison Products | DWPG030-3B-XL* |  | Water-Source | WBAHP-CB: Heat Pump Split Syst | Heat Pump | 230 | 3 |  |  | No Match | No Match |  |  |  | 28800 | 2133 | 13.5 | 9 | 31400 | 2191 | 4.2 | 3.5 | Non Federally-Regulated | 12/14/1998 |  | 10/05/1999
Singer | Electro-Hydronics | CC190C3 |  | Water-Source | WBAHP: Heat Pump Packaged Unit | Heat Pump | 230 | 1 |  |  | No Match | No Match |  |  |  | 18000 | 2175 | 8.3 | 7.5 | 21000 | 2400 | 2.6 | 2.5 | Non Federally-Regulated | 01/05/1982 |  | 05/16/1984
Florida Heat Pump | Florida Heat Pump | EM007-0CS | EM007-0AV | Water-Source | WBAHP-C: Heat Pump Split Syste | Heat Pump | 115 | 1 |  |  | No Match | No Match |  |  |  | 7300 | 603 | 12.1 | 9.3 | 9800 | 652 | 4.4 | 3.8 | Federally-Regulated Commercial & Industrial Equipment | 03/31/1998 |  | 05/10/1998
ClimateMaster Inc. | Climate Master Series | VS/VL/HS/HL 060 F/H |  | Water-Source | WBAHP: Heat Pump Packaged Unit | Heat Pump | 208 | 3 |  |  | No Match | No Match |  |  |  | 62000 | 5535 | 11.2 | 10 | 75000 | 5784 | 3.8 |  | Federally-Regulated Commercial & Industrial Equipment | 02/02/1998 |  | 03/31/1998
American Air Filter | Enercon | VW 62 |  | Water-Source | WBAHP: Heat Pump Packaged Unit | Heat Pump | 208 | 3 |  |  | No Match | No Match |  |  |  | 61000 | 7100 | 8.6 | 7.5 | 67000 | 6400 | 3.1 | 2.5 | Non Federally-Regulated | 08/30/1983 |  | 05/16/1984
Addison Products | Addison Products | HPY048-3A |  | Water-Source | WBAHP-CB: Heat Pump Split Syst | Heat Pump | 230 | 3 |  |  | No Match | No Match |  |  |  | 54400 | 4689 | 11.6 | 9 | 61800 | 5029 | 3.6 | 3.5 | Non Federally-Regulated | 07/22/2002 |  | 03/12/2009
Climate Control / Snyder General | Electro-Hydronics | CC100F3 |  | Water-Source | WBAHP: Heat Pump Packaged Unit | Heat Pump | 230 | 1 |  |  | No Match | No Match |  |  |  | 9500 | 850 | 11.2 | 7.5 | 12600 | 880 | 4.2 | 2.5 | Non Federally-Regulated | 05/16/1984 |  | 06/11/1985
ClimateMaster Inc. | Climate Master Series | VP/HP060G |  | Ground-Water-Source | WBAHP: Heat Pump Packaged Unit | Heat Pump | 230 | 1 |  |  | No Match | No Match |  |  |  | 60000 | 4615 | 13 | 9 | 41000 | 3754 | 3.2 |  | Non Federally-Regulated | 04/10/2000 |  | 11/14/2000
Enertech Global, LLC | Enertech | GXT060B3 |  | Ground-Water-Source | WBAHP: Heat Pump Packaged Unit | Heat Pump | 460 | 3 |  |  | No Match | Single-Speed | 2376 | 611 | 1 | 65400 | 2986 | 21.9 | 16.2 | 59200 | 3856 | 4.5 | 3.6 | Non Federally-Regulated | 05/02/2012 |  | 01/09/2014
Enertech Global, LLC | Enertech | HST072A2 | ACD060 | Ground-Source | WBAHP-CB: Heat Pump Split Syst | Heat Pump | 208 | 3 |  |  | No Match | Single-Speed | 3825 | 4452 | 1 | 69000 | 4452 | 15.5 | 13.4 | 52600 | 4404 | 3.5 | 3.1 | Non Federally-Regulated | 03/02/2012 |  | 12/12/2012
Johnson Controls | Johnson Controls | VSCS36B1****0 |  | Ground-Water-Source | WBAHP: Heat Pump Packaged Unit | Heat Pump | 230 | 1 |  |  | No Match | Single-Speed |  |  |  | 39200 | 2021 | 19.4 | 16.2 | 29100 | 2369 | 3.6 | 3.6 | Non Federally-Regulated | 03/02/2012 |  | 10/24/2014
Addison Products | Addison Products | VPY036-1A |  | Water-Source | WBAHP-CB: Heat Pump Split Syst | Heat Pump | 230 | 1 |  |  | No Match | No Match |  |  |  | 39400 | 2755 | 14.3 | 9 | 42700 | 3381 | 3.7 | 3.5 | Non Federally-Regulated | 07/22/2002 |  | 03/12/2009
ClimateMaster Inc. | Carrier Corp. | 50PSH/V/D042****2 |  | Ground-Water-Source | WBAHP: Heat Pump Packaged Unit | Heat Pump | 230 | 1 |  |  | No Match | Single-Speed |  |  |  | 43700 | 1720 | 25.4 | 16.2 | 36200 | 2257 | 4.7 | 3.6 | Non Federally-Regulated | 10/24/2014 |  | 04/22/2015
ClimateMaster Inc. | Climate Master Series | V100-34********** |  | Water-Source | WBAHP: Heat Pump Packaged Unit | Heat Pump | 460 | 3 |  |  | No Match | No Match |  |  |  | 101000 | 9700 | 10.4 | 9.2 | 109000 | 9400 | 3.4 | 2.5 | Non Federally-Regulated | 02/22/1990 |  | 07/31/1991
Command-Aire | Command-Aire | SWPV261 |  | Water-Source | WBAHP: Heat Pump Packaged Unit | Heat Pump | 208 | 1 |  |  | No Match | No Match |  |  |  | 24000 | 2180 | 11 | 9 | 32000 | 2340 | 4.1 | 3.2 | Non Federally-Regulated | 02/22/1990 |  | 07/31/1991
Waterfurnace International, Inc. | Geotility Geothermal Installations | GCC/GCW/GCS/GCE18*2 |  | Ground-Source | WBAHP-O: Heat Pump Packaged Un | Heat Pump | 265 | 1 |  |  | No Match | Single-Speed |  |  |  | 16600 | 1099 | 15.1 | 13.4 | 13300 | 1257 | 3.1 | 3.1 | Non Federally-Regulated | 01/24/2011 |  | 04/19/2013
Marvair | Marvair | WVP43HPC |  | Water-Source | WBAHP: Heat Pump Packaged Unit | Heat Pump | 208 | 3 |  |  | No Match | No Match |  |  |  | 42700 | 3882 | 11 | 9 | 54700 | 4111 | 3.9 | 3.2 | Non Federally-Regulated | 02/22/1990 |  | 07/31/1991
ClimateMaster Inc. | Climate Master Series | GSV/GSH015AE |  | Ground-Water-Source | WBAHP: Heat Pump Packaged Unit | Heat Pump | 265 | 1 |  |  | No Match | No Match |  |  |  | 15500 | 906 | 17.1 | 9 | 11400 | 954 | 3.5 |  | Non Federally-Regulated | 04/10/2000 |  | 07/18/2002
Jacobsen Energy Ind., Inc. | Jacobsen Energy Ind., Inc. | 48***4**** |  | Water-Source | WBAHP: Heat Pump Packaged Unit | Heat Pump | 230 | 3 |  |  | No Match | No Match |  |  |  | 49000 | 4350 | 11.3 | 9 | 59000 | 4400 | 3.9 | 3.2 | Non Federally-Regulated | 02/22/1990 |  | 07/31/1991
Addison Products | Addison Products | WPH054-3JC/3JBC |  | Water-Source | WBAHP-CB: Heat Pump Split Syst | Heat Pump | 230 | 3 |  |  | No Match | No Match |  |  |  | 53500 | 4458 | 12 | 9 | 64000 | 5357 | 3.5 | 3.5 | Non Federally-Regulated | 10/05/1999 |  | 11/14/2000
Florida Heat Pump | Geomaster, LLC | EP007-1HZ/VT |  | Ground-Water-Source | WBAHP: Heat Pump Packaged Unit | Heat Pump | 230 | 1 |  |  | No Match | Single-Speed |  |  |  | 8400 | 335 | 25.1 | 16.2 | 7000 | 419 | 4.9 | 3.6 | Non Federally-Regulated | 08/23/2011 |  | 01/10/2012
Florida Heat Pump | Florida Heat Pump | EM036-1CS | EM036-1AH/AV | Ground-Water-Source | WBAHP-CB: Heat Pump Split Syst | Heat Pump | 208 | 1 |  |  | No Match | No Match |  |  |  | 36000 | 2553 | 14.1 | 9 | 25000 | 2289 | 3.2 |  | Non Federally-Regulated | 05/29/2001 |  | 07/18/2002
ClimateMaster Inc. | Climate Master Series | HS/VS036H |  | Water-Source | WBAHP: Heat Pump Packaged Unit | Heat Pump | 230 | 3 |  |  | No Match | No Match |  |  |  | 35000 | 3181 | 11 | 10 | 42500 | 3192 | 3.9 |  | Federally-Regulated Commercial & Industrial Equipment | 01/22/2003 |  | 03/12/2009
American Air Filter | Enercon | EHW-51 |  | Water-Source | WBAHP: Heat Pump Packaged Unit | Heat Pump | 230 | 1 |  |  | No Match | No Match |  |  |  | 51000 | 4809 | 10.6 | 9 | 63000 | 5276 | 3.5 | 3.2 | Non Federally-Regulated | 05/11/1988 |  | 03/15/1989
Mammoth | Hydrobank II | D019VHJ |  | Water-Source | WBAHP: Heat Pump Packaged Unit | Heat Pump | 230 | 1 |  |  | No Match | No Match |  |  |  | 18400 | 1672 | 11 | 10 | 24000 | 1803 | 3.9 |  | Federally-Regulated Commercial & Industrial Equipment | 01/18/2001 |  | 03/12/2009
Mammoth | Hydrobank II | D064HLG |  | Ground-Water-Source | WBAHP: Heat Pump Packaged Unit | Heat Pump | 230 | 1 |  |  | No Match | No Match |  |  |  | 62000 | 4275 | 14.5 | 9 | 49500 | 4532 | 3.2 |  | Non Federally-Regulated | 07/22/2002 |  | 03/12/2009
Carrier Corp. | Carrier | 50HQ,VQ0273 |  | Water-Source | WBAHP: Heat Pump Packaged Unit | Heat Pump | 230 | 1 |  |  | No Match | No Match |  |  |  | 27000 | 2800 | 9.6 | 7.5 | 30000 | 2800 | 3.1 | 2.5 | Non Federally-Regulated | 08/30/1983 |  | 05/11/1988
Waterfurnace International, Inc. | Extended Range | WXH/WXV059A*4*** |  | Water-Source | WBAHP-CB: Heat Pump Split Syst | Heat Pump | 460 | 3 |  |  | No Match | No Match |  |  |  | 59000 | 6146 | 9.6 | 9 | 74000 | 6377 | 3.4 |  | Non Federally-Regulated | 09/13/1989 |  | 07/27/1992
Waterfurnace International, Inc. | Geotility Geothermal Installations | ZS023**0*4 |  | Ground-Source | WBAHP: Heat Pump Packaged Unit | Heat Pump | 208 | 1 |  |  | No Match | Single-Speed |  |  |  | 23900 | 1406 | 17 | 13.4 | 17000 | 1384 | 3.6 | 3.1 | Non Federally-Regulated | 06/14/2011 |  | 04/19/2013
Florida Heat Pump | Florida Heat Pump | GT042-3CS | GT042-1AV/AH | Water-Source | WBAH: Heating Only Packaged Un | Heat Pump | 208 | 3 |  |  | No Match | No Match |  |  |  | 44000 | 3384 | 13 | 9 | 49200 | 3515 | 4.1 | 3.5 | Non Federally-Regulated | 10/05/1999 |  | 04/12/2000
Mammoth | Hydrobank II | G054HHG |  | Water-Source | WBAHP: Heat Pump Packaged Unit | Heat Pump | 460 | 3 |  |  | No Match | No Match |  |  |  | 52000 | 3714 | 14 | 10 | 66500 | 4235 | 4.6 |  | Federally-Regulated Commercial & Industrial Equipment | 01/18/2001 |  | 05/29/2001
Florida Heat Pump | Florida Heat Pump | GT030-3CF/HZ/VT |  | Water-Source | WBAHP-CB: Heat Pump Split Syst | Heat Pump | 208 | 3 |  |  | No Match | No Match |  |  |  | 31400 | 2211 | 14.2 | 9 | 33000 | 2417 | 4 | 3.5 | Non Federally-Regulated | 04/12/2000 |  | 05/23/2001
Waterfurnace International, Inc. | Waterfurnace International, Inc. | SXV024C1 |  | Ground-Source | WBAHP: Heat Pump Packaged Unit | Heat Pump | 230 | 1 |  |  | No Match | No Match |  |  |  | 27000 | 1741 | 15.5 |  | 18000 | 1551 | 3.4 |  | Non Federally-Regulated | 03/31/1998 |  | 05/10/1998
Trane U.S. Inc. | Trane | EXVE036 |  | Ground-Source | WBAHP: Heat Pump Packaged Unit | Heat Pump | 208 | 1 |  |  | No Match | Single-Speed |  |  |  | 35800 | 2046 | 17.5 | 13.4 | 27200 | 2099 | 3.8 | 3.1 | Non Federally-Regulated | 04/30/2009 |  | 08/15/2014
Waterfurnace International, Inc. | Waterfurnace International, Inc. | ATV057*3(P) |  | Ground-Water-Source | WBAHP: Heat Pump Packaged Unit | Heat Pump | 230 | 3 |  |  | No Match | No Match |  |  |  | 34000 | 1808 | 18.8 | 9 | 26000 | 2116 | 3.6 |  | Non Federally-Regulated | 11/17/1999 |  | 05/19/2000
Waterfurnace International, Inc. | Geosmart Energy, Inc. | ZS070**0*4 |  | Water-Source | WBAHP: Heat Pump Packaged Unit | Heat Pump | 230 | 1 |  |  | No Match | Single-Speed |  |  |  | 63000 | 4406 | 14.3 | 12 | 79000 | 4926 | 4.7 | 4.2 | Federally-Regulated Commercial & Industrial Equipment | 06/14/2011 |  | 03/02/2012
Snyder General Corp. | American Air Filter | VWH036A*G |  | Water-Source | WBAHP: Heat Pump Packaged Unit | Heat Pump | 208 | 1 |  |  | No Match | No Match |  |  |  | 34000 | 3091 | 11 | 9.3 | 40500 | 3135 | 3.8 | 3.8 | Non Federally-Regulated | 07/31/1991 |  | 03/31/1998
Snyder General Corp. | American Air Filter | HWW048C*F |  | Water-Source | WBAHP: Heat Pump Packaged Unit | Heat Pump | 208 | 3 |  |  | No Match | No Match |  |  |  | 47500 | 3831 | 12.4 | 9.3 | 54000 | 3874 | 4.1 | 3.8 | Non Federally-Regulated | 07/31/1991 |  | 03/31/1998
Florida Heat Pump | Florida Heat Pump | EM024-2CS | EM024-2AV | Water-Source | WBAHP-C: Heat Pump Split Syste | Heat Pump | 265 | 1 |  |  | No Match | No Match |  |  |  | 23600 | 1710 | 13.8 | 9.3 | 29500 | 1839 | 4.7 | 3.8 | Federally-Regulated Commercial & Industrial Equipment | 03/31/1998 |  | 05/10/1998
Heat Controller | Heat Controller | HWPG036-1B** |  | Water-Source | WBAHP-CB: Heat Pump Split Syst | Heat Pump | 208 | 1 |  |  | No Match | No Match |  |  |  | 36000 | 2627 | 13.7 | 9 | 37800 | 2701 | 4.1 | 3.5 | Non Federally-Regulated | 02/02/1998 |  | 10/02/1998
Florida Heat Pump | Energy Miser | HECS34-1 | HEAH34-1 | Water-Source | WBAHP-C: Heat Pump Split Syste | Heat Pump | 208 | 1 |  |  | No Match | No Match |  |  |  | 32600 | 2785 | 11.7 | 9 | 43000 | 3150 | 4 | 3.2 | Non Federally-Regulated | 05/11/1988 |  | 03/15/1989
Mammoth | Geox | ZD026VSC |  | Water-Source | WBAHP: Heat Pump Packaged Unit | Heat Pump | 230 | 1 |  |  | No Match | No Match |  |  |  | 24800 | 2397 | 10.3 | 7.5 | 28200 | 2525 | 3.3 | 2.5 | Non Federally-Regulated | 06/11/1985 |  | 05/11/1988
ClimateMaster Inc. | Climate Master Series | CVL024 |  | Water-Source | WBAHP-O: Heat Pump Packaged Un | Heat Pump | 208 | 1 |  |  | No Match | No Match |  |  |  | 23000 | 1917 | 12 | 9.3 | 29400 | 2266 | 3.8 | 3.8 | Non Federally-Regulated | 07/31/1991 |  | 03/31/1998
Waterfurnace International, Inc. | Waterfurnace International, Inc. | ATV022C0 |  | Ground-Source | WBAHP: Heat Pump Packaged Unit | Heat Pump | 208 | 1 |  |  | No Match | No Match |  |  |  | 23400 | 1392 | 16.8 |  | 15700 | 1353 | 3.4 |  | Non Federally-Regulated | 03/31/1998 |  | 05/10/1998
Friedrich Air Conditioning Co. | Climate Master Series | 803-030-F******** |  | Water-Source | WBAHP: Heat Pump Packaged Unit | Heat Pump | 230 | 1 |  |  | No Match | No Match |  |  |  | 30000 | 2900 | 10.3 | 7.5 | 40500 | 3200 | 3.7 | 2.5 | Non Federally-Regulated | 08/30/1983 |  | 05/16/1984
Marvair | Marvair | WHP47HPC |  | Water-Source | WBAHP: Heat Pump Packaged Unit | Heat Pump | 208 | 3 |  |  | No Match | No Match |  |  |  | 46900 | 4264 | 11 | 9 | 59400 | 4581 | 3.8 | 3.2 | Non Federally-Regulated | 05/11/1988 |  | 03/15/1989
Florida Heat Pump | Florida Heat Pump | SV060-1CS*-*****A | SV060-1AV/AH*-***T/A*A | Ground-Source | WBAHP-CB: Heat Pump Split Syst | Heat Pump | 230 | 1 |  |  | No Match | Single-Speed |  |  |  | 57400 | 3852 | 14.9 | 13.4 | 44400 | 4066 | 3.2 | 3.1 | Non Federally-Regulated | 10/24/2014 |  | 04/01/2015
Waterfurnace International, Inc. | Waterfurnace International, Inc. | P056**1 |  | Ground-Water-Source | WBAHP: Heat Pump Packaged Unit | Heat Pump | 208 | 1 |  |  | No Match | No Match |  |  |  | 58000 | 3790 | 15.3 | 9 | 44500 | 4074 | 3.2 |  | Non Federally-Regulated | 05/19/2000 |  | 07/18/2002
Waterfurnace International, Inc. | Waterfurnace International, Inc. | SXH036C4 |  | Ground-Water-Source | WBAHP: Heat Pump Packaged Unit | Heat Pump | 460 | 3 |  |  | No Match | No Match |  |  |  | 37600 | 2870 | 13.1 | 11 | 40500 | 2967 | 4 | 3.5 | Non Federally-Regulated | 03/31/1998 |  | 05/10/1998
Command-Aire | Command-Aire | SWP513E |  | Water-Source | WBAHP: Heat Pump Packaged Unit | Heat Pump | 208 | 3 |  |  | No Match | No Match |  |  |  | 49000 | 4380 | 11.2 | 9 | 65000 | 4760 | 4 | 3.2 | Non Federally-Regulated | 02/22/1990 |  | 07/31/1991
McQuay / Snyder General | Electro-Hydronics | FC400F5 |  | Water-Source | WBAHP: Heat Pump Packaged Unit | Heat Pump | 208 | 1 |  |  | No Match | No Match |  |  |  | 39600 | 3960 | 10 | 9 | 45000 | 3880 | 3.4 | 3.2 | Non Federally-Regulated | 05/11/1988 |  | 03/15/1989
Waterfurnace International, Inc. | Spectra | SXH013A2 |  | Water-Source | WBAHP-CB: Heat Pump Split Syst | Heat Pump | 265 | 1 |  |  | No Match | No Match |  |  |  | 13500 | 906 | 14.9 | 9 | 14100 | 961 | 4.3 | 3.5 | Non Federally-Regulated | 06/02/1993 |  | 06/03/1993
American Air Filter | Enercon | DVW101 |  | Water-Source | WBAHP: Heat Pump Packaged Unit | Heat Pump | 200 | 3 |  |  | No Match | No Match |  |  |  | 99000 | 9477 | 10 | 9.2 | 130000 | 10730 | 3.5 | 2.5 | Non Federally-Regulated | 05/16/1984 |  | 06/11/1985
Singer | Electro-Hydronics | CC330 D |  | Water-Source | WBAHP: Heat Pump Packaged Unit | Heat Pump | 230 | 3 |  |  | No Match | No Match |  |  |  | 33000 | 3500 | 9.4 | 7.5 | 35400 | 3550 | 2.9 | 2.5 | Non Federally-Regulated | 09/08/1982 |  | 05/16/1984
Florida Heat Pump | Florida Heat Pump | GT070-3CS | GT070-3AH/AV | Ground-Water-Source | WBAHP-CB: Heat Pump Split Syst | Heat Pump | 230 | 3 |  |  | No Match | No Match |  |  |  | 70500 | 4895 | 14.4 | 9 | 52000 | 4914 | 3.1 |  | Non Federally-Regulated | 05/19/2000 |  | 07/18/2002
McQuay / Snyder General | Electro-Hydronics | LWP12AD |  | Water-Source | WBAHP: Heat Pump Packaged Unit | Heat Pump | 230 | 3 |  |  | No Match | No Match |  |  |  | 128000 | 11000 | 11.6 | 9.2 | 142000 | 11200 | 3.7 |  | Non Federally-Regulated | 05/11/1988 |  | 03/15/1989
McQuay / Snyder General | Electro-Hydronics | FW550FP |  | Water-Source | WBAHP: Heat Pump Packaged Unit | Heat Pump | 460 | 3 |  |  | No Match | No Match |  |  |  | 55000 | 5670 | 9.7 | 9 | 67000 | 5610 | 3.5 | 3.2 | Non Federally-Regulated | 05/11/1988 |  | 03/15/1989
Waterfurnace International, Inc. | Waterfurnace International, Inc. | SXH048B4 |  | Ground-Water-Source | WBAHP: Heat Pump Packaged Unit | Heat Pump | 460 | 3 |  |  | No Match | No Match |  |  |  | 51500 | 3843 | 13.4 | 9 | 36000 | 3403 | 3.1 |  | Non Federally-Regulated | 12/14/1998 |  | 10/06/1999
DeMarco Energy Systems | DeMarco Energy Systems | GT062-3VT/HZ/CF |  | Water-Source | WBAHP-CB: Heat Pump Split Syst | Heat Pump | 208 | 3 |  |  | No Match | No Match |  |  |  | 61500 | 4920 | 12.5 | 9 | 78000 | 6015 | 3.8 | 3.5 | Non Federally-Regulated | 10/02/1998 |  | 04/12/2000
Waterfurnace International, Inc. | Geosmart Energy, Inc. | YS024**1*4 |  | Water-Source | WBAHP: Heat Pump Packaged Unit | Heat Pump | 208 | 1 |  |  | No Match | Single-Speed |  |  |  | 23000 | 1523 | 15.1 | 12 | 27000 | 1583 | 5 | 4.2 | Federally-Regulated Commercial & Industrial Equipment | 01/24/2011 |  | 05/01/2015
ClimateMaster Inc. | Climate Master Series | 803-015-G******** |  | Water-Source | WBAHP: Heat Pump Packaged Unit | Heat Pump | 208 | 1 |  |  | No Match | No Match |  |  |  | 15000 | 1442 | 10.4 | 9 | 19200 | 1440 | 3.9 | 3.2 | Non Federally-Regulated | 05/11/1988 |  | 03/15/1989
Florida Heat Pump | Energy Miser | HEV124-1 |  | Water-Source | WBAHP: Heat Pump Packaged Unit | Heat Pump | 208 | 1 |  |  | No Match | No Match |  |  |  | 122000 | 11510 | 10.6 | 10.5 | 166000 | 12805 | 3.8 | 3.8 | Non Federally-Regulated | 07/31/1991 |  | 03/31/1998
Waterfurnace International, Inc. | Waterfurnace International, Inc. | NSV/NSH048F1*1 |  | Ground-Source | WBAHP: Heat Pump Packaged Unit | Heat Pump | 230 | 1 |  |  | No Match | Single-Speed |  |  |  | 49300 | 2453 | 20.1 | 13.4 | 35000 | 2630 | 3.9 | 3.1 | Non Federally-Regulated | 05/02/2012 |  | 04/19/2013
Florida Heat Pump | Geomaster, LLC | AU025-1CF/HZ/VT |  | Ground-Source | WBAHP: Heat Pump Packaged Unit | Heat Pump | 230 | 1 |  |  | No Match | Single-Speed |  |  |  | 27500 | 1471 | 18.7 | 13.4 | 19000 | 1465 | 3.8 | 3.1 | Non Federally-Regulated | 04/23/2009 |  | 10/03/2011
Marvair | Marvair | WHO36HPA | WMI36HPA | Water-Source | WBAHP-C: Heat Pump Split Syste | Heat Pump | 208 | 1 |  |  | No Match | No Match |  |  |  | 35000 | 3500 | 10 | 9 | 47000 | 3826 | 3.6 | 3.2 | Federally-Regulated Commercial & Industrial Equipment | 02/22/1988 |  | 07/27/1992
Florida Heat Pump | Energy Miser | HE12ACF-1 |  | Water-Source | WBAHP: Heat Pump Packaged Unit | Heat Pump | 208 | 1 |  |  | No Match | No Match |  |  |  | 11300 | 1035 | 10.9 | 9 | 14500 | 1120 | 3.8 | 3.2 | Non Federally-Regulated | 05/11/1988 |  | 03/15/1989
Waterfurnace International, Inc. | Waterfurnace International, Inc. | LCC/LCW/LCS/LCX09*2 |  | Ground-Water-Source | WBAHP-O: Heat Pump Packaged Un | Heat Pump | 265 | 1 |  |  | No Match | Single-Speed |  |  |  | 10000 | 538 | 18.6 | 16.2 | 9200 | 749 | 3.6 | 3.6 | Non Federally-Regulated | 08/23/2011 |  | 01/09/2014
California Heat Pump | California Heat Pump | 61-H**-32-** |  | Water-Source | WBAHP: Heat Pump Packaged Unit | Heat Pump | 230 | 3 |  |  | No Match | No Match |  |  |  | 61000 | 6120 | 10 | 7.5 | 77000 | 6450 | 3.5 | 2.5 | Non Federally-Regulated | 06/11/1985 |  | 05/11/1988
Addison Products | Addison Products | WSH036-1AL |  | Water-Source | WBAHP: Heat Pump Packaged Unit | Heat Pump | 208 | 1 |  |  | No Match | No Match |  |  |  | 35000 | 2868 | 12.2 | 10 | 44000 | 3070 | 4.2 |  | Federally-Regulated Commercial & Industrial Equipment | 12/14/1998 |  | 05/19/2000
Enertech Global, LLC | Enertech | HST036A2 | MPD036 | Ground-Water-Source | WBAHP-CB: Heat Pump Split Syst | Heat Pump | 208 | 3 |  |  | No Match | Single-Speed |  |  |  | 41600 | 1865 | 22.3 | 16.2 | 37100 | 2416 | 4.5 | 3.6 | Non Federally-Regulated | 03/02/2012 |  | 12/12/2012
Friedrich Air Conditioning Co. | Climate Master Series | 803-030-H******** |  | Water-Source | WBAHP: Heat Pump Packaged Unit | Heat Pump | 230 | 3 |  |  | No Match | No Match |  |  |  | 30000 | 2900 | 10.3 | 7.5 | 40500 | 3200 | 3.7 | 2.5 | Non Federally-Regulated | 08/30/1983 |  | 08/29/1986
Waterfurnace International, Inc. | Waterfurnace International, Inc. | P066**0 |  | Ground-Water-Source | WBAHP: Heat Pump Packaged Unit | Heat Pump | 230 | 1 |  |  | No Match | No Match |  |  |  | 67000 | 5000 | 13.4 | 9 | 50000 | 4883 | 3 |  | Non Federally-Regulated | 05/19/2000 |  | 07/18/2002
Heat Controller | Heat Controller | VWPG048-1B-XL* |  | Water-Source | WBAHP-CB: Heat Pump Split Syst | Heat Pump | 208 | 1 |  |  | No Match | No Match |  |  |  | 49500 | 3485 | 14.2 | 9 | 53500 | 3824 | 4.1 | 3.5 | Non Federally-Regulated | 12/14/1998 |  | 04/12/2000
Command-Aire | Command-Aire | SWP-411 |  | Water-Source | WBAHP: Heat Pump Packaged Unit | Heat Pump | 208 | 1 |  |  | No Match | No Match |  |  |  | 42000 | 4250 | 9.5 | 7.5 | 56000 | 4400 | 3.7 | 2.5 | Non Federally-Regulated | 01/05/1982 |  | 09/08/1982
Command-Aire | Command-Aire | SWPH511E |  | Water-Source | WBAHP: Heat Pump Packaged Unit | Heat Pump | 208 | 1 |  |  | No Match | No Match |  |  |  | 49000 | 4380 | 11.2 | 9 | 65000 | 4760 | 4 | 3.2 | Non Federally-Regulated | 02/22/1990 |  | 07/31/1991
Mammoth | Hydrobank II | K100VLL |  | Ground-Water-Source | WBAHP: Heat Pump Packaged Unit | Heat Pump | 575 | 3 |  |  | No Match | No Match |  |  |  | 100000 | 7407 | 13.5 | 9 | 79000 | 7233 | 3.2 |  | Non Federally-Regulated | 06/27/2003 |  | 03/12/2009
Florida Heat Pump | Florida Heat Pump | EM060-1HZ |  | Water-Source | WBAHP: Heat Pump Packaged Unit | Heat Pump | 208 | 1 |  |  | No Match | No Match |  |  |  | 60000 | 4615 | 13 | 10 | 80000 | 5328 | 4.4 |  | Federally-Regulated Commercial & Industrial Equipment | 12/14/1998 |  | 10/05/1999
Waterfurnace International, Inc. | Waterfurnace International, Inc. | SXV042B1 |  | Ground-Water-Source | WBAHP: Heat Pump Packaged Unit | Heat Pump | 208 | 1 |  |  | No Match | No Match |  |  |  | 44000 | 3358 | 13.1 | 11 | 46000 | 3370 | 4 | 3.5 | Non Federally-Regulated | 03/31/1998 |  | 05/10/1998
Hydro Delta Corp. | Hydro Delta Corp. | 03-026-WTARD-HE |  | Water-Source | WBAHP-CB: Heat Pump Split Syst | Heat Pump | 208 | 1 |  |  | No Match | No Match |  |  |  | 24400 | 2050 | 11.9 | 9 | 28400 | 2311 | 3.6 | 3.5 | Non Federally-Regulated | 10/05/1999 |  | 04/12/2000
McQuay International | McQuay | W-CDL/CDS/CMS-1-015-J |  | Water-Source | WBAHP: Heat Pump Packaged Unit | Heat Pump | 265 | 1 |  |  | No Match | No Match |  |  |  | 15300 | 1254 | 12.2 | 10 | 16000 | 1202 | 3.9 |  | Federally-Regulated Commercial & Industrial Equipment | 09/21/2000 |  | 03/12/2009
Marvair | Marvair | WH030HPA | WM130HPA | Water-Source | WBAHP-C: Heat Pump Split Syste | Heat Pump | 230 | 1 |  |  | No Match | No Match |  |  |  | 30500 | 3050 | 10 | 9 | 42000 | 3419 | 3.6 | 3.2 | Non Federally-Regulated | 05/11/1988 |  | 03/15/1989
Trane U.S. Inc. | Trane | GETE0092 |  | Water-Source | WBAHP-O: Heat Pump Packaged Un | Heat Pump | 230 | 1 |  |  | No Match | Single-Speed |  |  |  | 8800 | 662 | 13.3 | 11.2 | 11500 | 702 | 4.8 | 4.2 | Federally-Regulated Commercial & Industrial Equipment | 06/14/2011 |  | 01/09/2014
ClimateMaster Inc. | Carrier Corp. | 50YPS026 | FV4***003 | Water-Source | WBAHP-CB: Heat Pump Split Syst | Heat Pump | 208 | 1 |  |  | No Match | Single-Speed |  |  |  | 24700 | 1647 | 15 | 12 | 31400 | 1736 | 5.3 | 4.2 | Federally-Regulated Commercial & Industrial Equipment | 01/24/2011 |  | 03/02/2012
Hydro Delta Corp. | Hydro Delta Corp. | 03-042-WTAR-MT(P) |  | Ground-Water-Source | WBAHP: Heat Pump Packaged Unit | Heat Pump | 230 | 1 |  |  | No Match | No Match |  |  |  | 22500 | 1086 | 20.7 | 9 | 17000 | 1215 | 4.1 |  | Non Federally-Regulated | 01/30/1998 |  | 03/31/1998
McQuay International | McQuay | W-FDS/FDL/FDD-1-024-F |  | Water-Source | WBAHP: Heat Pump Packaged Unit | Heat Pump | 230 | 3 |  |  | No Match | No Match |  |  |  | 24400 | 2033 | 12 | 10 | 32000 | 2343 | 4 |  | Federally-Regulated Commercial & Industrial Equipment | 10/05/1999 |  | 09/21/2000
Mammoth | Hydrobank II | D043HHF-CR1,VHF-CR1 |  | Water-Source | WBAHP: Heat Pump Packaged Unit | Heat Pump | 208 | 1 |  |  | No Match | No Match |  |  |  | 42000 | 3761 | 11.2 | 9.3 | 53000 | 3982 | 3.9 | 3.8 | Non Federally-Regulated | 07/31/1991 |  | 03/31/1998
ClimateMaster Inc. | Climate Master Series | 813-048-H******** |  | Water-Source | WBAHP: Heat Pump Packaged Unit | Heat Pump | 208 | 3 |  |  | No Match | No Match |  |  |  | 48500 | 4409 | 11 | 9 | 57000 | 4395 | 3.8 | 3.2 | Non Federally-Regulated | 05/11/1988 |  | 03/15/1989
McQuay / Snyder General | Electro-Hydronics | FW330F3 |  | Water-Source | WBAHP: Heat Pump Packaged Unit | Heat Pump | 230 | 1 |  |  | No Match | No Match |  |  |  | 33000 | 3050 | 10.8 | 7.5 | 39000 | 3090 | 3.7 | 2.5 | Non Federally-Regulated | 08/29/1986 |  | 05/11/1988
Addison Products | Addison Products | HWPG054-1B** |  | Ground-Water-Source | WBAHP: Heat Pump Packaged Unit | Heat Pump | 230 | 1 |  |  | No Match | No Match |  |  |  | 53000 | 3925 | 13.5 | 9 | 40000 | 3907 | 3 |  | Non Federally-Regulated | 05/10/1998 |  | 10/02/1998
Enertech Global, LLC | Enertech | HCT072D2 |  | Ground-Water-Source | WBAHP: Heat Pump Packaged Unit | Heat Pump | 208 | 3 |  |  | No Match | Single-Speed | 2967 | 710 | 1 | 77200 | 3676 | 21 | 16.2 | 72600 | 4948 | 4.3 | 3.6 | Non Federally-Regulated | 09/03/2012 |  | 12/12/2012
Florida Heat Pump | Florida Heat Pump | EM007-1CS | EM007-1AV/AH | Water-Source | WBAHP-C: Heat Pump Split Syste | Heat Pump | 208 | 1 |  |  | No Match | No Match |  |  |  | 7300 | 603 | 12.1 | 10 | 9800 | 652 | 4.4 |  | Federally-Regulated Commercial & Industrial Equipment | 10/05/1999 |  | 04/12/2000
Waterfurnace International, Inc. | Waterfurnace International, Inc. | ATV016C1 |  | Ground-Source | WBAHP: Heat Pump Packaged Unit | Heat Pump | 208 | 1 |  |  | No Match | No Match |  |  |  | 17100 | 1082 | 15.8 |  | 11800 | 987 | 3.5 |  | Non Federally-Regulated | 03/31/1998 |  | 05/10/1998
Carrier Corp. - Syracuse | Carrier | 50VQG/HQG030 |  | Ground-Water-Source | WBAHP: Heat Pump Packaged Unit | Heat Pump | 208 | 1 |  |  | No Match | No Match |  |  |  | 30000 | 2173 | 13.8 | 9 | 22000 | 2014 | 3.2 |  | Non Federally-Regulated | 12/14/1998 |  | 04/10/2000
Enertech Global, LLC | Enertech | EV170/171-2 |  | Ground-Water-Source | WBAHP: Heat Pump Packaged Unit | Heat Pump | 230 | 3 |  |  | No Match | Single-Speed |  |  |  | 20400 | 854 | 23.9 | 16.2 | 19300 | 1414 | 4 | 3.6 | Non Federally-Regulated | 01/09/2014 |  | 08/15/2014
ClimateMaster Inc. | Climate Master Series | 813-048-G******** |  | Water-Source | WBAHP: Heat Pump Packaged Unit | Heat Pump | 208 | 1 |  |  | No Match | No Match |  |  |  | 48500 | 4409 | 11 | 9 | 57000 | 4395 | 3.8 | 3.2 | Federally-Regulated Commercial & Industrial Equipment | 02/11/1988 |  | 05/11/1988
Waterfurnace International, Inc. | Waterfurnace International, Inc. | SXV013C1 |  | Water-Source | WBAHP: Heat Pump Packaged Unit | Heat Pump | 208 | 1 |  |  | No Match | No Match |  |  |  | 12700 | 858 | 14.8 | 10 | 15100 | 921 | 4.8 |  | Federally-Regulated Commercial & Industrial Equipment | 02/02/1998 |  | 03/31/1998
Command-Aire | Command-Aire | RUMP-403 |  | Water-Source | WBAHP: Heat Pump Packaged Unit | Heat Pump | 230 | 3 |  |  | No Match | No Match |  |  |  | 45900 | 4590 | 10 | 7.5 | 58200 | 4770 | 3.6 | 2.5 | Non Federally-Regulated | 06/11/1985 |  | 08/29/1986
Waterfurnace International, Inc. | Waterfurnace International, Inc. | VLV058A3 |  | Water-Source | WBAHP: Heat Pump Packaged Unit | Heat Pump | 230 | 3 |  |  | No Match | No Match |  |  |  | 56500 | 4520 | 12.5 | 10 | 72000 | 5024 | 4.2 |  | Federally-Regulated Commercial & Industrial Equipment | 12/14/1998 |  | 10/05/1999
Waterfurnace International, Inc. | Waterfurnace International, Inc. | CC/CE/CS/CW09*0 |  | Water-Source | WBAHP-O: Heat Pump Packaged Un | Heat Pump | 230 | 1 |  |  | No Match | No Match |  |  |  | 9000 | 600 | 15 | 10 | 12200 | 744 | 4.8 |  | Federally-Regulated Commercial & Industrial Equipment | 11/14/2000 |  | 02/17/2011
Waterfurnace International, Inc. | Rybacki - Hart Enterprises | ZS036**2*4 |  | Ground-Source | WBAHP: Heat Pump Packaged Unit | Heat Pump | 265 | 1 |  |  | No Match | Single-Speed |  |  |  | 34500 | 1994 | 17.3 | 13.4 | 26000 | 2117 | 3.6 | 3.1 | Non Federally-Regulated | 03/02/2012 |  | 04/19/2013
Florida Heat Pump | Florida Heat Pump | EM060-5HZ |  | Water-Source | WBAHP: Heat Pump Packaged Unit | Heat Pump | 575 | 3 |  |  | No Match | No Match |  |  |  | 60000 | 4615 | 13 | 10 | 80000 | 5328 | 4.4 |  | Federally-Regulated Commercial & Industrial Equipment | 02/02/1998 |  | 03/31/1998
Florida Heat Pump | Florida Heat Pump | EM048-1CF/HZ/VT |  | Water-Source | WBAHP: Heat Pump Packaged Unit | Heat Pump | 208 | 1 |  |  | No Match | No Match |  |  |  | 49000 | 3920 | 12.5 | 10 | 58000 | 3862 | 4.4 |  | Federally-Regulated Commercial & Industrial Equipment | 04/12/2000 |  | 02/17/2011
Mammoth | Hydrobank II | F035HHG |  | Water-Source | WBAHP: Heat Pump Packaged Unit | Heat Pump | 208 | 3 |  |  | No Match | No Match |  |  |  | 34500 | 2536 | 13.6 | 10 | 44000 | 2864 | 4.5 |  | Federally-Regulated Commercial & Industrial Equipment | 11/14/2000 |  | 01/18/2001
Command-Aire | Command-Aire | GSCC0511 |  | Water-Source | WBAHP: Heat Pump Packaged Unit | Heat Pump | 208 | 1 |  |  | No Match | No Match |  |  |  | 50100 | 4245 | 11.8 | 10 | 64200 | 4479 | 4.2 |  | Federally-Regulated Commercial & Industrial Equipment | 08/07/1998 |  | 10/02/1998
Waterfurnace International, Inc. | Waterfurnace International, Inc. | NSV/NSH018G1*1 |  | Ground-Water-Source | WBAHP: Heat Pump Packaged Unit | Heat Pump | 230 | 1 |  |  | No Match | Single-Speed |  |  |  | 21000 | 784 | 26.8 | 16.2 | 19000 | 1185 | 4.7 | 3.6 | Non Federally-Regulated | 09/03/2012 |  | 04/19/2013
Climate Control / Snyder General | Electro-Hydronics | UW500G3 |  | Water-Source | WBAHP: Heat Pump Packaged Unit | Heat Pump | 230 | 1 |  |  | No Match | No Match |  |  |  | 50000 | 4850 | 10.3 | 7.5 | 65000 | 4900 | 3.9 | 2.5 | Non Federally-Regulated | 05/16/1984 |  | 08/29/1986
Waterfurnace International, Inc. | Waterfurnace International, Inc. | SXV036A1 |  | Ground-Source | WBAHP: Heat Pump Packaged Unit | Heat Pump | 208 | 1 |  |  | No Match | No Match |  |  |  | 36400 | 2676 | 13.6 |  | 26000 | 2381 | 3.2 |  | Non Federally-Regulated | 03/31/1998 |  | 05/10/1998
Florida Heat Pump | Florida Heat Pump | ES048-3CS | ES048-1AV/AH | Ground-Water-Source | WBAHP-CB: Heat Pump Split Syst | Heat Pump | 230 | 3 |  |  | No Match | Single-Speed |  |  |  | 54500 | 2500 | 21.8 | 16.2 | 47500 | 2547 | 4.4 | 3.6 | Non Federally-Regulated | 07/06/2011 |  | 04/20/2015
Florida Heat Pump | Geomaster, LLC | ES035-1CS | ES035-1AV/AH | Ground-Source | WBAHP-CB: Heat Pump Split Syst | Heat Pump | 230 | 1 |  |  | No Match | Dual-Speed |  |  |  | 37200 | 2201 | 16.9 | 13.4 | 27400 | 2172 | 3.7 | 3.1 | Non Federally-Regulated | 06/15/2009 |  | 11/30/2011
Mammoth | Hydrobank II | D016CHE |  | Water-Source | WBAHP-O: Heat Pump Packaged Un | Heat Pump | 208 | 1 |  |  | No Match | No Match |  |  |  | 15000 | 1229 | 12.2 | 10 | 19000 | 1391 | 4 |  | Federally-Regulated Commercial & Industrial Equipment | 10/05/1999 |  | 05/23/2000
ClimateMaster Inc. | Carrier Corp. | 50PCH/V030 |  | Ground-Water-Source | WBAHP: Heat Pump Packaged Unit | Heat Pump | 230 | 1 |  |  | No Match | Single-Speed |  |  |  | 31700 | 1577 | 20.1 | 16.2 | 29600 | 2116 | 4.1 | 3.6 | Non Federally-Regulated | 10/24/2014 |  | 04/22/2015
Florida Heat Pump | Energy Miser | HEV15-1 |  | Water-Source | WBAHP: Heat Pump Packaged Unit | Heat Pump | 230 | 1 |  |  | No Match | No Match |  |  |  | 14700 | 1335 | 11 | 9.3 | 20000 | 1465 | 4 | 3.8 | Non Federally-Regulated | 07/31/1991 |  | 03/31/1998
Florida Heat Pump | Florida Heat Pump | EM036-1CS | EM036-1AH/AV | Water-Source | WBAH: Heating Only Packaged Un | Heat Pump | 208 | 1 |  |  | No Match | No Match |  |  |  | 37500 | 2929 | 12.8 | 9 | 41000 | 3432 | 3.5 | 3.5 | Non Federally-Regulated | 07/22/2002 |  | 03/12/2009
Waterfurnace International, Inc. | Waterfurnace International, Inc. | SXH030A3 |  | Water-Source | WBAHP: Heat Pump Packaged Unit | Heat Pump | 208 | 3 |  |  | No Match | No Match |  |  |  | 30600 | 2125 | 14.4 | 9.3 | 36600 | 2145 | 5 | 3.8 | Federally-Regulated Commercial & Industrial Equipment | 03/31/1998 |  | 05/10/1998
Waterfurnace International, Inc. | Johnson Controls | RKV/RKH048**0*4 |  | Water-Source | WBAHP: Heat Pump Packaged Unit | Heat Pump | 230 | 1 |  |  | No Match | Single-Speed |  |  |  | 46400 | 2994 | 15.5 | 12 | 53100 | 3176 | 4.9 | 4.2 | Federally-Regulated Commercial & Industrial Equipment | 09/03/2012 |  | 01/09/2014
Waterfurnace International, Inc. | Eagle Mountain | ZS030**0*4 |  | Ground-Water-Source | WBAHP: Heat Pump Packaged Unit | Heat Pump | 208 | 1 |  |  | No Match | Single-Speed |  |  |  | 32900 | 1377 | 23.9 | 16.2 | 28300 | 1885 | 4.4 | 3.6 | Non Federally-Regulated | 06/14/2011 |  | 04/19/2013
Waterfurnace International, Inc. | Eagle Mountain | ZS024**4*4 |  | Water-Source | WBAHP: Heat Pump Packaged Unit | Heat Pump | 460 | 3 |  |  | No Match | Single-Speed |  |  |  | 23900 | 1583 | 15.1 | 12 | 27000 | 1583 | 5 | 4.2 | Federally-Regulated Commercial & Industrial Equipment | 06/14/2011 |  | 04/19/2013
McQuay / Snyder General | Electro-Hydronics | CC140F5 |  | Water-Source | WBAHP: Heat Pump Packaged Unit | Heat Pump | 208 | 1 |  |  | No Match | No Match |  |  |  | 13500 | 1300 | 10.4 | 7.5 | 17500 | 1350 | 3.8 | 2.5 | Non Federally-Regulated | 08/29/1986 |  | 05/11/1988
McQuay International | McQuay | W-CDD/CDE/CMG-1-036-F |  | Water-Source | WBAHP: Heat Pump Packaged Unit | Heat Pump | 208 | 3 |  |  | No Match | No Match |  |  |  | 35300 | 2674 | 13.2 | 10 | 40500 | 2825 | 4.2 |  | Federally-Regulated Commercial & Industrial Equipment | 10/05/1999 |  | 09/21/2000
ClimateMaster Inc. | Climate Master Series | GRV/GRH042AF |  | Water-Source | WBAHP: Heat Pump Packaged Unit | Heat Pump | 460 | 3 |  |  | No Match | No Match |  |  |  | 38900 | 3296 | 11.8 | 10 | 47700 | 3408 | 4.1 |  | Federally-Regulated Commercial & Industrial Equipment | 04/12/2000 |  | 03/12/2009
Command-Aire | Command-Aire | SWPR281E |  | Water-Source | WBAHP: Heat Pump Packaged Unit | Heat Pump | 208 | 1 |  |  | No Match | No Match |  |  |  | 30000 | 2702 | 11.1 | 9 | 42000 | 3000 | 4 | 3.2 | Non Federally-Regulated | 02/22/1990 |  | 07/31/1991
Waterfurnace International, Inc. | Geotility Geothermal Installations | ZS042**0*4 |  | Water-Source | WBAHP: Heat Pump Packaged Unit | Heat Pump | 230 | 1 |  |  | No Match | Single-Speed |  |  |  | 40800 | 2615 | 15.6 | 12 | 45400 | 2661 | 5 | 4.2 | Federally-Regulated Commercial & Industrial Equipment | 06/14/2011 |  | 04/19/2013
McQuay / Snyder General | Electro-Hydronics | FC400GD |  | Water-Source | WBAHP: Heat Pump Packaged Unit | Heat Pump | 230 | 3 |  |  | No Match | No Match |  |  |  | 39600 | 3960 | 10 | 7.5 | 45000 | 3880 | 3.4 | 2.5 | Non Federally-Regulated | 08/29/1986 |  | 05/11/1988