ClimateMaster Inc. | Climate Master Series | 814-013-G******** |  | Water-Source | WBAHP: Heat Pump Packaged Unit | Heat Pump | 230 | 1 |  |  | No Match | No Match |  |  |  | 12400 | 1192 | 10.4 | 9 | 14100 | 1252 | 3.3 | 3.2 | Non Federally-Regulated | 05/11/1988 |  | 03/15/1989
Enertech Global, LLC | Enertech | TST072A2 | MPD072 | Ground-Source | WBAHP-CB: Heat Pump Split Syst | Heat Pump | 208 | 3 |  |  | No Match | Single-Speed | 3552 | 693 | 1 | 69200 | 4245 | 16.3 | 13.4 | 52400 | 4266 | 3.6 | 3.1 | Non Federally-Regulated | 09/03/2012 |  | 12/12/2012
Waterfurnace International, Inc. | Waterfurnace International, Inc. | SXV016C0 |  | Water-Source | WBAHP: Heat Pump Packaged Unit | Heat Pump | 208 | 1 |  |  | No Match | No Match |  |  |  | 16000 | 1185 | 13.5 | 9.3 | 20400 | 1195 | 5 | 3.8 | Federally-Regulated Commercial & Industrial Equipment | 03/31/1998 |  | 05/10/1998
Florida Heat Pump | Florida Heat Pump | EM031-3CF/HZ/VT |  | Ground-Water-Source | WBAHP: Heat Pump Packaged Unit | Heat Pump | 208 | 3 |  |  | No Match | No Match |  |  |  | 33500 | 2326 | 14.4 | 9 | 25800 | 2290 | 3.3 |  | Non Federally-Regulated | 05/29/2001 |  | 07/18/2002
Mammoth | Hydrobank II | E036HHJ |  | Water-Source | WBAHP: Heat Pump Packaged Unit | Heat Pump | 265 | 1 |  |  | No Match | No Match |  |  |  | 35000 | 3240 | 10.8 | 10 | 46000 | 3455 | 3.9 |  | Federally-Regulated Commercial & Industrial Equipment | 01/18/2001 |  | 03/12/2009
Mammoth | Geox | ZG030HHA |  | Water-Source | WBAHP: Heat Pump Packaged Unit | Heat Pump | 460 | 3 |  |  | No Match | No Match |  |  |  | 31000 | 2696 | 11.5 | 9 | 38500 | 2968 | 3.8 | 3.2 | Federally-Regulated Commercial & Industrial Equipment | 12/26/1990 |  | 07/27/1992
Snyder General Corp. | American Air Filter | HWH060C*F |  | Water-Source | WBAHP: Heat Pump Packaged Unit | Heat Pump | 208 | 3 |  |  | No Match | No Match |  |  |  | 59500 | 5313 | 11.2 | 9.3 | 74000 | 5728 | 3.8 | 3.8 | Non Federally-Regulated | 07/31/1991 |  | 03/31/1998
McQuay International | McQuay | W-CMG-1-024-E |  | Ground-Water-Source | WBAHP: Heat Pump Packaged Unit | Heat Pump | 230 | 1 |  |  | No Match | No Match |  |  |  | 26200 | 1858 | 14.1 | 9 | 18400 | 1797 | 3 |  | Non Federally-Regulated | 07/22/2002 |  | 03/12/2009
American Air Filter | Enercon | EHW-39 |  | Water-Source | WBAHP: Heat Pump Packaged Unit | Heat Pump | 208 | 1 |  |  | No Match | No Match |  |  |  | 38600 | 3509 | 11 | 9 | 46000 | 3962 | 3.4 | 3.2 | Non Federally-Regulated | 02/22/1990 |  | 07/31/1991
ClimateMaster Inc. | Trane | WPRA10HCXBX |  | Water-Source | WBAHP: Heat Pump Packaged Unit | Heat Pump | 230 | 1 |  |  | No Match | No Match |  |  |  | 9500 | 850 | 11.2 | 9 | 12600 | 880 | 4.2 | 3.2 | Non Federally-Regulated | 05/11/1988 |  | 03/15/1989
Climate Control / Snyder General | Electro-Hydronics | CC630FP |  | Water-Source | WBAHP: Heat Pump Packaged Unit | Heat Pump | 460 | 3 |  |  | No Match | No Match |  |  |  | 63000 | 6430 | 9.8 | 7.5 | 79000 | 6430 | 3.6 | 2.5 | Non Federally-Regulated | 06/11/1985 |  | 08/29/1986
Mammoth | Hydrobank II | D043VHK |  | Water-Source | WBAHP: Heat Pump Packaged Unit | Heat Pump | 208 | 1 |  |  | No Match | No Match |  |  |  | 41000 | 3660 | 11.2 | 10 | 51000 | 3831 | 3.9 |  | Federally-Regulated Commercial & Industrial Equipment | 06/27/2003 |  | 03/12/2009
Florida Heat Pump | Florida Heat Pump | EM041-4VT |  | Water-Source | WBAHP: Heat Pump Packaged Unit | Heat Pump | 460 | 3 |  |  | No Match | No Match |  |  |  | 39500 | 2992 | 13.2 | 10 | 50000 | 3488 | 4.2 |  | Federally-Regulated Commercial & Industrial Equipment | 12/14/1998 |  | 10/05/1999
Koldwave Division, Mestek, Inc. | Heat Exchangers | 6K18CMHT |  | Water-Source | WBAHP: Heat Pump Packaged Unit | Heat Pump | 208 | 1 |  |  | No Match | No Match |  |  |  | 19500 | 1523 | 12.8 | 9.3 | 23800 | 1621 | 4.3 | 3.8 | Federally-Regulated Commercial & Industrial Equipment | 03/31/1998 |  | 05/10/1998
Econar | Econar | GH420 |  | Water-Source | WBAHP-CB: Heat Pump Split Syst | Heat Pump | 208 | 1 |  |  | No Match | No Match |  |  |  | 35400 | 2744 | 12.9 | 9 | 50500 | 4000 | 3.7 | 3.5 | Non Federally-Regulated | 12/14/1998 |  | 04/12/2000
Geosystems, LLC | Geosystems, LLC | RGS-V036 |  | Ground-Source | WBAHP: Heat Pump Packaged Unit | Heat Pump | 208 | 1 |  |  | No Match | Single-Speed |  |  |  | 36800 | 2152 | 17.1 | 13.4 | 27500 | 2239 | 3.6 | 3.1 | Non Federally-Regulated | 03/02/2012 |  | 12/12/2012
Waterfurnace International, Inc. | Waterfurnace International, Inc. | ATV066D0 |  | Ground-Water-Source | WBAHP: Heat Pump Packaged Unit | Heat Pump | 230 | 1 |  |  | No Match | No Match |  |  |  | 67000 | 5000 | 13.4 | 9 | 50000 | 4884 | 3 |  | Non Federally-Regulated | 01/30/1998 |  | 10/02/1998
Waterfurnace International, Inc. | WFI Industries, Ltd. | VLH/VXH042*3 |  | Water-Source | WBAHP: Heat Pump Packaged Unit | Heat Pump | 208 | 3 |  |  | No Match | No Match |  |  |  | 40000 | 3076 | 13 | 10 | 47400 | 3229 | 4.3 |  | Federally-Regulated Commercial & Industrial Equipment | 06/20/2003 |  | 02/17/2011
Snyder General Corp. | McQuay | CC1000GP |  | Water-Source | WBAHP: Heat Pump Packaged Unit | Heat Pump | 460 | 3 |  |  | No Match | No Match |  |  |  | 97500 | 10156 | 9.6 | 9.2 | 136000 | 10400 | 3.8 | 2.5 | Non Federally-Regulated | 02/22/1990 |  | 07/31/1991
Addison Products | Addison Products | HWPG048-3B** |  | Water-Source | WBAHP-CB: Heat Pump Split Syst | Heat Pump | 230 | 3 |  |  | No Match | No Match |  |  |  | 49500 | 3485 | 14.2 | 9 | 53500 | 3824 | 4.1 | 3.5 | Non Federally-Regulated | 02/02/1998 |  | 10/02/1998
California Heat Pump | Trane | WPCB-0157 |  | Water-Source | WBAHP: Heat Pump Packaged Unit | Heat Pump | 265 | 1 |  |  | No Match | No Match |  |  |  | 16000 | 1345 | 11.9 | 7.5 | 17500 | 1385 | 3.7 | 2.5 | Non Federally-Regulated | 06/11/1985 |  | 05/11/1988
Command-Aire | Command-Aire | SPRD0191 |  | Water-Source | WBAHP-O: Heat Pump Packaged Un | Heat Pump | 208 | 1 |  |  | No Match | No Match |  |  |  | 18000 | 1636 | 11 | 10 | 23400 | 1714 | 4 |  | Federally-Regulated Commercial & Industrial Equipment | 12/14/1998 |  | 03/12/2009
Waterfurnace International, Inc. | Rybacki - Hart Enterprises | ZS060**0*4 |  | Water-Source | WBAHP: Heat Pump Packaged Unit | Heat Pump | 208 | 1 |  |  | No Match | Single-Speed |  |  |  | 58400 | 3817 | 15.3 | 12 | 72500 | 4521 | 4.7 | 4.2 | Federally-Regulated Commercial & Industrial Equipment | 03/02/2012 |  | 04/19/2013
McQuay International | McQuay | W-FDL/FDS/FMS-1-030-F |  | Water-Source | WBAHP: Heat Pump Packaged Unit | Heat Pump | 208 | 3 |  |  | No Match | No Match |  |  |  | 29600 | 2487 | 11.9 | 10 | 39000 | 2929 | 3.9 |  | Federally-Regulated Commercial & Industrial Equipment | 09/21/2000 |  | 03/12/2009
Waterfurnace International, Inc. | Geotility Geothermal Installations | GS015**0*0 |  | Ground-Source | WBAHP: Heat Pump Packaged Unit | Heat Pump | 208 | 1 |  |  | No Match | Single-Speed |  |  |  | 14600 | 811 | 18 | 13.4 | 11700 | 927 | 3.7 | 3.1 | Non Federally-Regulated | 01/24/2011 |  | 04/19/2013
Waterfurnace International, Inc. | Waterfurnace International, Inc. | P034**1 |  | Water-Source | WBAHP: Heat Pump Packaged Unit | Heat Pump | 208 | 1 |  |  | No Match | No Match |  |  |  | 33300 | 2068 | 16.1 | 10 | 40000 | 2547 | 4.6 |  | Federally-Regulated Commercial & Industrial Equipment | 05/19/2000 |  | 02/17/2011
ClimateMaster Inc. | Carrier | 50VQA/VQD080 |  | Water-Source | WBAHP: Heat Pump Packaged Unit | Heat Pump | 230 | 3 |  |  | No Match | No Match |  |  |  | 74000 | 5285 | 14 | 9 | 83000 | 5790 | 4.2 | 3.8 | Federally-Regulated Commercial & Industrial Equipment | 10/05/1999 |  | 04/12/2000
Mammoth | Hydrobank II | F054HHS/VHS |  | Water-Source | WBAHP: Heat Pump Packaged Unit | Heat Pump | 208 | 3 |  |  | No Match | No Match |  |  |  | 54000 | 3802 | 14.2 | 9.3 | 67500 | 4300 | 4.6 | 3.8 | Federally-Regulated Commercial & Industrial Equipment | 03/31/1998 |  | 05/10/1998
ClimateMaster Inc. | Climate Master Series | HS/HL 072 G |  | Water-Source | WBAHP: Heat Pump Packaged Unit | Heat Pump | 208 | 1 |  |  | No Match | No Match |  |  |  | 70000 | 6363 | 11 | 9 | 91000 | 6838 | 3.9 | 3.8 | Federally-Regulated Commercial & Industrial Equipment | 12/14/1998 |  | 10/05/1999
Mammoth | Mammoth | D072HHA |  | Water-Source | WBAHP: Heat Pump Packaged Unit | Heat Pump | 208 | 1 |  |  | No Match | Dual-Speed | 4210 | 900 | 1 | 75800 | 4738 | 16 | 12 | 81800 | 5575 | 4.3 | 4.2 | Federally-Regulated Commercial & Industrial Equipment | 11/30/2011 |  | 12/12/2012
Waterfurnace International, Inc. | Waterfurnace International, Inc. | NDV/NDH049*1*1 |  | Ground-Water-Source | WBAHP: Heat Pump Packaged Unit | Heat Pump | 230 | 1 |  |  | No Match | Dual-Speed |  |  |  | 53200 | 2344 | 22.7 | 16.2 | 47200 | 2943 | 4.7 | 3.6 | Non Federally-Regulated | 01/24/2011 |  | 10/24/2014
Florida Heat Pump | Florida Heat Pump | GO042-1CF/HZ/VT |  | Water-Source | WBAHP-CB: Heat Pump Split Syst | Heat Pump | 208 | 3 |  |  | No Match | No Match |  |  |  | 42600 | 2840 | 15 | 9 | 49000 | 3190 | 4.5 | 3.5 | Non Federally-Regulated | 05/23/2001 |  | 07/16/2001
McQuay International | McQuay | W-LDE/LDL/LME/LML1070K |  | Water-Source | WBAHP: Heat Pump Packaged Unit | Heat Pump | 460 | 3 |  |  | No Match | No Match |  |  |  | 70000 | 6194 | 11.3 | 9 | 83000 | 6235 | 3.9 | 3.8 | Federally-Regulated Commercial & Industrial Equipment | 01/18/2001 |  | 03/12/2009
ClimateMaster Inc. | Climate Master Series | VE/HE 120 |  | Ground-Source | WBAHP: Heat Pump Packaged Unit | Heat Pump | 208 | 1 |  |  | No Match | No Match |  |  |  | 116000 | 11047 | 10.5 |  | 85000 | 9964 | 2.5 |  | Non Federally-Regulated | 03/31/1998 |  | 05/10/1998
McQuay / Snyder General | Electro-Hydronics | CCH024A*F |  | Water-Source | WBAHP: Heat Pump Packaged Unit | Heat Pump | 230 | 3 |  |  | No Match | No Match |  |  |  | 24500 | 2187 | 11.2 | 9 | 30000 | 2313 | 3.8 | 3.2 | Non Federally-Regulated | 05/11/1988 |  | 03/15/1989
California Heat Pump | Trane | WPRB-0087 |  | Water-Source | WBAHP: Heat Pump Packaged Unit | Heat Pump | 265 | 1 |  |  | No Match | No Match |  |  |  | 8500 | 850 | 10 | 7.5 | 10000 | 900 | 3.2 | 2.5 | Non Federally-Regulated | 06/11/1985 |  | 05/11/1988
Waterfurnace International, Inc. | Waterfurnace International, Inc. | P056**1 |  | Water-Source | WBAHP: Heat Pump Packaged Unit | Heat Pump | 230 | 1 |  |  | No Match | No Match |  |  |  | 56200 | 3649 | 15.4 | 10 | 66800 | 4349 | 4.5 |  | Federally-Regulated Commercial & Industrial Equipment | 05/19/2000 |  | 02/17/2011
McQuay International | McQuay | FCV/FCW/VWH/VWW030B-T |  | Water-Source | WBAHP: Heat Pump Packaged Unit | Heat Pump | 460 | 3 |  |  | No Match | No Match |  |  |  | 29600 | 2487 | 11.9 | 10 | 39000 | 2930 | 3.9 |  | Federally-Regulated Commercial & Industrial Equipment | 12/14/1998 |  | 11/17/1999
Florida Heat Pump | Florida Heat Pump | GT062-3VT/HZ/CF |  | Ground-Water-Source | WBAHP: Heat Pump Packaged Unit | Heat Pump | 208 | 3 |  |  | No Match | No Match |  |  |  | 60500 | 4653 | 13 | 9 | 50000 | 4884 | 3 |  | Non Federally-Regulated | 01/30/1998 |  | 03/31/1998
Waterfurnace International, Inc. | Rybacki - Hart Enterprises | ZS023**4*1 |  | Ground-Water-Source | WBAHP: Heat Pump Packaged Unit | Heat Pump | 460 | 3 |  |  | No Match | Single-Speed |  |  |  | 25400 | 1104 | 23 | 16.2 | 21900 | 1493 | 4.3 | 3.6 | Non Federally-Regulated | 01/24/2011 |  | 04/19/2013
Command-Aire | Command-Aire | SWP-281 |  | Water-Source | WBAHP: Heat Pump Packaged Unit | Heat Pump | 208 | 1 |  |  | No Match | No Match |  |  |  | 22000 | 2275 | 9.7 | 9 | 28500 | 2350 | 3.6 | 3.2 | Non Federally-Regulated | 02/22/1990 |  | 07/31/1991
McQuay International | McQuay | W-CDD/CDE/CME-1-009-J |  | Water-Source | WBAHP: Heat Pump Packaged Unit | Heat Pump | 265 | 1 |  |  | No Match | No Match |  |  |  | 8700 | 776 | 11.2 | 10 | 11500 | 802 | 4.2 |  | Federally-Regulated Commercial & Industrial Equipment | 01/24/2002 |  | 06/20/2003
Waterfurnace International, Inc. | Eagle Mountain | YS070**1*0 |  | Water-Source | WBAHP: Heat Pump Packaged Unit | Heat Pump | 208 | 1 |  |  | No Match | Single-Speed |  |  |  | 63000 | 4437 | 14.2 | 12 | 79000 | 5262 | 4.4 | 4.2 | Federally-Regulated Commercial & Industrial Equipment | 01/24/2011 |  | 04/19/2013
Climate Control / Snyder General | Electro-Hydronics | VF390GP |  | Water-Source | WBAHP: Heat Pump Packaged Unit | Heat Pump | 460 | 3 |  |  | No Match | No Match |  |  |  | 39000 | 3700 | 10.5 | 7.5 | 48000 | 4020 | 3.5 | 2.5 | Non Federally-Regulated | 05/16/1984 |  | 08/29/1986
ClimateMaster Inc. | Genesis Compact | GCH012BG******* |  | Water-Source | WBAHP: Heat Pump Packaged Unit | Heat Pump | 208 | 1 |  |  | No Match | No Match |  |  |  | 11600 | 943 | 12.3 | 10 | 14700 | 1026 | 4.2 |  | Federally-Regulated Commercial & Industrial Equipment | 07/02/2003 |  | 01/12/2007
Climate Control / Snyder General | Electro-Hydronics | LWP7.5BD |  | Water-Source | WBAHP: Heat Pump Packaged Unit | Heat Pump | 230 | 3 |  |  | No Match | No Match |  |  |  | 76000 | 7100 | 10.7 | 9.2 | 95000 | 7500 | 3.7 | 2.5 | Non Federally-Regulated | 06/11/1985 |  | 08/29/1986
Enertech Global, LLC | Enertech | HXT072D |  | Ground-Water-Source | WBAHP: Heat Pump Packaged Unit | Heat Pump | 208 | 1 |  |  | No Match | Single-Speed | 2875 | 710 | 1 | 78500 | 3584 | 21.9 | 16.2 | 71900 | 4789 | 4.4 | 3.6 | Non Federally-Regulated | 09/03/2012 |  | 12/12/2012
Waterfurnace International, Inc. | Waterfurnace International, Inc. | VLV/VXV024*0 |  | Ground-Water-Source | WBAHP: Heat Pump Packaged Unit | Heat Pump | 230 | 1 |  |  | No Match | No Match |  |  |  | 25300 | 1794 | 14.1 | 9 | 16900 | 1707 | 2.9 |  | Non Federally-Regulated | 06/20/2003 |  | 03/12/2009
ClimateMaster Inc. | Trane | WPVC0804 |  | Water-Source | WBAHP: Heat Pump Packaged Unit | Heat Pump | 460 | 3 |  |  | No Match | No Match |  |  |  | 77000 | 7700 | 10 | 9.2 | 80000 | 7100 | 3.3 | 2.5 | Non Federally-Regulated | 02/22/1990 |  | 07/31/1991
Heat Controller | Heat Controller | DWPG030-1B-XL* |  | Water-Source | WBAHP-CB: Heat Pump Split Syst | Heat Pump | 208 | 1 |  |  | No Match | No Match |  |  |  | 28800 | 2133 | 13.5 | 9 | 31400 | 2191 | 4.2 | 3.5 | Non Federally-Regulated | 12/14/1998 |  | 04/12/2000
Florida Heat Pump | Florida Heat Pump | EM028-4CF/HZ/VT |  | Water-Source | WBAHP-CB: Heat Pump Split Syst | Heat Pump | 460 | 3 |  |  | No Match | No Match |  |  |  | 30500 | 2382 | 12.8 | 9 | 33400 | 2796 | 3.5 | 3.5 | Non Federally-Regulated | 05/23/2001 |  | 07/18/2002
Waterfurnace International, Inc. | Waterfurnace International, Inc. | SXH042B1 |  | Water-Source | WBAHP: Heat Pump Packaged Unit | Heat Pump | 230 | 1 |  |  | No Match | No Match |  |  |  | 42000 | 3000 | 14 | 10 | 54500 | 3131 | 5.1 |  | Federally-Regulated Commercial & Industrial Equipment | 02/02/1998 |  | 03/31/1998
Florida Heat Pump | Florida Heat Pump | GT024-1CS | GT024-1AH/AV | Water-Source | WBAH: Heating Only Packaged Un | Heat Pump | 208 | 1 |  |  | No Match | No Match |  |  |  | 25000 | 2118 | 11.8 | 9 | 26500 | 2218 | 3.5 | 3.5 | Non Federally-Regulated | 07/22/2002 |  | 03/12/2009
Florida Heat Pump | Florida Heat Pump | EM072-5HZ/VT |  | Water-Source | WBAHP: Heat Pump Packaged Unit | Heat Pump | 575 | 3 |  |  | No Match | No Match |  |  |  | 71000 | 5107 | 13.9 | 9 | 76000 | 4840 | 4.6 | 3.8 | Federally-Regulated Commercial & Industrial Equipment | 04/12/2000 |  | 02/17/2011
ClimateMaster Inc. | Carrier | 50YAV/YAH 036 |  | Ground-Water-Source | WBAHP: Heat Pump Packaged Unit | Heat Pump | 230 | 1 |  |  | No Match | No Match |  |  |  | 36000 | 2608 | 13.8 | 9 | 27000 | 2472 | 3.2 |  | Non Federally-Regulated | 11/17/1999 |  | 04/10/2000
McQuay / Snyder General | Electro-Hydronics | FC400FD |  | Water-Source | WBAHP: Heat Pump Packaged Unit | Heat Pump | 230 | 3 |  |  | No Match | No Match |  |  |  | 39600 | 3960 | 10 | 9 | 45000 | 3880 | 3.4 | 3.2 | Non Federally-Regulated | 05/11/1988 |  | 03/15/1989
McQuay International | McQuay | W-CMG-1-036-J |  | Ground-Water-Source | WBAHP: Heat Pump Packaged Unit | Heat Pump | 265 | 1 |  |  | No Match | No Match |  |  |  | 36200 | 2701 | 13.4 | 9 | 25400 | 2566 | 2.9 |  | Non Federally-Regulated | 07/22/2002 |  | 03/12/2009
Jacobsen Energy Ind., Inc. | Jacobsen Energy Ind., Inc. | 90***4**** |  | Water-Source | WBAHP: Heat Pump Packaged Unit | Heat Pump | 230 | 3 |  |  | No Match | No Match |  |  |  | 96500 | 9500 | 10.2 | 9.2 | 112500 | 9700 | 3.4 | 2.5 | Non Federally-Regulated | 06/11/1985 |  | 05/11/1988
Addison Products | Addison Products | HPY048-3A |  | Water-Source | WBAHP-CB: Heat Pump Split Syst | Heat Pump | 230 | 3 |  |  | No Match | No Match |  |  |  | 54400 | 4689 | 11.6 | 9 | 61800 | 5029 | 3.6 | 3.5 | Non Federally-Regulated | 11/14/2000 |  | 07/18/2002
Florida Heat Pump | Florida Heat Pump | SV060-1CS*-*****A | SV060-1AV/AH*-***T/A*A | Water-Source | WBAHP-CB: Heat Pump Split Syst | Heat Pump | 230 | 1 |  |  | No Match | Single-Speed |  |  |  | 54300 | 4177 | 13 | 12 | 64100 | 4369 | 4.3 | 4.2 | Federally-Regulated Commercial & Industrial Equipment | 10/24/2014 |  | 04/01/2015
Mammoth | Hydrobank II | D072VHK |  | Water-Source | WBAHP: Heat Pump Packaged Unit | Heat Pump | 208 | 1 |  |  | No Match | No Match |  |  |  | 68500 | 5708 | 12 | 9 | 85500 | 6423 | 3.9 | 3.8 | Federally-Regulated Commercial & Industrial Equipment | 06/27/2003 |  | 03/12/2009
ClimateMaster Inc. | Carrier Corp. | 50YFV/H024*2 |  | Ground-Water-Source | WBAHP: Heat Pump Packaged Unit | Heat Pump | 230 | 1 |  |  | No Match | Single-Speed |  |  |  | 26300 | 1223 | 21.5 | 16.2 | 22800 | 1671 | 4 | 3.6 | Non Federally-Regulated | 01/09/2014 |  | 04/22/2015
Florida Heat Pump | Florida Heat Pump | EM015-2CS | EM015-2AH/AV | Water-Source | WBAH: Heating Only Packaged Un | Heat Pump | 265 | 1 |  |  | No Match | No Match |  |  |  | 15800 | 1436 | 11 | 9 | 19700 | 1649 | 3.5 | 3.5 | Non Federally-Regulated | 05/23/2001 |  | 07/18/2002
Addison Products | Addison Products | DWPG066-3B-XL* |  | Water-Source | WBAHP-CB: Heat Pump Split Syst | Heat Pump | 230 | 3 |  |  | No Match | No Match |  |  |  | 67000 | 5153 | 13 | 9 | 75000 | 5940 | 3.7 | 3.5 | Non Federally-Regulated | 12/14/1998 |  | 10/05/1999
Hydro Delta Corp. | Hydro Delta Corp. | 03-046-WTAR-HE |  | Water-Source | WBAHP-CB: Heat Pump Split Syst | Heat Pump | 230 | 1 |  |  | No Match | No Match |  |  |  | 44000 | 3520 | 12.5 | 9 | 52000 | 3907 | 3.9 | 3.5 | Non Federally-Regulated | 02/02/1998 |  | 10/02/1998
Florida Heat Pump | Florida Heat Pump | EP048-1HZ/VT |  | Water-Source | WBAHP: Heat Pump Packaged Unit | Heat Pump | 230 | 1 |  |  | No Match | Single-Speed |  |  |  | 48000 | 2807 | 17.1 | 12 | 50000 | 2764 | 5.3 | 4.2 | Federally-Regulated Commercial & Industrial Equipment | 06/14/2011 |  | 04/21/2014
American Air Filter | Enercon | CCW-09 |  | Water-Source | WBAHP-O: Heat Pump Packaged Un | Heat Pump | 115 | 1 |  |  | No Match | No Match |  |  |  | 8600 | 814 | 10.6 | 9 | 10500 | 915 | 3.4 | 3.2 | Non Federally-Regulated | 05/11/1988 |  | 03/15/1989
Mammoth | Mammoth | E034HHEXXX |  | Water-Source | WBAHP: Heat Pump Packaged Unit | Heat Pump | 265 | 1 |  |  | No Match | No Match |  |  |  | 34000 | 3090 | 11 | 9 | 44500 | 3530 | 3.7 | 3.2 | Non Federally-Regulated | 05/11/1988 |  | 03/15/1989
Mammoth | Hydrobank II | G045HHG |  | Water-Source | WBAHP: Heat Pump Packaged Unit | Heat Pump | 460 | 3 |  |  | No Match | No Match |  |  |  | 45000 | 3214 | 14 | 10 | 58000 | 3694 | 4.6 |  | Federally-Regulated Commercial & Industrial Equipment | 05/23/2000 |  | 01/18/2001
Florida Heat Pump | Energy Miser | HEH34-4 |  | Water-Source | WBAHP: Heat Pump Packaged Unit | Heat Pump | 460 | 3 |  |  | No Match | No Match |  |  |  | 34000 | 2835 | 12 | 9.3 | 44000 | 3145 | 4.1 | 3.8 | Non Federally-Regulated | 07/31/1991 |  | 03/31/1998
Florida Heat Pump | Geomaster, LLC | EC048-1CF/HZ/VT |  | Ground-Water-Source | WBAHP: Heat Pump Packaged Unit | Heat Pump | 208 | 1 |  |  | No Match | Single-Speed |  |  |  | 58000 | 2816 | 20.6 | 16.2 | 46600 | 2816 | 4.2 | 3.6 | Non Federally-Regulated | 04/30/2009 |  | 04/20/2015
ClimateMaster Inc. | Carrier Corp. | 50YFV/H024 |  | Ground-Source | WBAHP: Heat Pump Packaged Unit | Heat Pump | 230 | 1 |  |  | No Match | Single-Speed |  |  |  | 22700 | 1513 | 15 | 13.4 | 18200 | 1524 | 3.5 | 3.1 | Non Federally-Regulated | 05/02/2012 |  | 04/22/2015
Climate Control / Snyder General | Trane | WPVA33XF* |  | Water-Source | WBAHP: Heat Pump Packaged Unit | Heat Pump | 230 | 3 |  |  | No Match | No Match |  |  |  | 33000 | 3056 | 10.8 | 7.5 | 39000 | 3039 | 3.7 | 2.5 | Non Federally-Regulated | 05/16/1984 |  | 06/11/1985
Snyder General Corp. | McQuay | LWP20AD |  | Water-Source | WBAHP: Heat Pump Packaged Unit | Heat Pump | 230 | 3 |  |  | No Match | No Match |  |  |  | 214000 | 18000 | 11.9 |  | 240000 | 18400 | 3.8 | 2.5 | Non Federally-Regulated | 02/22/1990 |  | 07/31/1991
Carrier Corp. | Carrier | 50KQ0093 |  | Water-Source | WBAHP: Heat Pump Packaged Unit | Heat Pump | 208 | 1 |  |  | No Match | No Match |  |  |  | 8600 | 810 | 10.6 | 9 | 10500 | 905 | 3.4 | 3.2 | Non Federally-Regulated | 05/11/1988 |  | 03/15/1989
Waterfurnace International, Inc. | Waterfurnace International, Inc. | SXV048B0 |  | Ground-Water-Source | WBAHP: Heat Pump Packaged Unit | Heat Pump | 230 | 1 |  |  | No Match | No Match |  |  |  | 51500 | 3843 | 13.4 | 9 | 36000 | 3403 | 3.1 |  | Non Federally-Regulated | 12/14/1998 |  | 10/06/1999
Econar | Econar | GH490 |  | Water-Source | WBAHP-CB: Heat Pump Split Syst | Heat Pump | 208 | 1 |  |  | No Match | No Match |  |  |  | 43500 | 3717 | 11.7 | 9 | 66000 | 5227 | 3.7 | 3.5 | Non Federally-Regulated | 12/14/1998 |  | 04/12/2000
Florida Heat Pump | Florida Heat Pump | CG018-1 |  | Ground-Water-Source | WBAHP: Heat Pump Packaged Unit | Heat Pump | 230 | 1 |  |  | No Match | No Match |  |  |  | 17400 | 1234 | 14.1 | 9 | 11000 | 1074 | 3 |  | Non Federally-Regulated | 10/06/1999 |  | 04/10/2000
Addison Products | Addison Products | WRH028-1J | HRH028-1J | Water-Source | WBAH: Heating Only Packaged Un | Heat Pump | 230 | 1 |  |  | No Match | No Match |  |  |  | 27400 | 2490 | 11 | 9 | 32400 | 2712 | 3.5 | 3.5 | Non Federally-Regulated | 10/05/1999 |  | 11/14/2000
Command-Aire | Command-Aire | RWP-1233 |  | Water-Source | WBAHP: Heat Pump Packaged Unit | Heat Pump | 208 | 3 |  |  | No Match | No Match |  |  |  | 146000 | 15500 | 9.4 |  | 190000 | 15300 | 3.6 |  | Non Federally-Regulated | 05/11/1988 |  | 03/15/1989
Florida Heat Pump | Florida Heat Pump | GT062-3VT/HZ/CF |  | Ground-Water-Source | WBAHP: Heat Pump Packaged Unit | Heat Pump | 230 | 3 |  |  | No Match | No Match |  |  |  | 60500 | 4653 | 13 | 9 | 50000 | 4884 | 3 |  | Non Federally-Regulated | 01/30/1998 |  | 10/02/1998
ClimateMaster Inc. | Climate Master Series | HS/HL 072 F/H |  | Water-Source | WBAHP: Heat Pump Packaged Unit | Heat Pump | 460 | 3 |  |  | No Match | No Match |  |  |  | 70000 | 6363 | 11 | 10.5 | 91000 | 6838 | 3.9 | 3.8 | Federally-Regulated Commercial & Industrial Equipment | 03/31/1998 |  | 05/10/1998
ClimateMaster Inc. | Climate Master Series | VP/HP/DP048 F/H |  | Water-Source | WBAHP: Heat Pump Packaged Unit | Heat Pump | 208 | 3 |  |  | No Match | No Match |  |  |  | 48000 | 3555 | 13.5 | 10 | 57000 | 3796 | 4.4 |  | Federally-Regulated Commercial & Industrial Equipment | 12/14/1998 |  | 04/12/2000
Florida Heat Pump | Energy Miser | EMV 104-1 |  | Water-Source | WBAHP: Heat Pump Packaged Unit | Heat Pump | 230 | 1 |  |  | No Match | No Match |  |  |  | 104000 | 10600 | 9.8 | 7.5 | 126000 | 11200 | 3.3 | 2.2 | Non Federally-Regulated | 01/05/1982 |  | 05/16/1984
McQuay International | McQuay | F-FDS/FDL/FDD-1-042-E |  | Water-Source | WBAHP: Heat Pump Packaged Unit | Heat Pump | 208 | 1 |  |  | No Match | No Match |  |  |  | 41800 | 3483 | 12 | 10 | 53000 | 3882 | 4 |  | Federally-Regulated Commercial & Industrial Equipment | 10/05/1999 |  | 09/21/2000
Waterfurnace International, Inc. | Waterfurnace International, Inc. | ATH057D3(P) |  | Ground-Water-Source | WBAHP: Heat Pump Packaged Unit | Heat Pump | 208 | 3 |  |  | No Match | No Match |  |  |  | 34000 | 1808 | 18.8 | 9 | 26000 | 2116 | 3.6 |  | Non Federally-Regulated | 12/14/1998 |  | 10/06/1999
Command-Aire | Command-Aire | SWPV097M |  | Water-Source | WBAHP: Heat Pump Packaged Unit | Heat Pump | 265 | 1 |  |  | No Match | No Match |  |  |  | 9000 | 810 | 11.1 | 7.5 | 12200 | 870 | 4.1 | 2.5 | Non Federally-Regulated | 06/11/1985 |  | 01/23/1988
Waterfurnace International, Inc. | Waterfurnace International, Inc. | ATV057*3 |  | Ground-Water-Source | WBAHP: Heat Pump Packaged Unit | Heat Pump | 208 | 3 |  |  | No Match | No Match |  |  |  | 60000 | 4761 | 12.6 | 9 | 42000 | 4101 | 3 |  | Non Federally-Regulated | 10/06/1999 |  | 05/19/2000
Florida Heat Pump | Florida Heat Pump | GT024-4CF/HZ/VT |  | Water-Source | WBAHP: Heat Pump Packaged Unit | Heat Pump | 460 | 3 |  |  | No Match | Single-Speed |  |  |  | 22500 | 1630 | 13.8 | 12 | 26000 | 1772 | 4.3 | 4.2 | Federally-Regulated Commercial & Industrial Equipment | 02/09/2009 |  | 02/17/2011
Enertech Global, LLC | Enertech | H024C | ACD024 | Ground-Source | WBAHP-C: Heat Pump Split Syste | Heat Pump | 230 | 1 |  |  | No Match | Single-Speed |  |  |  | 25000 | 1462 | 17.1 | 13.4 | 20000 | 1676 | 3.5 | 3.1 | Non Federally-Regulated | 04/30/2009 |  | 03/02/2012
Mammoth | Geox | GDH25 |  | Water-Source | WBAHP-CB: Heat Pump Split Syst | Heat Pump | 208 | 1 |  |  | No Match | No Match |  |  |  | 27200 | 2472 | 11 | 9 | 32200 | 2695 | 3.5 |  | Non Federally-Regulated | 12/28/1990 |  | 07/27/1992
ClimateMaster Inc. | Climate Master | TES/P064A | TAC064A | Ground-Source | WBAHP-CB: Heat Pump Split Syst | Heat Pump | 230 | 1 |  |  | No Match | Single-Speed |  |  |  | 59100 | 3497 | 16.9 | 13.4 | 44900 | 3655 | 3.6 | 3.1 | Non Federally-Regulated | 12/12/2012 |  | 06/09/2015
Command-Aire | Command-Aire | SWP-464 |  | Water-Source | WBAHP: Heat Pump Packaged Unit | Heat Pump | 460 | 3 |  |  | No Match | No Match |  |  |  | 46000 | 4800 | 9.6 | 9 | 55000 | 4600 | 3.5 | 3.2 | Federally-Regulated Commercial & Industrial Equipment | 01/23/1988 |  | 05/11/1988
Florida Heat Pump | Florida Heat Pump | GT054-4VT/HZ/CF |  | Ground-Source | WBAHP: Heat Pump Packaged Unit | Heat Pump | 460 | 3 |  |  | No Match | No Match |  |  |  | 51500 | 3961 | 13 |  | 42500 | 4151 | 3 |  | Non Federally-Regulated | 03/31/1998 |  | 05/10/1998
Climate Control / Snyder General | Electro-Hydronics | LHP7AP |  | Water-Source | WBAHP: Heat Pump Packaged Unit | Heat Pump | 460 | 3 |  |  | No Match | No Match |  |  |  | 76000 | 7100 | 10.7 | 9.2 | 95000 | 7500 | 3.7 | 2.5 | Non Federally-Regulated | 05/16/1984 |  | 06/11/1985
Waterfurnace International, Inc. | Waterfurnace International, Inc. | ATH070D0(P) |  | Ground-Water-Source | WBAHP: Heat Pump Packaged Unit | Heat Pump | 230 | 1 |  |  | No Match | No Match |  |  |  | 43500 | 2500 | 17.4 | 9 | 32400 | 2637 | 3.6 |  | Non Federally-Regulated | 01/30/1998 |  | 10/02/1998
Florida Heat Pump | Florida Heat Pump | GT048-1VT/HZ/CF |  | Ground-Water-Source | WBAHP: Heat Pump Packaged Unit | Heat Pump | 230 | 1 |  |  | No Match | No Match |  |  |  | 48000 | 3692 | 13 | 9 | 37000 | 3614 | 3 |  | Non Federally-Regulated | 12/14/1998 |  | 04/10/2000
Climate Control / Snyder General | Electro-Hydronics | LWP12AD |  | Water-Source | WBAHP: Heat Pump Packaged Unit | Heat Pump | 230 | 3 |  |  | No Match | No Match |  |  |  | 128000 | 11000 | 11.6 | 9.2 | 142000 | 11200 | 3.7 | 2.5 | Non Federally-Regulated | 06/11/1985 |  | 08/29/1986
Florida Heat Pump | Florida Heat Pump | EV048-1CF/HZ/VT |  | Water-Source | WBAHP: Heat Pump Packaged Unit | Heat Pump | 208 | 1 |  |  | No Match | Single-Speed |  |  |  | 48500 | 3566 | 12.7 | 12 | 58000 | 3540 | 4.8 | 4.2 | Federally-Regulated Commercial & Industrial Equipment | 06/23/2011 |  | 12/12/2012
Jacobsen Energy Ind., Inc. | Thermaflo II | 36***6**** |  | Water-Source | WBAHP: Heat Pump Packaged Unit | Heat Pump | 460 | 3 |  |  | No Match | No Match |  |  |  | 36500 | 3100 | 11.8 | 7.5 | 43800 | 3425 | 3.7 | 2.5 | Non Federally-Regulated | 06/11/1985 |  | 05/11/1988
McQuay / Snyder General | Electro-Hydronics | VF70G5 |  | Water-Source | WBAHP: Heat Pump Packaged Unit | Heat Pump | 208 | 1 |  |  | No Match | No Match |  |  |  | 6900 | 645 | 10.7 | 7.5 | 8800 | 700 | 3.7 | 2.5 | Non Federally-Regulated | 08/29/1986 |  | 05/11/1988
Waterfurnace International, Inc. | Standard Range | WSH/WSV041A*1*** |  | Water-Source | WBAHP: Heat Pump Packaged Unit | Heat Pump | 230 | 1 |  |  | No Match | No Match |  |  |  | 41500 | 3739 | 11.1 | 9 | 54000 | 4276 | 3.7 | 3.2 | Federally-Regulated Commercial & Industrial Equipment | 09/13/1989 |  | 10/10/1989
Mammoth | Hydrobank II | D025HLG |  | Ground-Water-Source | WBAHP: Heat Pump Packaged Unit | Heat Pump | 230 | 1 |  |  | No Match | No Match |  |  |  | 25000 | 1785 | 14 | 9 | 19000 | 1795 | 3.1 |  | Non Federally-Regulated | 01/18/2001 |  | 07/18/2002
Waterfurnace International, Inc. | Waterfurnace International, Inc. | SXV010A2 |  | Ground-Water-Source | WBAHP: Heat Pump Packaged Unit | Heat Pump | 265 | 1 |  |  | No Match | No Match |  |  |  | 9900 | 642 | 15.4 | 9 | 7400 | 657 | 3.3 |  | Non Federally-Regulated | 01/30/1998 |  | 03/31/1998
ClimateMaster Inc. | Climate Master Series | 814-048-F******** |  | Water-Source | WBAHP: Heat Pump Packaged Unit | Heat Pump | 460 | 3 |  |  | No Match | No Match |  |  |  | 48500 | 4410 | 11 | 9 | 57000 | 4395 | 3.8 | 3.2 | Non Federally-Regulated | 02/22/1990 |  | 07/31/1991
Florida Heat Pump | Florida Heat Pump | EM031-4CS | EM031-4AV | Water-Source | WBAHP-C: Heat Pump Split Syste | Heat Pump | 460 | 3 |  |  | No Match | No Match |  |  |  | 31400 | 2275 | 13.8 | 10 | 41000 | 2730 | 4.4 |  | Federally-Regulated Commercial & Industrial Equipment | 02/02/1998 |  | 03/31/1998
ClimateMaster Inc. | Climate Master Series | 814-013-E******** |  | Water-Source | WBAHP: Heat Pump Packaged Unit | Heat Pump | 265 | 1 |  |  | No Match | No Match |  |  |  | 12400 | 1192 | 10.4 | 9 | 14100 | 1252 | 3.3 | 3.2 | Non Federally-Regulated | 02/22/1990 |  | 07/31/1991
Trane U.S. Inc. | Trane | WPVE051 |  | Water-Source | WBAHP: Heat Pump Packaged Unit | Heat Pump | 208 | 1 |  |  | No Match | No Match |  |  |  | 47500 | 3925 | 12.1 | 10 | 56500 | 4244 | 3.9 |  | Federally-Regulated Commercial & Industrial Equipment | 04/12/2000 |  | 11/14/2000
Mammoth | Sol-A-Terra II | D054VSB |  | Ground-Water-Source | WBAHP: Heat Pump Packaged Unit | Heat Pump | 208 | 1 |  |  | No Match | No Match |  |  |  | 55500 | 5045 | 11 | 11 | 67000 | 5609 | 3.5 | 3.4 | Non Federally-Regulated | 07/31/1991 |  | 03/31/1998
ClimateMaster Inc. | Trane | WPLA09XG* |  | Water-Source | WBAHP: Heat Pump Packaged Unit | Heat Pump | 460 | 3 |  |  | No Match | No Match |  |  |  | 107000 | 9000 | 11.9 | 9.2 | 120000 | 9200 | 3.8 |  | Non Federally-Regulated | 05/11/1988 |  | 03/15/1989
Waterfurnace International, Inc. | Rybacki - Hart Enterprises | ZS023**0*1 |  | Water-Source | WBAHP: Heat Pump Packaged Unit | Heat Pump | 230 | 1 |  |  | No Match | Single-Speed |  |  |  | 23000 | 1533 | 15 | 12 | 26000 | 1621 | 4.7 | 4.2 | Federally-Regulated Commercial & Industrial Equipment | 01/24/2011 |  | 04/19/2013
Econar | Econar | GV671 |  | Ground-Water-Source | WBAHP: Heat Pump Packaged Unit | Heat Pump | 208 | 1 |  |  | No Match | No Match |  |  |  | 63500 | 5669 | 11.2 | 9 | 63000 | 6152 | 3 |  | Non Federally-Regulated | 03/18/2002 |  | 03/12/2009
Florida Heat Pump | Florida Heat Pump | EP048-1HZ/VT |  | Water-Source | WBAHP: Heat Pump Packaged Unit | Heat Pump | 208 | 1 |  |  | No Match | Single-Speed |  |  |  | 48000 | 2807 | 17.1 | 12 | 50000 | 2765 | 5.3 | 4.2 | Federally-Regulated Commercial & Industrial Equipment | 01/24/2011 |  | 06/14/2011
Snyder General Corp. | McQuay | VE260GD |  | Water-Source | WBAHP: Heat Pump Packaged Unit | Heat Pump | 230 | 3 |  |  | No Match | No Match |  |  |  | 25000 | 2450 | 10.2 | 9 | 31600 | 2500 | 3.7 | 3.2 | Non Federally-Regulated | 02/22/1990 |  | 07/31/1991
Enertech Global, LLC | Enertech | GCT060D |  | Ground-Source | WBAHP: Heat Pump Packaged Unit | Heat Pump | 230 | 1 |  |  | No Match | Single-Speed |  |  |  | 63500 | 3547 | 17.9 | 13.4 | 47600 | 3671 | 3.8 | 3.1 | Non Federally-Regulated | 09/03/2012 |  | 12/12/2012
Climate Control / Snyder General | Electro-Hydronics | LHP22BP |  | Water-Source | WBAHP: Heat Pump Packaged Unit | Heat Pump | 460 | 3 |  |  | No Match | No Match |  |  |  | 240400 | 20550 | 11.7 |  | 270000 | 21400 | 3.7 | 2.5 | Non Federally-Regulated | 06/11/1985 |  | 08/29/1986
McQuay International | McQuay | CCH/CCW/HWH/HWW070C-F |  | Water-Source | WBAHP: Heat Pump Packaged Unit | Heat Pump | 208 | 3 |  |  | No Match | No Match |  |  |  | 70000 | 5833 | 12 | 9 | 80000 | 5582 | 4.2 | 3.8 | Federally-Regulated Commercial & Industrial Equipment | 12/14/1998 |  | 11/17/1999
McQuay International | McQuay | FCV/FCW030B-N |  | Water-Source | WBAHP: Heat Pump Packaged Unit | Heat Pump | 265 | 1 |  |  | No Match | No Match |  |  |  | 29600 | 2487 | 11.9 | 10 | 39000 | 2929 | 3.9 |  | Federally-Regulated Commercial & Industrial Equipment | 11/17/1999 |  | 09/21/2000
Waterfurnace International, Inc. | Waterfurnace International, Inc. | SXV030C3 |  | Ground-Water-Source | WBAHP: Heat Pump Packaged Unit | Heat Pump | 230 | 1 |  |  | No Match | No Match |  |  |  | 31200 | 2181 | 14.3 | 9 | 21600 | 1808 | 3.5 |  | Non Federally-Regulated | 12/14/1998 |  | 10/06/1999
Geoflex Systems, Inc. | Geoflex Systems, Inc. | GF1S-V/H/D/M-042WAABP |  | Ground-Water-Source | WBAHP: Heat Pump Packaged Unit | Both Heat Pump and Electric Re | 230 | 1 |  |  | No Match | Single-Speed |  |  |  | 43000 | 1777 | 24.2 | 16.2 | 36800 | 2345 | 4.6 | 3.6 | Non Federally-Regulated | 03/02/2012 |  | 01/09/2014
Trane U.S. Inc. | Trane | EXVE0424 |  | Ground-Source | WBAHP: Heat Pump Packaged Unit | Heat Pump | 460 | 3 |  |  | No Match | Single-Speed |  |  |  | 43000 | 2486 | 17.3 | 13.4 | 30700 | 2368 | 3.8 | 3.1 | Non Federally-Regulated | 06/14/2011 |  | 08/15/2014
ClimateMaster Inc. | Climate Master Series | HS/HL/VS/VL019G |  | Water-Source | WBAHP: Heat Pump Packaged Unit | Heat Pump | 230 | 1 |  |  | No Match | No Match |  |  |  | 20000 | 1492 | 13.4 | 10 | 23000 | 1567 | 4.3 |  | Federally-Regulated Commercial & Industrial Equipment | 04/12/2000 |  | 11/14/2000
McQuay International | McQuay | FCV/FCW/VWH/VWW007B-N |  | Water-Source | WBAHP: Heat Pump Packaged Unit | Heat Pump | 265 | 1 |  |  | No Match | No Match |  |  |  | 6800 | 653 | 10.4 | 10 | 9800 | 755 | 3.8 |  | Federally-Regulated Commercial & Industrial Equipment | 12/14/1998 |  | 11/17/1999
ClimateMaster Inc. | Climate Master | TCV041AH |  | Water-Source | WBAHP: Heat Pump Packaged Unit | Heat Pump | 208 | 3 |  |  | No Match | Single-Speed |  |  |  | 36500 | 2786 | 13.1 | 12 | 45700 | 3189 | 4.2 | 4.2 | Federally-Regulated Commercial & Industrial Equipment | 09/03/2012 |  | 10/24/2014
Addison Products | Addison Products | HWPG017-1B** |  | Water-Source | WBAHP-CB: Heat Pump Split Syst | Heat Pump | 230 | 1 |  |  | No Match | No Match |  |  |  | 16700 | 1176 | 14.2 | 9 | 18100 | 1262 | 4.2 | 3.5 | Non Federally-Regulated | 12/14/1998 |  | 10/05/1999
Waterfurnace International, Inc. | Johnson Controls | RKV/RKH049**0*4 |  | Ground-Source | WBAHP: Heat Pump Packaged Unit | Heat Pump | 230 | 1 |  |  | No Match | Single-Speed |  |  |  | 52000 | 2600 | 20 | 13.4 | 37400 | 2740 | 4 | 3.1 | Non Federally-Regulated | 09/03/2012 |  | 01/09/2014
ClimateMaster Inc. | Climate Master | ACA/B036 |  | Ground-Water-Source | WBAHP: Heat Pump Packaged Unit | Heat Pump | 208 | 1 |  |  | No Match | Single-Speed |  |  |  | 37200 | 1898 | 19.6 | 16.2 | 34700 | 2480 | 4.1 | 3.6 | Non Federally-Regulated | 03/02/2012 |  | 06/09/2015
McQuay International | McQuay | WCCH/WCCW-012-E |  | Water-Source | WBAHP-CB: Heat Pump Split Syst | Heat Pump | 230 | 1 |  |  | No Match | No Match |  |  |  | 9400 | 824 | 11.4 | 9 | 11800 | 987 | 3.5 | 3.5 | Non Federally-Regulated | 11/19/2002 |  | 03/12/2009
American Air Filter | Enercon | DVW09 |  | Water-Source | WBAHP: Heat Pump Packaged Unit | Heat Pump | 208 | 1 |  |  | No Match | No Match |  |  |  | 9200 | 830 | 11.1 | 7.5 | 11500 | 830 | 4.1 | 2.5 | Non Federally-Regulated | 05/16/1984 |  | 06/11/1985
ClimateMaster Inc. | Climate Master Series | GSS036AG | GAH36 | Water-Source | Water/Brine to Air Heat Pump S | Heat Pump | 208 | 1 |  |  | No Match | No Match |  |  |  | 34900 | 2604 | 13.4 | 10 | 43500 | 3034 | 4.2 |  | Federally-Regulated Commercial & Industrial Equipment | 04/12/2000 |  | 11/19/2001
Addison Products | Heat Controller | DWPG054-3B-XL |  | Ground-Water-Source | WBAHP: Heat Pump Packaged Unit | Heat Pump | 230 | 1 |  |  | No Match | No Match |  |  |  | 53000 | 3925 | 13.5 | 9 | 40000 | 3906 | 3 |  | Non Federally-Regulated | 10/06/1999 |  | 04/10/2000
Bard Manufacturing Company, Inc. | Bard | QW241-A |  | Ground-Water-Source | WBAHP: Heat Pump Packaged Unit | Heat Pump | 230 | 1 |  |  | No Match | No Match |  |  |  | 25000 | 1533 | 16.3 | 9 | 16200 | 1531 | 3.1 |  | Non Federally-Regulated | 07/22/2002 |  | 03/12/2009
Waterfurnace International, Inc. | Waterfurnace International, Inc. | ATH056D1 |  | Water-Source | WBAHP-CB: Heat Pump Split Syst | Heat Pump | 208 | 1 |  |  | No Match | No Match |  |  |  | 60500 | 4143 | 14.6 | 9 | 69000 | 4814 | 4.2 | 3.5 | Non Federally-Regulated | 02/02/1998 |  | 10/02/1998
Trane U.S. Inc. | Trane | GSUF0481A |  | Ground-Water-Source | WBAHP: Heat Pump Packaged Unit | Heat Pump | 208 | 1 |  |  | No Match | No Match |  |  |  | 46500 | 3369 | 13.8 | 9 | 35600 | 3726 | 2.8 |  | Non Federally-Regulated | 01/30/1998 |  | 10/02/1998
Trane U.S. Inc. | Trane | WPHD0191 |  | Water-Source | WBAHP: Heat Pump Packaged Unit | Heat Pump | 265 | 1 |  |  | No Match | No Match |  |  |  | 18900 | 1657 | 11.4 | 10 | 24100 | 1810 | 3.9 |  | Federally-Regulated Commercial & Industrial Equipment | 02/02/1998 |  | 03/31/1998
Singer | Electro-Hydronics | CC100D2 |  | Water-Source | WBAHP: Heat Pump Packaged Unit | Heat Pump | 115 | 1 |  |  | No Match | No Match |  |  |  | 10000 | 1200 | 8.3 | 7.5 | 10800 | 1275 | 2.5 | 2.5 | Non Federally-Regulated | 09/08/1982 |  | 05/16/1984
Waterfurnace International, Inc. | Waterfurnace International, Inc. | VLV058A0 |  | Water-Source | WBAHP: Heat Pump Packaged Unit | Heat Pump | 230 | 1 |  |  | No Match | No Match |  |  |  | 56500 | 4520 | 12.5 | 9.3 | 72000 | 5024 | 4.2 | 3.8 | Federally-Regulated Commercial & Industrial Equipment | 03/31/1998 |  | 05/10/1998
Enertech Global, LLC | Enertech | HHT024A |  | Ground-Water-Source | WBAHP: Heat Pump Packaged Unit | Heat Pump | 230 | 1 |  |  | No Match | Single-Speed |  |  |  | 25400 | 1176 | 21.6 | 16.2 | 25000 | 1559 | 4.7 | 3.6 | Non Federally-Regulated | 08/23/2011 |  | 12/12/2012
Carrier Corp. | Carrier | 50Q*H00741 |  | Water-Source | WBAHP: Heat Pump Packaged Unit | Heat Pump | 265 | 1 |  |  | No Match | No Match |  |  |  | 7000 | 609 | 11.5 | 10 | 8800 | 678 | 3.8 |  | Federally-Regulated Commercial & Industrial Equipment | 08/02/1993 |  | 03/08/1996
Climate Control / Snyder General | Electro-Hydronics | CW260FK |  | Water-Source | WBAHP: Heat Pump Packaged Unit | Heat Pump | 208 | 3 |  |  | No Match | No Match |  |  |  | 26000 | 2450 | 10.6 | 7.5 | 31600 | 2500 | 3.7 | 2.5 | Non Federally-Regulated | 05/16/1984 |  | 08/29/1986
Heat Controller | Heat Controller | DWPG054-3B-XL* |  | Water-Source | WBAHP-CB: Heat Pump Split Syst | Heat Pump | 208 | 3 |  |  | No Match | No Match |  |  |  | 59000 | 4538 | 13 | 9 | 66000 | 4959 | 3.9 | 3.5 | Non Federally-Regulated | 02/02/1998 |  | 10/02/1998
Friedrich Climate Master | Climate Master Series | 813-060-H******** |  | Water-Source | WBAHP: Heat Pump Packaged Unit | Heat Pump | 230 | 3 |  |  | No Match | No Match |  |  |  | 63000 | 5480 | 11.5 | 7.5 | 78000 | 5860 | 3.9 | 2.5 | Non Federally-Regulated | 08/29/1986 |  | 05/11/1988
Geoflex Systems, Inc. | Geoflex Systems, Inc. | GF1S-V/H/D/M-024WAABE |  | Ground-Source | WBAHP: Heat Pump Packaged Unit | Both Heat Pump and Electric Re | 208 | 1 |  |  | No Match | Single-Speed |  |  |  | 21100 | 1071 | 19.7 | 13.4 | 15100 | 1165 | 3.8 | 3.1 | Non Federally-Regulated | 11/30/2011 |  | 03/02/2012
Waterfurnace International, Inc. | Waterfurnace International, Inc. | SXH068C3 |  | Ground-Water-Source | WBAHP: Heat Pump Packaged Unit | Heat Pump | 208 | 3 |  |  | No Match | No Match |  |  |  | 66000 | 5500 | 12 | 9 | 52000 | 5080 | 3 |  | Non Federally-Regulated | 12/14/1998 |  | 10/06/1999
USPower Climate Control | USPower Climate Control | GSDXC3600 | GSDXH3600 | Water-Source | WBAHP-C: Heat Pump Split Syste | Heat Pump | 230 | 1 |  |  | No Match | No Match |  |  |  | 36000 | 2182 | 16.5 | 9 | 36000 | 2222 | 4.7 | 3.2 | Federally-Regulated Commercial & Industrial Equipment | 03/29/1991 |  | 07/29/1992
Carrier Corp. | Carrier | 50QXV0183 |  | Water-Source | WBAHP: Heat Pump Packaged Unit | Heat Pump | 208 | 1 |  |  | No Match | No Match |  |  |  | 18000 | 1635 | 11 | 9 | 23000 | 1872 | 3.6 | 3.2 | Non Federally-Regulated | 03/15/1989 |  | 02/05/1990
Addison Products | Addison Products | WSH034-1AR |  | Water-Source | WBAHP: Heat Pump Packaged Unit | Heat Pump | 230 | 1 |  |  | No Match | No Match |  |  |  | 33500 | 2463 | 13.6 | 10 | 42500 | 2767 | 4.5 |  | Federally-Regulated Commercial & Industrial Equipment | 12/14/1998 |  | 05/19/2000
Mammoth | Hydrobank II | E024VHJ |  | Water-Source | WBAHP: Heat Pump Packaged Unit | Heat Pump | 265 | 1 |  |  | No Match | No Match |  |  |  | 23800 | 2266 | 10.5 | 10 | 31000 | 2328 | 3.9 |  | Federally-Regulated Commercial & Industrial Equipment | 01/18/2001 |  | 03/12/2009
Climate Control / Snyder General | Electro-Hydronics | FW420F3 |  | Water-Source | WBAHP: Heat Pump Packaged Unit | Heat Pump | 230 | 1 |  |  | No Match | No Match |  |  |  | 42000 | 3850 | 10.9 | 7.5 | 52000 | 4100 | 3.7 | 2.5 | Non Federally-Regulated | 05/16/1984 |  | 08/29/1986
Carrier Corp. | Carrier | 50HQD060 |  | Water-Source | WBAHP: Heat Pump Packaged Unit | Heat Pump | 208 | 1 |  |  | No Match | No Match |  |  |  | 62000 | 5535 | 11.2 | 10 | 75000 | 5782 | 3.8 |  | Federally-Regulated Commercial & Industrial Equipment | 12/14/1994 |  | 04/07/1996
Florida Heat Pump | Florida Heat Pump | CE061-1CS*-*****A | SM060-1AV/AH*-***A*A | Ground-Source | WBAHP-CB: Heat Pump Split Syst | Both Heat Pump and Electric Re | 208 | 1 |  |  | No Match | Dual-Speed |  |  |  | 60100 | 3954 | 15.2 | 13.4 | 47500 | 3977 | 3.5 | 3.1 | Non Federally-Regulated | 10/24/2014 |  | 04/01/2015
Waterfurnace International, Inc. | Rybacki - Hart Enterprises | ZS024**4*4 |  | Water-Source | WBAHP: Heat Pump Packaged Unit | Heat Pump | 460 | 3 |  |  | No Match | Single-Speed |  |  |  | 23900 | 1583 | 15.1 | 12 | 27000 | 1583 | 5 | 4.2 | Federally-Regulated Commercial & Industrial Equipment | 06/14/2011 |  | 04/19/2013
Enertech Global, LLC | Enertech | TCT036A |  | Ground-Source | WBAHP: Heat Pump Packaged Unit | Heat Pump | 230 | 1 |  |  | No Match | Single-Speed |  |  |  | 38900 | 2137 | 18.2 | 13.4 | 28500 | 2037 | 4.1 | 3.1 | Non Federally-Regulated | 06/14/2011 |  | 01/09/2014
Mammoth | Hydrobank II | G072HHK |  | Water-Source | WBAHP: Heat Pump Packaged Unit | Heat Pump | 460 | 3 |  |  | No Match | No Match |  |  |  | 69000 | 5750 | 12 | 9 | 86000 | 6460 | 3.9 | 3.8 | Federally-Regulated Commercial & Industrial Equipment | 06/27/2003 |  | 03/12/2009
Addison Products | Addison Products | WPH044-1JA/1JBA |  | Water-Source | WBAHP-CB: Heat Pump Split Syst | Heat Pump | 208 | 1 |  |  | No Match | No Match |  |  |  | 44500 | 4045 | 11 | 9 | 49500 | 4143 | 3.5 | 3.5 | Non Federally-Regulated | 10/05/1999 |  | 09/21/2000
Geoflex Systems, Inc. | Geoflex Systems, Inc. | GF1S-V/H/D/M-042WAABE |  | Ground-Source | WBAHP: Heat Pump Packaged Unit | Both Heat Pump and Electric Re | 230 | 1 |  |  | No Match | Single-Speed |  |  |  | 39800 | 2095 | 19 | 13.4 | 29000 | 2237 | 3.8 | 3.1 | Non Federally-Regulated | 11/30/2011 |  | 03/02/2012
Snyder General Corp. | American Air Filter | FVW-30 |  | Water-Source | WBAHP: Heat Pump Packaged Unit | Heat Pump | 200 | 3 |  |  | No Match | No Match |  |  |  | 28800 | 2619 | 11 | 9 | 34000 | 2624 | 3.8 | 3.2 | Federally-Regulated Commercial & Industrial Equipment | 02/04/1988 |  | 07/27/1992
Waterfurnace International, Inc. | Waterfurnace International, Inc. | SXH068*0 |  | Ground-Water-Source | WBAHP: Heat Pump Packaged Unit | Heat Pump | 208 | 1 |  |  | No Match | No Match |  |  |  | 66000 | 5500 | 12 | 9 | 52000 | 5078 | 3 |  | Non Federally-Regulated | 10/06/1999 |  | 05/19/2000
ClimateMaster Inc. | Climate Master Series | GRV/GRH030AG |  | Water-Source | WBAHP-CB: Heat Pump Split Syst | Heat Pump | 208 | 1 |  |  | No Match | No Match |  |  |  | 29700 | 1903 | 15.6 | 9 | 35100 | 2391 | 4.3 | 3.5 | Non Federally-Regulated | 04/12/2000 |  | 07/18/2002
Command-Aire | Command-Aire | RWP-1533 |  | Water-Source | WBAHP: Heat Pump Packaged Unit | Heat Pump | 208 | 3 |  |  | No Match | No Match |  |  |  | 172000 | 18400 | 9.3 | 9 | 225000 | 18300 | 3.6 |  | Federally-Regulated Commercial & Industrial Equipment | 01/23/1988 |  | 05/11/1988
Waterfurnace International, Inc. | Rybacki - Hart Enterprises | QT038*1 |  | Ground-Source | WBAHP: Heat Pump Packaged Unit | Heat Pump | 208 | 1 |  |  | No Match | Dual-Speed |  |  |  | 35200 | 1934 | 18.2 | 13.4 | 24400 | 1834 | 3.9 | 3.1 | Non Federally-Regulated | 01/24/2011 |  | 04/19/2013
Geoflex Systems, Inc. | Geoflex Systems, Inc. | GF1S-V/H/D/M-024WAABE |  | Water-Source | WBAHP: Heat Pump Packaged Unit | Both Heat Pump and Electric Re | 208 | 1 |  |  | No Match | Single-Speed |  |  |  | 20300 | 1173 | 17.3 | 12 | 24600 | 1243 | 5.8 | 4.2 | Federally-Regulated Commercial & Industrial Equipment | 03/02/2012 |  | 01/09/2014
ClimateMaster Inc. | Climate Master Series | VS/VL/HS/HL036 |  | Water-Source | WBAHP: Heat Pump Packaged Unit | Heat Pump | 265 | 1 |  |  | No Match | No Match |  |  |  | 35000 | 3181 | 11 | 9.3 | 42500 | 3193 | 3.9 | 3.8 | Non Federally-Regulated | 07/31/1991 |  | 03/31/1998
Climate Control / Snyder General | Electro-Hydronics | FW350G3 |  | Water-Source | WBAHP: Heat Pump Packaged Unit | Heat Pump | 230 | 1 |  |  | No Match | No Match |  |  |  | 35600 | 3360 | 10.6 | 7.5 | 43000 | 3500 | 3.6 | 2.5 | Non Federally-Regulated | 06/11/1985 |  | 08/29/1986
Enertech Global, LLC | Roth Industries, Inc. | RXT024B |  | Ground-Water-Source | WBAHP: Heat Pump Packaged Unit | Heat Pump | 208 | 1 |  |  | No Match | Single-Speed |  |  |  | 28700 | 1011 | 28.4 | 16.2 | 26500 | 1412 | 5.5 | 3.6 | Non Federally-Regulated | 06/14/2011 |  | 04/19/2013
Climate Control / Snyder General | Electro-Hydronics | VE390GD |  | Water-Source | WBAHP: Heat Pump Packaged Unit | Heat Pump | 230 | 3 |  |  | No Match | No Match |  |  |  | 39000 | 3700 | 10.5 | 7.5 | 48000 | 4020 | 3.5 | 2.5 | Non Federally-Regulated | 05/16/1984 |  | 08/29/1986
Command-Aire | Command-Aire | SPRD0091 |  | Water-Source | WBAHP-O: Heat Pump Packaged Un | Heat Pump | 265 | 1 |  |  | No Match | No Match |  |  |  | 9000 | 810 | 11.1 | 10 | 12200 | 871 | 4.1 |  | Federally-Regulated Commercial & Industrial Equipment | 12/14/1998 |  | 03/12/2009
California Heat Pump | Trane | WPVB-0616 |  | Water-Source | WBAHP: Heat Pump Packaged Unit | Heat Pump | 230 | 3 |  |  | No Match | No Match |  |  |  | 61000 | 6120 | 10 | 7.5 | 77000 | 6450 | 3.5 | 2.5 | Non Federally-Regulated | 06/11/1985 |  | 05/11/1988
McQuay International | McQuay | W-FMS/FME/FDE-1-007-E |  | Water-Source | WBAHP: Heat Pump Packaged Unit | Heat Pump | 208 | 1 |  |  | No Match | No Match |  |  |  | 6800 | 653 | 10.4 | 10 | 9800 | 755 | 3.8 |  | Federally-Regulated Commercial & Industrial Equipment | 10/05/1999 |  | 09/21/2000
Trane U.S. Inc. | Trane | GXUB0351 |  | Water-Source | WBAHP: Heat Pump Packaged Unit | Heat Pump | 208 | 1 |  |  | No Match | No Match |  |  |  | 34200 | 2923 | 11.7 | 10 | 42200 | 3092 | 4 |  | Federally-Regulated Commercial & Industrial Equipment | 12/14/1998 |  | 10/05/1999
Climate Control / Snyder General | Electro-Hydronics | UC260FK |  | Water-Source | WBAHP: Heat Pump Packaged Unit | Heat Pump | 208 | 3 |  |  | No Match | No Match |  |  |  | 26000 | 2450 | 10.6 | 7.5 | 31600 | 2500 | 3.7 | 2.5 | Non Federally-Regulated | 05/16/1984 |  | 08/29/1986
Bard Manufacturing Company, Inc. | Bard | WPV42C |  | Ground-Water-Source | WBAHP: Heat Pump Packaged Unit | Heat Pump | 208 | 1 |  |  | No Match | No Match |  |  |  | 42000 | 3652 | 11.5 | 9 | 34000 | 3558 | 2.8 |  | Non Federally-Regulated | 01/30/1998 |  | 10/02/1998
Command-Aire | Command-Aire | SWPH-351 |  | Water-Source | WBAHP: Heat Pump Packaged Unit | Heat Pump | 208 | 1 |  |  | No Match | No Match |  |  |  | 36000 | 3450 | 10.4 | 7.5 | 50000 | 3900 | 3.8 | 2.5 | Non Federally-Regulated | 01/05/1982 |  | 01/23/1988
Florida Heat Pump | Florida Heat Pump | EM036-3CS | EM036-1AV/AH | Water-Source | WBAHP-C: Heat Pump Split Syste | Heat Pump | 208 | 3 |  |  | No Match | No Match |  |  |  | 34500 | 2500 | 13.8 | 10 | 41000 | 2730 | 4.4 |  | Federally-Regulated Commercial & Industrial Equipment | 10/05/1999 |  | 04/12/2000
ClimateMaster Inc. | Climate Master Series | 805-030G********* |  | Water-Source | WBAHP-CB: Heat Pump Split Syst | Heat Pump | 208 | 1 |  |  | No Match | No Match |  |  |  | 29600 | 3180 | 9.3 | 9 | 37200 | 3300 | 3.3 |  | Non Federally-Regulated | 02/11/1988 |  | 07/27/1992
American Air Filter | Enercon | CCW-12 |  | Water-Source | WBAHP-O: Heat Pump Packaged Un | Heat Pump | 230 | 1 |  |  | No Match | No Match |  |  |  | 11400 | 1089 | 10.5 | 9 | 13000 | 1130 | 3.4 | 3.2 | Non Federally-Regulated | 02/22/1990 |  | 07/31/1991
Florida Heat Pump | Florida Heat Pump | GT010-1CF/HZ/VT |  | Water-Source | WBAHP: Heat Pump Packaged Unit | Heat Pump | 230 | 1 |  |  | No Match | No Match |  |  |  | 11200 | 695 | 16.1 | 10 | 13000 | 828 | 4.6 |  | Federally-Regulated Commercial & Industrial Equipment | 04/12/2000 |  | 02/17/2011
American Air Filter | Enercon | CCW-12 |  | Water-Source | WBAHP-O: Heat Pump Packaged Un | Heat Pump | 208 | 1 |  |  | No Match | No Match |  |  |  | 11200 | 1089 | 10.3 | 9 | 12800 | 1130 | 3.3 | 3.2 | Non Federally-Regulated | 05/11/1988 |  | 03/15/1989
Climate Control / Snyder General | Electro-Hydronics | UW500GK |  | Water-Source | WBAHP: Heat Pump Packaged Unit | Heat Pump | 208 | 3 |  |  | No Match | No Match |  |  |  | 50000 | 4850 | 10.3 | 7.5 | 65000 | 4900 | 3.9 | 2.5 | Non Federally-Regulated | 05/16/1984 |  | 08/29/1986
McQuay / Snyder General | Electro-Hydronics | LM120E7 |  | Water-Source | WBAHP: Heat Pump Packaged Unit | Heat Pump | 265 | 1 |  |  | No Match | No Match |  |  |  | 11500 | 927 | 12.4 | 9 | 12800 | 1103 | 3.4 | 3.2 | Non Federally-Regulated | 05/11/1988 |  | 03/15/1989
Waterfurnace International, Inc. | Waterfurnace International, Inc. | VLH009A1 |  | Water-Source | WBAHP: Heat Pump Packaged Unit | Heat Pump | 230 | 1 |  |  | No Match | No Match |  |  |  | 9300 | 768 | 12.1 | 10 | 13200 | 920 | 4.2 |  | Federally-Regulated Commercial & Industrial Equipment | 12/14/1998 |  | 10/05/1999
Waterfurnace International, Inc. | Johnson Controls | RJSV/RJSH022**2*1 |  | Ground-Source | WBAHP: Heat Pump Packaged Unit | Heat Pump | 265 | 1 |  |  | No Match | Single-Speed |  |  |  | 21700 | 1033 | 21 | 13.4 | 15000 | 1099 | 4 | 3.1 | Non Federally-Regulated | 01/24/2011 |  | 10/24/2014
Addison Products | Addison Products | VWPG066-1B-XL* |  | Ground-Water-Source | WBAHP: Heat Pump Packaged Unit | Heat Pump | 208 | 1 |  |  | No Match | No Match |  |  |  | 65000 | 5038 | 12.9 | 9 | 48000 | 5024 | 2.8 |  | Non Federally-Regulated | 12/14/1998 |  | 04/10/2000
American Air Filter | Enercon | EHW 51 |  | Water-Source | WBAHP: Heat Pump Packaged Unit | Heat Pump | 200 | 3 |  |  | No Match | No Match |  |  |  | 49000 | 4757 | 10.3 | 9 | 62000 | 5339 | 3.4 | 3.2 | Non Federally-Regulated | 02/22/1990 |  | 07/31/1991
Snyder General Corp. | American Air Filter | CWH012B*A |  | Water-Source | WBAHP-O: Heat Pump Packaged Un | Heat Pump | 115 | 1 |  |  | No Match | No Match |  |  |  | 11500 | 920 | 12.5 | 9.3 | 14400 | 1115 | 3.8 | 3.8 | Non Federally-Regulated | 07/31/1991 |  | 03/31/1998
Addison Products | Addison Products | HPY018-1A |  | Water-Source | WBAHP-CB: Heat Pump Split Syst | Heat Pump | 208 | 1 |  |  | No Match | No Match |  |  |  | 18900 | 1524 | 12.4 | 9 | 22800 | 1757 | 3.8 | 3.5 | Non Federally-Regulated | 11/14/2000 |  | 07/18/2002
Waterfurnace International, Inc. | Eagle Mountain | GTS064A1 | GRAC060* | Ground-Source | WBAHP-CB: Heat Pump Split Syst | Heat Pump | 208 | 1 |  |  | No Match | Dual-Speed |  |  |  | 59100 | 3813 | 15.5 | 13.4 | 43200 | 3517 | 3.6 | 3.1 | Non Federally-Regulated | 01/24/2011 |  | 04/19/2013
Florida Heat Pump | Florida Heat Pump | EM042-3CF |  | Water-Source | WBAHP: Heat Pump Packaged Unit | Heat Pump | 230 | 3 |  |  | No Match | No Match |  |  |  | 42000 | 3181 | 13.2 | 10 | 51000 | 3475 | 4.3 |  | Federally-Regulated Commercial & Industrial Equipment | 02/02/1998 |  | 03/31/1998
Carrier Corp. | Carrier | 50HQ,VQ0223 |  | Water-Source | WBAHP: Heat Pump Packaged Unit | Heat Pump | 208 | 1 |  |  | No Match | No Match |  |  |  | 22000 | 2100 | 10.4 | 7.5 | 24000 | 2100 | 3.3 | 2.5 | Non Federally-Regulated | 01/05/1982 |  | 09/08/1982
Trane U.S. Inc. | Trane | WPHF0271 |  | Water-Source | WBAHP: Heat Pump Packaged Unit | Heat Pump | 208 | 1 |  |  | No Match | No Match |  |  |  | 27600 | 1903 | 14.5 | 10 | 31600 | 2104 | 4.4 |  | Federally-Regulated Commercial & Industrial Equipment | 02/02/1998 |  | 03/31/1998
Command-Aire | Command-Aire | SWPH-413 |  | Water-Source | WBAHP: Heat Pump Packaged Unit | Heat Pump | 230 | 3 |  |  | No Match | No Match |  |  |  | 42000 | 4250 |  | 7.5 | 56000 | 4400 | 3.7 | 2.5 | Non Federally-Regulated | 09/08/1982 |  | 08/30/1983
Innovative Air Systems | E-Series | HE50ECHP-CUV |  | Ground-Source | WBAHP: Heat Pump Packaged Unit | Heat Pump | 460 | 3 |  |  | No Match | No Match |  |  |  | 61206 | 3178 | 19.3 |  | 88617 | 3885 | 6.7 |  | Non Federally-Regulated | 03/31/1998 |  | 05/10/1998
ClimateMaster Inc. | Carrier Corp. | 50YDS038 | FV4***005 | Ground-Water-Source | WBAHP-CB: Heat Pump Split Syst | Heat Pump | 230 | 1 |  |  | No Match | Single-Speed |  |  |  | 40100 | 1874 | 21.4 | 16.2 | 35900 | 2338 | 4.5 | 3.6 | Non Federally-Regulated | 01/24/2011 |  | 08/23/2011
ClimateMaster Inc. | Carrier Corp. | YDS/YPS038 | CNPV*36* | Ground-Source | WBAHP-C: Heat Pump Split Syste | Heat Pump | 208 | 1 |  |  | No Match | Single-Speed |  |  |  | 36700 | 2323 | 15.8 | 13.4 | 28200 | 2356 | 3.5 | 3.1 | Non Federally-Regulated | 11/25/2009 |  | 08/23/2011
Waterfurnace International, Inc. | Rybacki - Hart Enterprises | YS060**1*4 |  | Water-Source | WBAHP: Heat Pump Packaged Unit | Heat Pump | 208 | 1 |  |  | No Match | Single-Speed |  |  |  | 58400 | 3817 | 15.3 | 12 | 72500 | 4521 | 4.7 | 4.2 | Federally-Regulated Commercial & Industrial Equipment | 01/24/2011 |  | 04/19/2013
Waterfurnace International, Inc. | Waterfurnace International, Inc. | VLH009*2 |  | Water-Source | WBAHP: Heat Pump Packaged Unit | Heat Pump | 265 | 1 |  |  | No Match | No Match |  |  |  | 9300 | 768 | 12.1 | 10 | 13200 | 920 | 4.2 |  | Federally-Regulated Commercial & Industrial Equipment | 04/12/2000 |  | 11/14/2000
American Air Filter | Enercon | FHW-36 |  | Water-Source | WBAHP: Heat Pump Packaged Unit | Heat Pump | 460 | 3 |  |  | No Match | No Match |  |  |  | 35600 | 3266 | 10.9 | 9 | 43000 | 3407 | 3.7 | 3.2 | Non Federally-Regulated | 02/22/1990 |  | 07/31/1991
Command-Aire | Command-Aire | RUWP-1044 |  | Water-Source | WBAHP: Heat Pump Packaged Unit | Heat Pump | 460 | 3 |  |  | No Match | No Match |  |  |  | 117000 | 11800 | 9.9 | 9.2 | 149000 | 11700 | 3.7 | 2.5 | Non Federally-Regulated | 02/22/1990 |  | 07/31/1991
McQuay / Snyder General | Electro-Hydronics | UW630G3 |  | Water-Source | WBAHP: Heat Pump Packaged Unit | Heat Pump | 230 | 1 |  |  | No Match | No Match |  |  |  | 63000 | 6430 | 9.8 | 7.5 | 79000 | 6430 | 3.6 | 2.5 | Non Federally-Regulated | 08/29/1986 |  | 05/11/1988
Mammoth | Mammoth | D086V |  | Water-Source | WBAHP: Heat Pump Packaged Unit | Heat Pump | 230 | 1 |  |  | No Match | No Match |  |  |  | 79000 | 8775 | 9 | 7.5 | 88000 | 8900 | 2.9 | 2.2 | Non Federally-Regulated | 09/08/1982 |  | 05/16/1984
Waterfurnace International, Inc. | Waterfurnace International, Inc. | SXV030*2 |  | Ground-Water-Source | WBAHP: Heat Pump Packaged Unit | Heat Pump | 265 | 1 |  |  | No Match | No Match |  |  |  | 31200 | 2181 | 14.3 | 9 | 21600 | 1808 | 3.5 |  | Non Federally-Regulated | 10/06/1999 |  | 05/19/2000
Mammoth | Hydrobank II | E010VLG |  | Ground-Water-Source | WBAHP: Heat Pump Packaged Unit | Heat Pump | 265 | 1 |  |  | No Match | No Match |  |  |  | 10100 | 742 | 13.6 | 9 | 7900 | 746 | 3.1 |  | Non Federally-Regulated | 07/22/2002 |  | 03/12/2009
Climate Control / Snyder General | Trane | WPCA07XD* |  | Water-Source | WBAHP: Heat Pump Packaged Unit | Heat Pump | 265 | 1 |  |  | No Match | No Match |  |  |  | 6900 | 675 | 10.2 | 7.5 | 9500 | 795 | 3.5 | 2.5 | Non Federally-Regulated | 05/16/1984 |  | 05/11/1988
Bard Manufacturing Company, Inc. | Bard | QW302-C |  | Ground-Water-Source | WBAHP: Heat Pump Packaged Unit | Heat Pump | 460 | 3 |  |  | No Match | No Match |  |  |  | 29000 | 1757 | 16.5 | 9 | 20400 | 1757 | 3.4 |  | Non Federally-Regulated | 06/20/2003 |  | 03/12/2009
Waterfurnace International, Inc. | Waterfurnace International, Inc. | SXV016C2 |  | Water-Source | WBAHP-CB: Heat Pump Split Syst | Heat Pump | 265 | 1 |  |  | No Match | No Match |  |  |  | 16800 | 1253 | 13.4 | 9 | 18700 | 1336 | 4.1 | 3.5 | Non Federally-Regulated | 02/02/1998 |  | 10/02/1998
Waterfurnace International, Inc. | Eagle Mountain | ZS036**4*4 |  | Ground-Water-Source | WBAHP: Heat Pump Packaged Unit | Heat Pump | 460 | 3 |  |  | No Match | Single-Speed |  |  |  | 37700 | 1639 | 23 | 16.2 | 33000 | 2249 | 4.3 | 3.6 | Non Federally-Regulated | 06/14/2011 |  | 03/02/2012
McQuay International | McQuay | HWH/HWW120C-T |  | Water-Source | WBAHP: Heat Pump Packaged Unit | Heat Pump | 460 | 3 |  |  | No Match | No Match |  |  |  | 118500 | 10486 | 11.3 | 9 | 148000 | 10084 | 4.3 | 3.8 | Federally-Regulated Commercial & Industrial Equipment | 11/17/1999 |  | 09/21/2000
Power-Save International, Inc. | S.O.E.S.I. | PSS-1200 (4) |  | Water-Source | WBAHP: Heat Pump Packaged Unit | Heat Pump | 230 | 1 |  |  | No Match | No Match |  |  |  | 152000 | 9844 | 15.4 |  | 160000 | 9936 | 4.7 | 2.5 | Non Federally-Regulated | 02/22/1990 |  | 07/31/1991
ClimateMaster Inc. | Climate Master Series | CS/CL 015 |  | Water-Source | WBAHP-O: Heat Pump Packaged Un | Heat Pump | 230 | 1 |  |  | No Match | No Match |  |  |  | 15000 | 1200 | 12.5 | 10 | 17100 | 1222 | 4.1 |  | Federally-Regulated Commercial & Industrial Equipment | 10/05/1999 |  | 04/12/2000
Florida Heat Pump | Florida Heat Pump | EM041-4VT |  | Water-Source | WBAHP: Heat Pump Packaged Unit | Heat Pump | 460 | 3 |  |  | No Match | No Match |  |  |  | 39500 | 2992 | 13.2 | 10 | 50000 | 3488 | 4.2 |  | Federally-Regulated Commercial & Industrial Equipment | 02/02/1998 |  | 03/31/1998
Thermal Energy Systems | Jacobsen Energy Ind., Inc. | 72***4**** |  | Water-Source | WBAHP: Heat Pump Packaged Unit | Heat Pump | 230 | 3 |  |  | No Match | No Match |  |  |  | 67000 | 5650 | 11.9 | 10.5 | 88000 | 6750 | 3.8 | 3.8 | Non Federally-Regulated | 07/31/1991 |  | 03/31/1998
McQuay / Snyder General | Electro-Hydronics | UW330FP |  | Water-Source | WBAHP: Heat Pump Packaged Unit | Heat Pump | 460 | 3 |  |  | No Match | No Match |  |  |  | 33000 | 3050 | 10.8 | 7.5 | 39000 | 3090 | 3.7 | 2.5 | Non Federally-Regulated | 08/29/1986 |  | 05/11/1988
Florida Heat Pump | Florida Heat Pump | EM028-3CS | EM028-1AH/AV | Water-Source | WBAH: Heating Only Packaged Un | Heat Pump | 208 | 3 |  |  | No Match | No Match |  |  |  | 30000 | 2400 | 12.5 | 9 | 33000 | 2762 | 3.5 | 3.5 | Non Federally-Regulated | 07/22/2002 |  | 03/12/2009
Florida Heat Pump | Geomaster, LLC | EC041-2CF/HZ/VT |  | Ground-Source | WBAHP: Heat Pump Packaged Unit | Heat Pump | 265 | 1 |  |  | No Match | Single-Speed |  |  |  | 39200 | 2780 | 14.1 | 13.4 | 28500 | 2694 | 3.1 | 3.1 | Non Federally-Regulated | 04/23/2009 |  | 04/20/2015
Trane U.S. Inc. | Command-Aire | SPHD0514 |  | Water-Source | WBAHP: Heat Pump Packaged Unit | Heat Pump | 460 | 3 |  |  | No Match | No Match |  |  |  | 50000 | 4237 | 11.8 | 10 | 64200 | 4478 | 4.2 |  | Federally-Regulated Commercial & Industrial Equipment | 10/05/1999 |  | 04/12/2000
Enertech Global, LLC | Enertech | H030C | ACD036 | Ground-Source | WBAHP-C: Heat Pump Split Syste | Heat Pump | 208 | 1 |  |  | No Match | Single-Speed |  |  |  | 32300 | 1835 | 17.6 | 13.4 | 25800 | 2162 | 3.5 | 3.1 | Non Federally-Regulated | 04/30/2009 |  | 03/02/2012
Florida Heat Pump | Geosystems, LLC | CFS-*048 |  | Ground-Water-Source | WBAHP: Heat Pump Packaged Unit | Heat Pump | 230 | 1 |  |  | No Match | Single-Speed |  |  |  | 54500 | 2477 | 22 | 16.2 | 47500 | 3164 | 4.4 | 3.6 | Non Federally-Regulated | 09/03/2012 |  | 12/12/2012
Florida Heat Pump | Florida Heat Pump | GO072-1HZ/VT(P) |  | Ground-Water-Source | WBAHP: Heat Pump Packaged Unit | Heat Pump | 208 | 1 |  |  | No Match | No Match |  |  |  | 41000 | 2277 | 18 | 9 | 21000 | 2050 | 3 |  | Non Federally-Regulated | 07/22/2002 |  | 03/12/2009
Trane U.S. Inc. | Command-Aire | SPVD0197 |  | Water-Source | WBAHP: Heat Pump Packaged Unit | Heat Pump | 265 | 1 |  |  | No Match | No Match |  |  |  | 20000 | 1754 | 11.4 | 10 | 26700 | 1862 | 4.2 |  | Federally-Regulated Commercial & Industrial Equipment | 10/05/1999 |  | 04/12/2000
Waterfurnace International, Inc. | Waterfurnace International, Inc. | SXH048B0 |  | Water-Source | WBAHP: Heat Pump Packaged Unit | Heat Pump | 230 | 1 |  |  | No Match | No Match |  |  |  | 49000 | 3629 | 13.5 | 9.3 | 60500 | 3772 | 4.7 | 3.8 | Federally-Regulated Commercial & Industrial Equipment | 03/31/1998 |  | 05/10/1998
Snyder General Corp. | McQuay | VE090F3 |  | Water-Source | WBAHP: Heat Pump Packaged Unit | Heat Pump | 230 | 1 |  |  | No Match | No Match |  |  |  | 9000 | 855 | 10.5 | 9 | 11000 | 920 | 3.5 | 3.2 | Non Federally-Regulated | 02/22/1990 |  | 07/31/1991
Singer | Electro-Hydronics | FV260B7 |  | Water-Source | WBAHP: Heat Pump Packaged Unit | Heat Pump | 265 | 1 |  |  | No Match | No Match |  |  |  | 24000 | 2850 | 8.4 | 7.5 | 28500 | 2900 | 2.9 | 2.5 | Non Federally-Regulated | 01/05/1982 |  | 09/08/1982
Mammoth | Hydrobank II | D010HHH |  | Water-Source | WBAHP: Heat Pump Packaged Unit | Heat Pump | 208 | 1 |  |  | No Match | No Match |  |  |  | 9800 | 759 | 12.9 | 10 | 12300 | 900 | 4 |  | Federally-Regulated Commercial & Industrial Equipment | 01/22/2003 |  | 03/12/2009
Florida Heat Pump | Florida Heat Pump | GT054-5VT/HZ/CF |  | Water-Source | WBAHP-CB: Heat Pump Split Syst | Heat Pump | 575 | 3 |  |  | No Match | No Match |  |  |  | 53000 | 4240 | 12.5 | 9 | 62000 | 4659 | 3.9 | 3.5 | Non Federally-Regulated | 02/02/1998 |  | 10/02/1998
Waterfurnace International, Inc. | Waterfurnace International, Inc. | CW*018A0 |  | Ground-Water-Source | WBAHP: Heat Pump Packaged Unit | Heat Pump | 230 | 1 |  |  | No Match | No Match |  |  |  | 18100 | 1360 | 13.3 | 9 | 14600 | 1337 | 3.2 |  | Non Federally-Regulated | 12/14/1998 |  | 10/06/1999
ClimateMaster Inc. | Climate Master Series | 802222H******** |  | Water-Source | WBAHP: Heat Pump Packaged Unit | Heat Pump | 230 | 3 |  |  | No Match | No Match |  |  |  | 21900 | 2130 | 10.3 | 9 | 246000 | 20600 | 3.5 | 3.2 | Federally-Regulated Commercial & Industrial Equipment | 02/16/1988 |  | 05/11/1988
Singer | Electro-Hydronics | FW300D6 |  | Water-Source | WBAHP: Heat Pump Packaged Unit | Heat Pump | 208 | 1 |  |  | No Match | No Match |  |  |  | 24000 | 2850 | 8.4 | 7.5 | 28400 | 2900 | 2.9 | 2.5 | Non Federally-Regulated | 09/08/1982 |  | 05/16/1984
Singer | Electro-Hydronics | VF190D3 |  | Water-Source | WBAHP: Heat Pump Packaged Unit | Heat Pump | 230 | 1 |  |  | No Match | No Match |  |  |  | 17500 | 2250 | 7.8 | 7.5 | 21000 | 2350 | 2.6 | 2.5 | Non Federally-Regulated | 09/08/1982 |  | 05/16/1984
Addison Products | Comfort-Aire | SWP-2044 |  | Water-Source | WBAHP: Heat Pump Packaged Unit | Heat Pump | 460 | 3 |  |  | No Match | No Match |  |  |  | 240000 | 24700 | 9.7 |  | 336000 | 27900 | 3.5 | 3.8 | Non Federally-Regulated | 07/31/1991 |  | 03/31/1998
Waterfurnace International, Inc. | Waterfurnace International, Inc. | VLV/VXV058*0 |  | Ground-Water-Source | WBAHP: Heat Pump Packaged Unit | Heat Pump | 230 | 1 |  |  | No Match | No Match |  |  |  | 57600 | 4571 | 12.6 | 9 | 42700 | 4468 | 2.8 |  | Non Federally-Regulated | 06/20/2003 |  | 03/12/2009
Waterfurnace International, Inc. | Waterfurnace International, Inc. | SXH010A0 |  | Water-Source | WBAHP: Heat Pump Packaged Unit | Heat Pump | 208 | 1 |  |  | No Match | No Match |  |  |  | 9800 | 653 | 15 | 10 | 12600 | 710 | 5.2 |  | Federally-Regulated Commercial & Industrial Equipment | 02/02/1998 |  | 03/31/1998
Florida Heat Pump | Florida Heat Pump | GT062-3VT/HZ/CF |  | Water-Source | WBAHP-CB: Heat Pump Split Syst | Heat Pump | 208 | 3 |  |  | No Match | No Match |  |  |  | 61500 | 4920 | 12.5 | 9 | 78000 | 6015 | 3.8 | 3.5 | Non Federally-Regulated | 12/14/1998 |  | 10/05/1999
California Heat Pump | Climate Master Series | 816-015 |  | Water-Source | WBAHP: Heat Pump Packaged Unit | Heat Pump | 230 | 1 |  |  | No Match | No Match |  |  |  | 12500 | 1230 | 10.2 | 9 | 16200 | 1480 | 3.2 | 3.2 | Non Federally-Regulated | 05/11/1988 |  | 03/15/1989
McQuay / Snyder General | Electro-Hydronics | FW630G3 |  | Water-Source | WBAHP: Heat Pump Packaged Unit | Heat Pump | 230 | 1 |  |  | No Match | No Match |  |  |  | 63000 | 6430 | 9.8 | 9 | 79000 | 6430 | 3.6 | 3.2 | Non Federally-Regulated | 05/11/1988 |  | 03/15/1989
Waterfurnace International, Inc. | Waterfurnace International, Inc. | SXH010A1 |  | Water-Source | WBAHP-CB: Heat Pump Split Syst | Heat Pump | 208 | 1 |  |  | No Match | No Match |  |  |  | 10100 | 687 | 14.7 | 9 | 11500 | 783 | 4.3 | 3.5 | Non Federally-Regulated | 02/02/1998 |  | 08/21/1998
Florida Heat Pump | Geomaster, LLC | ES060-1CF/HZ/VT |  | Water-Source | WBAHP: Heat Pump Packaged Unit | Heat Pump | 208 | 1 |  |  | No Match | Single-Speed |  |  |  | 57500 | 4228 | 13.6 | 12 | 66000 | 4395 | 4.4 | 4.2 | Federally-Regulated Commercial & Industrial Equipment | 02/09/2009 |  | 04/20/2015
Addison Products | Addison Products | WSH041-1AL |  | Water-Source | WBAHP: Heat Pump Packaged Unit | Heat Pump | 230 | 1 |  |  | No Match | No Match |  |  |  | 41000 | 3106 | 13.2 | 10 | 51000 | 3557 | 4.2 |  | Federally-Regulated Commercial & Industrial Equipment | 10/05/1999 |  | 05/19/2000
Waterfurnace International, Inc. | American Standard, Inc. | A1GX036***1**0 |  | Ground-Water-Source | WBAHP: Heat Pump Packaged Unit | Heat Pump | 230 | 1 |  |  | No Match | Single-Speed |  |  |  | 36300 | 1891 | 25.7 | 16.2 | 30300 | 1412 | 4.7 | 3.6 | Non Federally-Regulated | 08/23/2011 |  | 10/24/2014
Trane U.S. Inc. | Command-Aire | GSHC0601B |  | Water-Source | WBAHP-CB: Heat Pump Split Syst | Heat Pump | 208 | 1 |  |  | No Match | No Match |  |  |  | 60500 | 4260 | 14.2 | 9 | 66500 | 5412 | 3.6 | 3.5 | Non Federally-Regulated | 10/05/1999 |  | 04/12/2000
McQuay / Snyder General | Electro-Hydronics | CW400FD |  | Water-Source | WBAHP: Heat Pump Packaged Unit | Heat Pump | 230 | 3 |  |  | No Match | No Match |  |  |  | 39600 | 3960 | 10 | 7.5 | 45000 | 3880 | 3.4 | 2.5 | Non Federally-Regulated | 08/29/1986 |  | 05/11/1988
Carrier Corp. | Carrier | 50QXH0481 |  | Water-Source | WBAHP: Heat Pump Packaged Unit | Heat Pump | 575 | 3 |  |  | No Match | No Match |  |  |  | 47000 | 4196 | 11.2 | 9 | 59000 | 4550 | 3.8 | 3.2 | Non Federally-Regulated | 10/10/1989 |  | 07/31/1991
Carrier Corp. - Syracuse | Carrier | 50VQG/HQG048 |  | Ground-Source | WBAHP: Heat Pump Packaged Unit | Heat Pump | 208 | 1 |  |  | No Match | No Match |  |  |  | 50000 | 4504 | 11.1 |  | 37400 | 3779 | 2.9 |  | Non Federally-Regulated | 03/31/1998 |  | 05/10/1998
Florida Heat Pump | Florida Heat Pump | EM048-1VT/HZ/CF |  | Water-Source | WBAHP: Heat Pump Packaged Unit | Heat Pump | 230 | 1 |  |  | No Match | No Match |  |  |  | 49000 | 3920 | 12.5 | 10 | 58000 | 3862 | 4.4 |  | Federally-Regulated Commercial & Industrial Equipment | 10/05/1999 |  | 04/12/2000
Waterfurnace International, Inc. | Rybacki - Hart Enterprises | ZS048**0*4 |  | Ground-Water-Source | WBAHP: Heat Pump Packaged Unit | Heat Pump | 208 | 1 |  |  | No Match | Single-Speed |  |  |  | 52000 | 2222 | 23.4 | 16.2 | 45900 | 3203 | 4.2 | 3.6 | Non Federally-Regulated | 06/14/2011 |  | 04/19/2013
Florida Heat Pump | Florida Heat Pump | GT022-1CF/HZ/VT |  | Water-Source | WBAHP: Heat Pump Packaged Unit | Heat Pump | 230 | 1 |  |  | No Match | No Match |  |  |  | 22200 | 1776 | 12.5 | 10 | 23600 | 1728 | 4 |  | Federally-Regulated Commercial & Industrial Equipment | 04/12/2000 |  | 05/29/2001
Florida Heat Pump | Energy Miser | LT 10 CF -1 |  | Ground-Water-Source | WBAHP: Heat Pump Packaged Unit | Heat Pump | 208 | 1 |  |  | No Match | No Match |  |  |  | 9800 | 942 | 10.4 | 11 | 12000 | 1035 | 3.4 | 3.4 | Non Federally-Regulated | 07/31/1991 |  | 03/31/1998
Waterfurnace International, Inc. | Spectra | SXH010A0 |  | Water-Source | WBAHP: Heat Pump Packaged Unit | Heat Pump | 208 | 1 |  |  | No Match | No Match |  |  |  | 9500 | 655 | 14.5 | 10 | 12600 | 684 | 5.4 |  | Federally-Regulated Commercial & Industrial Equipment | 06/02/1993 |  | 06/03/1993
Waterfurnace International, Inc. | Waterfurnace International, Inc. | VLV/VXV070*0 |  | Ground-Water-Source | WBAHP: Heat Pump Packaged Unit | Heat Pump | 208 | 1 |  |  | No Match | No Match |  |  |  | 67800 | 5557 | 12.2 | 9 | 53900 | 5445 | 2.9 |  | Non Federally-Regulated | 06/20/2003 |  | 03/12/2009
Waterfurnace International, Inc. | Waterfurnace International, Inc. | SXH036B1 |  | Ground-Water-Source | WBAHP: Heat Pump Packaged Unit | Heat Pump | 208 | 1 |  |  | No Match | No Match |  |  |  | 36400 | 2676 | 13.6 | 9 | 26000 | 2381 | 3.2 |  | Non Federally-Regulated | 08/21/1998 |  | 10/02/1998
Geoflex Systems, Inc. | Geoflex Systems, Inc. | GF1S-V/H/D/M-042WACBP |  | Ground-Source | WBAHP: Heat Pump Packaged Unit | Both Heat Pump and Electric Re | 230 | 3 |  |  | No Match | Single-Speed |  |  |  | 40300 | 1947 | 20.7 | 13.4 | 28400 | 2030 | 4.1 | 3.1 | Non Federally-Regulated | 11/30/2011 |  | 03/02/2012
Command-Aire | Command-Aire | RUWP-603 |  | Water-Source | WBAHP: Heat Pump Packaged Unit | Heat Pump | 208 | 3 |  |  | No Match | No Match |  |  |  | 73900 | 7590 | 9.7 | 9.2 | 94300 | 7500 | 3.7 |  | Federally-Regulated Commercial & Industrial Equipment | 01/23/1988 |  | 05/11/1988
ClimateMaster Inc. | Climate Master Series | GSV/GSH070AG |  | Ground-Water-Source | WBAHP: Heat Pump Packaged Unit | Heat Pump | 208 | 1 |  |  | No Match | No Match |  |  |  | 67600 | 5200 | 13 | 9 | 54100 | 5113 | 3.1 |  | Non Federally-Regulated | 04/10/2000 |  | 07/18/2002
ClimateMaster Inc. | Trane | WPVC0424 |  | Water-Source | WBAHP: Heat Pump Packaged Unit | Heat Pump | 460 | 3 |  |  | No Match | No Match |  |  |  | 41500 | 3520 | 11.8 | 9 | 44500 | 3340 | 3.9 | 3.2 | Non Federally-Regulated | 02/22/1990 |  | 07/31/1991
Florida Heat Pump | Florida Heat Pump | GT042-4CS | GT042-4AV/AH | Water-Source | WBAH: Heating Only Packaged Un | Heat Pump | 460 | 3 |  |  | No Match | No Match |  |  |  | 44000 | 3384 | 13 | 9 | 49200 | 3515 | 4.1 | 3.5 | Non Federally-Regulated | 10/05/1999 |  | 04/12/2000
Florida Heat Pump | Energy Miser | LTCS 30-2 | LTAH 30-2 | Ground-Water-Source | WBAHP-CB: Heat Pump Split Syst | Heat Pump | 265 | 1 |  |  | No Match | No Match |  |  |  | 28400 | 2365 | 12 |  | 34000 | 2930 | 3.4 |  | Non Federally-Regulated | 02/22/1990 |  | 07/31/1991
Addison Products | Addison Products | HWY048-3A |  | Water-Source | WBAHP: Heat Pump Packaged Unit | Heat Pump | 208 | 3 |  |  | No Match | No Match |  |  |  | 49200 | 3874 | 12.7 | 10 | 61900 | 4030 | 4.5 |  | Federally-Regulated Commercial & Industrial Equipment | 11/17/1999 |  | 11/14/2000
Waterfurnace International, Inc. | Trane Unitary Products Group | T1GX030***1**1 |  | Ground-Source | WBAHP: Heat Pump Packaged Unit | Heat Pump | 208 | 1 |  |  | No Match | Single-Speed |  |  |  | 29400 | 1342 | 21.9 | 13.4 | 20000 | 1466 | 4 | 3.1 | Non Federally-Regulated | 08/23/2011 |  | 10/24/2014
Enertech Global, LLC | Enertech | GHT048A2 |  | Ground-Source | WBAHP: Heat Pump Packaged Unit | Heat Pump | 230 | 3 |  |  | No Match | Single-Speed |  |  |  | 45000 | 2980 | 15.1 | 13.4 | 37800 | 3165 | 3.5 | 3.1 | Non Federally-Regulated | 12/12/2012 |  | 05/11/2015
Snyder General Corp. | McQuay | FCW015A*G |  | Water-Source | WBAHP: Heat Pump Packaged Unit | Heat Pump | 208 | 1 |  |  | No Match | No Match |  |  |  | 14000 | 1138 | 12.3 | 9 | 17000 | 1245 | 4 | 3.2 | Non Federally-Regulated | 02/22/1990 |  | 07/31/1991
ClimateMaster Inc. | Genesis Compact | GCH009BG******* |  | Water-Source | WBAHP: Heat Pump Packaged Unit | Heat Pump | 208 | 1 |  |  | No Match | No Match |  |  |  | 8500 | 648 | 13.1 | 10 | 10900 | 743 | 4.3 |  | Federally-Regulated Commercial & Industrial Equipment | 07/02/2003 |  | 12/21/2006
Waterfurnace International, Inc. | Waterfurnace International, Inc. | ATV016C0 |  | Water-Source | WBAHP-CB: Heat Pump Split Syst | Heat Pump | 230 | 1 |  |  | No Match | No Match |  |  |  | 17300 | 1123 | 15.4 | 9 | 17700 | 1152 | 4.5 | 3.5 | Non Federally-Regulated | 02/02/1998 |  | 10/02/1998
Waterfurnace International, Inc. | Waterfurnace International, Inc. | ES060*1 | FV4ANF006 | Ground-Water-Source | WBAHP-CB: Heat Pump Split Syst | Heat Pump | 208 | 1 |  |  | No Match | No Match |  |  |  | 59800 | 3986 | 15 | 9 | 40400 | 3699 | 3.2 |  | Non Federally-Regulated | 05/21/2002 |  | 03/12/2009
Florida Heat Pump | Florida Heat Pump | GT048-3CS | GT048-1AH/AV | Water-Source | Water/Brine to Air Heat Pump S | Heat Pump | 230 | 3 |  |  | No Match | No Match |  |  |  | 45000 | 3719 | 12.1 | 10 | 60500 | 3853 | 4.6 |  | Federally-Regulated Commercial & Industrial Equipment | 04/12/2000 |  | 05/29/2001
Waterfurnace International, Inc. | Waterfurnace International, Inc. | P010**0 |  | Ground-Water-Source | WBAHP: Heat Pump Packaged Unit | Heat Pump | 230 | 1 |  |  | No Match | No Match |  |  |  | 9900 | 642 | 15.4 | 9 | 7400 | 657 | 3.3 |  | Non Federally-Regulated | 07/22/2002 |  | 06/27/2003
Waterfurnace International, Inc. | Johnson Controls | RKV/RKH042**0*4 |  | Ground-Water-Source | WBAHP: Heat Pump Packaged Unit | Heat Pump | 230 | 1 |  |  | No Match | Single-Speed |  |  |  | 44600 | 1820 | 24.5 | 16.2 | 34900 | 2379 | 4.3 | 3.6 | Non Federally-Regulated | 09/03/2012 |  | 01/09/2014
Climate Control / Snyder General | Electro-Hydronics | CW630GP |  | Water-Source | WBAHP: Heat Pump Packaged Unit | Heat Pump | 460 | 3 |  |  | No Match | No Match |  |  |  | 63000 | 6430 | 9.8 | 7.5 | 79000 | 6430 | 3.6 | 2.5 | Non Federally-Regulated | 06/11/1985 |  | 08/29/1986
Enertech Global, LLC | Enertech | HCT036C |  | Ground-Source | WBAHP: Heat Pump Packaged Unit | Heat Pump | 208 | 1 |  |  | No Match | Single-Speed |  |  |  | 38400 | 2076 | 18.5 | 13.4 | 28500 | 1856 | 4.5 | 3.1 | Non Federally-Regulated | 05/02/2012 |  | 12/12/2012
Trane U.S. Inc. | Trane | EXHE0247 |  | Ground-Source | WBAHP: Heat Pump Packaged Unit | Heat Pump | 265 | 1 |  |  | No Match | Single-Speed |  |  |  | 24200 | 1440 | 16.8 | 13.4 | 17800 | 1449 | 3.6 | 3.1 | Non Federally-Regulated | 06/14/2011 |  | 08/15/2014
American Air Filter | Enercon | VW30 |  | Water-Source | WBAHP: Heat Pump Packaged Unit | Heat Pump | 208 | 1 |  |  | No Match | No Match |  |  |  | 29400 | 2580 | 11.4 | 7.5 | 33400 | 2670 | 3.8 | 2.5 | Non Federally-Regulated | 06/11/1985 |  | 05/11/1988
Addison Products | Heat Controller | WSH034-3AR |  | Water-Source | WBAHP: Heat Pump Packaged Unit | Heat Pump | 208 | 3 |  |  | No Match | No Match |  |  |  | 33500 | 2463 | 13.6 | 10 | 42500 | 2767 | 4.5 |  | Federally-Regulated Commercial & Industrial Equipment | 10/05/1999 |  | 04/12/2000
Geoflex Systems, Inc. | Geoflex Systems, Inc. | GF1S-V/H/D/M-024WACBP |  | Water-Source | WBAHP: Heat Pump Packaged Unit | Both Heat Pump and Electric Re | 200 | 3 |  |  | No Match | Single-Speed |  |  |  | 20300 | 1173 | 17.3 | 12 | 24600 | 1243 | 5.8 | 4.2 | Federally-Regulated Commercial & Industrial Equipment | 11/30/2011 |  | 03/02/2012
McQuay / Snyder General | Electro-Hydronics | UW550G3 |  | Water-Source | WBAHP: Heat Pump Packaged Unit | Heat Pump | 230 | 1 |  |  | No Match | No Match |  |  |  | 55000 | 5670 | 9.7 | 7.5 | 67000 | 5610 | 3.5 | 2.5 | Non Federally-Regulated | 08/29/1986 |  | 05/11/1988
ClimateMaster Inc. | Carrier | 50HQA/HQD0/VQA/VQD015 |  | Water-Source | WBAHP: Heat Pump Packaged Unit | Heat Pump | 208 | 1 |  |  | No Match | No Match |  |  |  | 14100 | 1281 | 11 | 9.3 | 18800 | 1377 | 4 | 3.8 | Federally-Regulated Commercial & Industrial Equipment | 03/31/1998 |  | 05/10/1998
Florida Heat Pump | Florida Heat Pump | GT026-3CF/HZ/VT |  | Water-Source | WBAHP-CB: Heat Pump Split Syst | Heat Pump | 230 | 3 |  |  | No Match | No Match |  |  |  | 27000 | 2000 | 13.5 | 9 | 30600 | 2298 | 3.9 | 3.5 | Non Federally-Regulated | 04/12/2000 |  | 05/23/2001
Waterfurnace International, Inc. | Waterfurnace International, Inc. | NSV/NSH022G1*0 |  | Water-Source | WBAHP: Heat Pump Packaged Unit | Heat Pump | 230 | 1 |  |  | No Match | Single-Speed |  |  |  | 21000 | 1200 | 17.5 | 12 | 22600 | 1183 | 5.6 | 4.2 | Federally-Regulated Commercial & Industrial Equipment | 09/03/2012 |  | 04/19/2013
Carrier Corp. | Carrier | 50QEV0094 |  | Water-Source | WBAHP: Heat Pump Packaged Unit | Heat Pump | 265 | 1 |  |  | No Match | No Match |  |  |  | 9100 | 780 | 11.7 | 9 | 11000 | 839 | 3.8 | 3.2 | Federally-Regulated Commercial & Industrial Equipment | 02/05/1990 |  | 02/22/1990
McQuay International | McQuay | CCW036E-F |  | Water-Source | WBAHP: Heat Pump Packaged Unit | Heat Pump | 208 | 3 |  |  | No Match | No Match |  |  |  | 35300 | 2674 | 13.2 | 10 | 40500 | 2825 | 4.2 |  | Federally-Regulated Commercial & Industrial Equipment | 02/02/1998 |  | 03/31/1998
Florida Heat Pump | Florida Heat Pump | TA061-1CF/HZ/VT |  | Water-Source | WBAHP: Heat Pump Packaged Unit | Heat Pump | 208 | 1 |  |  | No Match | Dual-Speed |  |  |  | 64000 | 3950 | 16.2 | 12 | 78500 | 4260 | 5.4 | 4.2 | Federally-Regulated Commercial & Industrial Equipment | 06/14/2011 |  | 05/01/2015
Climate Control / Snyder General | Trane | WPHA33XG* |  | Water-Source | WBAHP: Heat Pump Packaged Unit | Heat Pump | 460 | 3 |  |  | No Match | No Match |  |  |  | 33000 | 3050 | 10.8 | 7.5 | 39000 | 3090 | 3.7 | 2.5 | Non Federally-Regulated | 05/16/1984 |  | 05/11/1988
Tetco | Tetco | ESII1.0 |  | Ground-Water-Source | WBAHP: Heat Pump Packaged Unit | Heat Pump | 230 | 1 |  |  | No Match | No Match |  |  |  | 11400 | 754 | 15.1 | 9 | 8400 | 723 | 3.4 |  | Non Federally-Regulated | 01/30/1998 |  | 10/02/1998
Waterfurnace International, Inc. | Waterfurnace International, Inc. | NSV/NSH022F1*1 |  | Ground-Water-Source | WBAHP: Heat Pump Packaged Unit | Heat Pump | 230 | 1 |  |  | No Match | Single-Speed |  |  |  | 24800 | 827 | 30 | 16.2 | 18200 | 1111 | 4.8 | 3.6 | Non Federally-Regulated | 05/02/2012 |  | 04/19/2013
Mammoth | Hydrobank II | E019HHF |  | Water-Source | WBAHP: Heat Pump Packaged Unit | Heat Pump | 265 | 1 |  |  | No Match | No Match |  |  |  | 18400 | 1657 | 11.1 | 9 | 25200 | 1997 | 3.7 | 3.2 | Federally-Regulated Commercial & Industrial Equipment | 01/22/1990 |  | 07/27/1992
Marvair | Marvair | WVP57HPC |  | Water-Source | WBAHP: Heat Pump Packaged Unit | Heat Pump | 208 | 3 |  |  | No Match | No Match |  |  |  | 56400 | 5371 | 10.5 | 9 | 71400 | 5656 | 3.7 | 3.2 | Non Federally-Regulated | 02/22/1990 |  | 07/31/1991
Singer | Electro-Hydronics | LM190B5 |  | Water-Source | WBAHP: Heat Pump Packaged Unit | Heat Pump | 208 | 1 |  |  | No Match | No Match |  |  |  | 17000 | 2250 | 7.6 | 7.5 | 23000 | 2500 | 2.7 | 2.5 | Non Federally-Regulated | 01/05/1982 |  | 09/08/1982
ClimateMaster Inc. | Heat Controller | HTS024A | RHPL-HM2417 | Ground-Water-Source | WBAHP-CB: Heat Pump Split Syst | Heat Pump | 230 | 1 |  |  | No Match | Dual-Speed |  |  |  | 27200 | 1204 | 22.6 | 16.2 | 24100 | 1606 | 4.4 | 3.6 | Non Federally-Regulated | 06/15/2009 |  | 08/23/2011
Enertech Global, LLC | Enertech | HST036A | ACD036 | Ground-Source | WBAHP-CB: Heat Pump Split Syst | Heat Pump | 208 | 1 |  |  | No Match | Single-Speed |  |  |  | 36700 | 2172 | 16.9 | 13.4 | 28000 | 2159 | 3.8 | 3.1 | Non Federally-Regulated | 12/12/2012 |  | 04/29/2015
Enertech Global, LLC | Enertech | HHT024A |  | Ground-Source | WBAHP: Heat Pump Packaged Unit | Heat Pump | 208 | 1 |  |  | No Match | Single-Speed |  |  |  | 24500 | 1361 | 18 | 13.4 | 19300 | 1450 | 3.9 | 3.1 | Non Federally-Regulated | 08/23/2011 |  | 12/12/2012
McQuay International | McQuay | W-FDS/FDL/FDD-1-060-K |  | Water-Source | WBAHP: Heat Pump Packaged Unit | Heat Pump | 460 | 3 |  |  | No Match | No Match |  |  |  | 58000 | 5321 | 10.9 | 10 | 78000 | 5859 | 3.9 |  | Federally-Regulated Commercial & Industrial Equipment | 10/05/1999 |  | 09/21/2000
Mammoth | Hydrobank II | D019CHE |  | Water-Source | WBAHP-O: Heat Pump Packaged Un | Heat Pump | 230 | 1 |  |  | No Match | No Match |  |  |  | 17200 | 1522 | 11.3 | 9.3 | 22000 | 1696 | 3.8 | 3.8 | Federally-Regulated Commercial & Industrial Equipment | 03/31/1998 |  | 05/10/1998
Waterfurnace International, Inc. | Geotility Geothermal Installations | GCC/GCW/GCS/GCE12*2 |  | Water-Source | WBAHP-O: Heat Pump Packaged Un | Heat Pump | 265 | 1 |  |  | No Match | Single-Speed |  |  |  | 10500 | 854 | 12.3 | 11.2 | 14400 | 981 | 4.3 | 4.2 | Federally-Regulated Commercial & Industrial Equipment | 01/24/2011 |  | 04/19/2013
Florida Heat Pump | Bosch | TA071-1CF/HZ/VT |  | Ground-Source | WBAHP: Heat Pump Packaged Unit | Heat Pump | 208 | 1 |  |  |  | Dual-Speed | 3711 | 840 |  | 74000 | 4111 | 18 | 13.4 | 58000 | 4359 | 3.9 | 3.1 | Non Federally-Regulated | 04/22/2015 |  | 05/01/2015
Command-Aire | Command-Aire | SWP-2544 |  | Water-Source | WBAHP: Heat Pump Packaged Unit | Heat Pump | 460 | 3 |  |  | No Match | No Match |  |  |  | 292000 | 31600 | 9.2 | 9 | 405000 | 33100 | 3.6 |  | Federally-Regulated Commercial & Industrial Equipment | 01/23/1988 |  | 05/11/1988
Waterfurnace International, Inc. | Eagle Mountain | ZS030**4*0 |  | Water-Source | WBAHP: Heat Pump Packaged Unit | Heat Pump | 460 | 3 |  |  | No Match | Single-Speed |  |  |  | 29500 | 1980 | 14.9 | 12 | 34600 | 2113 | 4.8 | 4.2 | Federally-Regulated Commercial & Industrial Equipment | 01/24/2011 |  | 04/19/2013
California Heat Pump | Trane | WPCB-0072 |  | Water-Source | WBAHP: Heat Pump Packaged Unit | Heat Pump | 208 | 1 |  |  | No Match | No Match |  |  |  | 7400 | 733 | 10.1 | 7.5 | 9000 | 775 | 3.4 | 2.5 | Non Federally-Regulated | 06/11/1985 |  | 05/11/1988
Waterfurnace International, Inc. | Waterfurnace International, Inc. | SXV016C0 |  | Ground-Source | WBAHP: Heat Pump Packaged Unit | Heat Pump | 230 | 1 |  |  | No Match | No Match |  |  |  | 16700 | 1210 | 13.8 |  | 12800 | 1136 | 3.3 |  | Non Federally-Regulated | 03/31/1998 |  | 05/10/1998
Addison Products | Addison Products | DWPG030-1B-XL* |  | Ground-Water-Source | WBAHP: Heat Pump Packaged Unit | Heat Pump | 208 | 1 |  |  | No Match | No Match |  |  |  | 28000 | 9032 | 3.1 | 9 | 19800 | 1871 | 3.1 |  | Non Federally-Regulated | 05/15/1998 |  | 07/29/1998
Florida Heat Pump | Florida Heat Pump | CW018-2 |  | Ground-Water-Source | WBAHP: Heat Pump Packaged Unit | Heat Pump | 265 | 1 |  |  | No Match | No Match |  |  |  | 17400 | 1234 | 14.1 | 9 | 11000 | 1074 | 3 |  | Non Federally-Regulated | 04/10/2000 |  | 07/18/2002
Waterfurnace International, Inc. | Geotility Geothermal Installations | ZS024**0*4 |  | Water-Source | WBAHP: Heat Pump Packaged Unit | Heat Pump | 230 | 1 |  |  | No Match | Single-Speed |  |  |  | 23900 | 1583 | 15.1 | 12 | 27000 | 1583 | 5 | 4.2 | Federally-Regulated Commercial & Industrial Equipment | 06/14/2011 |  | 04/19/2013
Climate Control / Snyder General | Electro-Hydronics | FW400GK |  | Water-Source | WBAHP: Heat Pump Packaged Unit | Heat Pump | 208 | 3 |  |  | No Match | No Match |  |  |  | 39600 | 3960 | 10 | 7.5 | 45000 | 3880 | 3.4 | 2.5 | Non Federally-Regulated | 06/11/1985 |  | 08/29/1986
McQuay International | McQuay | W-FMS/FME/FDE-1-060-F |  | Water-Source | WBAHP: Heat Pump Packaged Unit | Heat Pump | 208 | 3 |  |  | No Match | No Match |  |  |  | 58000 | 5321 | 10.9 | 10 | 78000 | 5859 | 3.9 |  | Federally-Regulated Commercial & Industrial Equipment | 10/05/1999 |  | 09/21/2000
American Air Filter | Enercon | CCW-09 |  | Water-Source | WBAHP-O: Heat Pump Packaged Un | Heat Pump | 208 | 1 |  |  | No Match | No Match |  |  |  | 8400 | 814 | 10.3 | 9 | 10300 | 915 | 3.3 | 3.2 | Non Federally-Regulated | 02/22/1990 |  | 07/31/1991
Waterfurnace International, Inc. | Waterfurnace International, Inc. | SXH019A1 |  | Ground-Water-Source | WBAHP: Heat Pump Packaged Unit | Heat Pump | 230 | 1 |  |  | No Match | No Match |  |  |  | 19500 | 1402 | 13.9 | 11 | 22800 | 1629 | 4.1 | 3.5 | Non Federally-Regulated | 03/31/1998 |  | 05/10/1998
Addison Products | Addison Products | WPH064-4JC/4JBC |  | Water-Source | WBAHP-CB: Heat Pump Split Syst | Heat Pump | 460 | 3 |  |  | No Match | No Match |  |  |  | 63500 | 5080 | 12.5 | 9 | 76000 | 6364 | 3.5 | 3.5 | Non Federally-Regulated | 12/14/1998 |  | 10/05/1999
Trane U.S. Inc. | Trane | GETE0097 |  | Water-Source | WBAHP-O: Heat Pump Packaged Un | Heat Pump | 265 | 1 |  |  | No Match | Single-Speed |  |  |  | 8800 | 662 | 13.3 | 11.2 | 11500 | 702 | 4.8 | 4.2 | Federally-Regulated Commercial & Industrial Equipment | 06/14/2011 |  | 01/09/2014
Waterfurnace International, Inc. | Geotility Geothermal Installations | ZS048**0*4 |  | Ground-Source | WBAHP: Heat Pump Packaged Unit | Heat Pump | 208 | 1 |  |  | No Match | Single-Speed |  |  |  | 49500 | 2735 | 18.1 | 13.4 | 36900 | 3004 | 3.6 | 3.1 | Non Federally-Regulated | 06/14/2011 |  | 04/19/2013
ClimateMaster Inc. | Carrier | 50YBV060 |  | Ground-Water-Source | WBAHP: Heat Pump Packaged Unit | Heat Pump | 230 | 1 |  |  | No Match | No Match |  |  |  | 57500 | 4020 | 14.3 | 9 | 38900 | 3352 | 3.4 |  | Non Federally-Regulated | 11/17/1999 |  | 04/10/2000
Snyder General Corp. | McQuay | VE090G7 |  | Water-Source | WBAHP: Heat Pump Packaged Unit | Heat Pump | 265 | 1 |  |  | No Match | No Match |  |  |  | 9000 | 855 | 10.5 | 9 | 11000 | 920 | 3.5 | 3.2 | Non Federally-Regulated | 02/22/1990 |  | 07/31/1991
American Air Filter | Enercon | DVW36 |  | Water-Source | WBAHP: Heat Pump Packaged Unit | Heat Pump | 230 | 1 |  |  | No Match | No Match |  |  |  | 36000 | 3280 | 11 | 7.5 | 43000 | 3525 | 3.6 | 2.5 | Non Federally-Regulated | 05/16/1984 |  | 06/11/1985
California Heat Pump | California Heat Pump | CHP-33H*-34-** |  | Water-Source | WBAHP: Heat Pump Packaged Unit | Heat Pump | 460 | 3 |  |  | No Match | No Match |  |  |  | 32500 | 3500 | 9.3 | 7.5 | 37000 | 3550 | 3.1 | 2.5 | Non Federally-Regulated | 01/05/1982 |  | 09/08/1982
McQuay / Snyder General | Electro-Hydronics | HC200A5 |  | Water-Source | WBAHP: Heat Pump Packaged Unit | Heat Pump | 208 | 1 |  |  | No Match | No Match |  |  |  | 20000 | 1880 | 10.6 | 7.5 | 25600 | 1920 | 3.9 | 2.5 | Non Federally-Regulated | 08/29/1986 |  | 05/11/1988
Florida Heat Pump | Energy Miser | EMV 104A-1 |  | Water-Source | WBAHP: Heat Pump Packaged Unit | Heat Pump | 230 | 1 |  |  | No Match | No Match |  |  |  | 104000 | 10400 | 10 | 9.2 | 126000 | 12305 | 3 | 2.5 | Non Federally-Regulated | 05/16/1984 |  | 06/11/1985
Command-Aire | Command-Aire | SWP191E |  | Water-Source | WBAHP: Heat Pump Packaged Unit | Heat Pump | 230 | 1 |  |  | No Match | No Match |  |  |  | 18500 | 1680 | 11 | 9 | 24500 | 1750 | 4 | 3.2 | Non Federally-Regulated | 05/11/1988 |  | 03/15/1989
ClimateMaster Inc. | Climate Master | TZV/H024B |  | Ground-Source | WBAHP: Heat Pump Packaged Unit | Heat Pump | 230 | 1 |  |  | No Match | Single-Speed |  |  |  | 25100 | 1530 | 16.4 | 13.4 | 18100 | 1474 | 3.6 | 3.1 | Non Federally-Regulated | 12/12/2012 |  | 01/09/2014
ClimateMaster Inc. | Climate Master | PDW42 | FK4CNF005 | Ground-Source | WBAHP-CB: Heat Pump Split Syst | Heat Pump | 208 | 1 |  |  | No Match | Single-Speed |  |  |  | 42000 | 2710 | 15.5 | 13.4 | 31700 | 2582 | 3.6 | 3.1 | Non Federally-Regulated | 09/15/2009 |  | 02/17/2011
Enertech Global, LLC | Enertech | GXT048C2 |  | Ground-Water-Source | WBAHP: Heat Pump Packaged Unit | Heat Pump | 230 | 3 |  |  | No Match | Single-Speed |  |  |  | 55100 | 2277 | 24.2 | 16.2 | 48700 | 2973 | 4.8 | 3.6 | Non Federally-Regulated | 03/02/2012 |  | 05/02/2012
ClimateMaster Inc. | Climate Master Series | 814-042-G******** |  | Water-Source | WBAHP: Heat Pump Packaged Unit | Heat Pump | 208 | 1 |  |  | No Match | No Match |  |  |  | 41500 | 3640 | 11.4 | 9 | 53500 | 3919 | 4 | 3.2 | Non Federally-Regulated | 02/22/1990 |  | 07/31/1991
Friedrich Climate Master | Climate Master Series | 804-012-G******** |  | Water-Source | WBAHP: Heat Pump Packaged Unit | Heat Pump | 208 | 1 |  |  | No Match | No Match |  |  |  | 12500 | 1225 | 10.2 | 7.5 | 15700 | 1325 | 3.5 | 2.5 | Non Federally-Regulated | 08/29/1986 |  | 05/11/1988
Florida Heat Pump | Florida Heat Pump | GT062-5CF/HZ/VT |  | Water-Source | WBAHP: Heat Pump Packaged Unit | Heat Pump | 575 | 3 |  |  | No Match | No Match |  |  |  | 60000 | 4615 | 13 | 10 | 80000 | 5327 | 4.4 |  | Federally-Regulated Commercial & Industrial Equipment | 04/12/2000 |  | 02/17/2011
Heat Controller | Heat Controller | HWPG024-1B** |  | Ground-Water-Source | WBAHP: Heat Pump Packaged Unit | Heat Pump | 208 | 1 |  |  | No Match | No Match |  |  |  | 21800 | 1639 | 13.3 | 11 | 24200 | 1729 | 4.1 | 3.5 | Non Federally-Regulated | 03/31/1998 |  | 05/10/1998
McQuay / Snyder General | Electro-Hydronics | WM190C5 |  | Water-Source | WBAHP: Heat Pump Packaged Unit | Heat Pump | 208 | 1 |  |  | No Match | No Match |  |  |  | 18200 | 1825 | 10 | 7.5 | 22600 | 2000 | 3.3 | 2.5 | Non Federally-Regulated | 08/29/1986 |  | 05/11/1988
Climate Control / Snyder General | Trane | WPRA26HEXBX |  | Water-Source | WBAHP: Heat Pump Packaged Unit | Heat Pump | 208 | 3 |  |  | No Match | No Match |  |  |  | 25000 | 2380 | 10.5 | 7.5 | 29000 | 2430 | 3.5 | 2.5 | Non Federally-Regulated | 05/16/1984 |  | 05/11/1988
Waterfurnace International, Inc. | Eagle Mountain | ZS048**0*1 |  | Water-Source | WBAHP: Heat Pump Packaged Unit | Heat Pump | 208 | 1 |  |  | No Match | Single-Speed |  |  |  | 47700 | 3077 | 15.5 | 12 | 56000 | 3419 | 4.8 | 4.2 | Federally-Regulated Commercial & Industrial Equipment | 01/24/2011 |  | 04/19/2013
Florida Heat Pump | Florida Heat Pump | GT024-3CF/HZ/VT |  | Water-Source | WBAHP: Heat Pump Packaged Unit | Heat Pump | 230 | 3 |  |  | No Match | Single-Speed |  |  |  | 22500 | 1630 | 13.8 | 12 | 26000 | 1772 | 4.3 | 4.2 | Federally-Regulated Commercial & Industrial Equipment | 02/09/2009 |  | 02/17/2011
Mammoth | Geox | ZF084VHF |  | Water-Source | WBAHP: Heat Pump Packaged Unit | Heat Pump | 230 | 3 |  |  | No Match | No Match |  |  |  | 84000 | 7636 | 11 | 10.5 | 104000 | 8464 | 3.6 | 3.8 | Non Federally-Regulated | 07/31/1991 |  | 03/31/1998
Mammoth | Mammoth | G024VHB |  | Water-Source | WBAHP: Heat Pump Packaged Unit | Heat Pump | 460 | 3 |  |  | No Match | Dual-Speed |  |  |  | 26500 | 1432 | 18.5 | 12 | 26000 | 1524 | 5 | 4.2 | Federally-Regulated Commercial & Industrial Equipment | 05/02/2012 |  | 01/09/2014
Mammoth | Hydrobank II | D045HHG |  | Water-Source | WBAHP: Heat Pump Packaged Unit | Heat Pump | 208 | 1 |  |  | No Match | No Match |  |  |  | 44500 | 3178 | 14 | 10 | 58000 | 3694 | 4.6 |  | Federally-Regulated Commercial & Industrial Equipment | 05/23/2000 |  | 01/18/2001
Marvair | Marvair | WHP43HPD |  | Water-Source | WBAHP: Heat Pump Packaged Unit | Heat Pump | 460 | 3 |  |  | No Match | No Match |  |  |  | 43700 | 3955 | 11 | 9 | 55500 | 4171 | 3.9 | 3.2 | Federally-Regulated Commercial & Industrial Equipment | 02/22/1988 |  | 05/11/1988
Florida Heat Pump | Florida Heat Pump | CE061-1CS | DX061 | Water-Source | WBAHP-CB: Heat Pump Split Syst | Heat Pump | 230 | 1 |  |  | No Match | Dual-Speed |  |  |  | 60000 | 4167 | 14.4 | 12 | 74500 | 4549 | 4.8 | 4.2 | Federally-Regulated Commercial & Industrial Equipment | 01/10/2012 |  | 03/02/2012
Waterfurnace International, Inc. | WFI Industries, Ltd. | VLV/VXV030*1 |  | Ground-Water-Source | WBAHP: Heat Pump Packaged Unit | Heat Pump | 208 | 1 |  |  | No Match | No Match |  |  |  | 30900 | 2191 | 14.1 | 9 | 19500 | 2040 | 2.8 |  | Non Federally-Regulated | 06/20/2003 |  | 03/12/2009
ClimateMaster Inc. | Climate Master Series | HS/HL/VS/VL015E |  | Water-Source | WBAHP: Heat Pump Packaged Unit | Heat Pump | 265 | 1 |  |  | No Match | No Match |  |  |  | 14100 | 1281 | 11 | 10 | 18800 | 1377 | 4 |  | Federally-Regulated Commercial & Industrial Equipment | 04/12/2000 |  | 11/14/2000
Climate Control / Snyder General | Electro-Hydronics | FW330F5 |  | Water-Source | WBAHP: Heat Pump Packaged Unit | Heat Pump | 208 | 1 |  |  | No Match | No Match |  |  |  | 33000 | 3050 | 10.8 | 7.5 | 39000 | 3090 | 3.7 | 2.5 | Non Federally-Regulated | 05/16/1984 |  | 08/29/1986
American Air Filter | Enercon | VW51 |  | Water-Source | WBAHP: Heat Pump Packaged Unit | Heat Pump | 200 | 3 |  |  | No Match | No Match |  |  |  | 51000 | 4988 | 10.2 | 7.5 | 64000 | 5244 | 3.6 | 2.5 | Non Federally-Regulated | 06/11/1985 |  | 05/11/1988
Waterfurnace International, Inc. | Rybacki - Hart Enterprises | ZS042**4*4 |  | Ground-Water-Source | WBAHP: Heat Pump Packaged Unit | Heat Pump | 460 | 3 |  |  | No Match | Single-Speed |  |  |  | 45800 | 1949 | 23.5 | 16.2 | 37000 | 2522 | 4.3 | 3.6 | Non Federally-Regulated | 06/14/2011 |  | 04/19/2013
Snyder General Corp. | McQuay | FCW009A*A |  | Water-Source | WBAHP: Heat Pump Packaged Unit | Heat Pump | 115 | 1 |  |  | No Match | No Match |  |  |  | 8800 | 815 | 10.8 | 9 | 11300 | 895 | 3.7 | 3.2 | Non Federally-Regulated | 02/22/1990 |  | 07/31/1991
Command-Aire | Command-Aire | SWPH-463 |  | Water-Source | WBAHP: Heat Pump Packaged Unit | Heat Pump | 208 | 3 |  |  | No Match | No Match |  |  |  | 46000 | 4800 | 9.6 | 7.5 | 55000 | 4600 | 3.5 | 2.5 | Non Federally-Regulated | 01/05/1982 |  | 01/23/1988
Trane U.S. Inc. | Command-Aire | SPHD0131 |  | Water-Source | WBAHP: Heat Pump Packaged Unit | Heat Pump | 208 | 1 |  |  | No Match | No Match |  |  |  | 11400 | 1055 | 10.8 | 10 | 15600 | 1114 | 4.1 |  | Federally-Regulated Commercial & Industrial Equipment | 10/05/1999 |  | 04/12/2000
Mammoth | Mammoth | D013H |  | Water-Source | WBAHP: Heat Pump Packaged Unit | Heat Pump | 230 | 1 |  |  | No Match | No Match |  |  |  | 11300 | 1400 | 8.1 | 7.5 | 14500 | 1600 | 2.7 | 2.5 | Non Federally-Regulated | 01/05/1982 |  | 05/16/1984
Florida Heat Pump | Florida Heat Pump | EM060-4CS | EM060-4AV | Water-Source | WBAHP-C: Heat Pump Split Syste | Heat Pump | 460 | 3 |  |  | No Match | No Match |  |  |  | 59000 | 4609 | 12.8 | 9.3 | 78000 | 5316 | 4.3 | 3.8 | Federally-Regulated Commercial & Industrial Equipment | 03/31/1998 |  | 05/10/1998
McQuay International | McQuay | W-FDS/FDL/FDD-1-015-E |  | Water-Source | WBAHP: Heat Pump Packaged Unit | Heat Pump | 208 | 1 |  |  | No Match | No Match |  |  |  | 13100 | 1065 | 12.3 | 10 | 17200 | 1229 | 4.1 |  | Federally-Regulated Commercial & Industrial Equipment | 10/05/1999 |  | 09/21/2000
ClimateMaster Inc. | Carrier | 50HQA/HQD/VQA/VQD030 5 |  | Water-Source | WBAHP: Heat Pump Packaged Unit | Heat Pump | 460 | 3 |  |  | No Match | No Match |  |  |  | 29000 | 2478 | 11.7 | 10 | 39000 | 2657 | 4.3 |  | Federally-Regulated Commercial & Industrial Equipment | 02/02/1998 |  | 03/31/1998
DeMarco Energy Systems | DeMarco Energy Systems | GT022-1VT/HZ/CF |  | Water-Source | WBAHP-CB: Heat Pump Split Syst | Heat Pump | 208 | 1 |  |  | No Match | No Match |  |  |  | 21600 | 1785 | 12.1 | 9 | 22200 | 1858 | 3.5 | 3.5 | Non Federally-Regulated | 10/02/1998 |  | 04/12/2000
California Heat Pump | California Heat Pump | CHP-42V*-32-** |  | Water-Source | WBAHP: Heat Pump Packaged Unit | Heat Pump | 208 | 3 |  |  | No Match | No Match |  |  |  | 41000 | 4800 | 8.5 | 7.5 | 47000 | 4700 | 2.9 | 2.5 | Non Federally-Regulated | 01/05/1982 |  | 05/16/1984
Florida Heat Pump | Florida Heat Pump | GT120-3VT/HZ |  | Ground-Water-Source | WBAHP: Heat Pump Packaged Unit | Heat Pump | 208 | 3 |  |  | No Match | No Match |  |  |  | 124000 | 8611 | 14.4 | 9 | 94000 | 8345 | 3.3 |  | Non Federally-Regulated | 10/06/1999 |  | 04/10/2000
Florida Heat Pump | Geomaster, LLC | EV030-1CF/HZ/VT |  | Ground-Source | WBAHP: Heat Pump Packaged Unit | Heat Pump | 230 | 1 |  |  | No Match | Single-Speed |  |  |  | 31000 | 1722 | 18 | 13.4 | 22000 | 1896 | 3.4 | 3.1 | Non Federally-Regulated | 02/09/2009 |  | 08/23/2011
Waterfurnace International, Inc. | Waterfurnace International, Inc. | SXH068B3 |  | Water-Source | WBAHP: Heat Pump Packaged Unit | Heat Pump | 230 | 3 |  |  | No Match | No Match |  |  |  | 65000 | 5200 | 12.5 | 10.5 | 84000 | 5470 | 4.5 | 3.8 | Federally-Regulated Commercial & Industrial Equipment | 03/31/1998 |  | 05/10/1998
Mammoth | Hydrobank II | D043HHF-CR1 |  | Water-Source | WBAHP: Heat Pump Packaged Unit | Heat Pump | 208 | 1 |  |  | No Match | No Match |  |  |  | 42000 | 3761 | 11.2 | 9.3 | 53000 | 3981 | 3.9 | 3.8 | Non Federally-Regulated | 07/31/1991 |  | 03/31/1998
Florida Heat Pump | Florida Heat Pump | EM024-1VT |  | Water-Source | WBAHP: Heat Pump Packaged Unit | Heat Pump | 208 | 1 |  |  | No Match | No Match |  |  |  | 24000 | 1714 | 14 | 9.3 | 30000 | 1831 | 4.8 | 3.8 | Federally-Regulated Commercial & Industrial Equipment | 03/31/1998 |  | 05/10/1998
Command-Aire | Command-Aire | SWPH-413 |  | Water-Source | WBAHP: Heat Pump Packaged Unit | Heat Pump | 208 | 3 |  |  | No Match | No Match |  |  |  | 42000 | 4250 | 9.9 | 9 | 56000 | 4400 | 3.7 | 3.2 | Federally-Regulated Commercial & Industrial Equipment | 01/23/1988 |  | 05/11/1988
Florida Heat Pump | Florida Heat Pump | EP030-1HZ/VT |  | Ground-Source | WBAHP: Heat Pump Packaged Unit | Heat Pump | 208 | 1 |  |  | No Match | Single-Speed |  |  |  | 28500 | 1469 | 19.4 | 13.4 | 20500 | 1397 | 4.3 | 3.1 | Non Federally-Regulated | 01/24/2011 |  | 06/14/2011
Addison Products | Heat Controller | DWPG060-3B-XL |  | Ground-Water-Source | WBAHP: Heat Pump Packaged Unit | Heat Pump | 230 | 3 |  |  | No Match | No Match |  |  |  | 58000 | 4461 | 13 | 9 | 44000 | 4445 | 2.9 |  | Non Federally-Regulated | 10/06/1999 |  | 04/10/2000
Waterfurnace International, Inc. | Waterfurnace International, Inc. | NSV/NSH018F1*0 |  | Water-Source | WBAHP: Heat Pump Packaged Unit | Heat Pump | 230 | 1 |  |  | No Match | Single-Speed |  |  |  | 18000 | 1154 | 15.6 | 12 | 23000 | 1322 | 5.1 | 4.2 | Federally-Regulated Commercial & Industrial Equipment | 05/02/2012 |  | 04/19/2013
Waterfurnace International, Inc. | Waterfurnace International, Inc. | SXH030*0 |  | Water-Source | WBAHP: Heat Pump Packaged Unit | Heat Pump | 230 | 1 |  |  | No Match | No Match |  |  |  | 30600 | 2125 | 14.4 | 10 | 36600 | 2144 | 5 |  | Federally-Regulated Commercial & Industrial Equipment | 10/05/1999 |  | 05/19/2000
McQuay / Snyder General | Electro-Hydronics | VF200F5 |  | Water-Source | WBAHP: Heat Pump Packaged Unit | Heat Pump | 208 | 1 |  |  | No Match | No Match |  |  |  | 19000 | 1780 | 10.7 | 7.5 | 25600 | 1920 | 3.9 | 2.5 | Non Federally-Regulated | 08/29/1986 |  | 05/11/1988
Mammoth | Hydrobank II | K062VHJ |  | Water-Source | WBAHP: Heat Pump Packaged Unit | Heat Pump | 575 | 3 |  |  | No Match | No Match |  |  |  | 64000 | 4776 | 13.4 | 10 | 82000 | 5859 | 4.1 |  | Federally-Regulated Commercial & Industrial Equipment | 05/23/2000 |  | 01/18/2001
Carrier Corp. | Carrier | 50HQ,VQ0273 |  | Water-Source | WBAHP: Heat Pump Packaged Unit | Heat Pump | 208 | 1 |  |  | No Match | No Match |  |  |  | 22000 | 2800 | 7.9 | 7.5 | 30000 | 2800 | 3.1 | 2.5 | Non Federally-Regulated | 08/29/1986 |  | 05/11/1988
Singer | Electro-Hydronics | FC240 7 |  | Water-Source | WBAHP: Heat Pump Packaged Unit | Heat Pump | 265 | 1 |  |  | No Match | No Match |  |  |  | 24000 | 2850 | 8.4 | 7.5 | 28400 | 2900 | 2.9 | 2.5 | Non Federally-Regulated | 09/08/1982 |  | 05/16/1984
Mammoth | Hydrobank II | D027HHS/VHS |  | Water-Source | WBAHP: Heat Pump Packaged Unit | Heat Pump | 208 | 1 |  |  | No Match | No Match |  |  |  | 25000 | 1851 | 13.5 | 10 | 33000 | 2014 | 4.8 |  | Federally-Regulated Commercial & Industrial Equipment | 02/02/1998 |  | 03/31/1998
Climate Control / Snyder General | Electro-Hydronics | LHP15BD |  | Water-Source | WBAHP: Heat Pump Packaged Unit | Heat Pump | 230 | 3 |  |  | No Match | No Match |  |  |  | 178000 | 16950 | 10.5 |  | 227000 | 17600 | 3.8 | 2.5 | Non Federally-Regulated | 06/11/1985 |  | 08/29/1986
Waterfurnace International, Inc. | Waterfurnace International, Inc. | NSV/NSH042G1*4 |  | Water-Source | WBAHP: Heat Pump Packaged Unit | Heat Pump | 230 | 1 |  |  | No Match | Single-Speed |  |  |  | 40800 | 2040 | 20 | 12 | 42800 | 2201 | 5.7 | 4.2 | Federally-Regulated Commercial & Industrial Equipment | 09/03/2012 |  | 04/19/2013
Addison Products | Addison Products | WPH064-3JC/3JBC |  | Ground-Water-Source | WBAHP: Heat Pump Packaged Unit | Heat Pump | 230 | 3 |  |  | No Match | No Match |  |  |  | 63500 | 5080 | 12.5 | 11 | 76000 | 6364 | 3.5 | 3.5 | Non Federally-Regulated | 03/31/1998 |  | 05/10/1998
ClimateMaster Inc. | Trane | WPHB0317 |  | Water-Source | WBAHP: Heat Pump Packaged Unit | Heat Pump | 265 | 1 |  |  | No Match | No Match |  |  |  | 31000 | 2900 | 10.7 | 9 | 39500 | 3060 | 3.8 | 3.2 | Non Federally-Regulated | 02/22/1990 |  | 07/31/1991
Hydro Delta Corp. | Hydro Delta Corp. | 03-060-WTAR-MT(P) |  | Ground-Water-Source | WBAHP: Heat Pump Packaged Unit | Heat Pump | 230 | 1 |  |  | No Match | No Match |  |  |  | 35100 | 1790 | 19.6 | 9 | 25500 | 1867 | 4 |  | Non Federally-Regulated | 11/17/1999 |  | 01/21/2000
Climate Control / Snyder General | Electro-Hydronics | UC260F5 |  | Water-Source | WBAHP: Heat Pump Packaged Unit | Heat Pump | 208 | 1 |  |  | No Match | No Match |  |  |  | 26000 | 2450 | 10.6 | 7.5 | 31600 | 2500 | 3.7 | 2.5 | Non Federally-Regulated | 05/16/1984 |  | 08/29/1986
Enertech Global, LLC | Enertech | TST036A2 | MPD036 | Ground-Water-Source | WBAHP-CB: Heat Pump Split Syst | Heat Pump | 208 | 3 |  |  | No Match | Single-Speed |  |  |  | 41600 | 1865 | 22.3 | 16.2 | 37100 | 2416 | 4.5 | 3.6 | Non Federally-Regulated | 03/02/2012 |  | 12/12/2012
Snyder General Corp. | McQuay | WM075C7 |  | Water-Source | WBAHP-O: Heat Pump Packaged Un | Heat Pump | 265 | 1 |  |  | No Match | No Match |  |  |  | 6900 | 645 | 10.7 | 9 | 9400 | 725 | 3.8 | 3.2 | Non Federally-Regulated | 02/22/1990 |  | 07/31/1991
Florida Heat Pump | Florida Heat Pump | CW009-1 |  | Ground-Water-Source | WBAHP: Heat Pump Packaged Unit | Heat Pump | 230 | 1 |  |  | No Match | No Match |  |  |  | 8500 | 518 | 16.4 | 9 | 5200 | 476 | 3.2 |  | Non Federally-Regulated | 07/22/2002 |  | 03/12/2009
McQuay / Snyder General | Electro-Hydronics | CW260G3 |  | Water-Source | WBAHP: Heat Pump Packaged Unit | Heat Pump | 230 | 1 |  |  | No Match | No Match |  |  |  | 26000 | 2450 | 10.6 | 7.5 | 31600 | 2500 | 3.7 | 2.5 | Non Federally-Regulated | 08/29/1986 |  | 05/11/1988
Waterfurnace International, Inc. | Waterfurnace International, Inc. | SXS036* | SBC036* | Ground-Water-Source | WBAHP-CB: Heat Pump Split Syst | Heat Pump | 208 | 1 |  |  | No Match | No Match |  |  |  | 34500 | 2593 | 13.3 | 9 | 24300 | 2373 | 3 |  | Non Federally-Regulated | 10/06/1999 |  | 05/19/2000
ClimateMaster Inc. | Carrier Corp. | 50YFV/H036 |  | Ground-Source | WBAHP: Heat Pump Packaged Unit | Heat Pump | 230 | 1 |  |  | No Match | Single-Speed |  |  |  | 34500 | 2363 | 14.6 | 13.4 | 27700 | 2319 | 3.5 | 3.1 | Non Federally-Regulated | 05/02/2012 |  | 04/22/2015
McQuay International | McQuay | WCCH/WCCW-030-K |  | Water-Source | WBAHP-CB: Heat Pump Split Syst | Heat Pump | 460 | 3 |  |  | No Match | No Match |  |  |  | 30700 | 2379 | 12.9 | 9 | 39400 | 2960 | 3.9 | 3.5 | Non Federally-Regulated | 11/19/2002 |  | 03/12/2009
Waterfurnace International, Inc. | Waterfurnace International, Inc. | VLV030A0 |  | Water-Source | WBAHP: Heat Pump Packaged Unit | Heat Pump | 230 | 1 |  |  | No Match | No Match |  |  |  | 29500 | 2107 | 14 | 10 | 35200 | 2292 | 4.5 |  | Federally-Regulated Commercial & Industrial Equipment | 02/02/1998 |  | 03/31/1998
Waterfurnace International, Inc. | Waterfurnace International, Inc. | NDV/NDH038G1*4 |  | Ground-Water-Source | WBAHP: Heat Pump Packaged Unit | Heat Pump | 208 | 1 |  |  | No Match | Dual-Speed |  |  |  | 39400 | 1635 | 24.1 | 16.2 | 33600 | 2052 | 4.8 | 3.6 | Non Federally-Regulated | 09/03/2012 |  | 04/19/2013
Waterfurnace International, Inc. | Waterfurnace International, Inc. | SXV058B1 |  | Water-Source | WBAHP: Heat Pump Packaged Unit | Heat Pump | 208 | 1 |  |  | No Match | No Match |  |  |  | 55000 | 4074 | 13.5 | 10 | 69000 | 4493 | 4.5 |  | Federally-Regulated Commercial & Industrial Equipment | 02/02/1998 |  | 03/31/1998
Waterfurnace International, Inc. | Waterfurnace International, Inc. | P057**3(P) |  | Ground-Water-Source | WBAHP: Heat Pump Packaged Unit | Heat Pump | 208 | 3 |  |  | No Match | No Match |  |  |  | 34000 | 1808 | 18.8 | 9 | 26000 | 2116 | 3.6 |  | Non Federally-Regulated | 05/19/2000 |  | 07/18/2002
Florida Heat Pump | Energy Miser | HLTV70-4 |  | Water-Source | WBAH-O: Heating Only Packaged | Heat Pump | 460 | 3 |  |  | No Match | No Match |  |  |  | 0 | 0 | 0 | 9 | 82000 | 6865 | 3.5 |  | Non Federally-Regulated | 03/07/1989 |  | 07/28/1992
ClimateMaster Inc. | Carrier Corp. | 50PSV/PSH009 4 |  | Water-Source | WBAHP: Heat Pump Packaged Unit | Heat Pump | 265 | 1 |  |  | No Match | Single-Speed |  |  |  | 9300 | 608 | 15.3 | 11.2 | 11100 | 678 | 4.8 | 4.2 | Federally-Regulated Commercial & Industrial Equipment | 02/09/2009 |  | 04/29/2015
Addison Products | Addison Products | HWY096-5A |  | Water-Source | WBAHP: Heat Pump Packaged Unit | Heat Pump | 575 | 3 |  |  | No Match | No Match |  |  |  | 98000 | 8166 | 12 | 9 | 125000 | 9156 | 4 | 3.8 | Federally-Regulated Commercial & Industrial Equipment | 11/17/1999 |  | 11/14/2000
Singer | Electro-Hydronics | CC330CP |  | Water-Source | WBAHP: Heat Pump Packaged Unit | Heat Pump | 460 | 3 |  |  | No Match | No Match |  |  |  | 33000 | 3500 | 9.4 | 7.5 | 35400 | 3550 | 2.9 | 2.5 | Non Federally-Regulated | 09/08/1982 |  | 05/16/1984
Mammoth | Mammoth | D020VSBXXX |  | Ground-Water-Source | WBAHP: Heat Pump Packaged Unit | Heat Pump | 208 | 1 |  |  | No Match | No Match |  |  |  | 21800 | 2075 | 10.5 |  | 26400 | 2210 | 3.5 |  | Non Federally-Regulated | 05/11/1988 |  | 03/15/1989
Carrier Corp. | Carrier | 50QXV0423 |  | Water-Source | WBAHP: Heat Pump Packaged Unit | Heat Pump | 208 | 1 |  |  | No Match | No Match |  |  |  | 42000 | 3660 | 11.5 | 9 | 50500 | 3764 | 3.9 | 3.2 | Non Federally-Regulated | 03/15/1989 |  | 09/25/1989
Waterfurnace International, Inc. | American Standard, Inc. | A2GY072***1* |  | Ground-Source | WBAHP: Heat Pump Packaged Unit | Heat Pump | 208 | 1 |  |  | No Match | Dual-Speed | 4160 | 926 |  | 70400 | 4693 | 15 | 13.4 | 50000 | 4070 | 3.6 | 3.1 | Non Federally-Regulated | 08/23/2011 |  | 11/30/2011
Singer | Electro-Hydronics | UC500C3 |  | Water-Source | WBAHP: Heat Pump Packaged Unit | Heat Pump | 230 | 1 |  |  | No Match | No Match |  |  |  | 50000 | 5300 | 9.4 | 7.5 | 60000 | 5700 | 3.1 | 2.5 | Non Federally-Regulated | 01/05/1982 |  | 05/16/1984
Waterfurnace International, Inc. | Waterfurnace International, Inc. | P056D | N-VSB2006A/G+FD03624A | Ground-Water-Source | WBAHP-CB: Heat Pump Split Syst | Heat Pump | 230 | 1 |  |  | No Match | No Match |  |  |  | 54000 | 3776 | 14.3 | 9 | 45600 | 3929 | 3.4 |  | Non Federally-Regulated | 07/22/2002 |  | 03/12/2009
Enviro Master International llc | Enviro Master International | FWH12D******A*B |  | Water-Source | WBAHP-O: Heat Pump Packaged Un | Heat Pump | 208 | 1 |  |  | No Match | No Match |  |  |  | 11300 | 965 | 11.7 | 9.3 | 13900 | 1070 | 3.8 | 3.8 | Non Federally-Regulated | 07/31/1991 |  | 03/31/1998
Addison Products | Addison Products | WRH054-1JC | HRH054-1J/1JB | Water-Source | WBAHP-C: Heat Pump Split Syste | Heat Pump | 208 | 1 |  |  | No Match | No Match |  |  |  | 49000 | 4224 | 11.6 | 9.3 | 66000 | 5090 | 3.8 | 3.8 | Federally-Regulated Commercial & Industrial Equipment | 03/31/1998 |  | 05/10/1998
Waterfurnace International, Inc. | American Standard, Inc. | A1GX048***1**1 |  | Ground-Water-Source | WBAHP: Heat Pump Packaged Unit | Heat Pump | 208 | 1 |  |  | No Match | Single-Speed |  |  |  | 52000 | 2755 | 26.1 | 16.2 | 45100 | 1992 | 4.8 | 3.6 | Non Federally-Regulated | 08/23/2011 |  | 10/24/2014
ClimateMaster Inc. | Climate Master Series | GSS30 | AH14-U23R42W | Ground-Water-Source | WBAHP-CB: Heat Pump Split Syst | Heat Pump | 230 | 1 |  |  | No Match | No Match |  |  |  | 30000 | 2054 | 14.6 | 9 | 22000 | 2014 | 3.2 |  | Non Federally-Regulated | 10/06/1999 |  | 04/10/2000
Johnson Controls | Johnson Controls | VSCS24B1****0 |  | Water-Source | WBAHP: Heat Pump Packaged Unit | Heat Pump | 208 | 1 |  |  | No Match | Single-Speed |  |  |  | 24400 | 1821 | 13.4 | 12 | 30200 | 1924 | 4.6 | 4.2 | Federally-Regulated Commercial & Industrial Equipment | 03/02/2012 |  | 10/24/2014
Mammoth | Hydrobank II | D009HHG/VHG |  | Water-Source | WBAHP: Heat Pump Packaged Unit | Heat Pump | 208 | 1 |  |  | No Match | No Match |  |  |  | 8800 | 846 | 10.4 | 10 | 12000 | 879 | 4 |  | Federally-Regulated Commercial & Industrial Equipment | 02/02/1998 |  | 03/31/1998
Florida Heat Pump | Florida Heat Pump | GT062-1VT/HZ/CF |  | Water-Source | WBAHP-CB: Heat Pump Split Syst | Heat Pump | 230 | 1 |  |  | No Match | No Match |  |  |  | 61500 | 4920 | 12.5 | 9 | 78000 | 6014 | 3.8 | 3.5 | Non Federally-Regulated | 10/05/1999 |  | 04/12/2000
Singer | Electro-Hydronics | FC400 3 |  | Water-Source | WBAHP: Heat Pump Packaged Unit | Heat Pump | 230 | 1 |  |  | No Match | No Match |  |  |  | 40000 | 4350 | 9.2 | 7.5 | 43000 | 4500 | 2.8 | 2.5 | Non Federally-Regulated | 08/30/1983 |  | 05/16/1984
Enertech Global, LLC | Roth Industries, Inc. | RXT072B |  | Ground-Water-Source | WBAHP: Heat Pump Packaged Unit | Heat Pump | 230 | 1 |  |  | No Match | Single-Speed | 2719 | 947 | 1 | 72000 | 3673 | 19.6 | 16.2 | 72200 | 4809 | 4.4 | 3.6 | Non Federally-Regulated | 11/30/2011 |  | 01/09/2014
American Air Filter | Enercon | CW09 |  | Water-Source | WBAHP: Heat Pump Packaged Unit | Heat Pump | 208 | 1 |  |  | No Match | No Match |  |  |  | 8400 | 850 |  | 7.5 | 8800 | 775 | 3.4 | 2.5 | Non Federally-Regulated | 08/29/1986 |  | 05/11/1988
Carrier Corp. | Carrier | 50QXV0243 |  | Water-Source | WBAHP: Heat Pump Packaged Unit | Heat Pump | 230 | 1 |  |  | No Match | No Match |  |  |  | 24000 | 2100 | 11.4 | 9 | 30000 | 2450 | 3.6 | 3.2 | Non Federally-Regulated | 03/15/1989 |  | 02/22/1990
Trane U.S. Inc. | Trane | WPRD0197 |  | Water-Source | WBAHP-O: Heat Pump Packaged Un | Heat Pump | 265 | 1 |  |  | No Match | No Match |  |  |  | 18000 | 1636 | 11 | 10 | 23400 | 1714 | 4 |  | Federally-Regulated Commercial & Industrial Equipment | 10/05/1999 |  | 04/12/2000
McQuay / Snyder General | Electro-Hydronics | UW350FK |  | Water-Source | WBAHP: Heat Pump Packaged Unit | Heat Pump | 208 | 3 |  |  | No Match | No Match |  |  |  | 35600 | 3360 | 10.6 | 7.5 | 43000 | 3500 | 3.6 | 2.5 | Non Federally-Regulated | 08/29/1986 |  | 05/11/1988
Waterfurnace International, Inc. | Waterfurnace International, Inc. | SXV042C0 |  | Water-Source | WBAHP: Heat Pump Packaged Unit | Heat Pump | 230 | 1 |  |  | No Match | No Match |  |  |  | 42000 | 3000 | 14 | 10 | 54500 | 3131 | 5.1 |  | Federally-Regulated Commercial & Industrial Equipment | 12/14/1998 |  | 10/05/1999
Snyder General Corp. | McQuay | FCW060A*T |  | Water-Source | WBAHP: Heat Pump Packaged Unit | Heat Pump | 460 | 3 |  |  | No Match | No Match |  |  |  | 61500 | 5802 | 10.6 | 9 | 78000 | 6180 | 3.7 | 3.2 | Non Federally-Regulated | 02/22/1990 |  | 07/31/1991
Florida Heat Pump | Florida Heat Pump | ES018-2CS | ES018-2AH/AV | Water-Source | WBAHP-CB: Heat Pump Split Syst | Heat Pump | 265 | 1 |  |  | No Match | Single-Speed |  |  |  | 19000 | 1210 | 15.7 | 12 | 22500 | 1293 | 5.1 | 4.2 | Federally-Regulated Commercial & Industrial Equipment | 11/30/2011 |  | 04/20/2015
ClimateMaster Inc. | Heat Controller | HTS060A | HAGV60 | Ground-Source | WBAHP-CB: Heat Pump Split Syst | Heat Pump | 230 | 1 |  |  | No Match | Single-Speed |  |  |  | 61700 | 3856 | 16 | 13.4 | 46500 | 3788 | 3.6 | 3.1 | Non Federally-Regulated | 09/15/2009 |  | 08/23/2011
Command-Aire | Command-Aire | SWPHXR353E |  | Water-Source | WBAHP: Heat Pump Packaged Unit | Heat Pump | 208 | 3 |  |  | No Match | No Match |  |  |  | 36000 | 3270 | 11 | 9 | 49000 | 3500 | 4 | 3.2 | Federally-Regulated Commercial & Industrial Equipment | 01/23/1988 |  | 05/11/1988
Waterfurnace International, Inc. | Waterfurnace International, Inc. | SXH058B3 |  | Ground-Source | WBAHP: Heat Pump Packaged Unit | Heat Pump | 230 | 3 |  |  | No Match | No Match |  |  |  | 56500 | 4216 | 13.4 |  | 45500 | 4301 | 3.1 |  | Non Federally-Regulated | 03/31/1998 |  | 05/10/1998
Mammoth | Hydrobank II | G036VHK |  | Water-Source | WBAHP: Heat Pump Packaged Unit | Heat Pump | 460 | 3 |  |  | No Match | No Match |  |  |  | 35000 | 3365 | 10.4 | 10 | 46000 | 3455 | 3.9 |  | Federally-Regulated Commercial & Industrial Equipment | 06/27/2003 |  | 03/12/2009
Waterfurnace International, Inc. | Geotility Geothermal Installations | ZS036**3*1 |  | Water-Source | WBAHP: Heat Pump Packaged Unit | Heat Pump | 208 | 3 |  |  | No Match | Single-Speed |  |  |  | 33300 | 2220 | 15 | 12 | 40600 | 2479 | 4.8 | 4.2 | Federally-Regulated Commercial & Industrial Equipment | 01/24/2011 |  | 04/19/2013
Singer | Electro-Hydronics | FV330B88 |  | Water-Source | WBAHP: Heat Pump Packaged Unit | Heat Pump | 460 | 3 |  |  | No Match | No Match |  |  |  | 33000 | 3500 | 9.4 | 7.5 | 35500 | 3550 | 2.9 | 2.5 | Non Federally-Regulated | 01/05/1982 |  | 09/08/1982
Waterfurnace International, Inc. | Johnson Controls | RKV/RKH018**0*1 |  | Ground-Source | WBAHP: Heat Pump Packaged Unit | Heat Pump | 208 | 1 |  |  | No Match | Single-Speed |  |  |  | 18500 | 1028 | 18 | 13.4 | 14700 | 1134 | 3.8 | 3.1 | Non Federally-Regulated | 09/03/2012 |  | 04/21/2014
ClimateMaster Inc. | Carrier | 50HQA/HQD/VQA/VQD042 3 |  | Water-Source | WBAHP: Heat Pump Packaged Unit | Heat Pump | 230 | 1 |  |  | No Match | No Match |  |  |  | 41500 | 3705 | 11.2 | 10 | 52500 | 3846 | 4 |  | Federally-Regulated Commercial & Industrial Equipment | 02/02/1998 |  | 03/31/1998
ClimateMaster Inc. | Climate Master Series | 814-096-H******** |  | Water-Source | WBAHP: Heat Pump Packaged Unit | Heat Pump | 208 | 3 |  |  | No Match | No Match |  |  |  | 97000 | 8820 | 11 | 10.5 | 114000 | 8790 | 3.8 | 3.8 | Non Federally-Regulated | 07/31/1991 |  | 03/31/1998
Waterfurnace International, Inc. | Waterfurnace International, Inc. | SXH016A1 |  | Ground-Water-Source | WBAHP: Heat Pump Packaged Unit | Heat Pump | 208 | 1 |  |  | No Match | No Match |  |  |  | 16700 | 1210 | 13.8 | 9 | 12800 | 1136 | 3.3 |  | Non Federally-Regulated | 01/30/1998 |  | 08/21/1998
Addison Products | Heat Controller | HWY012-1A |  | Water-Source | WBAHP: Heat Pump Packaged Unit | Heat Pump | 230 | 1 |  |  | No Match | No Match |  |  |  | 11500 | 1116 | 10.3 | 10 | 17100 | 1222 | 4.1 |  | Federally-Regulated Commercial & Industrial Equipment | 11/17/1999 |  | 04/12/2000
Florida Heat Pump | Florida Heat Pump | GT062-3VT/HZ/CF |  | Ground-Water-Source | WBAHP: Heat Pump Packaged Unit | Heat Pump | 208 | 3 |  |  | No Match | No Match |  |  |  | 60500 | 4653 | 13 | 9 | 50000 | 4884 | 3 |  | Non Federally-Regulated | 12/14/1998 |  | 04/10/2000
Waterfurnace International, Inc. | Waterfurnace International, Inc. | SXH016C1 |  | Ground-Source | WBAHP: Heat Pump Packaged Unit | Heat Pump | 230 | 1 |  |  | No Match | No Match |  |  |  | 16700 | 1210 | 13.8 |  | 12800 | 1136 | 3.3 |  | Non Federally-Regulated | 03/31/1998 |  | 05/10/1998
Friedrich Climate Master | Climate Master Series | 804-060-G******** |  | Water-Source | WBAHP: Heat Pump Packaged Unit | Heat Pump | 208 | 3 |  |  | No Match | No Match |  |  |  | 62000 | 6100 | 10.2 | 7.5 | 68000 | 5600 | 3.6 | 2.5 | Non Federally-Regulated | 08/29/1986 |  | 05/11/1988
Waterfurnace International, Inc. | Rybacki - Hart Enterprises | ZS042**3*1 |  | Water-Source | WBAHP: Heat Pump Packaged Unit | Heat Pump | 208 | 3 |  |  | No Match | Single-Speed |  |  |  | 40800 | 2615 | 15.6 | 12 | 45400 | 2661 | 5 | 4.2 | Federally-Regulated Commercial & Industrial Equipment | 01/24/2011 |  | 04/19/2013
Mammoth | Hydrobank II | G045HLG |  | Ground-Water-Source | WBAHP: Heat Pump Packaged Unit | Heat Pump | 460 | 3 |  |  | No Match | No Match |  |  |  | 44500 | 3320 | 13.4 | 9 | 34500 | 3369 | 3 |  | Non Federally-Regulated | 05/23/2000 |  | 01/18/2001
Addison Products | Comfort-Aire | RUWP-2033 |  | Water-Source | WBAHP: Heat Pump Packaged Unit | Heat Pump | 208 | 3 |  |  | No Match | No Match |  |  |  | 244000 | 27300 | 8.9 |  | 307000 | 25300 | 3.6 | 3.8 | Non Federally-Regulated | 07/31/1991 |  | 03/31/1998
Waterfurnace International, Inc. | Geotility Geothermal Installations | USV/USH060**3*4 |  | Water-Source | WBAHP: Heat Pump Packaged Unit | Heat Pump | 230 | 3 |  |  | No Match | Single-Speed |  |  |  | 58400 | 3817 | 15.3 | 12 | 72500 | 4521 | 4.7 | 4.2 | Federally-Regulated Commercial & Industrial Equipment | 06/14/2011 |  | 03/02/2012
ClimateMaster Inc. | Climate Master Series | GSV/GSH036AG |  | Water-Source | WBAHP-CB: Heat Pump Split Syst | Heat Pump | 230 | 1 |  |  | No Match | No Match |  |  |  | 35500 | 2218 | 16 | 9 | 40500 | 2759 | 4.3 | 3.5 | Non Federally-Regulated | 05/23/2001 |  | 07/18/2002
McQuay / Snyder General | Electro-Hydronics | CW260G5 |  | Water-Source | WBAHP: Heat Pump Packaged Unit | Heat Pump | 208 | 1 |  |  | No Match | No Match |  |  |  | 26000 | 2450 | 10.6 | 7.5 | 31600 | 2500 | 3.7 | 2.5 | Non Federally-Regulated | 08/29/1986 |  | 05/11/1988
Singer | Electro-Hydronics | QW220D6 |  | Water-Source | WBAHP: Heat Pump Packaged Unit | Heat Pump | 208 | 1 |  |  | No Match | No Match |  |  |  | 18000 | 2175 | 8.3 | 7.5 | 21000 | 2400 | 2.6 | 2.5 | Non Federally-Regulated | 09/08/1982 |  | 05/16/1984
Heat Controller | Heat Controller | DWPG060-1B-XL* |  | Water-Source | WBAHP-CB: Heat Pump Split Syst | Heat Pump | 208 | 1 |  |  | No Match | No Match |  |  |  | 59000 | 4538 | 13 | 9 | 66000 | 4959 | 3.9 | 3.5 | Non Federally-Regulated | 02/02/1998 |  | 10/02/1998
Waterfurnace International, Inc. | Waterfurnace International, Inc. | SXH013C0 |  | Water-Source | WBAHP: Heat Pump Packaged Unit | Heat Pump | 208 | 1 |  |  | No Match | No Match |  |  |  | 12700 | 858 | 14.8 | 10 | 15100 | 921 | 4.8 |  | Federally-Regulated Commercial & Industrial Equipment | 02/02/1998 |  | 03/31/1998
Florida Heat Pump | Geomaster, LLC | EC042-1CF/HZ/VT |  | Water-Source | WBAHP: Heat Pump Packaged Unit | Heat Pump | 208 | 1 |  |  | No Match | Single-Speed |  |  |  | 42000 | 3231 | 13 | 12 | 53000 | 3697 | 4.2 | 4.2 | Federally-Regulated Commercial & Industrial Equipment | 04/30/2009 |  | 04/20/2015
American Air Filter | Enercon | BCW 15 |  | Water-Source | WBAHP: Heat Pump Packaged Unit | Heat Pump | 208 | 1 |  |  | No Match | No Match |  |  |  | 14300 | 1450 | 9.9 | 7.5 | 17300 | 1500 | 3.4 | 2.5 | Non Federally-Regulated | 08/30/1983 |  | 05/16/1984
Waterfurnace International, Inc. | Johnson Controls | RJTV/RJTH049**0 |  | Water-Source | WBAHP: Heat Pump Packaged Unit | Heat Pump | 208 | 1 |  |  | No Match | Dual-Speed |  |  |  | 48300 | 3057 | 15.8 | 12 | 57400 | 3299 | 5.1 | 4.2 | Federally-Regulated Commercial & Industrial Equipment | 01/24/2011 |  | 10/24/2014
Friedrich Air Conditioning Co. | Climate Master Series | 805-048-G******** |  | Water-Source | WBAHP: Heat Pump Packaged Unit | Heat Pump | 208 | 1 |  |  | No Match | No Match |  |  |  | 45000 | 5000 | 9 | 7.5 | 56000 | 4560 | 3.6 | 2.5 | Non Federally-Regulated | 08/30/1983 |  | 08/29/1986
Mammoth | Mammoth | D018VLA |  | Ground-Source | WBAHP: Heat Pump Packaged Unit | Heat Pump | 208 | 1 |  |  | No Match | Single-Speed |  |  |  | 22200 | 1138 | 19.5 | 13.4 | 12400 | 1101 | 3.3 | 3.1 | Non Federally-Regulated | 05/02/2012 |  | 01/09/2014
Waterfurnace International, Inc. | Waterfurnace International, Inc. | NSZ022A0 | NRAC026* | Ground-Source | WBAHP-CB: Heat Pump Split Syst | Heat Pump | 230 | 1 |  |  | No Match | Single-Speed |  |  |  | 21800 | 1118 | 19.5 | 13.4 | 14000 | 1109 | 3.7 | 3.1 | Non Federally-Regulated | 01/24/2011 |  | 10/24/2014
Geoflex Systems, Inc. | Geoflex Systems, Inc. | GF1S-V/H/D/M-048WADBP |  | Water-Source | WBAHP: Heat Pump Packaged Unit | Both Heat Pump and Electric Re | 460 | 3 |  |  | No Match | Single-Speed |  |  |  | 47300 | 3071 | 15.4 | 12 | 58400 | 3423 | 5 | 4.2 | Federally-Regulated Commercial & Industrial Equipment | 03/02/2012 |  | 01/09/2014
ClimateMaster Inc. | Climate Master Series | V113-32********** |  | Water-Source | WBAHP: Heat Pump Packaged Unit | Heat Pump | 208 | 3 |  |  | No Match | No Match |  |  |  | 113000 | 10660 | 10.6 | 10.5 | 130000 | 10300 | 3.7 | 3.8 | Non Federally-Regulated | 07/31/1991 |  | 03/31/1998
ClimateMaster Inc. | Carrier Corp. | 50YEH/V/D060K***3 |  | Water-Source | WBAHP: Heat Pump Packaged Unit | Heat Pump | 230 | 1 |  |  | No Match | Single-Speed |  |  |  | 63200 | 3674 | 17.2 | 12 | 73200 | 3973 | 5.4 | 4.2 | Federally-Regulated Commercial & Industrial Equipment | 10/24/2014 |  | 04/22/2015
Climate Control / Snyder General | Electro-Hydronics | FC500G3 |  | Water-Source | WBAHP: Heat Pump Packaged Unit | Heat Pump | 230 | 1 |  |  | No Match | No Match |  |  |  | 50000 | 4850 | 10.3 | 7.5 | 65000 | 4900 | 3.9 | 2.5 | Non Federally-Regulated | 05/16/1984 |  | 08/29/1986
Geoflex Systems, Inc. | Geoflex Systems, Inc. | GF1S-V/H/D/M-030WAABP |  | Water-Source | WBAHP: Heat Pump Packaged Unit | Both Heat Pump and Electric Re | 230 | 1 |  |  | No Match | Single-Speed |  |  |  | 26900 | 1601 | 16.8 | 12 | 32200 | 1781 | 5.3 | 4.2 | Federally-Regulated Commercial & Industrial Equipment | 03/02/2012 |  | 01/09/2014
Snyder General Corp. | McQuay | CW750FK |  | Water-Source | WBAHP: Heat Pump Packaged Unit | Heat Pump | 208 | 3 |  |  | No Match | No Match |  |  |  | 74000 | 7000 | 10.6 | 9.2 | 92000 | 7500 | 3.6 | 2.5 | Non Federally-Regulated | 02/22/1990 |  | 07/31/1991
Waterfurnace International, Inc. | Johnson Controls | RKV/RKH036**0*0 |  | Ground-Source | WBAHP: Heat Pump Packaged Unit | Heat Pump | 230 | 1 |  |  | No Match | Single-Speed |  |  |  | 34600 | 1765 | 19.6 | 13.4 | 24100 | 1766 | 4 | 3.1 | Non Federally-Regulated | 09/03/2012 |  | 01/09/2014
Trane U.S. Inc. | Command-Aire | GSHC0481A |  | Water-Source | WBAHP-CB: Heat Pump Split Syst | Heat Pump | 208 | 1 |  |  | No Match | No Match |  |  |  | 48000 | 3582 | 13.4 | 9 | 53500 | 4236 | 3.7 | 3.5 | Non Federally-Regulated | 10/05/1999 |  | 04/12/2000
Waterfurnace International, Inc. | Waterfurnace International, Inc. | SXH024A1 |  | Ground-Water-Source | WBAHP: Heat Pump Packaged Unit | Heat Pump | 230 | 1 |  |  | No Match | No Match |  |  |  | 27000 | 1741 | 15.5 | 9 | 18000 | 1551 | 3.4 |  | Non Federally-Regulated | 01/30/1998 |  | 03/31/1998
Addison Products | Addison Products | HGY048-1A |  | Ground-Water-Source | WBAHP: Heat Pump Packaged Unit | Heat Pump | 230 | 1 |  |  | No Match | No Match |  |  |  | 53900 | 4052 | 13.3 | 9 | 36800 | 3478 | 3.1 |  | Non Federally-Regulated | 11/14/2000 |  | 07/18/2002
Waterfurnace International, Inc. | Waterfurnace International, Inc. | SXV013C2 |  | Water-Source | WBAHP: Heat Pump Packaged Unit | Heat Pump | 265 | 1 |  |  | No Match | No Match |  |  |  | 12700 | 858 | 14.8 | 10 | 15100 | 921 | 4.8 |  | Federally-Regulated Commercial & Industrial Equipment | 02/02/1998 |  | 03/31/1998
Addison Products | Addison Products | WSH042-3AR |  | Water-Source | WBAHP: Heat Pump Packaged Unit | Heat Pump | 230 | 3 |  |  | No Match | No Match |  |  |  | 42000 | 3500 | 12 | 9.3 | 52500 | 3846 | 4 | 3.8 | Federally-Regulated Commercial & Industrial Equipment | 03/31/1998 |  | 05/10/1998
American Air Filter | Enercon | EHW-49 |  | Water-Source | WBAHP: Heat Pump Packaged Unit | Heat Pump | 200 | 3 |  |  | No Match | No Match |  |  |  | 49000 | 4336 | 11.3 | 9 | 62000 | 5188 | 3.5 | 3.2 | Non Federally-Regulated | 02/22/1990 |  | 07/31/1991
Heat Controller | Heat Controller | VWPG024-1B-XL* |  | Ground-Water-Source | WBAHP: Heat Pump Packaged Unit | Heat Pump | 208 | 1 |  |  | No Match | No Match |  |  |  | 21800 | 1639 | 13.3 | 11 | 24200 | 1729 | 4.1 | 3.5 | Non Federally-Regulated | 03/31/1998 |  | 05/10/1998
Waterfurnace International, Inc. | Waterfurnace International, Inc. | NSV/NSH022F1*0 |  | Water-Source | WBAHP: Heat Pump Packaged Unit | Heat Pump | 208 | 1 |  |  | No Match | Single-Speed |  |  |  | 21000 | 1200 | 17.5 | 12 | 22600 | 1183 | 5.6 | 4.2 | Federally-Regulated Commercial & Industrial Equipment | 05/02/2012 |  | 04/19/2013
Addison Products | Heat Controller | HWY030-3A |  | Water-Source | WBAHP: Heat Pump Packaged Unit | Heat Pump | 230 | 3 |  |  | No Match | No Match |  |  |  | 32000 | 2539 | 12.6 | 10 | 43000 | 2863 | 4.4 |  | Federally-Regulated Commercial & Industrial Equipment | 11/17/1999 |  | 04/12/2000
Hydro Delta Corp. | Hydro Delta Corp. | 03-046-WTARW-HE |  | Ground-Water-Source | WBAHP: Heat Pump Packaged Unit | Heat Pump | 230 | 1 |  |  | No Match | No Match |  |  |  | 43000 | 3282 | 13.1 | 9 | 35000 | 3204 | 3.2 |  | Non Federally-Regulated | 10/06/1999 |  | 04/10/2000
Waterfurnace International, Inc. | Eagle Mountain | YS060**1*4 |  | Water-Source | WBAHP: Heat Pump Packaged Unit | Heat Pump | 230 | 1 |  |  | No Match | Single-Speed |  |  |  | 58400 | 3817 | 15.3 | 12 | 72500 | 4521 | 4.7 | 4.2 | Federally-Regulated Commercial & Industrial Equipment | 01/24/2011 |  | 03/02/2012
Addison Products | Addison Products | VWPG020-1B-XL* |  | Ground-Water-Source | WBAHP: Heat Pump Packaged Unit | Heat Pump | 208 | 1 |  |  | No Match | No Match |  |  |  | 19000 | 5757 | 3.3 | 9 | 13400 | 1189 | 3.3 |  | Non Federally-Regulated | 05/15/1998 |  | 07/29/1998
Solar Oriented Environmental Systems | S.O.E.S.I. | PSD-250 |  | Water-Source | WBAHP: Heat Pump Packaged Unit | Heat Pump | 230 | 1 |  |  | No Match | No Match |  |  |  | 30000 | 2185 | 13.7 | 7.5 | 33000 | 2140 | 4.5 | 2.5 | Non Federally-Regulated | 05/16/1984 |  | 05/11/1988
Florida Heat Pump | Florida Heat Pump | CE025-1CS | CE025-1AH/AV | Water-Source | WBAHP-CB: Heat Pump Split Syst | Heat Pump | 230 | 1 |  |  | No Match | Dual-Speed |  |  |  | 25000 | 1592 | 15.7 | 12 | 29400 | 1758 | 4.9 | 4.2 | Federally-Regulated Commercial & Industrial Equipment | 06/14/2011 |  | 05/01/2015
Waterfurnace International, Inc. | Waterfurnace International, Inc. | SXV036A0 |  | Ground-Water-Source | WBAHP: Heat Pump Packaged Unit | Heat Pump | 208 | 1 |  |  | No Match | No Match |  |  |  | 36400 | 2676 | 13.6 | 9 | 26000 | 2381 | 3.2 |  | Non Federally-Regulated | 01/30/1998 |  | 08/21/1998
Waterfurnace International, Inc. | Geotility Geothermal Installations | ZS015**2*1 |  | Ground-Source | WBAHP: Heat Pump Packaged Unit | Heat Pump | 265 | 1 |  |  | No Match | Single-Speed |  |  |  | 14700 | 840 | 17.5 | 13.4 | 11500 | 911 | 3.7 | 3.1 | Non Federally-Regulated | 01/24/2011 |  | 04/19/2013
Florida Heat Pump | Geomaster, LLC | EC060-4CS | EC060-4AH/AV | Ground-Water-Source | WBAHP-CB: Heat Pump Split Syst | Heat Pump | 460 | 3 |  |  | No Match | Single-Speed | 3919 | 730 | 1 | 65700 | 3670 | 17.9 | 16.2 | 60300 | 3670 | 3.8 | 3.6 | Non Federally-Regulated | 04/30/2009 |  | 04/20/2015
McQuay / Snyder General | Electro-Hydronics | CW610FK |  | Water-Source | WBAHP: Heat Pump Packaged Unit | Heat Pump | 208 | 3 |  |  | No Match | No Match |  |  |  | 61500 | 5850 | 10.5 | 7.5 | 77000 | 5785 | 3.9 | 2.5 | Non Federally-Regulated | 08/29/1986 |  | 05/11/1988
Carrier Corp. | Carrier | 50HQ,VQ0335 |  | Water-Source | WBAHP: Heat Pump Packaged Unit | Heat Pump | 230 | 3 |  |  | No Match | No Match |  |  |  | 33000 | 3837 | 8.6 | 7.5 | 40000 | 4350 | 2.7 | 2.5 | Non Federally-Regulated | 08/30/1983 |  | 05/11/1988
Command-Aire | Command-Aire | SPRD0261 |  | Water-Source | WBAHP-O: Heat Pump Packaged Un | Heat Pump | 265 | 1 |  |  | No Match | No Match |  |  |  | 24000 | 1967 | 12.2 | 10 | 28000 | 2159 | 3.8 |  | Federally-Regulated Commercial & Industrial Equipment | 12/14/1998 |  | 03/12/2009
ClimateMaster Inc. | Carrier Corp. | 50YFV/H048 |  | Water-Source | WBAHP: Heat Pump Packaged Unit | Heat Pump | 208 | 1 |  |  | No Match | Single-Speed |  |  |  | 45700 | 3385 | 13.5 | 12 | 53600 | 3273 | 4.8 | 4.2 | Federally-Regulated Commercial & Industrial Equipment | 05/02/2012 |  | 04/22/2015
Trane U.S. Inc. | Trane | GETE012 |  | Water-Source | WBAHP-O: Heat Pump Packaged Un | Heat Pump | 208 | 1 |  |  | No Match | Single-Speed |  |  |  | 11900 | 881 | 13.5 | 11.2 | 14100 | 899 | 4.6 | 4.2 | Federally-Regulated Commercial & Industrial Equipment | 11/25/2009 |  | 01/09/2014
ClimateMaster Inc. | Climate Master Series | 81630E |  | Water-Source | WBAHP-O: Heat Pump Packaged Un | Heat Pump | 265 | 1 |  |  | No Match | No Match |  |  |  | 28500 | 2111 | 13.5 | 10 | 36000 | 2636 | 4 |  | Federally-Regulated Commercial & Industrial Equipment | 04/12/2000 |  | 03/12/2009
Econar | Econar | GV232 |  | Water-Source | WBAHP-CB: Heat Pump Split Syst | Heat Pump | 208 | 1 |  |  | No Match | No Match |  |  |  | 26200 | 1858 | 14.1 | 9 | 26400 | 2036 | 3.8 | 3.5 | Non Federally-Regulated | 12/14/1998 |  | 04/12/2000
Jacobsen Energy Ind., Inc. | Jacobsen Energy Ind., Inc. | 36***1**** |  | Water-Source | WBAHP: Heat Pump Packaged Unit | Heat Pump | 208 | 1 |  |  | No Match | No Match |  |  |  | 36500 | 3100 | 11.8 | 9 | 43800 | 3425 | 3.7 | 3.2 | Non Federally-Regulated | 05/11/1988 |  | 03/15/1989
Waterfurnace International, Inc. | Waterfurnace International, Inc. | NTV024B1 |  | Ground-Water-Source | WBAHP: Heat Pump Packaged Unit | Heat Pump | 230 | 1 |  |  | No Match | No Match |  |  |  | 22600 | 1527 | 14.8 | 9 | 26000 | 2721 | 2.8 |  | Non Federally-Regulated | 12/14/1998 |  | 10/06/1999
Snyder General Corp. | McQuay | FCV030A*G |  | Water-Source | WBAHP: Heat Pump Packaged Unit | Heat Pump | 208 | 1 |  |  | No Match | No Match |  |  |  | 30000 | 2778 | 10.8 | 9 | 37000 | 2854 | 3.8 | 3.2 | Non Federally-Regulated | 02/22/1990 |  | 07/31/1991
ClimateMaster Inc. | Trane | WPHC0422 |  | Water-Source | WBAHP: Heat Pump Packaged Unit | Heat Pump | 208 | 1 |  |  | No Match | No Match |  |  |  | 41496 | 3642 | 11.4 | 9 | 53815 | 4579 | 4.1 | 3.2 | Non Federally-Regulated | 02/22/1990 |  | 07/31/1991
Florida Heat Pump | Energy Miser | EMV 104A-1 |  | Water-Source | WBAHP: Heat Pump Packaged Unit | Heat Pump | 208 | 1 |  |  | No Match | No Match |  |  |  | 102000 | 10410 | 9.8 | 9.2 | 124000 | 12110 | 3 | 2.5 | Non Federally-Regulated | 05/16/1984 |  | 06/11/1985
Florida Heat Pump | Florida Heat Pump | GO072-1HZ/VT(P) |  | Ground-Water-Source | WBAHP: Heat Pump Packaged Unit | Heat Pump | 230 | 1 |  |  | No Match | No Match |  |  |  | 41000 | 2277 | 18 | 9 | 21000 | 2050 | 3 |  | Non Federally-Regulated | 07/22/2002 |  | 03/12/2009
Waterfurnace International, Inc. | Waterfurnace International, Inc. | SXH013*0 |  | Water-Source | WBAHP: Heat Pump Packaged Unit | Heat Pump | 208 | 1 |  |  | No Match | No Match |  |  |  | 12700 | 858 | 14.8 | 10 | 15100 | 921 | 4.8 |  | Federally-Regulated Commercial & Industrial Equipment | 10/05/1999 |  | 05/19/2000
McQuay / Snyder General | Electro-Hydronics | FC260GD |  | Water-Source | WBAHP: Heat Pump Packaged Unit | Heat Pump | 230 | 3 |  |  | No Match | No Match |  |  |  | 26000 | 2450 | 10.6 | 7.5 | 31600 | 2500 | 3.7 | 2.5 | Non Federally-Regulated | 08/29/1986 |  | 05/11/1988
McQuay International | McQuay | CCW042E-F |  | Water-Source | WBAHP: Heat Pump Packaged Unit | Heat Pump | 208 | 3 |  |  | No Match | No Match |  |  |  | 39000 | 3000 | 13 | 10 | 47000 | 2930 | 4.7 |  | Federally-Regulated Commercial & Industrial Equipment | 02/02/1998 |  | 03/31/1998
Waterfurnace International, Inc. | Waterfurnace International, Inc. | ATH022D0 |  | Water-Source | WBAHP-CB: Heat Pump Split Syst | Heat Pump | 230 | 1 |  |  | No Match | No Match |  |  |  | 23600 | 1493 | 15.8 | 9 | 23800 | 1516 | 4.6 | 3.5 | Non Federally-Regulated | 02/02/1998 |  | 10/02/1998
ClimateMaster Inc. | Carrier Corp. | 50PRH/V018 3 |  | Ground-Source | WBAHP: Heat Pump Packaged Unit | Heat Pump | 208 | 1 |  |  | No Match | Single-Speed |  |  |  | 18400 | 1129 | 16.3 | 13.4 | 13900 | 1198 | 3.4 | 3.1 | Non Federally-Regulated | 01/24/2011 |  | 08/23/2011
McQuay / Snyder General | Electro-Hydronics | CW200G3 |  | Water-Source | WBAHP: Heat Pump Packaged Unit | Heat Pump | 230 | 1 |  |  | No Match | No Match |  |  |  | 20000 | 1880 |  | 7.5 | 25600 | 1920 | 3.9 | 2.5 | Non Federally-Regulated | 08/29/1986 |  | 05/11/1988
Waterfurnace International, Inc. | Waterfurnace International, Inc. | SXH024C1 |  | Ground-Water-Source | WBAHP: Heat Pump Packaged Unit | Heat Pump | 230 | 1 |  |  | No Match | No Match |  |  |  | 27000 | 1741 | 15.5 | 9 | 18000 | 1551 | 3.4 |  | Non Federally-Regulated | 12/14/1998 |  | 10/06/1999
American Air Filter | Enercon | BCW09 |  | Water-Source | WBAHP: Heat Pump Packaged Unit | Heat Pump | 277 | 1 |  |  | No Match | No Match |  |  |  | 6600 | 850 | 10.1 | 7.5 | 9000 | 775 | 3.4 | 2.5 | Non Federally-Regulated | 09/08/1982 |  | 08/30/1983
Climate Control / Snyder General | Electro-Hydronics | VF260FD |  | Water-Source | WBAHP: Heat Pump Packaged Unit | Heat Pump | 230 | 3 |  |  | No Match | No Match |  |  |  | 25000 | 2450 | 10.2 | 7.5 | 31600 | 2500 | 3.7 | 2.5 | Non Federally-Regulated | 05/16/1984 |  | 08/29/1986
Addison Products | Heat Controller | DWPG042-1B-XL |  | Ground-Water-Source | WBAHP: Heat Pump Packaged Unit | Heat Pump | 208 | 1 |  |  | No Match | No Match |  |  |  | 41500 | 2804 | 14.8 | 9 | 30000 | 2746 | 3.2 |  | Non Federally-Regulated | 10/06/1999 |  | 04/10/2000
Mammoth | Mammoth | G104VSCXXX |  | Water-Source | WBAHP: Heat Pump Packaged Unit | Heat Pump | 460 | 3 |  |  | No Match | No Match |  |  |  | 105000 | 9440 | 11.1 | 9.2 | 124000 | 9840 | 3.7 |  | Non Federally-Regulated | 05/11/1988 |  | 03/15/1989
Command-Aire | Command-Aire | SWPH1044* |  | Water-Source | WBAHP: Heat Pump Packaged Unit | Heat Pump | 460 | 3 |  |  | No Match | No Match |  |  |  | 124000 | 10690 | 11.6 | 9.2 | 156000 | 10880 | 4.2 | 2.5 | Non Federally-Regulated | 08/29/1986 |  | 01/23/1988
Waterfurnace International, Inc. | Waterfurnace International, Inc. | SXH048C3 |  | Ground-Water-Source | WBAHP: Heat Pump Packaged Unit | Heat Pump | 230 | 3 |  |  | No Match | No Match |  |  |  | 52000 | 4000 | 13 | 11 | 55500 | 4066 | 4 | 3.5 | Non Federally-Regulated | 03/31/1998 |  | 05/10/1998
Waterfurnace International, Inc. | Trane Unitary Products Group | T1GX022***1**0 |  | Ground-Water-Source | WBAHP: Heat Pump Packaged Unit | Heat Pump | 230 | 1 |  |  | No Match | Single-Speed |  |  |  | 23000 | 1161 | 28 | 16.2 | 19800 | 821 | 5 | 3.6 | Non Federally-Regulated | 08/23/2011 |  | 10/24/2014
Command-Aire | Command-Aire | SWP-1044 |  | Water-Source | WBAHP: Heat Pump Packaged Unit | Heat Pump | 460 | 3 |  |  | No Match | No Match |  |  |  | 115000 | 11900 | 9.7 | 9.2 | 156000 | 12100 | 3.8 | 2.5 | Non Federally-Regulated | 02/22/1990 |  | 07/31/1991
Waterfurnace International, Inc. | Rybacki - Hart Enterprises | ZS070**0*4 |  | Water-Source | WBAHP: Heat Pump Packaged Unit | Heat Pump | 208 | 1 |  |  | No Match | Single-Speed |  |  |  | 63000 | 4406 | 14.3 | 12 | 79000 | 4926 | 4.7 | 4.2 | Federally-Regulated Commercial & Industrial Equipment | 03/02/2012 |  | 04/19/2013
Climate Control / Snyder General | Electro-Hydronics | FW350GP |  | Water-Source | WBAHP: Heat Pump Packaged Unit | Heat Pump | 460 | 3 |  |  | No Match | No Match |  |  |  | 35600 | 3360 | 10.6 | 7.5 | 43000 | 3500 | 3.6 | 2.5 | Non Federally-Regulated | 06/11/1985 |  | 08/29/1986
Florida Heat Pump | Florida Heat Pump | GT036-2CF/HZ/VT |  | Water-Source | WBAHP-CB: Heat Pump Split Syst | Heat Pump | 265 | 1 |  |  | No Match | No Match |  |  |  | 36000 | 2589 | 13.9 | 9 | 39000 | 3007 | 3.8 | 3.5 | Non Federally-Regulated | 04/12/2000 |  | 05/23/2001
Mammoth | Hydrobank II | F036HHJ |  | Water-Source | WBAHP: Heat Pump Packaged Unit | Heat Pump | 208 | 3 |  |  | No Match | No Match |  |  |  | 35000 | 3240 | 10.8 | 10 | 46500 | 3493 | 3.9 |  | Federally-Regulated Commercial & Industrial Equipment | 11/14/2000 |  | 01/18/2001
Waterfurnace International, Inc. | Waterfurnace International, Inc. | SXH019B0 |  | Water-Source | WBAHP: Heat Pump Packaged Unit | Heat Pump | 208 | 1 |  |  | No Match | No Match |  |  |  | 18600 | 1338 | 13.9 | 10 | 24200 | 1447 | 4.9 |  | Federally-Regulated Commercial & Industrial Equipment | 08/21/1998 |  | 10/02/1998
Florida Heat Pump | Florida Heat Pump | EP007-1HZ/VT |  | Water-Source | WBAHP: Heat Pump Packaged Unit | Heat Pump | 208 | 1 |  |  | No Match | Single-Speed |  |  |  | 6800 | 433 | 15.7 | 11.2 | 8800 | 452 | 5.7 | 4.2 | Federally-Regulated Commercial & Industrial Equipment | 06/14/2011 |  | 01/10/2012
Waterfurnace International, Inc. | Waterfurnace International, Inc. | ATV066D1 |  | Ground-Water-Source | WBAHP: Heat Pump Packaged Unit | Heat Pump | 208 | 1 |  |  | No Match | No Match |  |  |  | 67000 | 5000 | 13.4 | 9 | 50000 | 4884 | 3 |  | Non Federally-Regulated | 01/30/1998 |  | 03/31/1998
Singer | Electro-Hydronics | LHP11AK |  | Water-Source | WBAHP: Heat Pump Packaged Unit | Heat Pump | 208 | 3 |  |  | No Match | No Match |  |  |  | 129000 | 10900 | 11.8 | 7.5 | 142000 | 11200 | 3.7 | 2.2 | Non Federally-Regulated | 01/05/1982 |  | 05/16/1984
McQuay International | McQuay | W-FDD/FDE/FME-1-007-E |  | Water-Source | WBAHP: Heat Pump Packaged Unit | Heat Pump | 230 | 1 |  |  | No Match | No Match |  |  |  | 6800 | 653 | 10.4 | 10 | 9800 | 736 | 3.9 |  | Federally-Regulated Commercial & Industrial Equipment | 09/25/2002 |  | 03/12/2009
Waterfurnace International, Inc. | Waterfurnace International, Inc. | P034**0 |  | Ground-Water-Source | WBAHP: Heat Pump Packaged Unit | Heat Pump | 230 | 1 |  |  | No Match | No Match |  |  |  | 34400 | 2150 | 16 | 9 | 25000 | 2219 | 3.3 |  | Non Federally-Regulated | 05/19/2000 |  | 07/18/2002
ClimateMaster Inc. | Climate Master Series | CS/CL 007 |  | Water-Source | WBAHP-O: Heat Pump Packaged Un | Heat Pump | 265 | 1 |  |  | No Match | No Match |  |  |  | 6800 | 531 | 12.8 | 10 | 8600 | 547 | 4.6 |  | Federally-Regulated Commercial & Industrial Equipment | 02/02/1998 |  | 03/31/1998
Bard Manufacturing Company, Inc. | Bard | WPV36 |  | Water-Source | WBAHP: Heat Pump Packaged Unit | Heat Pump | 208 | 1 |  |  | No Match | No Match |  |  |  | 34000 | 3270 | 10.4 | 9 | 42000 | 3380 | 3.6 | 3.2 | Non Federally-Regulated | 05/11/1988 |  | 03/15/1989
Florida Heat Pump | Geomaster, LLC | ES060-1CS | ES060-1AV/AH | Ground-Water-Source | WBAHP-CB: Heat Pump Split Syst | Heat Pump | 208 | 1 |  |  | No Match | Single-Speed | 3511 | 730 | 1 | 67000 | 3401 | 19.7 | 16.2 | 55000 | 4244 | 3.8 | 3.6 | Non Federally-Regulated | 06/15/2009 |  | 04/20/2015
McQuay International | McQuay | W-CDS/CME/CMS-1-007-J |  | Water-Source | WBAHP: Heat Pump Packaged Unit | Heat Pump | 265 | 1 |  |  | No Match | No Match |  |  |  | 7000 | 654 | 10.7 | 10 | 9800 | 736 | 3.9 |  | Federally-Regulated Commercial & Industrial Equipment | 10/05/1999 |  | 09/21/2000
Geoflex Systems, Inc. | Geoflex Systems, Inc. | GF1S-V/H/D/M-048WAABE |  | Water-Source | WBAHP: Heat Pump Packaged Unit | Both Heat Pump and Electric Re | 208 | 1 |  |  | No Match | Single-Speed |  |  |  | 47900 | 2868 | 16.7 | 12 | 58200 | 3159 | 5.4 | 4.2 | Federally-Regulated Commercial & Industrial Equipment | 03/02/2012 |  | 01/09/2014
McQuay International | McQuay | CCW030E-F |  | Ground-Water-Source | WBAHP: Heat Pump Packaged Unit | Heat Pump | 230 | 3 |  |  | No Match | No Match |  |  |  | 31600 | 2194 | 14.4 | 9 | 21500 | 2099 | 3 |  | Non Federally-Regulated | 10/06/1999 |  | 04/10/2000
Waterfurnace International, Inc. | Waterfurnace International, Inc. | SXH024A0 |  | Ground-Water-Source | WBAHP: Heat Pump Packaged Unit | Heat Pump | 230 | 1 |  |  | No Match | No Match |  |  |  | 27000 | 1741 | 15.5 | 9 | 18000 | 1551 | 3.4 |  | Non Federally-Regulated | 01/30/1998 |  | 03/31/1998
McQuay / Snyder General | Electro-Hydronics | LE075C5 |  | Water-Source | WBAHP: Heat Pump Packaged Unit | Heat Pump | 208 | 1 |  |  | No Match | No Match |  |  |  | 6900 | 645 | 10.7 | 9 | 9400 | 725 | 3.8 | 3.2 | Non Federally-Regulated | 05/11/1988 |  | 03/15/1989
McQuay International | McQuay | W-LDE/LDL/LME/LML-1-10 |  | Water-Source | WBAHP: Heat Pump Packaged Unit | Heat Pump | 575 | 3 |  |  | No Match | No Match |  |  |  | 107000 | 8991 | 11.9 | 9 | 120000 | 9252 | 3.8 | 3.8 | Federally-Regulated Commercial & Industrial Equipment | 09/21/2000 |  | 11/14/2000
Florida Heat Pump | Florida Heat Pump | CW015-1 |  | Water-Source | WBAHP-O: Heat Pump Packaged Un | Heat Pump | 208 | 1 |  |  | No Match | No Match |  |  |  | 15000 | 1000 | 15 | 10 | 15200 | 989 | 4.5 |  | Federally-Regulated Commercial & Industrial Equipment | 02/02/1998 |  | 03/31/1998
Waterfurnace International, Inc. | Waterfurnace International, Inc. | SXV042B4 |  | Ground-Water-Source | WBAHP: Heat Pump Packaged Unit | Heat Pump | 460 | 3 |  |  | No Match | No Match |  |  |  | 44500 | 3201 | 13.9 | 9 | 31800 | 2824 | 3.3 |  | Non Federally-Regulated | 01/30/1998 |  | 03/31/1998
California Heat Pump | California Heat Pump | CHP-61V*-32-** |  | Water-Source | WBAHP: Heat Pump Packaged Unit | Heat Pump | 208 | 3 |  |  | No Match | No Match |  |  |  | 60000 | 6900 | 8.7 | 7.5 | 69000 | 7000 | 2.9 | 2.5 | Non Federally-Regulated | 01/05/1982 |  | 06/11/1985
Florida Heat Pump | Energy Miser | LTV50-3 |  | Ground-Water-Source | WBAHP: Heat Pump Packaged Unit | Heat Pump | 208 | 3 |  |  | No Match | No Match |  |  |  | 44500 | 4045 | 11 | 11 | 48000 | 4135 | 3.4 | 3.4 | Non Federally-Regulated | 07/31/1991 |  | 03/31/1998
California Heat Pump | Trane | WPCB-0092 |  | Water-Source | WBAHP: Heat Pump Packaged Unit | Heat Pump | 230 | 1 |  |  | No Match | No Match |  |  |  | 9000 | 900 | 10.1 | 7.5 | 10300 | 900 | 3.4 | 2.5 | Non Federally-Regulated | 06/11/1985 |  | 08/29/1986
Waterfurnace International, Inc. | Waterfurnace International, Inc. | SXV019A0 |  | Water-Source | WBAHP: Heat Pump Packaged Unit | Heat Pump | 230 | 1 |  |  | No Match | No Match |  |  |  | 18600 | 1338 | 13.9 | 10 | 24200 | 1447 | 4.9 |  | Federally-Regulated Commercial & Industrial Equipment | 02/02/1998 |  | 03/31/1998
Climate Control / Snyder General | Electro-Hydronics | UC550GK |  | Water-Source | WBAHP: Heat Pump Packaged Unit | Heat Pump | 208 | 3 |  |  | No Match | No Match |  |  |  | 55000 | 5670 | 9.7 | 7.5 | 67000 | 5610 | 3.5 | 2.5 | Non Federally-Regulated | 06/11/1985 |  | 08/29/1986
McQuay International | McQuay | W-W**-1-012-J |  | Water-Source | WBAHP-O: Heat Pump Packaged Un | Heat Pump | 265 | 1 |  |  | No Match | No Match |  |  |  | 11400 | 876 | 13 | 10 | 12800 | 986 | 3.8 |  | Federally-Regulated Commercial & Industrial Equipment | 10/05/1999 |  | 09/21/2000
Climate Control / Snyder General | Electro-Hydronics | CC610G5 |  | Water-Source | WBAHP: Heat Pump Packaged Unit | Heat Pump | 208 | 1 |  |  | No Match | No Match |  |  |  | 61500 | 5850 | 10.5 | 7.5 | 77000 | 5785 | 3.9 | 2.5 | Non Federally-Regulated | 06/11/1985 |  | 08/29/1986
McQuay International | McQuay | FCV/FCW/VWH/VWW012B-G |  | Water-Source | WBAHP: Heat Pump Packaged Unit | Heat Pump | 208 | 1 |  |  | No Match | No Match |  |  |  | 11600 | 1035 | 11.2 | 10 | 14000 | 1079 | 3.8 |  | Federally-Regulated Commercial & Industrial Equipment | 02/02/1998 |  | 03/31/1998
ClimateMaster Inc. | Climate Master Series | 804-009-G******** |  | Water-Source | WBAHP: Heat Pump Packaged Unit | Heat Pump | 208 | 1 |  |  | No Match | No Match |  |  |  | 8900 | 750 | 11.9 | 9 | 8200 | 649 | 3.7 | 3.2 | Federally-Regulated Commercial & Industrial Equipment | 02/11/1988 |  | 05/11/1988
American Air Filter | Enercon | CCW-15 |  | Water-Source | WBAHP-O: Heat Pump Packaged Un | Heat Pump | 265 | 1 |  |  | No Match | No Match |  |  |  | 14700 | 1295 | 11.4 | 9 | 16600 | 1325 | 3.7 | 3.2 | Non Federally-Regulated | 02/22/1990 |  | 07/31/1991
Florida Heat Pump | Energy Miser | HE19CF-1 |  | Water-Source | WBAHP: Heat Pump Packaged Unit | Heat Pump | 208 | 1 |  |  | No Match | No Match |  |  |  | 18600 | 1700 | 10.9 | 9 | 23500 | 1680 | 4.1 | 3.2 | Non Federally-Regulated | 02/22/1990 |  | 07/31/1991
American Air Filter | Enercon | DVW-120 |  | Water-Source | WBAHP: Heat Pump Packaged Unit | Heat Pump | 460 | 3 |  |  | No Match | No Match |  |  |  | 120000 | 11100 | 10.8 | 9.2 | 145000 | 11800 | 3.6 | 2.5 | Non Federally-Regulated | 02/22/1990 |  | 07/31/1991
McQuay International | McQuay | W-FDD/FDE/FME-1-009-E |  | Water-Source | WBAHP: Heat Pump Packaged Unit | Heat Pump | 208 | 1 |  |  | No Match | No Match |  |  |  | 8800 | 822 | 10.7 | 10 | 12000 | 901 | 3.9 |  | Federally-Regulated Commercial & Industrial Equipment | 09/21/2000 |  | 01/24/2002
Waterfurnace International, Inc. | Geotility Geothermal Installations | ZS042**0*1 |  | Water-Source | WBAHP: Heat Pump Packaged Unit | Heat Pump | 208 | 1 |  |  | No Match | Single-Speed |  |  |  | 40800 | 2615 | 15.6 | 12 | 45400 | 2661 | 5 | 4.2 | Federally-Regulated Commercial & Industrial Equipment | 01/24/2011 |  | 04/19/2013
Command-Aire | Command-Aire | SWP833* |  | Water-Source | WBAHP: Heat Pump Packaged Unit | Heat Pump | 208 | 3 |  |  | No Match | No Match |  |  |  | 95000 | 8120 | 11.7 | 9.2 | 120000 | 8370 | 4.2 |  | Non Federally-Regulated | 05/11/1988 |  | 03/15/1989
Florida Heat Pump | Florida Heat Pump | EM048-1CF |  | Water-Source | WBAHP: Heat Pump Packaged Unit | Heat Pump | 230 | 1 |  |  | No Match | No Match |  |  |  | 49000 | 3920 | 12.5 | 9.3 | 58000 | 3863 | 4.4 | 3.8 | Federally-Regulated Commercial & Industrial Equipment | 03/31/1998 |  | 05/10/1998
Addison Products | Addison Products | VGY072-3A |  | Water-Source | WBAHP-CB: Heat Pump Split Syst | Heat Pump | 208 | 3 |  |  | No Match | No Match |  |  |  | 73900 | 6718 | 11 | 9 | 88800 | 7433 | 3.5 | 3.5 | Non Federally-Regulated | 07/22/2002 |  | 03/12/2009
ClimateMaster Inc. | Climate Master Series | HS/VS015G |  | Water-Source | WBAHP: Heat Pump Packaged Unit | Heat Pump | 208 | 1 |  |  | No Match | No Match |  |  |  | 14100 | 1281 | 11 | 10 | 18800 | 1377 | 4 |  | Federally-Regulated Commercial & Industrial Equipment | 11/14/2000 |  | 01/18/2001
Waterfurnace International, Inc. | WFI Industries, Ltd. | VLH/VXH024*2 |  | Water-Source | WBAHP: Heat Pump Packaged Unit | Heat Pump | 265 | 1 |  |  | No Match | No Match |  |  |  | 25300 | 1860 | 13.6 | 10 | 30500 | 2078 | 4.3 |  | Federally-Regulated Commercial & Industrial Equipment | 06/27/2003 |  | 02/17/2011
Waterfurnace International, Inc. | Waterfurnace International, Inc. | VLV/VXV024*1 |  | Water-Source | WBAHP: Heat Pump Packaged Unit | Heat Pump | 208 | 1 |  |  | No Match | No Match |  |  |  | 23800 | 1676 | 14.2 | 10 | 28200 | 1757 | 4.7 |  | Federally-Regulated Commercial & Industrial Equipment | 06/20/2003 |  | 02/17/2011
Climate Control / Snyder General | Electro-Hydronics | FW400F3 |  | Water-Source | WBAHP: Heat Pump Packaged Unit | Heat Pump | 230 | 1 |  |  | No Match | No Match |  |  |  | 39600 | 3960 | 10 | 7.5 | 45000 | 3880 | 3.4 | 2.5 | Non Federally-Regulated | 06/11/1985 |  | 08/29/1986
Command-Aire | Command-Aire | SWPH-1033 |  | Water-Source | WBAHP: Heat Pump Packaged Unit | Heat Pump | 208 | 3 |  |  | No Match | No Match |  |  |  | 115000 | 11900 | 9.6 | 7.5 | 156000 | 12100 | 3.8 | 2.2 | Non Federally-Regulated | 01/05/1982 |  | 05/16/1984
American Air Filter | Enercon | DVW81 |  | Water-Source | WBAHP: Heat Pump Packaged Unit | Heat Pump | 200 | 3 |  |  | No Match | No Match |  |  |  | 79500 | 6720 | 11.5 | 9.2 | 101500 | 7247 | 3.9 | 2.5 | Non Federally-Regulated | 05/16/1984 |  | 06/11/1985
Waterfurnace International, Inc. | Waterfurnace International, Inc. | ATH057D0(P) |  | Ground-Water-Source | WBAHP: Heat Pump Packaged Unit | Heat Pump | 208 | 1 |  |  | No Match | No Match |  |  |  | 35000 | 2095 | 16.7 | 11 | 35400 | 2412 | 4.3 | 3.5 | Non Federally-Regulated | 03/31/1998 |  | 05/10/1998
ClimateMaster Inc. | Climate Master Series | PDW36 | GAH36 | Ground-Water-Source | WBAHP-CB: Heat Pump Split Syst | Heat Pump | 208 | 1 |  |  | No Match | No Match |  |  |  | 36000 | 2400 | 15 | 9 | 29000 | 2499 | 3.4 |  | Non Federally-Regulated | 04/10/2000 |  | 11/19/2001
Waterfurnace International, Inc. | Rybacki - Hart Enterprises | ZS060**3*1 |  | Ground-Source | WBAHP: Heat Pump Packaged Unit | Heat Pump | 208 | 3 |  |  | No Match | Single-Speed |  |  |  | 60900 | 3402 | 17.9 | 13.4 | 47100 | 3834 | 3.6 | 3.1 | Non Federally-Regulated | 01/24/2011 |  | 04/19/2013
Florida Heat Pump | Florida Heat Pump | CE025-1CS | DX025 | Ground-Water-Source | WBAHP-CB: Heat Pump Split Syst | Heat Pump | 230 | 1 |  |  | No Match | Variable-Speed |  |  |  | 28000 | 1340 | 20.9 | 16.2 | 26000 | 1814 | 4.2 | 3.6 | Non Federally-Regulated | 01/10/2012 |  | 03/02/2012
ClimateMaster Inc. | Climate Master | ADD/E038A | FV/E4***005 | Ground-Source | WBAHP-CB: Heat Pump Split Syst | Heat Pump | 230 | 1 |  |  | No Match | Single-Speed |  |  |  | 38600 | 2098 | 18.4 | 13.4 | 27800 | 1987 | 4.1 | 3.1 | Non Federally-Regulated | 01/09/2014 |  | 06/09/2015
Addison Products | Addison Products | HPY030-8A |  | Water-Source | WBAHP: Heat Pump Packaged Unit | Heat Pump | 265 | 1 |  |  | No Match | No Match |  |  |  | 32000 | 2500 | 12.8 | 10 | 42300 | 2816 | 4.4 |  | Federally-Regulated Commercial & Industrial Equipment | 11/14/2000 |  | 03/18/2002
Enviro Master International llc | Enviro Master International | FWH12E******A*B |  | Water-Source | WBAHP-O: Heat Pump Packaged Un | Heat Pump | 265 | 1 |  |  | No Match | No Match |  |  |  | 11500 | 980 | 11.7 | 9.3 | 14200 | 1095 | 3.8 | 3.8 | Federally-Regulated Commercial & Industrial Equipment | 03/31/1998 |  | 05/10/1998
Bard Manufacturing Company, Inc. | Bard | QW302-A |  | Ground-Water-Source | WBAHP: Heat Pump Packaged Unit | Heat Pump | 208 | 1 |  |  | No Match | No Match |  |  |  | 29000 | 1757 | 16.5 | 9 | 20400 | 1757 | 3.4 |  | Non Federally-Regulated | 06/20/2003 |  | 03/12/2009
McQuay / Snyder General | Electro-Hydronics | LHV27AP |  | Water-Source | WBAHP: Heat Pump Packaged Unit | Heat Pump | 460 | 3 |  |  | No Match | No Match |  |  |  | 295200 | 25350 | 11.6 |  | 348000 | 28300 | 3.6 | 2.5 | Non Federally-Regulated | 08/29/1986 |  | 05/11/1988
ClimateMaster Inc. | Carrier Corp. | 50PRH/V006 3 |  | Ground-Water-Source | WBAHP: Heat Pump Packaged Unit | Heat Pump | 230 | 1 |  |  | No Match | Single-Speed |  |  |  | 6900 | 327 | 21.1 | 16.2 | 6200 | 454 | 4 | 3.6 | Non Federally-Regulated | 01/24/2011 |  | 08/23/2011
Waterfurnace International, Inc. | WFI Industries, Ltd. | VLV/VXV048*0 |  | Ground-Water-Source | WBAHP: Heat Pump Packaged Unit | Heat Pump | 230 | 1 |  |  | No Match | No Match |  |  |  | 47500 | 3682 | 12.9 | 9 | 34500 | 3610 | 2.8 |  | Non Federally-Regulated | 06/20/2003 |  | 03/12/2009
Waterfurnace International, Inc. | Waterfurnace International, Inc. | VLV/VXV012*0 |  | Water-Source | WBAHP: Heat Pump Packaged Unit | Heat Pump | 208 | 1 |  |  | No Match | No Match |  |  |  | 9000 | 703 | 12.8 | 10 | 12000 | 817 | 4.3 |  | Federally-Regulated Commercial & Industrial Equipment | 11/14/2000 |  | 02/17/2011
Waterfurnace International, Inc. | Waterfurnace International, Inc. | SXV048B3 |  | Ground-Source | WBAHP: Heat Pump Packaged Unit | Heat Pump | 208 | 3 |  |  | No Match | No Match |  |  |  | 51500 | 3843 | 13.4 |  | 36000 | 3403 | 3.1 |  | Non Federally-Regulated | 03/31/1998 |  | 05/10/1998
Waterfurnace International, Inc. | Waterfurnace International, Inc. | SXV068C3 |  | Water-Source | WBAHP: Heat Pump Packaged Unit | Heat Pump | 208 | 3 |  |  | No Match | No Match |  |  |  | 65000 | 5200 | 12.5 | 10.5 | 84000 | 5470 | 4.5 | 3.8 | Federally-Regulated Commercial & Industrial Equipment | 03/31/1998 |  | 05/10/1998
Command-Aire | Command-Aire | SWPH411E |  | Water-Source | WBAHP: Heat Pump Packaged Unit | Heat Pump | 208 | 1 |  |  | No Match | No Match |  |  |  | 42000 | 3810 | 11 | 9 | 53000 | 3880 | 4 | 3.2 | Non Federally-Regulated | 05/11/1988 |  | 03/15/1989
Climate Control / Snyder General | Electro-Hydronics | VF200G3 |  | Water-Source | WBAHP: Heat Pump Packaged Unit | Heat Pump | 230 | 1 |  |  | No Match | No Match |  |  |  | 19000 | 1780 | 10.7 | 7.5 | 25600 | 1920 | 3.9 | 2.5 | Non Federally-Regulated | 05/16/1984 |  | 08/29/1986
Snyder General Corp. | McQuay | CCW019A*G |  | Water-Source | WBAHP: Heat Pump Packaged Unit | Heat Pump | 208 | 1 |  |  | No Match | No Match |  |  |  | 19000 | 1600 | 11.9 | 9 | 24000 | 1730 | 4.1 | 3.2 | Non Federally-Regulated | 02/22/1990 |  | 07/31/1991
Waterfurnace International, Inc. | Waterfurnace International, Inc. | SXV120*5 |  | Ground-Water-Source | WBAHP: Heat Pump Packaged Unit | Heat Pump | 575 | 3 |  |  | No Match | No Match |  |  |  | 124000 | 9323 | 13.3 | 9 | 95000 | 9278 | 3 |  | Non Federally-Regulated | 11/17/1999 |  | 04/10/2000
Command-Aire | Command-Aire | SWPHXR511E |  | Water-Source | WBAHP: Heat Pump Packaged Unit | Heat Pump | 208 | 1 |  |  | No Match | No Match |  |  |  | 51000 | 4550 | 11.2 | 9 | 64000 | 4690 | 4 | 3.2 | Non Federally-Regulated | 02/22/1990 |  | 07/31/1991
Johnson Controls | Johnson Controls | VSCS18B1****0 |  | Ground-Water-Source | WBAHP: Heat Pump Packaged Unit | Heat Pump | 208 | 1 |  |  | No Match | Single-Speed |  |  |  | 20900 | 1015 | 20.6 | 16.2 | 17900 | 1312 | 4 | 3.6 | Non Federally-Regulated | 03/02/2012 |  | 10/24/2014
Waterfurnace International, Inc. | Waterfurnace International, Inc. | NSV/NSH036F1*1 |  | Ground-Source | WBAHP: Heat Pump Packaged Unit | Heat Pump | 208 | 1 |  |  | No Match | Single-Speed |  |  |  | 35400 | 1580 | 22.4 | 13.4 | 24100 | 1605 | 4.4 | 3.1 | Non Federally-Regulated | 05/02/2012 |  | 04/19/2013
Enertech Global, LLC | Enertech | GXT024C |  | Ground-Source | WBAHP: Heat Pump Packaged Unit | Heat Pump | 208 | 1 |  |  | No Match | Single-Speed |  |  |  | 27500 | 1256 | 21.9 | 13.4 | 19700 | 1228 | 4.7 | 3.1 | Non Federally-Regulated | 11/30/2011 |  | 04/21/2014
Waterfurnace International, Inc. | Eagle Mountain | QT049**1 |  | Ground-Water-Source | WBAHP: Heat Pump Packaged Unit | Heat Pump | 230 | 1 |  |  | No Match | Dual-Speed |  |  |  | 44200 | 2037 | 21.7 | 16.2 | 38600 | 2571 | 4.4 | 3.6 | Non Federally-Regulated | 01/24/2011 |  | 04/19/2013
Carrier Corp. | Carrier | 50QXV0305 |  | Water-Source | WBAHP: Heat Pump Packaged Unit | Heat Pump | 230 | 3 |  |  | No Match | No Match |  |  |  | 31000 | 2675 | 11.6 | 9 | 36200 | 2658 | 4 | 3.2 | Non Federally-Regulated | 03/15/1989 |  | 02/05/1990
Florida Heat Pump | Energy Miser | HE62CF-3 |  | Water-Source | WBAHP: Heat Pump Packaged Unit | Heat Pump | 208 | 3 |  |  | No Match | No Match |  |  |  | 61000 | 5755 | 10.6 | 9 | 83000 | 6400 | 3.8 | 3.2 | Non Federally-Regulated | 02/22/1990 |  | 07/31/1991
Waterfurnace International, Inc. | Eagle Mountain | ZS018**0*1 |  | Water-Source | WBAHP: Heat Pump Packaged Unit | Heat Pump | 230 | 1 |  |  | No Match | Single-Speed |  |  |  | 17600 | 1158 | 15.2 | 12 | 21000 | 1282 | 4.8 | 4.2 | Federally-Regulated Commercial & Industrial Equipment | 01/24/2011 |  | 04/19/2013
Snyder General Corp. | McQuay | CCH012A*A |  | Water-Source | WBAHP: Heat Pump Packaged Unit | Heat Pump | 115 | 1 |  |  | No Match | No Match |  |  |  | 12000 | 1121 | 10.7 | 9 | 15000 | 1157 | 3.8 | 3.2 | Non Federally-Regulated | 02/22/1990 |  | 07/31/1991
California Heat Pump | Carrier | 50BQ0163 |  | Water-Source | WBAHP: Heat Pump Packaged Unit | Heat Pump | 208 | 1 |  |  | No Match | No Match |  |  |  | 15500 | 1500 | 10.3 | 7.5 | 16800 | 1475 | 3.3 | 2.5 | Non Federally-Regulated | 01/05/1982 |  | 06/11/1985
Enertech Global, LLC | Enertech | GHT036A |  | Ground-Source | WBAHP: Heat Pump Packaged Unit | Heat Pump | 230 | 1 |  |  | No Match | Single-Speed |  |  |  | 36800 | 2067 | 17.8 | 13.4 | 28900 | 1970 | 4.3 | 3.1 | Non Federally-Regulated | 08/23/2011 |  | 12/12/2012
McQuay International | McQuay | W-FDL/FDS/FMS-1-007-E |  | Water-Source | WBAHP: Heat Pump Packaged Unit | Heat Pump | 208 | 1 |  |  | No Match | No Match |  |  |  | 6800 | 653 | 10.4 | 10 | 9800 | 755 | 3.8 |  | Federally-Regulated Commercial & Industrial Equipment | 09/21/2000 |  | 11/14/2000
McQuay / Snyder General | Electro-Hydronics | CW420F3 |  | Water-Source | WBAHP: Heat Pump Packaged Unit | Heat Pump | 230 | 1 |  |  | No Match | No Match |  |  |  | 42000 | 3850 | 10.9 | 7.5 | 52000 | 4100 | 3.7 | 2.5 | Non Federally-Regulated | 08/29/1986 |  | 05/11/1988
Snyder General Corp. | McQuay | LWP15BP |  | Water-Source | WBAHP: Heat Pump Packaged Unit | Heat Pump | 460 | 3 |  |  | No Match | No Match |  |  |  | 178000 | 16950 | 10.5 |  | 227000 | 17600 | 3.8 | 2.5 | Non Federally-Regulated | 02/22/1990 |  | 07/31/1991
Addison Products | Addison Products | DWPG020-1B-XL* |  | Water-Source | WBAHP-CB: Heat Pump Split Syst | Heat Pump | 230 | 1 |  |  | No Match | No Match |  |  |  | 19000 | 1407 | 13.5 | 9 | 20400 | 1494 | 4 | 3.5 | Non Federally-Regulated | 12/14/1998 |  | 10/05/1999
Climate Control / Snyder General | Electro-Hydronics | LHP22AK |  | Water-Source | WBAHP: Heat Pump Packaged Unit | Heat Pump | 208 | 3 |  |  | No Match | No Match |  |  |  | 240400 | 20550 | 11.7 |  | 270000 | 21400 | 3.7 | 2.5 | Non Federally-Regulated | 06/11/1985 |  | 08/29/1986
ClimateMaster Inc. | Climate Master | ACA/B048 |  | Ground-Water-Source | WBAHP: Heat Pump Packaged Unit | Heat Pump | 230 | 1 |  |  | No Match | Single-Speed |  |  |  | 51600 | 2493 | 20.7 | 16.2 | 44800 | 3053 | 4.3 | 3.6 | Non Federally-Regulated | 03/02/2012 |  | 06/09/2015
Waterfurnace International, Inc. | Geotility Geothermal Installations | ZS018**0*0 |  | Water-Source | WBAHP: Heat Pump Packaged Unit | Heat Pump | 230 | 1 |  |  | No Match | Single-Speed |  |  |  | 17600 | 1205 | 14.6 | 12 | 21000 | 1309 | 4.7 | 4.2 | Federally-Regulated Commercial & Industrial Equipment | 01/24/2011 |  | 04/19/2013
Enertech Global, LLC | Enertech | H036C | MPD036 | Ground-Water-Source | WBAHP-CB: Heat Pump Split Syst | Heat Pump | 208 | 1 |  |  | No Match | Single-Speed |  |  |  | 39400 | 2000 | 19.7 | 16.2 | 34400 | 2587 | 3.9 | 3.6 | Non Federally-Regulated | 07/16/2009 |  | 03/02/2012
Enertech Global, LLC | Enertech | TCT060D |  | Ground-Source | WBAHP: Heat Pump Packaged Unit | Heat Pump | 208 | 1 |  |  | No Match | Single-Speed |  |  |  | 63500 | 3547 | 17.9 | 13.4 | 47600 | 3671 | 3.8 | 3.1 | Non Federally-Regulated | 09/03/2012 |  | 12/12/2012
American Air Filter | Enercon | EVW-19 |  | Water-Source | WBAHP: Heat Pump Packaged Unit | Heat Pump | 265 | 1 |  |  | No Match | No Match |  |  |  | 18500 | 1652 | 11.2 | 9 | 24000 | 1795 | 4 | 3.2 | Non Federally-Regulated | 02/22/1990 |  | 07/31/1991
Florida Heat Pump | Florida Heat Pump | EM018-1CF/HZ/VT |  | Water-Source | WBAHP-CB: Heat Pump Split Syst | Heat Pump | 230 | 1 |  |  | No Match | No Match |  |  |  | 20000 | 1666 | 12 | 9 | 25000 | 1979 | 3.7 | 3.5 | Non Federally-Regulated | 07/22/2002 |  | 03/12/2009
ClimateMaster Inc. | Climate Master Series | VE/HE/DE030 |  | Ground-Water-Source | WBAHP: Heat Pump Packaged Unit | Heat Pump | 460 | 3 |  |  | No Match | No Match |  |  |  | 30000 | 2700 | 11.1 | 11 | 38000 | 3180 | 3.5 | 3.4 | Non Federally-Regulated | 07/31/1991 |  | 03/31/1998
Enertech Global, LLC | Enertech | GHT024A2 |  | Ground-Water-Source | WBAHP: Heat Pump Packaged Unit | Heat Pump | 208 | 3 |  |  | No Match | Single-Speed |  |  |  | 24400 | 1232 | 19.8 | 16.2 | 24300 | 1737 | 4.1 | 3.6 | Non Federally-Regulated | 12/12/2012 |  | 05/11/2015
Mammoth | Geox | G45U,I |  | Water-Source | WBAHP: Heat Pump Packaged Unit | Heat Pump | 230 | 1 |  |  | No Match | No Match |  |  |  | 54500 | 5050 | 10.8 | 7.5 | 66500 | 5120 | 3.8 | 2.5 | Non Federally-Regulated | 06/11/1985 |  | 05/11/1988
Command-Aire | Command-Aire | SWP-351 |  | Water-Source | WBAHP: Heat Pump Packaged Unit | Heat Pump | 208 | 1 |  |  | No Match | No Match |  |  |  | 29000 | 3050 | 9.5 | 9 | 38000 | 3150 | 3.5 | 3.2 | Federally-Regulated Commercial & Industrial Equipment | 01/23/1988 |  | 05/11/1988
Snyder General Corp. | American Air Filter | GVW-240 |  | Water-Source | WBAHP: Heat Pump Packaged Unit | Heat Pump | 208 | 3 |  |  | No Match | No Match |  |  |  | 240400 | 20200 | 11.9 |  | 270000 | 21400 | 3.7 | 3.8 | Non Federally-Regulated | 07/31/1991 |  | 03/31/1998
Waterfurnace International, Inc. | Waterfurnace International, Inc. | SXH036C2 |  | Water-Source | WBAHP-CB: Heat Pump Split Syst | Heat Pump | 265 | 1 |  |  | No Match | No Match |  |  |  | 37600 | 2870 | 13.1 | 9 | 40500 | 2967 | 4 | 3.5 | Non Federally-Regulated | 02/02/1998 |  | 10/02/1998
California Heat Pump | Aqua-Matic | 61-H**-12-** |  | Water-Source | WBAHP: Heat Pump Packaged Unit | Heat Pump | 208 | 1 |  |  | No Match | No Match |  |  |  | 60000 | 6000 | 10 | 7.5 | 77000 | 6450 | 3.5 | 2.5 | Non Federally-Regulated | 06/11/1985 |  | 05/11/1988
Trane U.S. Inc. | Command-Aire | GSHC0301A |  | Ground-Water-Source | WBAHP: Heat Pump Packaged Unit | Heat Pump | 208 | 1 |  |  | No Match | No Match |  |  |  | 28600 | 2028 | 14.1 | 9 | 22000 | 2302 | 2.8 |  | Non Federally-Regulated | 10/06/1999 |  | 04/10/2000
Waterfurnace International, Inc. | Trane Unitary Products Group | T1GX022***1**1 |  | Ground-Water-Source | WBAHP: Heat Pump Packaged Unit | Heat Pump | 230 | 1 |  |  | No Match | Single-Speed |  |  |  | 23500 | 1096 | 30 | 16.2 | 19800 | 783 | 5.3 | 3.6 | Non Federally-Regulated | 08/23/2011 |  | 10/24/2014
Florida Heat Pump | Florida Heat Pump | EM031-3HZ |  | Water-Source | WBAHP: Heat Pump Packaged Unit | Heat Pump | 230 | 3 |  |  | No Match | No Match |  |  |  | 32000 | 2285 | 14 | 9.3 | 42000 | 2735 | 4.5 | 3.8 | Federally-Regulated Commercial & Industrial Equipment | 03/31/1998 |  | 05/10/1998
Enertech Global, LLC | Enertech | GRT048A | MPD060 | Ground-Source | WBAHP-CB: Heat Pump Split Syst | Heat Pump | 230 | 1 |  |  | No Match | Single-Speed |  |  |  | 51700 | 2795 | 18.5 | 13.4 | 37100 | 2718 | 4 | 3.1 | Non Federally-Regulated | 09/03/2012 |  | 12/12/2012
Waterfurnace International, Inc. | Waterfurnace International, Inc. | P022**0 |  | Water-Source | WBAHP: Heat Pump Packaged Unit | Heat Pump | 208 | 1 |  |  | No Match | No Match |  |  |  | 22600 | 1337 | 16.9 | 10 | 21900 | 1365 | 4.7 |  | Federally-Regulated Commercial & Industrial Equipment | 05/19/2000 |  | 02/17/2011
Addison Products | Comfort-Aire | RUWP-603 |  | Water-Source | WBAHP: Heat Pump Packaged Unit | Heat Pump | 208 | 3 |  |  | No Match | No Match |  |  |  | 73900 | 7590 | 9.7 | 10.5 | 94300 | 7500 | 3.7 | 3.8 | Non Federally-Regulated | 07/31/1991 |  | 03/31/1998
ClimateMaster Inc. | Climate Master Series | HS/VS009G |  | Water-Source | WBAHP: Heat Pump Packaged Unit | Heat Pump | 208 | 1 |  |  | No Match | No Match |  |  |  | 9800 | 844 | 11.6 | 10 | 12000 | 837 | 4.2 |  | Federally-Regulated Commercial & Industrial Equipment | 11/14/2000 |  | 01/18/2001
Waterfurnace International, Inc. | Waterfurnace International, Inc. | SXV036C4 |  | Water-Source | WBAHP: Heat Pump Packaged Unit | Heat Pump | 460 | 3 |  |  | No Match | No Match |  |  |  | 36000 | 2647 | 13.6 | 9.3 | 44500 | 2774 | 4.7 | 3.8 | Federally-Regulated Commercial & Industrial Equipment | 03/31/1998 |  | 05/10/1998
Florida Heat Pump | Florida Heat Pump | EM096-3HZ |  | Water-Source | WBAHP: Heat Pump Packaged Unit | Heat Pump | 208 | 3 |  |  | No Match | No Match |  |  |  | 96000 | 7111 | 13.5 | 9 | 109000 | 6796 | 4.7 | 3.8 | Federally-Regulated Commercial & Industrial Equipment | 02/02/1998 |  | 03/31/1998
Mammoth | Sol-A-Terra II | D027VSC |  | Ground-Water-Source | WBAHP: Heat Pump Packaged Unit | Heat Pump | 208 | 1 |  |  | No Match | No Match |  |  |  | 27200 | 2472 | 11 | 11 | 32200 | 2695 | 3.5 | 3.4 | Non Federally-Regulated | 07/31/1991 |  | 03/31/1998
Waterfurnace International, Inc. | Waterfurnace International, Inc. | VLV042A3 |  | Water-Source | WBAHP: Heat Pump Packaged Unit | Heat Pump | 208 | 3 |  |  | No Match | No Match |  |  |  | 40000 | 3076 | 13 | 10 | 48000 | 3349 | 4.2 |  | Federally-Regulated Commercial & Industrial Equipment | 02/02/1998 |  | 03/31/1998
Waterfurnace International, Inc. | Eagle Mountain | ZS036**4*4 |  | Water-Source | WBAHP: Heat Pump Packaged Unit | Heat Pump | 460 | 3 |  |  | No Match | Single-Speed |  |  |  | 33300 | 2220 | 15 | 12 | 40600 | 2479 | 4.8 | 4.2 | Federally-Regulated Commercial & Industrial Equipment | 06/14/2011 |  | 03/02/2012
Command-Aire | Command-Aire | RUWP-1044 |  | Water-Source | WBAHP: Heat Pump Packaged Unit | Heat Pump | 460 | 3 |  |  | No Match | No Match |  |  |  | 117000 | 11800 | 9.9 | 9.2 | 149000 | 11700 | 3.7 |  | Non Federally-Regulated | 05/11/1988 |  | 03/15/1989
McQuay International | McQuay | HWH/HWW024C-G |  | Water-Source | WBAHP: Heat Pump Packaged Unit | Heat Pump | 230 | 1 |  |  | No Match | No Match |  |  |  | 25000 | 2066 | 12.1 | 10 | 30000 | 2313 | 3.8 |  | Federally-Regulated Commercial & Industrial Equipment | 11/17/1999 |  | 09/21/2000
Command-Aire | Command-Aire | RUWP-2544 |  | Water-Source | WBAHP: Heat Pump Packaged Unit | Heat Pump | 460 | 3 |  |  | No Match | No Match |  |  |  | 298000 | 33100 | 9 |  | 366000 | 29500 | 3.6 | 2.5 | Non Federally-Regulated | 06/11/1985 |  | 01/23/1988
Florida Heat Pump | Florida Heat Pump | EM031-2CF/HZ/VT |  | Ground-Water-Source | WBAHP: Heat Pump Packaged Unit | Heat Pump | 265 | 1 |  |  | No Match | No Match |  |  |  | 33500 | 2326 | 14.4 | 9 | 25800 | 2290 | 3.3 |  | Non Federally-Regulated | 07/22/2002 |  | 03/12/2009
Addison Products | Addison Products | HWPH044-4JA/4JBA |  | Water-Source | WBAHP: Heat Pump Packaged Unit | Heat Pump | 460 | 3 |  |  | No Match | No Match |  |  |  | 41000 | 3727 | 11 | 10 | 51000 | 3933 | 3.8 |  | Federally-Regulated Commercial & Industrial Equipment | 02/02/1998 |  | 03/31/1998
Trane U.S. Inc. | Trane | GSUF0181A |  | Water-Source | WBAHP-CB: Heat Pump Split Syst | Heat Pump | 208 | 1 |  |  | No Match | No Match |  |  |  | 22400 | 1513 | 14.8 | 9 | 24300 | 2034 | 3.5 | 3.5 | Non Federally-Regulated | 10/05/1999 |  | 04/12/2000
Command-Aire | Command-Aire | SWP1033* |  | Water-Source | WBAHP: Heat Pump Packaged Unit | Heat Pump | 208 | 3 |  |  | No Match | No Match |  |  |  | 124000 | 10690 | 11.6 | 9.2 | 156000 | 10880 | 4.2 | 2.5 | Non Federally-Regulated | 02/22/1990 |  | 07/31/1991
Bard Manufacturing Company, Inc. | Bard | GSVS361-A |  | Ground-Water-Source | WBAHP: Heat Pump Packaged Unit | Heat Pump | 230 | 1 |  |  | No Match | No Match |  |  |  | 34800 | 2175 | 16 | 9 | 24400 | 2103 | 3.4 |  | Non Federally-Regulated | 12/14/1998 |  | 04/10/2000
Climate Control / Snyder General | Electro-Hydronics | UW230F3 |  | Water-Source | WBAHP: Heat Pump Packaged Unit | Heat Pump | 230 | 1 |  |  | No Match | No Match |  |  |  | 23000 | 2250 | 10.2 | 7.5 | 30000 | 2500 | 3.5 | 2.5 | Non Federally-Regulated | 06/11/1985 |  | 08/29/1986
Florida Heat Pump | Florida Heat Pump | EM036-3CF/HZ/VT |  | Water-Source | WBAHP-CB: Heat Pump Split Syst | Heat Pump | 230 | 3 |  |  | No Match | No Match |  |  |  | 38000 | 2900 | 13.1 | 9 | 42000 | 3418 | 3.6 | 3.5 | Non Federally-Regulated | 07/22/2002 |  | 03/12/2009
Climate Control / Snyder General | Electro-Hydronics | WE120C7 |  | Water-Source | WBAHP: Heat Pump Packaged Unit | Heat Pump | 265 | 1 |  |  | No Match | No Match |  |  |  | 11500 | 1200 | 9.6 | 7.5 | 14000 | 1300 | 3.1 | 2.5 | Non Federally-Regulated | 05/16/1984 |  | 08/29/1986
Singer | Electro-Hydronics | FV330B33 |  | Water-Source | WBAHP: Heat Pump Packaged Unit | Heat Pump | 230 | 3 |  |  | No Match | No Match |  |  |  | 33000 | 3500 | 9.4 | 7.5 | 35500 | 3550 | 2.9 | 2.5 | Non Federally-Regulated | 01/05/1982 |  | 09/08/1982
Addison Products | Addison Products | HWPG030-1B** |  | Ground-Water-Source | WBAHP: Heat Pump Packaged Unit | Heat Pump | 208 | 1 |  |  | No Match | No Match |  |  |  | 28000 | 1866 | 15 | 9 | 19800 | 1871 | 3.1 |  | Non Federally-Regulated | 12/14/1998 |  | 04/10/2000
Singer | Electro-Hydronics | VF190C3 |  | Water-Source | WBAHP: Heat Pump Packaged Unit | Heat Pump | 230 | 1 |  |  | No Match | No Match |  |  |  | 17500 | 2250 | 7.8 | 7.5 | 21000 | 2350 | 2.6 | 2.5 | Non Federally-Regulated | 01/05/1982 |  | 05/16/1984
Command-Aire | Command-Aire | SWPHR281E |  | Water-Source | WBAHP: Heat Pump Packaged Unit | Heat Pump | 208 | 1 |  |  | No Match | No Match |  |  |  | 30000 | 2702 | 11.1 | 9 | 42000 | 3000 | 4 | 3.2 | Non Federally-Regulated | 02/22/1990 |  | 07/31/1991
Command-Aire | Command-Aire | RUWP-303 |  | Water-Source | WBAHP: Heat Pump Packaged Unit | Heat Pump | 230 | 3 |  |  | No Match | No Match |  |  |  | 40600 | 4770 | 8.5 | 9 | 51600 | 4540 | 3.3 | 3.2 | Non Federally-Regulated | 05/11/1988 |  | 03/15/1989
Florida Heat Pump | Florida Heat Pump | GT048-4CS | GT048-4AH/AV | Ground-Water-Source | WBAHP-CB: Heat Pump Split Syst | Heat Pump | 460 | 3 |  |  | No Match | No Match |  |  |  | 48000 | 3609 | 13.3 | 9 | 36400 | 3231 | 3.3 |  | Non Federally-Regulated | 07/22/2002 |  | 03/12/2009
Waterfurnace International, Inc. | Waterfurnace International, Inc. | SXV058*3 |  | Ground-Water-Source | WBAHP: Heat Pump Packaged Unit | Heat Pump | 230 | 3 |  |  | No Match | No Match |  |  |  | 56500 | 4216 | 13.4 | 9 | 45500 | 4300 | 3.1 |  | Non Federally-Regulated | 10/06/1999 |  | 05/19/2000
McQuay International | McQuay | W-LDE/LDL/LME/LML-1-10 |  | Water-Source | WBAHP: Heat Pump Packaged Unit | Heat Pump | 208 | 3 |  |  | No Match | No Match |  |  |  | 107000 | 9727 | 11 | 9 | 120000 | 9252 | 3.8 | 3.8 | Federally-Regulated Commercial & Industrial Equipment | 09/21/2000 |  | 11/14/2000
Florida Heat Pump | Florida Heat Pump | CE025-1CS | DX025 | Water-Source | WBAHP-CB: Heat Pump Split Syst | Heat Pump | 208 | 1 |  |  | No Match | Variable-Speed |  |  |  | 24500 | 1750 | 14 | 12 | 31500 | 2007 | 4.6 | 4.2 | Federally-Regulated Commercial & Industrial Equipment | 03/02/2012 |  | 05/01/2015
ClimateMaster Inc. | Trane | WPVC0606 |  | Water-Source | WBAHP: Heat Pump Packaged Unit | Heat Pump | 208 | 3 |  |  | No Match | No Match |  |  |  | 63000 | 5500 | 11.5 | 9 | 78000 | 5850 | 3.9 | 3.2 | Federally-Regulated Commercial & Industrial Equipment | 07/05/1988 |  | 02/22/1990
Waterfurnace International, Inc. | Waterfurnace International, Inc. | ATV045D1(P) |  | Ground-Water-Source | WBAHP: Heat Pump Packaged Unit | Heat Pump | 208 | 1 |  |  | No Match | No Match |  |  |  | 27800 | 1323 | 21 | 9 | 19600 | 1472 | 3.9 |  | Non Federally-Regulated | 12/14/1998 |  | 10/06/1999
Snyder General Corp. | McQuay | VF070G3 |  | Water-Source | WBAHP: Heat Pump Packaged Unit | Heat Pump | 230 | 1 |  |  | No Match | No Match |  |  |  | 6900 | 645 | 10.7 | 9 | 8800 | 700 | 3.7 | 3.2 | Non Federally-Regulated | 02/22/1990 |  | 07/31/1991
Florida Heat Pump | Florida Heat Pump | TA061-1CS | DX061CC/UC | Ground-Source | WBAHP-C: Heat Pump Split Syste | Heat Pump | 230 | 1 |  |  | No Match | Dual-Speed |  |  |  | 64500 | 3544 | 18.2 | 13.4 | 47000 | 3532 | 3.9 | 3.1 | Non Federally-Regulated | 03/02/2012 |  | 05/01/2015
Waterfurnace International, Inc. | Waterfurnace International, Inc. | CC/CE/CS/CW07*0 |  | Water-Source | WBAHP-O: Heat Pump Packaged Un | Heat Pump | 230 | 1 |  |  | No Match | Single-Speed |  |  |  | 6900 | 507 | 13.6 | 11.2 | 9400 | 632 | 4.4 | 4.2 | Federally-Regulated Commercial & Industrial Equipment | 02/09/2009 |  | 02/17/2011
Addison Products | Heat Controller | WSH034-3AR |  | Water-Source | WBAHP: Heat Pump Packaged Unit | Heat Pump | 230 | 3 |  |  | No Match | No Match |  |  |  | 33500 | 2463 | 13.6 | 10 | 42500 | 2767 | 4.5 |  | Federally-Regulated Commercial & Industrial Equipment | 10/05/1999 |  | 04/12/2000
Addison Products | Addison Products | WPH028-1J |  | Water-Source | WBAHP: Heat Pump Packaged Unit | Heat Pump | 208 | 1 |  |  | No Match | No Match |  |  |  | 27600 | 2509 | 11 | 9.3 | 36400 | 2735 | 3.9 | 3.8 | Federally-Regulated Commercial & Industrial Equipment | 03/31/1998 |  | 05/10/1998
Command-Aire | Command-Aire | SWPV267 |  | Water-Source | WBAHP: Heat Pump Packaged Unit | Heat Pump | 265 | 1 |  |  | No Match | No Match |  |  |  | 24000 | 2180 | 11 | 9 | 32000 | 2340 | 4.1 | 3.2 | Federally-Regulated Commercial & Industrial Equipment | 01/23/1988 |  | 05/11/1988
Enertech Global, LLC | Enertech | HCT072D2 |  | Ground-Water-Source | WBAHP: Heat Pump Packaged Unit | Heat Pump | 230 | 3 |  |  | No Match | Single-Speed | 2967 | 710 | 1 | 77200 | 3676 | 21 | 16.2 | 72600 | 4948 | 4.3 | 3.6 | Non Federally-Regulated | 09/03/2012 |  | 12/12/2012
American Air Filter | Enercon | EVW-101 |  | Water-Source | WBAHP: Heat Pump Packaged Unit | Heat Pump | 460 | 3 |  |  | No Match | No Match |  |  |  | 102000 | 9444 | 10.8 | 9.2 | 124000 | 10383 | 3.5 | 2.5 | Non Federally-Regulated | 02/22/1990 |  | 07/31/1991
Friedrich Climate Master | Climate Master Series | 804-096-H******** |  | Water-Source | WBAHP: Heat Pump Packaged Unit | Heat Pump | 230 | 3 |  |  | No Match | No Match |  |  |  | 96000 | 9400 | 10.2 | 9.2 | 112000 | 9100 | 3.6 | 2.5 | Non Federally-Regulated | 08/29/1986 |  | 05/11/1988
ClimateMaster Inc. | Carrier Corp. | 50YEH/V/D070****3 |  | Ground-Water-Source | WBAHP: Heat Pump Packaged Unit | Heat Pump | 230 | 1 |  |  | No Match | Single-Speed | 3135 | 899 | 152 | 78000 | 3697 | 21.1 | 16.2 | 66100 | 4843 | 4 | 3.6 | Non Federally-Regulated | 10/24/2014 |  | 04/22/2015
Enertech Global, LLC | Roth Industries, Inc. | RXT048C |  | Ground-Source | WBAHP: Heat Pump Packaged Unit | Heat Pump | 208 | 1 |  |  | No Match | Single-Speed |  |  |  | 49900 | 2697 | 18.5 | 13.4 | 39500 | 2756 | 4.2 | 3.1 | Non Federally-Regulated | 11/30/2011 |  | 05/02/2012
ClimateMaster Inc. | Carrier | 50VQA/VQD120 3 |  | Water-Source | WBAHP: Heat Pump Packaged Unit | Heat Pump | 208 | 1 |  |  | No Match | No Match |  |  |  | 120000 | 10526 | 11.4 | 9 | 135000 | 10412 | 3.8 | 3.8 | Federally-Regulated Commercial & Industrial Equipment | 02/02/1998 |  | 03/31/1998
Waterfurnace International, Inc. | Eagle Mountain | ZS023**0*4 |  | Ground-Source | WBAHP: Heat Pump Packaged Unit | Heat Pump | 208 | 1 |  |  | No Match | Single-Speed |  |  |  | 23900 | 1406 | 17 | 13.4 | 17000 | 1384 | 3.6 | 3.1 | Non Federally-Regulated | 06/14/2011 |  | 04/19/2013
Enertech Global, LLC | Enertech | GST048A | ACD060 | Ground-Source | WBAHP-CB: Heat Pump Split Syst | Heat Pump | 230 | 1 |  |  | No Match | Single-Speed |  |  |  | 52200 | 2868 | 18.2 | 13.4 | 37300 | 2666 | 4.1 | 3.1 | Non Federally-Regulated | 11/30/2011 |  | 03/02/2012
Enertech Global, LLC | Enertech | GSC060 | MPD060 | Ground-Water-Source | WBAHP-CB: Heat Pump Split Syst | Heat Pump | 230 | 1 |  |  | No Match | Single-Speed |  |  |  | 62500 | 3531 | 17.7 | 16.2 | 54800 | 4229 | 3.8 | 3.6 | Non Federally-Regulated | 07/16/2009 |  | 03/02/2012
Carrier Corp. | Carrier | 50QEH0363 |  | Water-Source | WBAHP: Heat Pump Packaged Unit | Heat Pump | 208 | 1 |  |  | No Match | No Match |  |  |  | 35800 | 2864 | 12.5 | 9 | 41500 | 3040 | 4 | 3.2 | Non Federally-Regulated | 02/22/1990 |  | 07/31/1991
Florida Heat Pump | Florida Heat Pump | CE035-1CS | CE035-1AH/AV | Ground-Water-Source | WBAHP-CB: Heat Pump Split Syst | Heat Pump | 230 | 1 |  |  | No Match | Dual-Speed |  |  |  | 41200 | 1916 | 21.5 | 16.2 | 35200 | 2516 | 4.1 | 3.6 | Non Federally-Regulated | 06/14/2011 |  | 04/20/2015
Addison Products | Addison Products | VPY042-4A |  | Ground-Water-Source | WBAHP: Heat Pump Packaged Unit | Heat Pump | 460 | 3 |  |  | No Match | No Match |  |  |  | 47000 | 3560 | 13.2 | 9 | 30900 | 3017 | 3 |  | Non Federally-Regulated | 11/14/2000 |  | 01/18/2001
Geoflex Systems, Inc. | Geoflex Systems, Inc. | GF1T-V/H/D/M-026WADBE |  | Ground-Source | WBAHP: Heat Pump Packaged Unit | Both Heat Pump and Electric Re | 460 | 3 |  |  | No Match | Dual-Speed |  |  |  | 26900 | 1446 | 18.6 | 13.4 | 19600 | 1401 | 4.1 | 3.1 | Non Federally-Regulated | 11/30/2011 |  | 04/19/2013
ClimateMaster Inc. | Climate Master | TTP/S038 | CNPV*36* | Ground-Source | WBAHP-C: Heat Pump Split Syste | Heat Pump | 230 | 1 |  |  | No Match | Single-Speed |  |  |  | 36700 | 2323 | 15.8 | 13.4 | 28200 | 2363 | 3.5 | 3.1 | Non Federally-Regulated | 11/25/2009 |  | 06/09/2015
Trane U.S. Inc. | Command-Aire | SPHD0353 |  | Water-Source | WBAHP: Heat Pump Packaged Unit | Heat Pump | 208 | 3 |  |  | No Match | No Match |  |  |  | 36000 | 3272 | 11 | 10 | 45800 | 3531 | 3.8 |  | Federally-Regulated Commercial & Industrial Equipment | 10/05/1999 |  | 04/12/2000
Trane U.S. Inc. | Trane | GXUA0191 |  | Water-Source | WBAHP: Heat Pump Packaged Unit | Heat Pump | 208 | 1 |  |  | No Match | No Match |  |  |  | 18000 | 1621 | 11.1 | 10 | 24000 | 1674 | 4.2 |  | Federally-Regulated Commercial & Industrial Equipment | 02/02/1998 |  | 03/31/1998
Addison Products | Heat Controller | HWY072-3A |  | Water-Source | WBAHP: Heat Pump Packaged Unit | Heat Pump | 208 | 3 |  |  | No Match | No Match |  |  |  | 75000 | 6000 | 12.5 | 9 | 90200 | 5872 | 4.5 | 3.8 | Federally-Regulated Commercial & Industrial Equipment | 11/17/1999 |  | 04/12/2000
Waterfurnace International, Inc. | Waterfurnace International, Inc. | SXV042C3 |  | Water-Source | WBAHP-CB: Heat Pump Split Syst | Heat Pump | 208 | 3 |  |  | No Match | No Match |  |  |  | 44000 | 3358 | 13.1 | 9 | 46000 | 3370 | 4 | 3.5 | Non Federally-Regulated | 02/02/1998 |  | 10/02/1998
ClimateMaster Inc. | Climate Master Series | 804-012-E******** |  | Water-Source | WBAHP: Heat Pump Packaged Unit | Heat Pump | 265 | 1 |  |  | No Match | No Match |  |  |  | 12400 | 1204 | 10.3 | 9 | 16200 | 1356 | 3.5 | 3.2 | Non Federally-Regulated | 02/22/1990 |  | 07/31/1991
Florida Heat Pump | Florida Heat Pump | EM041-1CS | EM041-1AV | Water-Source | WBAHP-C: Heat Pump Split Syste | Heat Pump | 230 | 1 |  |  | No Match | No Match |  |  |  | 39000 | 3000 | 13 | 10 | 49000 | 3502 | 4.1 |  | Federally-Regulated Commercial & Industrial Equipment | 02/02/1998 |  | 03/31/1998
Enviro Master International llc | Enviro Master International | FWH12D******A*B |  | Water-Source | WBAHP-O: Heat Pump Packaged Un | Heat Pump | 208 | 1 |  |  | No Match | No Match |  |  |  | 11300 | 965 | 11.7 | 9 | 13900 | 1070 | 3.8 | 3.2 | Non Federally-Regulated | 02/22/1990 |  | 07/31/1991
Florida Heat Pump | Florida Heat Pump | GT026-3CS | GT026-1AH/AV | Water-Source | Water/Brine to Air Heat Pump S | Heat Pump | 230 | 1 |  |  | No Match | No Match |  |  |  | 26000 | 1884 | 13.8 | 10 | 31800 | 2117 | 4.4 |  | Federally-Regulated Commercial & Industrial Equipment | 04/12/2000 |  | 05/29/2001
McQuay International | McQuay | FCV/FCW/VWH/VWW024B-F |  | Water-Source | WBAHP: Heat Pump Packaged Unit | Heat Pump | 208 | 3 |  |  | No Match | No Match |  |  |  | 24400 | 2033 | 12 | 10 | 32000 | 2344 | 4 |  | Federally-Regulated Commercial & Industrial Equipment | 02/02/1998 |  | 03/31/1998
Enertech Global, LLC | Enertech | H036C | ACD036 | Ground-Water-Source | WBAHP-C: Heat Pump Split Syste | Heat Pump | 230 | 1 |  |  | No Match | Single-Speed |  |  |  | 39400 | 2000 | 19.7 | 16.2 | 34400 | 2587 | 3.9 | 3.6 | Non Federally-Regulated | 04/30/2009 |  | 03/02/2012
Command-Aire | Command-Aire | SWP-1033 |  | Water-Source | WBAHP: Heat Pump Packaged Unit | Heat Pump | 208 | 3 |  |  | No Match | No Match |  |  |  | 115000 | 11900 | 9.7 | 9.2 | 156000 | 12100 | 3.8 | 2.5 | Non Federally-Regulated | 02/22/1990 |  | 07/31/1991
Mammoth | Mammoth | G043V |  | Water-Source | WBAHP: Heat Pump Packaged Unit | Heat Pump | 460 | 3 |  |  | No Match | No Match |  |  |  | 40000 | 4400 | 9.1 | 7.5 | 42000 | 4400 | 2.8 | 2.5 | Non Federally-Regulated | 01/05/1982 |  | 05/16/1984
California Heat Pump | Trane | WPHB-0612 |  | Water-Source | WBAHP: Heat Pump Packaged Unit | Heat Pump | 208 | 1 |  |  | No Match | No Match |  |  |  | 61000 | 6120 | 10 | 7.5 | 77000 | 6450 | 3.5 | 2.5 | Non Federally-Regulated | 06/11/1985 |  | 05/11/1988
Waterfurnace International, Inc. | Waterfurnace International, Inc. | SXV042*0 |  | Water-Source | WBAHP: Heat Pump Packaged Unit | Heat Pump | 208 | 1 |  |  | No Match | No Match |  |  |  | 42000 | 3000 | 14 | 10 | 54500 | 3131 | 5.1 |  | Federally-Regulated Commercial & Industrial Equipment | 10/05/1999 |  | 05/19/2000
Florida Heat Pump | Florida Heat Pump | GT030-3CF/HZ/VT |  | Water-Source | WBAHP-CB: Heat Pump Split Syst | Heat Pump | 230 | 3 |  |  | No Match | No Match |  |  |  | 31400 | 2211 | 14.2 | 9 | 33000 | 2417 | 4 | 3.5 | Non Federally-Regulated | 04/12/2000 |  | 05/23/2001
McQuay / Snyder General | Electro-Hydronics | FC350F3 |  | Water-Source | WBAHP: Heat Pump Packaged Unit | Heat Pump | 230 | 1 |  |  | No Match | No Match |  |  |  | 35600 | 3360 | 10.6 | 7.5 | 43000 | 3500 | 3.6 | 2.5 | Non Federally-Regulated | 08/29/1986 |  | 05/11/1988
Addison Products | Addison Products | HWPG017-1B** |  | Water-Source | WBAHP-CB: Heat Pump Split Syst | Heat Pump | 230 | 1 |  |  | No Match | No Match |  |  |  | 16700 | 1176 | 14.2 | 9 | 18100 | 1262 | 4.2 | 3.5 | Non Federally-Regulated | 02/02/1998 |  | 10/02/1998
Florida Heat Pump | Geomaster, LLC | AU061-1CS | AU061-1AV/AH | Water-Source | WBAHP-CB: Heat Pump Split Syst | Heat Pump | 230 | 1 |  |  | No Match | Single-Speed |  |  |  | 59000 | 4275 | 13.8 | 12 | 71000 | 4522 | 4.6 | 4.2 | Federally-Regulated Commercial & Industrial Equipment | 04/23/2009 |  | 12/12/2012
ClimateMaster Inc. | Carrier | 50YAV/YAH015 |  | Ground-Water-Source | WBAHP: Heat Pump Packaged Unit | Heat Pump | 230 | 1 |  |  | No Match | No Match |  |  |  | 15000 | 1048 | 14.3 | 9 | 11200 | 1025 | 3.2 |  | Non Federally-Regulated | 11/17/1999 |  | 04/10/2000
ClimateMaster Inc. | Carrier Corp. | 50YCS0603 | FK4CNF006 | Ground-Source | WBAHP-CB: Heat Pump Split Syst | Heat Pump | 230 | 1 |  |  | No Match | Single-Speed |  |  |  | 57600 | 4056 | 14.2 | 13.4 | 47200 | 3955 | 3.5 | 3.1 | Non Federally-Regulated | 09/15/2009 |  | 02/17/2011
Trane U.S. Inc. | Trane | GSCC0411 |  | Water-Source | WBAHP: Heat Pump Packaged Unit | Heat Pump | 208 | 1 |  |  | No Match | No Match |  |  |  | 40100 | 3517 | 11.4 | 10 | 52000 | 4010 | 3.8 |  | Federally-Regulated Commercial & Industrial Equipment | 02/02/1998 |  | 03/31/1998
Mammoth | Hydrobank II | D043HHJ |  | Water-Source | WBAHP: Heat Pump Packaged Unit | Heat Pump | 230 | 1 |  |  | No Match | No Match |  |  |  | 42000 | 3589 | 11.7 | 10 | 54300 | 4186 | 3.8 |  | Federally-Regulated Commercial & Industrial Equipment | 05/23/2000 |  | 01/18/2001
Enertech Global, LLC | Enertech | TRT024A | MPD024 | Ground-Source | WBAHP-CB: Heat Pump Split Syst | Heat Pump | 208 | 1 |  |  | No Match | Single-Speed |  |  |  | 24600 | 1547 | 15.9 | 13.4 | 17800 | 1534 | 3.4 | 3.1 | Non Federally-Regulated | 12/12/2012 |  | 04/29/2015
ClimateMaster Inc. | Carrier | 50HQA/HQD/VQA/VQD009 |  | Water-Source | WBAHP: Heat Pump Packaged Unit | Heat Pump | 208 | 1 |  |  | No Match | No Match |  |  |  | 9800 | 844 | 11.6 | 9.3 | 12000 | 837 | 4.2 | 3.8 | Federally-Regulated Commercial & Industrial Equipment | 03/31/1998 |  | 05/10/1998
Command-Aire | Command-Aire | SWPHXR097E |  | Water-Source | WBAHP: Heat Pump Packaged Unit | Heat Pump | 265 | 1 |  |  | No Match | No Match |  |  |  | 9000 | 860 | 10.5 | 9 | 12000 | 880 | 4 | 3.2 | Non Federally-Regulated | 02/22/1990 |  | 07/31/1991
Waterfurnace International, Inc. | Waterfurnace International, Inc. | SXV048C4 |  | Water-Source | WBAHP: Heat Pump Packaged Unit | Heat Pump | 460 | 3 |  |  | No Match | No Match |  |  |  | 49000 | 3629 | 13.5 | 10 | 60500 | 3772 | 4.7 |  | Federally-Regulated Commercial & Industrial Equipment | 02/02/1998 |  | 03/31/1998
ClimateMaster Inc. | Carrier | 50HQA/HQD/VQA/VQD036 3 |  | Water-Source | WBAHP: Heat Pump Packaged Unit | Heat Pump | 208 | 1 |  |  | No Match | No Match |  |  |  | 35000 | 3181 | 11 | 9.3 | 42500 | 3193 | 3.9 | 3.8 | Federally-Regulated Commercial & Industrial Equipment | 03/31/1998 |  | 05/10/1998
Mammoth | Hydrobank II | G062VHK |  | Water-Source | WBAHP: Heat Pump Packaged Unit | Heat Pump | 460 | 3 |  |  | No Match | No Match |  |  |  | 61000 | 5495 | 11.1 | 10 | 82000 | 6160 | 3.9 |  | Federally-Regulated Commercial & Industrial Equipment | 06/27/2003 |  | 03/12/2009
Command-Aire | Command-Aire | SWP611E |  | Water-Source | WBAHP: Heat Pump Packaged Unit | Heat Pump | 208 | 1 |  |  | No Match | No Match |  |  |  | 62000 | 5640 | 11 | 9 | 78000 | 5710 | 4 | 3.2 | Non Federally-Regulated | 02/22/1990 |  | 07/31/1991
Addison Products | Addison Products | VGY096-3A |  | Ground-Water-Source | WBAHP: Heat Pump Packaged Unit | Heat Pump | 230 | 3 |  |  | No Match | No Match |  |  |  | 101000 | 7163 | 14.1 | 9 | 75000 | 7088 | 3.1 |  | Non Federally-Regulated | 11/14/2000 |  | 01/24/2002
Mammoth | Hydrobank II | D009VHK |  | Water-Source | WBAHP: Heat Pump Packaged Unit | Heat Pump | 230 | 1 |  |  | No Match | No Match |  |  |  | 9000 | 900 | 10 | 10 | 12000 | 901 | 3.9 |  | Federally-Regulated Commercial & Industrial Equipment | 01/22/2003 |  | 03/12/2009
Florida Heat Pump | Geomaster, LLC | EC024-2CF/HZ/VT |  | Ground-Water-Source | WBAHP: Heat Pump Packaged Unit | Heat Pump | 265 | 1 |  |  | No Match | Single-Speed |  |  |  | 28200 | 1369 | 20.6 | 16.2 | 23800 | 1369 | 3.8 | 3.6 | Non Federally-Regulated | 04/30/2009 |  | 04/20/2015
Waterfurnace International, Inc. | Geotility Geothermal Installations | GCC/GCW/GCS/GCE12*0 |  | Water-Source | WBAHP-O: Heat Pump Packaged Un | Heat Pump | 208 | 1 |  |  | No Match | Single-Speed |  |  |  | 10500 | 854 | 12.3 | 11.2 | 14400 | 981 | 4.3 | 4.2 | Federally-Regulated Commercial & Industrial Equipment | 01/24/2011 |  | 04/19/2013
Addison Products | Addison Products | HGY048-1A |  | Ground-Water-Source | WBAHP: Heat Pump Packaged Unit | Heat Pump | 208 | 1 |  |  | No Match | No Match |  |  |  | 53900 | 4052 | 13.3 | 9 | 36800 | 3478 | 3.1 |  | Non Federally-Regulated | 07/22/2002 |  | 03/12/2009
Climate Control / Snyder General | Electro-Hydronics | CW750GD |  | Water-Source | WBAHP: Heat Pump Packaged Unit | Heat Pump | 230 | 3 |  |  | No Match | No Match |  |  |  | 74000 | 7000 | 10.5 | 9.2 | 92000 | 7500 | 3.6 | 2.5 | Non Federally-Regulated | 06/11/1985 |  | 08/29/1986
McQuay / Snyder General | Electro-Hydronics | WE190C7 |  | Water-Source | WBAHP: Heat Pump Packaged Unit | Heat Pump | 265 | 1 |  |  | No Match | No Match |  |  |  | 18200 | 1825 | 10 | 7.5 | 22600 | 2000 | 3.3 | 2.5 | Non Federally-Regulated | 08/29/1986 |  | 05/11/1988
Mammoth | Hydrobank II | D019VHJ |  | Water-Source | WBAHP: Heat Pump Packaged Unit | Heat Pump | 208 | 1 |  |  | No Match | No Match |  |  |  | 18200 | 1654 | 11 | 10 | 24300 | 1873 | 3.8 |  | Federally-Regulated Commercial & Industrial Equipment | 11/14/2000 |  | 01/18/2001
Enviro Master International llc | Enviro Master International | FWH12D******B*B |  | Water-Source | WBAHP-O: Heat Pump Packaged Un | Heat Pump | 208 | 1 |  |  | No Match | No Match |  |  |  | 11300 | 1035 | 10.9 | 9 | 12700 | 1130 | 3.3 | 3.2 | Non Federally-Regulated | 02/22/1990 |  | 07/31/1991
Enertech Global, LLC | Enertech | H042C | ACD060 | Ground-Source | WBAHP-C: Heat Pump Split Syste | Heat Pump | 230 | 1 |  |  | No Match | Single-Speed |  |  |  | 43800 | 2561 | 17.1 | 13.4 | 35000 | 3019 | 3.4 | 3.1 | Non Federally-Regulated | 04/30/2009 |  | 06/15/2009
McQuay / Snyder General | Electro-Hydronics | CCW042A*G |  | Water-Source | WBAHP: Heat Pump Packaged Unit | Heat Pump | 230 | 1 |  |  | No Match | No Match |  |  |  | 41000 | 3775 | 10.9 | 9 | 52000 | 4045 | 3.8 | 3.2 | Non Federally-Regulated | 05/11/1988 |  | 03/15/1989
ClimateMaster Inc. | Carrier | 50HQA/HQD/VQA/VQD048 3 |  | Water-Source | WBAHP: Heat Pump Packaged Unit | Heat Pump | 208 | 1 |  |  | No Match | No Match |  |  |  | 47500 | 4318 | 11 | 10 | 57000 | 4396 | 3.8 |  | Federally-Regulated Commercial & Industrial Equipment | 12/14/1998 |  | 04/12/2000
Waterfurnace International, Inc. | Waterfurnace International, Inc. | SXH013A1 |  | Ground-Water-Source | WBAHP: Heat Pump Packaged Unit | Heat Pump | 208 | 1 |  |  | No Match | No Match |  |  |  | 13300 | 847 | 15.7 | 9 | 9700 | 861 | 3.3 |  | Non Federally-Regulated | 01/30/1998 |  | 03/31/1998
Addison Products | Addison Products | DWPG054-1B-XL* |  | Ground-Water-Source | WBAHP: Heat Pump Packaged Unit | Heat Pump | 230 | 1 |  |  | No Match | No Match |  |  |  | 53000 | 3925 | 13.5 | 9 | 40000 | 3907 | 3 |  | Non Federally-Regulated | 05/10/1998 |  | 10/02/1998
Addison Products | Addison Products | HGY007-0A |  | Water-Source | WBAHP-CB: Heat Pump Split Syst | Heat Pump | 115 | 1 |  |  | No Match | No Match |  |  |  | 9300 | 683 | 13.6 | 9 | 11000 | 786 | 4.1 | 3.5 | Non Federally-Regulated | 07/22/2002 |  | 03/12/2009
Trane U.S. Inc. | Trane | WPHD0131 |  | Water-Source | WBAHP: Heat Pump Packaged Unit | Heat Pump | 265 | 1 |  |  | No Match | No Match |  |  |  | 11400 | 1055 | 10.8 | 9.3 | 15600 | 1114 | 4.1 | 3.8 | Federally-Regulated Commercial & Industrial Equipment | 03/31/1998 |  | 05/10/1998
Florida Heat Pump | Florida Heat Pump | ES035-1CS | ES035-1AV/AH | Water-Source | WBAHP-CB: Heat Pump Split Syst | Heat Pump | 208 | 1 |  |  | No Match | Dual-Speed |  |  |  | 35300 | 2469 | 14.3 | 12 | 42200 | 2631 | 4.7 | 4.2 | Federally-Regulated Commercial & Industrial Equipment | 01/10/2012 |  | 04/29/2015
Enertech Global, LLC | Enertech | HXT036C |  | Ground-Water-Source | WBAHP: Heat Pump Packaged Unit | Heat Pump | 230 | 1 |  |  | No Match | Single-Speed |  |  |  | 40900 | 1748 | 23.4 | 16.2 | 35700 | 2135 | 4.9 | 3.6 | Non Federally-Regulated | 12/12/2012 |  | 04/21/2014
ClimateMaster Inc. | Climate Master Series | GSS60 | U23R42W | Ground-Water-Source | WBAHP-CB: Heat Pump Split Syst | Heat Pump | 230 | 1 |  |  | No Match | No Match |  |  |  | 56000 | 4000 | 14 | 9 | 46000 | 4084 | 3.3 |  | Non Federally-Regulated | 10/06/1999 |  | 04/10/2000
Waterfurnace International, Inc. | Waterfurnace International, Inc. | SXH013C1 |  | Water-Source | WBAHP: Heat Pump Packaged Unit | Heat Pump | 230 | 1 |  |  | No Match | No Match |  |  |  | 12700 | 858 | 14.8 | 10 | 15100 | 921 | 4.8 |  | Federally-Regulated Commercial & Industrial Equipment | 12/14/1998 |  | 10/05/1999
Addison Products | Comfort-Aire | RUWP-1033 |  | Water-Source | WBAHP: Heat Pump Packaged Unit | Heat Pump | 208 | 3 |  |  | No Match | No Match |  |  |  | 117000 | 11800 | 9.9 | 10.5 | 149000 | 11700 | 3.7 | 3.8 | Non Federally-Regulated | 07/31/1991 |  | 03/31/1998
Command-Aire | Command-Aire | SWP261E |  | Water-Source | WBAHP: Heat Pump Packaged Unit | Heat Pump | 208 | 1 |  |  | No Match | No Match |  |  |  | 24000 | 2190 | 11 | 7.5 | 32000 | 2340 | 4.1 | 2.5 | Non Federally-Regulated | 06/11/1985 |  | 01/23/1988
Hydro Delta Corp. | Hydro Delta Corp. | 03-060-WTAR-MT |  | Ground-Source | WBAHP: Heat Pump Packaged Unit | Heat Pump | 230 | 1 |  |  | No Match | No Match |  |  |  | 63000 | 5250 | 12 |  | 48500 | 4441 | 3.2 |  | Non Federally-Regulated | 03/31/1998 |  | 05/10/1998
Waterfurnace International, Inc. | Waterfurnace International, Inc. | SXV030A3 |  | Water-Source | WBAHP: Heat Pump Packaged Unit | Heat Pump | 230 | 3 |  |  | No Match | No Match |  |  |  | 30600 | 2125 | 14.4 | 9.3 | 36600 | 2145 | 5 | 3.8 | Federally-Regulated Commercial & Industrial Equipment | 03/31/1998 |  | 05/10/1998
California Heat Pump | California Heat Pump | 26V*-12-** |  | Water-Source | WBAHP: Heat Pump Packaged Unit | Heat Pump | 208 | 1 |  |  | No Match | No Match |  |  |  | 24500 | 3050 | 8 | 7.5 | 30000 | 3200 | 2.7 | 2.5 | Non Federally-Regulated | 06/11/1985 |  | 05/11/1988
ClimateMaster Inc. | Climate Master | ACA/B024 |  | Ground-Source | WBAHP: Heat Pump Packaged Unit | Heat Pump | 208 | 1 |  |  | No Match | Single-Speed |  |  |  | 22700 | 1513 | 15 | 13.4 | 18200 | 1524 | 3.5 | 3.1 | Non Federally-Regulated | 03/02/2012 |  | 06/09/2015
Waterfurnace International, Inc. | Eagle Mountain | ZS042**3*0 |  | Ground-Source | WBAHP: Heat Pump Packaged Unit | Heat Pump | 230 | 3 |  |  | No Match | Single-Speed |  |  |  | 42300 | 2518 | 16.8 | 13.4 | 29000 | 2576 | 3.3 | 3.1 | Non Federally-Regulated | 01/24/2011 |  | 04/19/2013
Waterfurnace International, Inc. | Eagle Mountain | GS015**2*0 |  | Ground-Water-Source | WBAHP: Heat Pump Packaged Unit | Heat Pump | 265 | 1 |  |  | No Match | Single-Speed |  |  |  | 16200 | 623 | 26 | 16.2 | 14900 | 992 | 4.4 | 3.6 | Non Federally-Regulated | 01/24/2011 |  | 04/19/2013
ClimateMaster Inc. | Climate Master | PDW42 | FK4CNF005 | Ground-Water-Source | WBAHP-CB: Heat Pump Split Syst | Heat Pump | 208 | 1 |  |  | No Match | Single-Speed |  |  |  | 44100 | 2239 | 19.7 | 16.2 | 37800 | 2842 | 3.9 | 3.6 | Non Federally-Regulated | 09/15/2009 |  | 02/17/2011
Heat Controller | Heat Controller | DWPG048-1B-XL* |  | Water-Source | WBAHP-CB: Heat Pump Split Syst | Heat Pump | 208 | 1 |  |  | No Match | No Match |  |  |  | 49500 | 3485 | 14.2 | 9 | 53500 | 3824 | 4.1 | 3.5 | Non Federally-Regulated | 02/02/1998 |  | 10/02/1998
Waterfurnace International, Inc. | Spectra | SXV036A0 |  | Water-Source | WBAHP: Heat Pump Packaged Unit | Heat Pump | 208 | 1 |  |  | No Match | No Match |  |  |  | 36000 | 2647 | 13.6 | 10 | 44500 | 2774 | 4.7 |  | Federally-Regulated Commercial & Industrial Equipment | 06/02/1993 |  | 06/03/1993
Snyder General Corp. | McQuay | HC090B7 |  | Water-Source | WBAHP: Heat Pump Packaged Unit | Heat Pump | 265 | 1 |  |  | No Match | No Match |  |  |  | 9000 | 857 | 10.5 | 9 | 11000 | 920 | 3.5 | 3.2 | Non Federally-Regulated | 02/22/1990 |  | 07/31/1991
Florida Heat Pump | Florida Heat Pump | EM042-4CS | EM042-4AV | Water-Source | WBAHP-C: Heat Pump Split Syste | Heat Pump | 460 | 3 |  |  | No Match | No Match |  |  |  | 41000 | 3153 | 13 | 10 | 50000 | 3488 | 4.2 |  | Federally-Regulated Commercial & Industrial Equipment | 02/02/1998 |  | 03/31/1998
Waterfurnace International, Inc. | Rybacki - Hart Enterprises | ZS036**0*4 |  | Water-Source | WBAHP: Heat Pump Packaged Unit | Heat Pump | 230 | 1 |  |  | No Match | Single-Speed |  |  |  | 33300 | 2220 | 15 | 12 | 40600 | 2479 | 4.8 | 4.2 | Federally-Regulated Commercial & Industrial Equipment | 06/14/2011 |  | 03/02/2012
Waterfurnace International, Inc. | Waterfurnace International, Inc. | ATH019D1 |  | Ground-Water-Source | WBAHP: Heat Pump Packaged Unit | Heat Pump | 208 | 1 |  |  | No Match | No Match |  |  |  | 19400 | 1168 | 16.6 | 9 | 13700 | 1115 | 3.6 |  | Non Federally-Regulated | 12/14/1998 |  | 10/06/1999
Climate Control / Snyder General | Electro-Hydronics | VE140F3 |  | Water-Source | WBAHP: Heat Pump Packaged Unit | Heat Pump | 230 | 1 |  |  | No Match | No Match |  |  |  | 13500 | 1300 | 10.4 | 7.5 | 16000 | 1320 | 3.5 | 2.5 | Non Federally-Regulated | 05/16/1984 |  | 08/29/1986
ClimateMaster Inc. | Carrier | 50VQA/VQD120 3 |  | Water-Source | WBAHP: Heat Pump Packaged Unit | Heat Pump | 230 | 1 |  |  | No Match | No Match |  |  |  | 120000 | 10526 | 11.4 | 10.5 | 135000 | 10412 | 3.8 | 3.8 | Federally-Regulated Commercial & Industrial Equipment | 03/31/1998 |  | 05/10/1998
Trane U.S. Inc. | Trane | EXVE0604 |  | Water-Source | WBAHP: Heat Pump Packaged Unit | Heat Pump | 460 | 3 |  |  | No Match | Single-Speed |  |  |  | 60700 | 3993 | 15.2 | 12 | 76700 | 4241 | 5.3 | 4.2 | Federally-Regulated Commercial & Industrial Equipment | 06/14/2011 |  | 08/15/2014
McQuay International | McQuay | CCH/CCW/HWH/HWW030C-N |  | Water-Source | WBAHP: Heat Pump Packaged Unit | Heat Pump | 265 | 1 |  |  | No Match | No Match |  |  |  | 30000 | 2500 | 12 | 10 | 37000 | 2780 | 3.9 |  | Federally-Regulated Commercial & Industrial Equipment | 02/02/1998 |  | 03/31/1998
Florida Heat Pump | Florida Heat Pump | GT054-5CS | GT054-5AH/AV | Ground-Water-Source | WBAHP-CB: Heat Pump Split Syst | Heat Pump | 575 | 3 |  |  | No Match | No Match |  |  |  | 50000 | 3937 | 12.7 | 9 | 41500 | 4192 | 2.9 |  | Non Federally-Regulated | 07/22/2002 |  | 03/12/2009
Waterfurnace International, Inc. | Waterfurnace International, Inc. | SXV030C2 |  | Ground-Water-Source | WBAHP: Heat Pump Packaged Unit | Heat Pump | 265 | 1 |  |  | No Match | No Match |  |  |  | 31800 | 2338 | 13.6 | 11 | 33400 | 2330 | 4.2 | 3.5 | Non Federally-Regulated | 03/31/1998 |  | 05/10/1998
Waterfurnace International, Inc. | Waterfurnace International, Inc. | ATH016C1 |  | Ground-Water-Source | WBAHP: Heat Pump Packaged Unit | Heat Pump | 208 | 1 |  |  | No Match | No Match |  |  |  | 17100 | 1082 | 15.8 | 9 | 11800 | 987 | 3.5 |  | Non Federally-Regulated | 05/10/1998 |  | 10/02/1998
Florida Heat Pump | Geomaster, LLC | AU035-1CF/HZ/VT |  | Ground-Source | WBAHP: Heat Pump Packaged Unit | Heat Pump | 230 | 1 |  |  | No Match | Single-Speed |  |  |  | 38000 | 2209 | 17.2 | 13.4 | 28000 | 2159 | 3.8 | 3.1 | Non Federally-Regulated | 04/23/2009 |  | 12/12/2012
Carrier Corp. | Carrier | 50QXH0603 |  | Water-Source | WBAHP: Heat Pump Packaged Unit | Heat Pump | 230 | 1 |  |  | No Match | No Match |  |  |  | 58000 | 5088 | 11.4 | 9 | 64000 | 4810 | 3.9 | 3.2 | Non Federally-Regulated | 10/10/1989 |  | 07/31/1991
Waterfurnace International, Inc. | Waterfurnace International, Inc. | SXV019*0 |  | Water-Source | WBAHP: Heat Pump Packaged Unit | Heat Pump | 230 | 1 |  |  | No Match | No Match |  |  |  | 18600 | 1338 | 13.9 | 10 | 24200 | 1447 | 4.9 |  | Federally-Regulated Commercial & Industrial Equipment | 10/05/1999 |  | 05/19/2000
Waterfurnace International, Inc. | Extended Range | WXH/WXV120A*3*** |  | Ground-Water-Source | WBAHP: Heat Pump Packaged Unit | Heat Pump | 230 | 3 |  |  | No Match | No Match |  |  |  | 120000 | 12000 | 10 |  | 149000 | 12473 | 3.5 |  | Non Federally-Regulated | 03/15/1989 |  | 07/31/1991
Waterfurnace International, Inc. | Waterfurnace International, Inc. | ATV056D1 |  | Ground-Water-Source | WBAHP: Heat Pump Packaged Unit | Heat Pump | 208 | 1 |  |  | No Match | No Match |  |  |  | 60500 | 4143 | 14.6 | 11 | 69000 | 4814 | 4.2 | 3.5 | Non Federally-Regulated | 03/31/1998 |  | 05/10/1998
Thermal Energy Systems | Thermaflo II | 60***6**** |  | Water-Source | WBAHP: Heat Pump Packaged Unit | Heat Pump | 460 | 3 |  |  | No Match | No Match |  |  |  | 60000 | 5350 | 11.2 | 9 | 73000 | 6100 | 3.9 | 3.2 | Federally-Regulated Commercial & Industrial Equipment | 01/23/1988 |  | 02/22/1990
Waterfurnace International, Inc. | Geotility Geothermal Installations | ZS036**3*4 |  | Water-Source | WBAHP: Heat Pump Packaged Unit | Heat Pump | 208 | 3 |  |  | No Match | Single-Speed |  |  |  | 33300 | 2220 | 15 | 12 | 40600 | 2479 | 4.8 | 4.2 | Federally-Regulated Commercial & Industrial Equipment | 06/14/2011 |  | 03/02/2012
Florida Heat Pump | Florida Heat Pump | EM041-1CF |  | Water-Source | WBAHP: Heat Pump Packaged Unit | Heat Pump | 208 | 1 |  |  | No Match | No Match |  |  |  | 39500 | 2992 | 13.2 | 9.3 | 50000 | 3488 | 4.2 | 3.8 | Federally-Regulated Commercial & Industrial Equipment | 03/31/1998 |  | 05/10/1998
McQuay / Snyder General | Electro-Hydronics | WE075C5 |  | Water-Source | WBAHP: Heat Pump Packaged Unit | Heat Pump | 208 | 1 |  |  | No Match | No Match |  |  |  | 6900 | 645 | 10.7 | 9 | 9400 | 725 | 3.8 | 3.2 | Non Federally-Regulated | 05/11/1988 |  | 03/15/1989
Trane U.S. Inc. | Command-Aire | GSUF0361B |  | Water-Source | WBAHP-CB: Heat Pump Split Syst | Heat Pump | 208 | 1 |  |  | No Match | No Match |  |  |  | 36800 | 2271 | 16.2 | 9 | 40000 | 2930 | 4 | 3.5 | Non Federally-Regulated | 12/14/1998 |  | 04/12/2000
Florida Heat Pump | Florida Heat Pump | GT036-4CF/HZ/VT |  | Ground-Water-Source | WBAHP: Heat Pump Packaged Unit | Heat Pump | 460 | 3 |  |  | No Match | No Match |  |  |  | 35600 | 2489 | 14.3 | 9 | 25000 | 2362 | 3.1 |  | Non Federally-Regulated | 04/10/2000 |  | 05/29/2001
Addison Products | Addison Products | HGY015-1A |  | Water-Source | WBAHP-CB: Heat Pump Split Syst | Heat Pump | 230 | 1 |  |  | No Match | No Match |  |  |  | 15900 | 1325 | 12 | 9 | 18400 | 1497 | 3.6 | 3.5 | Non Federally-Regulated | 07/22/2002 |  | 03/12/2009
McQuay International | McQuay | FCV/FCW/VWH/VWW030B-G |  | Water-Source | WBAHP: Heat Pump Packaged Unit | Heat Pump | 230 | 1 |  |  | No Match | No Match |  |  |  | 29600 | 2487 | 11.9 | 9.3 | 39000 | 2930 | 3.9 | 3.8 | Federally-Regulated Commercial & Industrial Equipment | 03/31/1998 |  | 05/10/1998
Command-Aire | Command-Aire | SWPH-217 |  | Water-Source | WBAHP: Heat Pump Packaged Unit | Heat Pump | 265 | 1 |  |  | No Match | No Match |  |  |  | 22000 | 2275 | 9.7 | 7.5 | 28500 | 2350 | 3.6 | 2.5 | Non Federally-Regulated | 01/05/1982 |  | 01/23/1988
Carrier Corp. | Carrier | 50QXH0601 |  | Water-Source | WBAHP: Heat Pump Packaged Unit | Heat Pump | 575 | 3 |  |  | No Match | No Match |  |  |  | 58000 | 5000 | 11.6 | 9 | 65000 | 4763 | 4 | 3.2 | Non Federally-Regulated | 10/10/1989 |  | 07/31/1991
Climate Control / Snyder General | Electro-Hydronics | CC100G5 |  | Water-Source | WBAHP: Heat Pump Packaged Unit | Heat Pump | 208 | 1 |  |  | No Match | No Match |  |  |  | 9500 | 850 | 11.2 | 7.5 | 12600 | 880 | 4.2 | 2.5 | Non Federally-Regulated | 05/16/1984 |  | 06/11/1985
ClimateMaster Inc. | Climate Master Series | 803-030-F******** |  | Water-Source | WBAHP: Heat Pump Packaged Unit | Heat Pump | 460 | 3 |  |  | No Match | No Match |  |  |  | 30000 | 2900 | 10.3 | 9 | 40500 | 3200 | 3.7 | 3.2 | Non Federally-Regulated | 02/22/1990 |  | 07/31/1991
Florida Heat Pump | Florida Heat Pump | EM042-3CS | EM042-1AH/AV | Ground-Water-Source | WBAHP-CB: Heat Pump Split Syst | Heat Pump | 230 | 3 |  |  | No Match | No Match |  |  |  | 43000 | 3257 | 13.2 | 9 | 30000 | 2929 | 3 |  | Non Federally-Regulated | 05/29/2001 |  | 07/18/2002
Carrier Corp. | Carrier | 50QEH0073 |  | Water-Source | WBAHP: Heat Pump Packaged Unit | Heat Pump | 230 | 1 |  |  | No Match | No Match |  |  |  | 7400 | 598 | 12.4 | 9 | 9400 | 620 | 4.4 | 3.2 | Federally-Regulated Commercial & Industrial Equipment | 12/12/1988 |  | 02/22/1990
Waterfurnace International, Inc. | Waterfurnace International, Inc. | ATV066D1 |  | Ground-Water-Source | WBAHP: Heat Pump Packaged Unit | Heat Pump | 208 | 1 |  |  | No Match | No Match |  |  |  | 68000 | 5151 | 13.2 | 11 | 80000 | 5861 | 4 | 3.5 | Non Federally-Regulated | 03/31/1998 |  | 05/10/1998
Command-Aire | Command-Aire | RWP-1033 |  | Water-Source | WBAHP: Heat Pump Packaged Unit | Heat Pump | 208 | 3 |  |  | No Match | No Match |  |  |  | 117000 | 11800 | 9.9 | 9.2 | 149000 | 11700 | 3.7 |  | Non Federally-Regulated | 05/11/1988 |  | 03/15/1989
Waterfurnace International, Inc. | Waterfurnace International, Inc. | SXH048B4 |  | Water-Source | WBAHP: Heat Pump Packaged Unit | Heat Pump | 460 | 3 |  |  | No Match | No Match |  |  |  | 49000 | 3629 | 13.5 | 10 | 60500 | 3772 | 4.7 |  | Federally-Regulated Commercial & Industrial Equipment | 12/14/1998 |  | 10/05/1999
Singer | Electro-Hydronics | UC620 D |  | Water-Source | WBAHP: Heat Pump Packaged Unit | Heat Pump | 230 | 3 |  |  | No Match | No Match |  |  |  | 62000 | 7400 | 8.4 | 7.5 | 82000 | 8200 | 2.9 | 2.5 | Non Federally-Regulated | 09/08/1982 |  | 05/16/1984
ClimateMaster Inc. | Carrier | RVC041***50*** |  | Water-Source | WBAHP: Heat Pump Packaged Unit | Heat Pump | 208 | 3 |  |  | No Match | No Match |  |  |  | 38500 | 3130 | 12.3 | 10 | 48800 | 3490 | 4.1 |  | Federally-Regulated Commercial & Industrial Equipment | 07/02/2003 |  | 03/12/2009
Florida Heat Pump | Florida Heat Pump | EM028-4HZ |  | Water-Source | WBAHP: Heat Pump Packaged Unit | Heat Pump | 460 | 3 |  |  | No Match | No Match |  |  |  | 28000 | 1971 | 14.2 | 10 | 33400 | 2175 | 4.5 |  | Federally-Regulated Commercial & Industrial Equipment | 02/02/1998 |  | 03/31/1998
Carrier Corp. - Syracuse | Carrier | 50YAV/YAH 042 |  | Ground-Source | WBAHP: Heat Pump Packaged Unit | Heat Pump | 230 | 1 |  |  | No Match | No Match |  |  |  | 42000 | 3181 | 13.2 |  | 31000 | 2839 | 3.2 |  | Non Federally-Regulated | 03/31/1998 |  | 05/10/1998
ClimateMaster Inc. | Heat Controller | HTS048A | HAGV48 | Ground-Water-Source | WBAHP-CB: Heat Pump Split Syst | Heat Pump | 230 | 1 |  |  | No Match | Single-Speed |  |  |  | 53200 | 2463 | 21.6 | 16.2 | 46600 | 3106 | 4.4 | 3.6 | Non Federally-Regulated | 09/15/2009 |  | 08/23/2011
ClimateMaster Inc. | Climate Master Series | 814-042-G******** |  | Water-Source | WBAHP: Heat Pump Packaged Unit | Heat Pump | 230 | 1 |  |  | No Match | No Match |  |  |  | 41500 | 3640 | 11.4 | 9 | 54000 | 3859 | 4.1 | 3.2 | Non Federally-Regulated | 05/11/1988 |  | 03/15/1989
Waterfurnace International, Inc. | Rybacki - Hart Enterprises | ZS030**3*1 |  | Ground-Water-Source | WBAHP: Heat Pump Packaged Unit | Heat Pump | 230 | 3 |  |  | No Match | Single-Speed |  |  |  | 32900 | 1377 | 23.9 | 16.2 | 28300 | 1885 | 4.4 | 3.6 | Non Federally-Regulated | 01/24/2011 |  | 04/19/2013
Friedrich Air Conditioning Co. | Climate Master Series | 805-048-G******** |  | Water-Source | WBAHP: Heat Pump Packaged Unit | Heat Pump | 230 | 1 |  |  | No Match | No Match |  |  |  | 45000 | 5000 | 9 | 7.5 | 56000 | 4560 | 3.6 | 2.5 | Non Federally-Regulated | 08/30/1983 |  | 08/29/1986
Waterfurnace International, Inc. | Geotility Geothermal Installations | ZS042**4*0 |  | Ground-Source | WBAHP: Heat Pump Packaged Unit | Heat Pump | 460 | 3 |  |  | No Match | Single-Speed |  |  |  | 42300 | 2518 | 16.8 | 13.4 | 29900 | 2655 | 3.3 | 3.1 | Non Federally-Regulated | 01/24/2011 |  | 04/19/2013
American Air Filter | Enercon | HW51B |  | Water-Source | WBAHP: Heat Pump Packaged Unit | Heat Pump | 208 | 1 |  |  | No Match | No Match |  |  |  | 51000 | 6100 | 8.4 | 7.5 | 67000 | 6100 | 3.2 | 2.5 | Non Federally-Regulated | 01/05/1982 |  | 05/16/1984
American Air Filter | Enercon | EHW-15 |  | Water-Source | WBAHP: Heat Pump Packaged Unit | Heat Pump | 265 | 1 |  |  | No Match | No Match |  |  |  | 15000 | 1327 | 11.3 | 9 | 17000 | 1278 | 3.9 | 3.2 | Non Federally-Regulated | 02/22/1990 |  | 07/31/1991
Florida Heat Pump | Florida Heat Pump | TA061-1CS | DX061 | Water-Source | WBAHP-CB: Heat Pump Split Syst | Both Heat Pump and Electric Re | 230 | 1 |  |  | No Match | Dual-Speed |  |  |  | 60500 | 4231 | 14.3 | 12 | 76000 | 4640 | 4.8 | 4.2 | Federally-Regulated Commercial & Industrial Equipment | 03/02/2012 |  | 05/01/2015
ClimateMaster Inc. | Carrier | 50VQA/VQD120 5/6 |  | Water-Source | WBAHP: Heat Pump Packaged Unit | Heat Pump | 460 | 3 |  |  | No Match | No Match |  |  |  | 120000 | 10526 | 11.4 | 10.5 | 135000 | 10412 | 3.8 | 3.8 | Federally-Regulated Commercial & Industrial Equipment | 03/31/1998 |  | 05/10/1998
Florida Heat Pump | Florida Heat Pump | EM031-3CS | EM031-1AH/AV | Water-Source | WBAH: Heating Only Packaged Un | Heat Pump | 230 | 3 |  |  | No Match | No Match |  |  |  | 34500 | 2695 | 12.8 | 9 | 41000 | 3336 | 3.6 | 3.5 | Non Federally-Regulated | 05/23/2001 |  | 07/18/2002
Florida Heat Pump | Florida Heat Pump | GT010-0VT/HZ/CF |  | Water-Source | WBAHP-CB: Heat Pump Split Syst | Heat Pump | 115 | 1 |  |  | No Match | No Match |  |  |  | 10400 | 753 | 13.8 | 9 | 12300 | 900 | 4 | 3.5 | Non Federally-Regulated | 10/05/1999 |  | 04/12/2000
American Air Filter | Enercon | DVW30 |  | Water-Source | WBAHP: Heat Pump Packaged Unit | Heat Pump | 265 | 1 |  |  | No Match | No Match |  |  |  | 29800 | 2620 | 11.4 | 7.5 | 34000 | 2620 | 3.8 | 2.5 | Non Federally-Regulated | 05/16/1984 |  | 06/11/1985
Singer | Electro-Hydronics | VF140C3 |  | Water-Source | WBAHP: Heat Pump Packaged Unit | Heat Pump | 230 | 1 |  |  | No Match | No Match |  |  |  | 14000 | 1700 | 8.2 | 7.5 | 16500 | 1950 | 2.5 | 2.5 | Non Federally-Regulated | 01/05/1982 |  | 09/08/1982
McQuay International | McQuay | W-CDS/CME/CMS-1-120-K |  | Water-Source | WBAHP: Heat Pump Packaged Unit | Heat Pump | 460 | 3 |  |  | No Match | No Match |  |  |  | 118500 | 10486 | 11.3 | 9 | 148000 | 10084 | 4.3 | 3.8 | Federally-Regulated Commercial & Industrial Equipment | 10/05/1999 |  | 09/21/2000
Carrier Corp. - Syracuse | Carrier | 50QEV0726 |  | Water-Source | WBAHP: Heat Pump Packaged Unit | Heat Pump | 460 | 3 |  |  | No Match | No Match |  |  |  | 73000 | 6186 | 11.8 | 9.2 | 89000 | 6450 | 4 | 2.5 | Non Federally-Regulated | 02/22/1990 |  | 07/31/1991
Florida Heat Pump | Florida Heat Pump | AP049-1CF/HZ/VT |  | Ground-Source | WBAHP: Heat Pump Packaged Unit | Heat Pump | 208 | 1 |  |  | No Match | Single-Speed |  |  |  | 52000 | 2737 | 19 | 13.4 | 38000 | 2716 | 4.1 | 3.1 | Non Federally-Regulated | 06/23/2011 |  | 04/20/2015
Waterfurnace International, Inc. | Geotility Geothermal Installations | GS015**2*1 |  | Ground-Water-Source | WBAHP: Heat Pump Packaged Unit | Heat Pump | 265 | 1 |  |  | No Match | Single-Speed |  |  |  | 16300 | 620 | 26.3 | 16.2 | 14800 | 923 | 4.7 | 3.6 | Non Federally-Regulated | 01/24/2011 |  | 04/19/2013
Addison Products | Addison Products | HWPG042-3B** |  | Ground-Water-Source | WBAHP: Heat Pump Packaged Unit | Heat Pump | 208 | 3 |  |  | No Match | No Match |  |  |  | 41500 | 12968 | 3.2 | 9 | 30000 | 2747 | 3.2 |  | Non Federally-Regulated | 05/15/1998 |  | 07/29/1998
McQuay / Snyder General | Electro-Hydronics | FW610FD |  | Water-Source | WBAHP: Heat Pump Packaged Unit | Heat Pump | 230 | 3 |  |  | No Match | No Match |  |  |  | 61500 | 5850 | 10.5 | 7.5 | 77000 | 5785 | 3.9 | 2.5 | Non Federally-Regulated | 08/29/1986 |  | 05/11/1988
Waterfurnace International, Inc. | Waterfurnace International, Inc. | SXH068C4 |  | Water-Source | WBAHP: Heat Pump Packaged Unit | Heat Pump | 460 | 3 |  |  | No Match | No Match |  |  |  | 65000 | 5200 | 12.5 | 9 | 84000 | 5470 | 4.5 | 3.8 | Federally-Regulated Commercial & Industrial Equipment | 02/02/1998 |  | 03/31/1998
Waterfurnace International, Inc. | Rybacki - Hart Enterprises | ZS023**3*0 |  | Ground-Source | WBAHP: Heat Pump Packaged Unit | Heat Pump | 208 | 3 |  |  | No Match | Single-Speed |  |  |  | 23900 | 1423 | 16.8 | 13.4 | 17000 | 1465 | 3.4 | 3.1 | Non Federally-Regulated | 01/24/2011 |  | 04/19/2013
Florida Heat Pump | Energy Miser | HEH52-3 |  | Water-Source | WBAHP: Heat Pump Packaged Unit | Heat Pump | 208 | 3 |  |  | No Match | No Match |  |  |  | 51000 | 4360 | 11.7 | 9.3 | 65000 | 4760 | 4 | 3.8 | Non Federally-Regulated | 07/31/1991 |  | 03/31/1998
McQuay / Snyder General | Electro-Hydronics | FC610G5 |  | Water-Source | WBAHP: Heat Pump Packaged Unit | Heat Pump | 208 | 1 |  |  | No Match | No Match |  |  |  | 61500 | 5850 | 10.5 | 7.5 | 77000 | 5785 | 3.9 | 2.5 | Non Federally-Regulated | 08/29/1986 |  | 05/11/1988
Waterfurnace International, Inc. | Waterfurnace International, Inc. | NSZ060A3 | NRAC060* | Water-Source | WBAHP-CB: Heat Pump Split Syst | Heat Pump | 208 | 3 |  |  | No Match | Single-Speed |  |  |  | 54600 | 3792 | 14.4 | 12 | 66300 | 4224 | 4.6 | 4.2 | Federally-Regulated Commercial & Industrial Equipment | 08/23/2011 |  | 03/02/2012
ClimateMaster Inc. | Climate Master Series | VP/HP/DP030 G/E |  | Water-Source | WBAHP: Heat Pump Packaged Unit | Heat Pump | 208 | 1 |  |  | No Match | No Match |  |  |  | 29000 | 2230 | 13 | 10 | 36000 | 2397 | 4.4 |  | Federally-Regulated Commercial & Industrial Equipment | 12/14/1998 |  | 04/12/2000
Mammoth | Hydrobank II | F035VLH |  | Ground-Water-Source | WBAHP: Heat Pump Packaged Unit | Heat Pump | 230 | 3 |  |  | No Match | No Match |  |  |  | 35000 | 2500 | 14 | 9 | 27000 | 2551 | 3.1 |  | Non Federally-Regulated | 06/27/2003 |  | 03/12/2009
Climate Control / Snyder General | Electro-Hydronics | CW100G3 |  | Water-Source | WBAHP: Heat Pump Packaged Unit | Heat Pump | 230 | 1 |  |  | No Match | No Match |  |  |  | 9500 | 850 | 11.2 | 7.5 | 12600 | 880 | 4.2 | 2.5 | Non Federally-Regulated | 05/16/1984 |  | 06/11/1985
Waterfurnace International, Inc. | Eagle Mountain | ZS036**3*1 |  | Ground-Source | WBAHP: Heat Pump Packaged Unit | Heat Pump | 208 | 3 |  |  | No Match | Single-Speed |  |  |  | 34500 | 1994 | 17.3 | 13.4 | 26000 | 2117 | 3.6 | 3.1 | Non Federally-Regulated | 03/02/2012 |  | 04/19/2013
Florida Heat Pump | Florida Heat Pump | AU049-1CS | AU049-1AV/AH | Ground-Source | WBAHP-CB: Heat Pump Split Syst | Heat Pump | 208 | 1 |  |  | No Match | Single-Speed |  |  |  | 48000 | 3158 | 15.2 | 13.4 | 37000 | 3097 | 3.5 | 3.1 | Non Federally-Regulated | 06/23/2011 |  | 12/12/2012
California Heat Pump | Trane | WPCB-0152 |  | Water-Source | WBAHP: Heat Pump Packaged Unit | Heat Pump | 230 | 1 |  |  | No Match | No Match |  |  |  | 16000 | 1345 | 11.9 | 7.5 | 17500 | 1385 | 3.7 | 2.5 | Non Federally-Regulated | 06/11/1985 |  | 05/11/1988
Marvair | Marvair | WVP47HPD |  | Water-Source | WBAHP: Heat Pump Packaged Unit | Heat Pump | 460 | 3 |  |  | No Match | No Match |  |  |  | 47500 | 4318 | 11 | 9 | 60000 | 4628 | 3.8 | 3.2 | Non Federally-Regulated | 02/22/1990 |  | 07/31/1991
California Heat Pump | California Heat Pump | CHP-42V*-32-** |  | Water-Source | WBAHP: Heat Pump Packaged Unit | Heat Pump | 230 | 3 |  |  | No Match | No Match |  |  |  | 39000 | 4700 | 8.3 | 7.5 | 43000 | 4100 | 3 | 2.5 | Non Federally-Regulated | 05/16/1984 |  | 06/11/1985
Johnson Controls | Johnson Controls | VSCS24B6****0 |  | Water-Source | WBAHP: Heat Pump Packaged Unit | Heat Pump | 265 | 1 |  |  | No Match | Single-Speed |  |  |  | 24400 | 1821 | 13.4 | 12 | 30200 | 1924 | 4.6 | 4.2 | Federally-Regulated Commercial & Industrial Equipment | 03/02/2012 |  | 10/24/2014
Geosystems, LLC | Geosystems, LLC | CHS-H024 |  | Ground-Source | WBAHP: Heat Pump Packaged Unit | Heat Pump | 208 | 1 |  |  | No Match | Single-Speed |  |  |  | 26000 | 1436 | 18.1 | 13.4 | 22100 | 1905 | 3.4 | 3.1 | Non Federally-Regulated | 12/12/2012 |  | 04/19/2013
Waterfurnace International, Inc. | Eagle Mountain | ZS009**0*0 |  | Ground-Water-Source | WBAHP: Heat Pump Packaged Unit | Heat Pump | 230 | 1 |  |  | No Match | Single-Speed |  |  |  | 10500 | 577 | 18.2 | 16.2 | 9600 | 760 | 3.7 | 3.6 | Non Federally-Regulated | 01/24/2011 |  | 04/19/2013
ClimateMaster Inc. | Climate Master Series | 813-042-G******** |  | Water-Source | WBAHP: Heat Pump Packaged Unit | Heat Pump | 230 | 1 |  |  | No Match | No Match |  |  |  | 41500 | 3640 | 11.4 | 9 | 54000 | 3859 | 4.1 | 3.2 | Non Federally-Regulated | 05/11/1988 |  | 03/15/1989
Addison Products | Heat Controller | WRH54-1JC | HRH54-1J/1JB | Water-Source | WBAH: Heating Only Packaged Un | Heat Pump | 230 | 1 |  |  | No Match | No Match |  |  |  | 52500 | 4449 | 11.8 | 9 | 63000 | 5273 | 3.5 | 3.5 | Non Federally-Regulated | 10/05/1999 |  | 04/12/2000
Carrier Corp. | Carrier | 50QXH0183 |  | Water-Source | WBAHP: Heat Pump Packaged Unit | Heat Pump | 208 | 1 |  |  | No Match | No Match |  |  |  | 18000 | 1579 | 11.4 | 9 | 21800 | 1681 | 3.8 | 3.2 | Non Federally-Regulated | 03/15/1989 |  | 02/05/1990
Waterfurnace International, Inc. | Waterfurnace International, Inc. | SXH030A0 |  | Ground-Water-Source | WBAHP: Heat Pump Packaged Unit | Heat Pump | 230 | 1 |  |  | No Match | No Match |  |  |  | 31800 | 2338 | 13.6 | 11 | 33400 | 2330 | 4.2 | 3.5 | Non Federally-Regulated | 03/31/1998 |  | 05/10/1998
Mammoth | Hydrobank II | F090HHF/VHF |  | Water-Source | WBAHP: Heat Pump Packaged Unit | Heat Pump | 230 | 3 |  |  | No Match | No Match |  |  |  | 87300 | 6419 | 13.6 | 9 | 112000 | 7294 | 4.5 | 3.8 | Federally-Regulated Commercial & Industrial Equipment | 07/29/1998 |  | 10/02/1998
Command-Aire | Command-Aire | SWPH-1044 |  | Water-Source | WBAHP: Heat Pump Packaged Unit | Heat Pump | 460 | 3 |  |  | No Match | No Match |  |  |  | 115000 | 11900 | 9.7 | 9.2 | 156000 | 12100 | 3.8 | 2.5 | Non Federally-Regulated | 02/22/1990 |  | 07/31/1991
Trane U.S. Inc. | Command-Aire | SPVE0353 |  | Water-Source | WBAHP: Heat Pump Packaged Unit | Heat Pump | 208 | 1 |  |  | No Match | No Match |  |  |  | 34200 | 2923 | 11.7 | 10 | 42200 | 3091 | 4 |  | Federally-Regulated Commercial & Industrial Equipment | 10/05/1999 |  | 04/12/2000
Econar | Econar | GH360 |  | Ground-Source | WBAHP: Heat Pump Packaged Unit | Heat Pump | 208 | 1 |  |  | No Match | No Match |  |  |  | 35200 | 2550 | 13.8 |  | 32000 | 2930 | 3.2 |  | Non Federally-Regulated | 03/31/1998 |  | 05/10/1998
Mammoth | Geox | ZD036HHA |  | Water-Source | WBAHP: Heat Pump Packaged Unit | Heat Pump | 208 | 1 |  |  | No Match | No Match |  |  |  | 35400 | 3277 | 10.8 | 9 | 46500 | 3585 | 3.8 | 3.2 | Federally-Regulated Commercial & Industrial Equipment | 12/26/1990 |  | 07/27/1992
ClimateMaster Inc. | Climate Master Series | CS/CL 012 |  | Water-Source | WBAHP-O: Heat Pump Packaged Un | Heat Pump | 265 | 1 |  |  | No Match | No Match |  |  |  | 11800 | 921 | 12.8 | 10 | 14000 | 1051 | 3.9 |  | Federally-Regulated Commercial & Industrial Equipment | 02/02/1998 |  | 03/31/1998
Addison Products | Heat Controller | HWPH064-4JC/4JBC |  | Water-Source | WBAHP: Heat Pump Packaged Unit | Heat Pump | 460 | 3 |  |  | No Match | No Match |  |  |  | 59500 | 4760 | 12.5 | 10 | 78000 | 5859 | 3.9 |  | Federally-Regulated Commercial & Industrial Equipment | 10/05/1999 |  | 04/12/2000
Waterfurnace International, Inc. | Waterfurnace International, Inc. | SXV016B2 |  | Ground-Water-Source | WBAHP: Heat Pump Packaged Unit | Heat Pump | 265 | 1 |  |  | No Match | No Match |  |  |  | 16700 | 1210 | 13.8 | 9 | 12800 | 1136 | 3.3 |  | Non Federally-Regulated | 08/21/1998 |  | 10/02/1998
Waterfurnace International, Inc. | Waterfurnace International, Inc. | SXV024C0 |  | Water-Source | WBAHP: Heat Pump Packaged Unit | Heat Pump | 230 | 1 |  |  | No Match | No Match |  |  |  | 25500 | 1688 | 15.1 | 9.3 | 30700 | 1697 | 5.3 | 3.8 | Federally-Regulated Commercial & Industrial Equipment | 03/31/1998 |  | 05/10/1998
Enertech Global, LLC | Enertech | HRT048A | MPD060 | Ground-Source | WBAHP-CB: Heat Pump Split Syst | Heat Pump | 208 | 1 |  |  | No Match | Single-Speed |  |  |  | 50800 | 2822 | 18 | 13.4 | 36400 | 2735 | 3.9 | 3.1 | Non Federally-Regulated | 12/12/2012 |  | 04/29/2015
Florida Heat Pump | Geomaster, LLC | ES071-1CF/HZ/VT |  | Ground-Source | WBAHP: Heat Pump Packaged Unit | Heat Pump | 208 | 1 |  |  | No Match | Single-Speed | 3394 | 803 | 1 | 74000 | 4540 | 16.3 | 13.4 | 53000 | 4197 | 3.7 | 3.1 | Non Federally-Regulated | 04/23/2009 |  | 01/25/2011
ClimateMaster Inc. | Climate Master Series | VS/VL/HS/HL 048 F/H |  | Water-Source | WBAHP: Heat Pump Packaged Unit | Heat Pump | 460 | 3 |  |  | No Match | No Match |  |  |  | 47500 | 4318 | 11 | 10 | 57000 | 4396 | 3.8 |  | Federally-Regulated Commercial & Industrial Equipment | 02/02/1998 |  | 03/31/1998
Mammoth | Hydrobank II | D020VHG |  | Water-Source | WBAHP: Heat Pump Packaged Unit | Heat Pump | 208 | 1 |  |  | No Match | No Match |  |  |  | 19300 | 1473 | 13.1 | 10 | 24300 | 1547 | 4.6 |  | Federally-Regulated Commercial & Industrial Equipment | 11/14/2000 |  | 01/18/2001
Florida Heat Pump | Florida Heat Pump | EM060-1HZ |  | Water-Source | WBAHP: Heat Pump Packaged Unit | Heat Pump | 230 | 1 |  |  | No Match | No Match |  |  |  | 60000 | 4615 | 13 | 10 | 80000 | 5328 | 4.4 |  | Federally-Regulated Commercial & Industrial Equipment | 02/02/1998 |  | 03/31/1998
Florida Heat Pump | Geomaster, LLC | AU049-1AV/AH | AU049-1CS | Water-Source | WBAHP-CB: Heat Pump Split Syst | Heat Pump | 230 | 1 |  |  | No Match | Single-Speed |  |  |  | 47000 | 3534 | 13.3 | 12 | 57000 | 3553 | 4.7 | 4.2 | Federally-Regulated Commercial & Industrial Equipment | 04/23/2009 |  | 06/14/2011
ClimateMaster Inc. | Climate Master Series | 813-042-F******** |  | Water-Source | WBAHP: Heat Pump Packaged Unit | Heat Pump | 460 | 3 |  |  | No Match | No Match |  |  |  | 41500 | 3640 | 11.4 | 9 | 54000 | 3859 | 4.1 | 3.2 | Non Federally-Regulated | 02/22/1990 |  | 07/31/1991
Singer | Electro-Hydronics | LHP11AD |  | Water-Source | WBAHP: Heat Pump Packaged Unit | Heat Pump | 230 | 3 |  |  | No Match | No Match |  |  |  | 129000 | 10900 | 11.8 | 7.5 | 142000 | 11200 | 3.7 | 2.2 | Non Federally-Regulated | 01/05/1982 |  | 05/16/1984
Waterfurnace International, Inc. | Waterfurnace International, Inc. | SXV024C0 |  | Ground-Water-Source | WBAHP: Heat Pump Packaged Unit | Heat Pump | 208 | 1 |  |  | No Match | No Match |  |  |  | 27000 | 1741 | 15.5 | 9 | 18000 | 1551 | 3.4 |  | Non Federally-Regulated | 01/30/1998 |  | 10/02/1998
Heat Controller | Heat Controller | HWPH64-3JC/3JBC |  | Ground-Water-Source | WBAHP: Heat Pump Packaged Unit | Heat Pump | 230 | 3 |  |  | No Match | No Match |  |  |  | 63500 | 5080 | 12.5 | 11 | 76000 | 6364 | 3.5 | 3.5 | Non Federally-Regulated | 03/31/1998 |  | 05/10/1998
Florida Heat Pump | Florida Heat Pump | BP036-1HZ/VT |  | Ground-Water-Source | WBAHP: Heat Pump Packaged Unit | Heat Pump | 208 | 1 |  |  | No Match | Single-Speed |  |  |  | 40200 | 1552 | 25.9 | 16.2 | 34400 | 2057 | 4.9 | 3.6 | Non Federally-Regulated | 06/14/2011 |  | 04/21/2014
Trane U.S. Inc. | Command-Aire | SPVF0424 |  | Water-Source | WBAHP: Heat Pump Packaged Unit | Heat Pump | 460 | 3 |  |  | No Match | No Match |  |  |  | 40500 | 2913 | 13.9 | 10 | 50000 | 3255 | 4.5 |  | Federally-Regulated Commercial & Industrial Equipment | 10/05/1999 |  | 04/12/2000
California Heat Pump | California Heat Pump | 13V*-12-** |  | Water-Source | WBAHP: Heat Pump Packaged Unit | Heat Pump | 208 | 1 |  |  | No Match | No Match |  |  |  | 11500 | 1525 | 7.5 | 7.5 | 14200 | 1550 | 2.7 | 2.5 | Non Federally-Regulated | 06/11/1985 |  | 05/11/1988
Waterfurnace International, Inc. | Extended Range | WXH/WXV019A*1*** |  | Ground-Water-Source | WBAHP: Heat Pump Packaged Unit | Heat Pump | 230 | 1 |  |  | No Match | No Match |  |  |  | 19300 | 1787 | 10.8 |  | 23000 | 2042 | 3.3 |  | Non Federally-Regulated | 03/15/1989 |  | 07/31/1991
Trane U.S. Inc. | Trane | WPRD0261 |  | Water-Source | WBAHP-O: Heat Pump Packaged Un | Heat Pump | 208 | 1 |  |  | No Match | No Match |  |  |  | 24000 | 1967 | 12.2 | 10 | 28000 | 2158 | 3.8 |  | Federally-Regulated Commercial & Industrial Equipment | 10/05/1999 |  | 04/12/2000
Command-Aire | Command-Aire | SWPV131M |  | Water-Source | WBAHP: Heat Pump Packaged Unit | Heat Pump | 208 | 1 |  |  | No Match | No Match |  |  |  | 12200 | 1110 | 11 | 9 | 16000 | 1170 | 4 | 3.2 | Federally-Regulated Commercial & Industrial Equipment | 01/23/1988 |  | 05/11/1988
ClimateMaster Inc. | Trane | WPHA14XC* |  | Water-Source | WBAHP: Heat Pump Packaged Unit | Heat Pump | 230 | 1 |  |  | No Match | No Match |  |  |  | 13500 | 1300 | 10.4 | 9 | 17500 | 1350 | 3.8 | 3.2 | Non Federally-Regulated | 05/11/1988 |  | 03/15/1989
Waterfurnace International, Inc. | Waterfurnace International, Inc. | NDV/NDH049G1*4 |  | Water-Source | WBAHP: Heat Pump Packaged Unit | Heat Pump | 208 | 1 |  |  | No Match | Dual-Speed |  |  |  | 50300 | 2942 | 17.1 | 12 | 56100 | 3162 | 5.2 | 4.2 | Federally-Regulated Commercial & Industrial Equipment | 09/03/2012 |  | 04/19/2013
McQuay / Snyder General | Electro-Hydronics | VE260G5 |  | Water-Source | WBAHP: Heat Pump Packaged Unit | Heat Pump | 208 | 1 |  |  | No Match | No Match |  |  |  | 25000 | 2450 | 10.2 | 7.5 | 31600 | 2500 | 3.7 | 2.5 | Non Federally-Regulated | 08/29/1986 |  | 05/11/1988
McQuay International | McQuay | W-CDS/CME/CMS-1-012-E |  | Water-Source | WBAHP: Heat Pump Packaged Unit | Heat Pump | 208 | 1 |  |  | No Match | No Match |  |  |  | 11700 | 1063 | 11 | 10 | 14200 | 1094 | 3.8 |  | Federally-Regulated Commercial & Industrial Equipment | 10/05/1999 |  | 09/21/2000
Florida Heat Pump | Florida Heat Pump | EM012-2CF/HZ/VT |  | Ground-Water-Source | WBAHP: Heat Pump Packaged Unit | Heat Pump | 265 | 1 |  |  | No Match | No Match |  |  |  | 12000 | 1000 | 12 | 9 | 9000 | 909 | 2.9 |  | Non Federally-Regulated | 05/29/2001 |  | 07/18/2002
Waterfurnace International, Inc. | Waterfurnace International, Inc. | CXC007*0 |  | Water-Source | WBAHP-O: Heat Pump Packaged Un | Heat Pump | 208 | 1 |  |  | No Match | No Match |  |  |  | 7100 | 507 | 14 | 10 | 9300 | 579 | 4.7 |  | Federally-Regulated Commercial & Industrial Equipment | 10/05/1999 |  | 04/12/2000
Enertech Global, LLC | Enertech | H042C | ACD048 | Ground-Water-Source | WBAHP-C: Heat Pump Split Syste | Heat Pump | 208 | 1 |  |  | No Match | Single-Speed |  |  |  | 46000 | 2335 | 19.7 | 16.2 | 40200 | 3023 | 3.9 | 3.6 | Non Federally-Regulated | 06/15/2009 |  | 03/02/2012
Addison Products | Addison Products | HGY024-8A |  | Ground-Water-Source | WBAHP: Heat Pump Packaged Unit | Heat Pump | 265 | 1 |  |  | No Match | No Match |  |  |  | 24400 | 1781 | 13.7 | 9 | 16200 | 1531 | 3.1 |  | Non Federally-Regulated | 11/14/2000 |  | 07/18/2002
Waterfurnace International, Inc. | Waterfurnace International, Inc. | SXV036*3 |  | Water-Source | WBAHP: Heat Pump Packaged Unit | Heat Pump | 230 | 3 |  |  | No Match | No Match |  |  |  | 36000 | 2647 | 13.6 | 10 | 44500 | 2774 | 4.7 |  | Federally-Regulated Commercial & Industrial Equipment | 10/05/1999 |  | 05/19/2000
McQuay International | McQuay | W-CDD/CDE/CMG-1-030-E |  | Ground-Water-Source | WBAHP: Heat Pump Packaged Unit | Heat Pump | 230 | 1 |  |  | No Match | No Match |  |  |  | 31600 | 2194 | 14.4 | 9 | 21500 | 2099 | 3 |  | Non Federally-Regulated | 10/06/1999 |  | 04/10/2000
Climate Control / Snyder General | Electro-Hydronics | FW500F5 |  | Water-Source | WBAHP: Heat Pump Packaged Unit | Heat Pump | 208 | 1 |  |  | No Match | No Match |  |  |  | 50000 | 4850 | 10.3 | 7.5 | 65000 | 4900 | 3.9 | 2.5 | Non Federally-Regulated | 05/16/1984 |  | 08/29/1986
McQuay International | McQuay | WCCH/WCCW-009-A |  | Water-Source | WBAHP: Heat Pump Packaged Unit | Heat Pump | 115 | 1 |  |  | No Match | No Match |  |  |  | 8500 | 726 | 11.7 | 10 | 11800 | 843 | 4.1 |  | Federally-Regulated Commercial & Industrial Equipment | 11/19/2002 |  | 03/12/2009
Waterfurnace International, Inc. | Waterfurnace International, Inc. | SXH030C0 |  | Ground-Water-Source | WBAHP: Heat Pump Packaged Unit | Heat Pump | 208 | 1 |  |  | No Match | No Match |  |  |  | 31200 | 2181 | 14.3 | 9 | 21600 | 1808 | 3.5 |  | Non Federally-Regulated | 12/14/1998 |  | 10/06/1999
Florida Heat Pump | Florida Heat Pump | GT010-1VT/HZ/CF |  | Ground-Water-Source | WBAHP: Heat Pump Packaged Unit | Heat Pump | 230 | 1 |  |  | No Match | No Match |  |  |  | 11200 | 695 | 16.1 | 9 | 8000 | 732 | 3.2 |  | Non Federally-Regulated | 01/30/1998 |  | 10/02/1998
Enertech Global, LLC | Enertech | GST072A2 | MPD072 | Ground-Source | WBAHP-CB: Heat Pump Split Syst | Heat Pump | 230 | 3 |  |  | No Match | Single-Speed | 3552 | 693 | 1 | 69200 | 4245 | 16.3 | 13.4 | 52400 | 4266 | 3.6 | 3.1 | Non Federally-Regulated | 09/03/2012 |  | 12/12/2012
Addison Products | Addison Products | HWPG048-1B** |  | Ground-Water-Source | WBAHP: Heat Pump Packaged Unit | Heat Pump | 208 | 1 |  |  | No Match | No Match |  |  |  | 47500 | 15322 | 3.1 | 9 | 34000 | 3214 | 3.1 |  | Non Federally-Regulated | 05/15/1998 |  | 07/29/1998
Waterfurnace International, Inc. | Extended Range | WXH/WXV009A*1*** |  | Ground-Water-Source | WBAHP: Heat Pump Packaged Unit | Heat Pump | 230 | 1 |  |  | No Match | No Match |  |  |  | 9000 | 918 | 9.8 |  | 10700 | 950 | 3.3 |  | Non Federally-Regulated | 03/15/1989 |  | 07/31/1991
Florida Heat Pump | Florida Heat Pump | ES018-2CS | ES018-2AH/AV | Ground-Source | WBAHP-CB: Heat Pump Split Syst | Heat Pump | 265 | 1 |  |  | No Match | Single-Speed |  |  |  | 19000 | 1033 | 18.4 | 13.4 | 14500 | 1149 | 3.7 | 3.1 | Non Federally-Regulated | 11/30/2011 |  | 04/20/2015
Enertech Global, LLC | Roth Industries, Inc. | RXT036A |  | Ground-Source | WBAHP: Heat Pump Packaged Unit | Heat Pump | 230 | 1 |  |  | No Match | Single-Speed |  |  |  | 38900 | 2137 | 18.2 | 13.4 | 28500 | 2037 | 4.1 | 3.1 | Non Federally-Regulated | 01/24/2011 |  | 04/19/2013
California Heat Pump | California Heat Pump | 61-H**-34-** |  | Water-Source | WBAHP: Heat Pump Packaged Unit | Heat Pump | 460 | 3 |  |  | No Match | No Match |  |  |  | 61000 | 6120 | 10 | 7.5 | 77000 | 6450 | 3.5 | 2.5 | Non Federally-Regulated | 06/11/1985 |  | 05/11/1988
Florida Heat Pump | Florida Heat Pump | EM042-5HZ |  | Water-Source | WBAHP: Heat Pump Packaged Unit | Heat Pump | 575 | 3 |  |  | No Match | No Match |  |  |  | 42000 | 3181 | 13.2 | 9.3 | 51000 | 3475 | 4.3 | 3.8 | Federally-Regulated Commercial & Industrial Equipment | 03/31/1998 |  | 05/10/1998
Trane U.S. Inc. | Command-Aire | SPVF0307 |  | Water-Source | WBAHP: Heat Pump Packaged Unit | Heat Pump | 265 | 1 |  |  | No Match | No Match |  |  |  | 29200 | 1986 | 14.7 | 10 | 37000 | 2463 | 4.4 |  | Federally-Regulated Commercial & Industrial Equipment | 10/05/1999 |  | 04/12/2000
Friedrich Air Conditioning Co. | Climate Master Series | 803-024-G******** |  | Water-Source | WBAHP: Heat Pump Packaged Unit | Heat Pump | 208 | 1 |  |  | No Match | No Match |  |  |  | 25400 | 2275 | 11.2 | 7.5 | 35000 | 2650 | 3.9 | 2.5 | Non Federally-Regulated | 08/30/1983 |  | 08/29/1986
Enertech Global, LLC | Enertech | HXT024C |  | Ground-Water-Source | WBAHP: Heat Pump Packaged Unit | Heat Pump | 208 | 1 |  |  | No Match | Single-Speed |  |  |  | 30100 | 1034 | 29.1 | 16.2 | 25100 | 1337 | 5.5 | 3.6 | Non Federally-Regulated | 11/30/2011 |  | 04/21/2014
Command-Aire | Command-Aire | SWPXR267E |  | Water-Source | WBAHP: Heat Pump Packaged Unit | Heat Pump | 265 | 1 |  |  | No Match | No Match |  |  |  | 24000 | 2160 | 11.1 | 9 | 32000 | 2340 | 4.1 | 3.2 | Federally-Regulated Commercial & Industrial Equipment | 01/23/1988 |  | 05/11/1988
DeMarco Energy Systems | DeMarco Energy Systems | SL110-4HZ |  | Water-Source | WBAHP-CB: Heat Pump Split Syst | Heat Pump | 460 | 3 |  |  | No Match | No Match |  |  |  | 108000 | 9152 | 11.8 | 9 | 132000 | 10180 | 3.8 | 3.5 | Non Federally-Regulated | 10/02/1998 |  | 04/12/2000
Enertech Global, LLC | Roth Industries, Inc. | RCT036C |  | Ground-Water-Source | WBAHP: Heat Pump Packaged Unit | Heat Pump | 208 | 1 |  |  | No Match | Single-Speed |  |  |  | 41000 | 1723 | 23.8 | 16.2 | 35700 | 2052 | 5.1 | 3.6 | Non Federally-Regulated | 12/12/2012 |  | 04/21/2014
Enertech Global, LLC | Enertech | TVT054 |  | Ground-Water-Source | WBAHP: Heat Pump Packaged Unit | Heat Pump | 208 | 1 |  |  | No Match | Single-Speed |  |  |  | 60000 | 2970 | 20.2 | 16.2 | 52400 | 3830 | 4 | 3.6 | Non Federally-Regulated | 11/25/2009 |  | 11/30/2011
Florida Heat Pump | Florida Heat Pump | GO048-1VT/HZ/CF |  | Ground-Water-Source | WBAHP: Heat Pump Packaged Unit | Heat Pump | 230 | 1 |  |  | No Match | No Match |  |  |  | 49000 | 3223 | 15.2 | 9 | 34000 | 2929 | 3.4 |  | Non Federally-Regulated | 10/06/1999 |  | 04/10/2000
Addison Products | Heat Controller | WSH034-3AL |  | Water-Source | WBAHP: Heat Pump Packaged Unit | Heat Pump | 230 | 3 |  |  | No Match | No Match |  |  |  | 33500 | 2463 | 13.6 | 10 | 42500 | 2767 | 4.5 |  | Federally-Regulated Commercial & Industrial Equipment | 10/05/1999 |  | 04/12/2000
Addison Products | Addison Products | HPY042-3A |  | Water-Source | WBAHP-CB: Heat Pump Split Syst | Heat Pump | 208 | 3 |  |  | No Match | No Match |  |  |  | 48700 | 4058 | 12 | 9 | 52300 | 4378 | 3.5 | 3.5 | Non Federally-Regulated | 11/14/2000 |  | 07/18/2002
Waterfurnace International, Inc. | Waterfurnace International, Inc. | CXC018*0 |  | Ground-Water-Source | WBAHP: Heat Pump Packaged Unit | Heat Pump | 208 | 1 |  |  | No Match | No Match |  |  |  | 18100 | 1360 | 13.3 | 9 | 14600 | 1336 | 3.2 |  | Non Federally-Regulated | 10/06/1999 |  | 04/10/2000
Florida Heat Pump | Florida Heat Pump | GO072-1HZ/VT(P) |  | Water-Source | WBAHP-CB: Heat Pump Split Syst | Heat Pump | 230 | 1 |  |  | No Match | No Match |  |  |  | 41500 | 2677 | 15.5 | 9 | 39700 | 2907 | 4 | 3.5 | Non Federally-Regulated | 05/23/2001 |  | 07/18/2002
Command-Aire | Command-Aire | SWPH131E |  | Water-Source | WBAHP: Heat Pump Packaged Unit | Heat Pump | 208 | 1 |  |  | No Match | No Match |  |  |  | 12200 | 1050 | 11.6 | 9 | 16000 | 1143 | 4.1 | 3.2 | Non Federally-Regulated | 02/22/1990 |  | 07/31/1991
Florida Heat Pump | Florida Heat Pump | EM009-0CF |  | Water-Source | WBAHP: Heat Pump Packaged Unit | Heat Pump | 115 | 1 |  |  | No Match | No Match |  |  |  | 9500 | 760 | 12.5 | 10 | 13000 | 846 | 4.5 |  | Federally-Regulated Commercial & Industrial Equipment | 02/02/1998 |  | 03/31/1998
Waterfurnace International, Inc. | Waterfurnace International, Inc. | SXH058B3 |  | Water-Source | WBAHP: Heat Pump Packaged Unit | Heat Pump | 230 | 3 |  |  | No Match | No Match |  |  |  | 55000 | 4074 | 13.5 | 9.3 | 69000 | 4493 | 4.5 | 3.8 | Federally-Regulated Commercial & Industrial Equipment | 03/31/1998 |  | 05/10/1998
Command-Aire | Command-Aire | SWP-2533 |  | Water-Source | WBAHP: Heat Pump Packaged Unit | Heat Pump | 208 | 3 |  |  | No Match | No Match |  |  |  | 292000 | 31600 | 9.2 |  | 405000 | 33100 | 3.6 | 2.5 | Non Federally-Regulated | 06/11/1985 |  | 01/23/1988
Geoflex Systems, Inc. | Geoflex Systems, Inc. | GF1S-V/H/D/M-048WAABE |  | Ground-Source | WBAHP: Heat Pump Packaged Unit | Both Heat Pump and Electric Re | 208 | 1 |  |  | No Match | Single-Speed |  |  |  | 50000 | 2857 | 17.5 | 13.4 | 37600 | 2978 | 3.7 | 3.1 | Non Federally-Regulated | 11/30/2011 |  | 03/02/2012
Florida Heat Pump | Florida Heat Pump | GO042-1CF/HZ/VT |  | Water-Source | WBAHP-CB: Heat Pump Split Syst | Heat Pump | 230 | 1 |  |  | No Match | No Match |  |  |  | 42600 | 2840 | 15 | 9 | 49000 | 3190 | 4.5 | 3.5 | Non Federally-Regulated | 05/23/2001 |  | 07/18/2002
Enertech Global, LLC | Roth Industries, Inc. | RXT024C |  | Ground-Source | WBAHP: Heat Pump Packaged Unit | Heat Pump | 208 | 1 |  |  | No Match | Single-Speed |  |  |  | 27500 | 1256 | 21.9 | 13.4 | 19700 | 1228 | 4.7 | 3.1 | Non Federally-Regulated | 11/30/2011 |  | 04/21/2014
Waterfurnace International, Inc. | Waterfurnace International, Inc. | SXV030*0 |  | Water-Source | WBAHP: Heat Pump Packaged Unit | Heat Pump | 230 | 1 |  |  | No Match | No Match |  |  |  | 30600 | 2125 | 14.4 | 10 | 36600 | 2144 | 5 |  | Federally-Regulated Commercial & Industrial Equipment | 10/05/1999 |  | 05/19/2000
Command-Aire | Command-Aire | SWPH261E |  | Water-Source | WBAHP: Heat Pump Packaged Unit | Heat Pump | 208 | 1 |  |  | No Match | No Match |  |  |  | 24000 | 2190 | 11 | 9 | 32000 | 2340 | 4.1 | 3.2 | Non Federally-Regulated | 02/22/1990 |  | 07/31/1991
Waterfurnace International, Inc. | Waterfurnace International, Inc. | ATV057D0(P) |  | Water-Source | WBAHP-CB: Heat Pump Split Syst | Heat Pump | 208 | 1 |  |  | No Match | No Match |  |  |  | 35000 | 2095 | 16.7 | 9 | 35400 | 2412 | 4.3 | 3.5 | Non Federally-Regulated | 02/02/1998 |  | 05/10/1998
McQuay International | McQuay | HWH/HWW030C-F |  | Water-Source | WBAHP: Heat Pump Packaged Unit | Heat Pump | 230 | 3 |  |  | No Match | No Match |  |  |  | 30000 | 2500 | 12 | 10 | 37000 | 2779 | 3.9 |  | Federally-Regulated Commercial & Industrial Equipment | 11/17/1999 |  | 09/21/2000
Waterfurnace International, Inc. | Waterfurnace International, Inc. | SXH048C5 |  | Ground-Water-Source | WBAHP: Heat Pump Packaged Unit | Heat Pump | 575 | 3 |  |  | No Match | No Match |  |  |  | 51500 | 3843 | 13.4 | 9 | 36000 | 3403 | 3.1 |  | Non Federally-Regulated | 12/14/1998 |  | 10/06/1999
Waterfurnace International, Inc. | Waterfurnace International, Inc. | V095**3 |  | Ground-Water-Source | WBAHP: Heat Pump Packaged Unit | Heat Pump | 208 | 3 |  |  | No Match | No Match |  |  |  | 96000 | 7164 | 13.4 | 9 | 66500 | 6958 | 2.8 |  | Non Federally-Regulated | 07/22/2002 |  | 03/12/2009
Florida Heat Pump | Florida Heat Pump | EM031-4CF |  | Water-Source | WBAHP: Heat Pump Packaged Unit | Heat Pump | 460 | 3 |  |  | No Match | No Match |  |  |  | 32000 | 2285 | 14 | 9.3 | 42000 | 2735 | 4.5 | 3.8 | Federally-Regulated Commercial & Industrial Equipment | 03/31/1998 |  | 05/10/1998
Waterfurnace International, Inc. | Geotility Geothermal Installations | ZS024**0*0 |  | Ground-Source | WBAHP: Heat Pump Packaged Unit | Heat Pump | 230 | 1 |  |  | No Match | Single-Speed |  |  |  | 24400 | 1435 | 17 | 13.4 | 17500 | 1465 | 3.5 | 3.1 | Non Federally-Regulated | 01/24/2011 |  | 04/19/2013
Waterfurnace International, Inc. | Waterfurnace International, Inc. | SXV024B0 |  | Water-Source | WBAHP: Heat Pump Packaged Unit | Heat Pump | 208 | 1 |  |  | No Match | No Match |  |  |  | 25500 | 1688 | 15.1 | 10 | 30700 | 1697 | 5.3 |  | Federally-Regulated Commercial & Industrial Equipment | 12/14/1998 |  | 10/05/1999
Florida Heat Pump | Florida Heat Pump | EM048-3HZ |  | Water-Source | WBAHP: Heat Pump Packaged Unit | Heat Pump | 208 | 3 |  |  | No Match | No Match |  |  |  | 49000 | 3920 | 12.5 | 9.3 | 58000 | 3863 | 4.4 | 3.8 | Federally-Regulated Commercial & Industrial Equipment | 03/31/1998 |  | 05/10/1998
Addison Products | Addison Products | VWY054-3A |  | Water-Source | WBAHP: Heat Pump Packaged Unit | Heat Pump | 230 | 3 |  |  | No Match | No Match |  |  |  | 54800 | 4248 | 12.9 | 10 | 66100 | 4401 | 4.4 |  | Federally-Regulated Commercial & Industrial Equipment | 05/19/2000 |  | 11/14/2000
Carrier Corp. | Carrier | 50QEH0605 |  | Water-Source | WBAHP: Heat Pump Packaged Unit | Heat Pump | 208 | 3 |  |  | No Match | No Match |  |  |  | 57000 | 5005 | 11.4 | 9 | 65000 | 4770 | 4 | 3.2 | Federally-Regulated Commercial & Industrial Equipment | 02/05/1990 |  | 02/22/1990
Florida Heat Pump | Florida Heat Pump | EM031-1CF/HZ/VT |  | Ground-Water-Source | WBAHP: Heat Pump Packaged Unit | Heat Pump | 208 | 1 |  |  | No Match | No Match |  |  |  | 33500 | 2326 | 14.4 | 9 | 26000 | 2308 | 3.3 |  | Non Federally-Regulated | 05/29/2001 |  | 07/18/2002
California Heat Pump | California Heat Pump | CHP-26V*-32-** |  | Water-Source | WBAHP: Heat Pump Packaged Unit | Heat Pump | 230 | 3 |  |  | No Match | No Match |  |  |  | 25500 | 3050 | 8.4 | 7.5 | 32000 | 3200 | 2.8 | 2.5 | Non Federally-Regulated | 01/05/1982 |  | 06/11/1985
McQuay / Snyder General | Electro-Hydronics | FW330FD |  | Water-Source | WBAHP: Heat Pump Packaged Unit | Heat Pump | 230 | 3 |  |  | No Match | No Match |  |  |  | 30800 | 2852 | 10.8 | 9 | 39000 | 3090 | 3.7 | 3.2 | Non Federally-Regulated | 05/11/1988 |  | 03/15/1989
California Heat Pump | California Heat Pump | CHP-61H*-34-** |  | Water-Source | WBAHP: Heat Pump Packaged Unit | Heat Pump | 460 | 3 |  |  | No Match | No Match |  |  |  | 61000 | 6900 | 8.8 | 7.5 | 70000 | 7000 | 2.9 | 2.5 | Non Federally-Regulated | 01/05/1982 |  | 06/11/1985
Mammoth | Hydrobank II | F035VLG |  | Ground-Water-Source | WBAHP: Heat Pump Packaged Unit | Heat Pump | 230 | 3 |  |  | No Match | No Match |  |  |  | 35000 | 2500 | 14 | 9 | 27000 | 2551 | 3.1 |  | Non Federally-Regulated | 01/18/2001 |  | 07/18/2002
Mammoth | Hydrobank II | K108VHJ |  | Water-Source | WBAHP: Heat Pump Packaged Unit | Heat Pump | 575 | 3 |  |  | No Match | No Match |  |  |  | 107000 | 9469 | 11.3 | 9 | 139000 | 10442 | 3.9 | 3.8 | Federally-Regulated Commercial & Industrial Equipment | 05/23/2000 |  | 01/18/2001
McQuay / Snyder General | Electro-Hydronics | CW550FD |  | Water-Source | WBAHP: Heat Pump Packaged Unit | Heat Pump | 230 | 3 |  |  | No Match | No Match |  |  |  | 55000 | 5670 | 9.7 | 7.5 | 67000 | 5610 | 3.5 | 2.5 | Non Federally-Regulated | 08/29/1986 |  | 05/11/1988
Trane U.S. Inc. | Command-Aire | GSUF0601B |  | Ground-Water-Source | WBAHP: Heat Pump Packaged Unit | Heat Pump | 208 | 1 |  |  | No Match | No Match |  |  |  | 62500 | 4139 | 15.1 | 9 | 45000 | 4394 | 3 |  | Non Federally-Regulated | 10/06/1999 |  | 04/10/2000
Command-Aire | Command-Aire | SWPHXR137E |  | Water-Source | WBAHP: Heat Pump Packaged Unit | Heat Pump | 265 | 1 |  |  | No Match | No Match |  |  |  | 12500 | 1140 | 11 | 9 | 18000 | 1290 | 4.1 | 3.2 | Federally-Regulated Commercial & Industrial Equipment | 01/23/1988 |  | 05/11/1988
Florida Heat Pump | Geosystems, LLC | CFS-*024 |  | Ground-Water-Source | WBAHP: Heat Pump Packaged Unit | Heat Pump | 230 | 1 |  |  | No Match | Single-Speed |  |  |  | 27500 | 1303 | 21.1 | 16.2 | 25500 | 1823 | 4.1 | 3.6 | Non Federally-Regulated | 09/03/2012 |  | 12/12/2012
Florida Heat Pump | Florida Heat Pump | EM012-1CS | EM012-1AH/AV | Water-Source | Water/Brine to Air Heat Pump S | Heat Pump | 230 | 1 |  |  | No Match | No Match |  |  |  | 11300 | 1008 | 11.2 | 10 | 14300 | 1074 | 3.9 |  | Federally-Regulated Commercial & Industrial Equipment | 04/12/2000 |  | 03/12/2009
Command-Aire | Command-Aire | SWPH833* |  | Water-Source | WBAHP: Heat Pump Packaged Unit | Heat Pump | 208 | 3 |  |  | No Match | No Match |  |  |  | 95000 | 8120 | 11.7 | 9.2 | 120000 | 8370 | 4.2 |  | Non Federally-Regulated | 05/11/1988 |  | 03/15/1989
Florida Heat Pump | Florida Heat Pump | TA035-1CS | DX035CC/UC | Water-Source | WBAHP-C: Heat Pump Split Syste | Heat Pump | 208 | 1 |  |  | No Match | Dual-Speed |  |  |  | 37200 | 2241 | 16.6 | 12 | 40300 | 2147 | 5.5 | 4.2 | Federally-Regulated Commercial & Industrial Equipment | 01/10/2012 |  | 03/02/2012
Waterfurnace International, Inc. | WFI Industries, Ltd. | ZS036**4*4 |  | Water-Source | WBAHP: Heat Pump Packaged Unit | Heat Pump | 460 | 3 |  |  | No Match | Single-Speed |  |  |  | 33300 | 2220 | 15 | 12 | 40600 | 2479 | 4.8 | 4.2 | Federally-Regulated Commercial & Industrial Equipment | 06/14/2011 |  | 03/02/2012
Command-Aire | Command-Aire | SWPH-1233 |  | Water-Source | WBAHP: Heat Pump Packaged Unit | Heat Pump | 230 | 3 |  |  | No Match | No Match |  |  |  | 140000 | 15400 | 9.1 |  | 199000 | 14600 | 4 |  | Non Federally-Regulated | 05/11/1988 |  | 03/15/1989
Mammoth | Hydrobank II | D014VLH |  | Ground-Water-Source | WBAHP: Heat Pump Packaged Unit | Heat Pump | 208 | 1 |  |  | No Match | No Match |  |  |  | 14000 | 1000 | 14 | 9 | 10500 | 992 | 3.1 |  | Non Federally-Regulated | 01/22/2003 |  | 03/12/2009
Addison Products | Addison Products | HPY072-3A |  | Water-Source | WBAHP-CB: Heat Pump Split Syst | Heat Pump | 230 | 3 |  |  | No Match | No Match |  |  |  | 73900 | 6718 | 11 | 9 | 88800 | 7433 | 3.5 | 3.5 | Non Federally-Regulated | 07/22/2002 |  | 03/12/2009
ClimateMaster Inc. | Carrier Corp. | 50P1H/V042 |  | Water-Source | WBAHP: Heat Pump Packaged Unit | Heat Pump | 208 | 1 |  |  | No Match | Single-Speed |  |  |  | 40100 | 3061 | 13.1 | 12 | 52700 | 3592 | 4.3 | 4.2 | Federally-Regulated Commercial & Industrial Equipment | 10/24/2014 |  | 04/22/2015
Waterfurnace International, Inc. | Waterfurnace International, Inc. | ATV045D1(P) |  | Ground-Water-Source | WBAHP: Heat Pump Packaged Unit | Heat Pump | 208 | 1 |  |  | No Match | No Match |  |  |  | 27800 | 1323 | 21 | 9 | 19600 | 1472 | 3.9 |  | Non Federally-Regulated | 01/30/1998 |  | 03/31/1998
Waterfurnace International, Inc. | Waterfurnace International, Inc. | SXH010C1 |  | Ground-Source | WBAHP: Heat Pump Packaged Unit | Heat Pump | 230 | 1 |  |  | No Match | No Match |  |  |  | 9900 | 642 | 15.4 |  | 7400 | 657 | 3.3 |  | Non Federally-Regulated | 03/31/1998 |  | 05/10/1998
Singer | Electro-Hydronics | CC50C2 |  | Water-Source | WBAHP: Heat Pump Packaged Unit | Heat Pump | 115 | 1 |  |  | No Match | No Match |  |  |  | 5000 | 550 | 9 | 7.5 | 7100 | 625 | 3.3 | 2.5 | Non Federally-Regulated | 09/08/1982 |  | 05/16/1984
McQuay International | McQuay | CCW036E-G |  | Water-Source | WBAHP: Heat Pump Packaged Unit | Heat Pump | 208 | 1 |  |  | No Match | No Match |  |  |  | 35300 | 2674 | 13.2 | 10 | 40500 | 2825 | 4.2 |  | Federally-Regulated Commercial & Industrial Equipment | 12/14/1998 |  | 09/21/2000
McQuay International | McQuay | W-LDE/LDL/LME/LML1108K |  | Water-Source | WBAHP: Heat Pump Packaged Unit | Heat Pump | 460 | 3 |  |  | No Match | No Match |  |  |  | 10700 | 972 | 11 | 10 | 120000 | 9015 | 3.9 |  | Federally-Regulated Commercial & Industrial Equipment | 01/18/2001 |  | 03/12/2009
Waterfurnace International, Inc. | Eagle Mountain | GS018**2*0 |  | Water-Source | WBAHP: Heat Pump Packaged Unit | Heat Pump | 265 | 1 |  |  | No Match | Single-Speed |  |  |  | 18000 | 1192 | 15.1 | 12 | 22500 | 1319 | 5 | 4.2 | Federally-Regulated Commercial & Industrial Equipment | 01/24/2011 |  | 04/19/2013
Florida Heat Pump | Florida Heat Pump | EM024-1CF |  | Water-Source | WBAHP: Heat Pump Packaged Unit | Heat Pump | 208 | 1 |  |  | No Match | No Match |  |  |  | 24000 | 1714 | 14 | 10 | 30000 | 1831 | 4.8 |  | Federally-Regulated Commercial & Industrial Equipment | 12/14/1998 |  | 10/05/1999
Florida Heat Pump | Bosch | CP030-1HZ/VT |  | Ground-Source | WBAHP: Heat Pump Packaged Unit | Heat Pump | 230 | 1 |  |  |  | Single-Speed |  |  |  | 28500 | 1469 | 19.4 | 13.4 | 20500 | 1397 | 4.3 | 3.1 | Non Federally-Regulated | 04/22/2015 |  | 05/01/2015
McQuay International | McQuay | W-LDE/LME/LML/LMS-1-07 |  | Water-Source | WBAHP: Heat Pump Packaged Unit | Heat Pump | 460 | 3 |  |  | No Match | No Match |  |  |  | 70000 | 6194 | 11.3 | 9 | 83000 | 6399 | 3.8 | 3.8 | Federally-Regulated Commercial & Industrial Equipment | 10/05/1999 |  | 09/21/2000
ClimateMaster Inc. | Carrier Corp. | 50PRH/V012 3 |  | Ground-Source | WBAHP: Heat Pump Packaged Unit | Heat Pump | 230 | 1 |  |  | No Match | Single-Speed |  |  |  | 12000 | 805 | 14.9 | 13.4 | 9900 | 907 | 3.2 | 3.1 | Non Federally-Regulated | 01/24/2011 |  | 08/23/2011
Florida Heat Pump | Geomaster, LLC | EC042-4CF/HZ/VT |  | Water-Source | WBAHP: Heat Pump Packaged Unit | Heat Pump | 460 | 3 |  |  | No Match | Single-Speed |  |  |  | 42000 | 3231 | 13 | 12 | 53000 | 3697 | 4.2 | 4.2 | Federally-Regulated Commercial & Industrial Equipment | 04/30/2009 |  | 04/20/2015
ClimateMaster Inc. | Climate Master Series | PDW 24 | AH08-U17R30K | Ground-Source | WBAHP-CB: Heat Pump Split Syst | Heat Pump | 230 | 1 |  |  | No Match | No Match |  |  |  | 24500 | 1655 | 14.8 |  | 19500 | 1843 | 3.1 |  | Non Federally-Regulated | 03/31/1998 |  | 05/10/1998
Florida Heat Pump | Energy Miser | HECS62-1 | HEAH62-1 | Water-Source | WBAHP-C: Heat Pump Split Syste | Heat Pump | 208 | 1 |  |  | No Match | No Match |  |  |  | 60000 | 5610 | 10.7 | 9 | 80000 | 6335 | 3.7 | 3.2 | Non Federally-Regulated | 02/22/1990 |  | 07/31/1991
Waterfurnace International, Inc. | Eagle Mountain | ZS036**4*0 |  | Ground-Water-Source | WBAHP: Heat Pump Packaged Unit | Heat Pump | 460 | 3 |  |  | No Match | Single-Speed |  |  |  | 37700 | 1778 | 21.2 | 16.2 | 33000 | 2480 | 3.9 | 3.6 | Non Federally-Regulated | 01/24/2011 |  | 04/19/2013
Florida Heat Pump | Florida Heat Pump | GT048-1CF/HZ/VT |  | Water-Source | WBAHP-CB: Heat Pump Split Syst | Heat Pump | 230 | 1 |  |  | No Match | No Match |  |  |  | 50200 | 4016 | 12.5 | 9 | 60000 | 4507 | 3.9 | 3.5 | Non Federally-Regulated | 07/22/2002 |  | 03/12/2009
Florida Heat Pump | Bosch | TA061-1CF/HZ/VT |  | Water-Source | WBAHP: Heat Pump Packaged Unit | Heat Pump | 208 | 1 |  |  |  | Dual-Speed |  |  |  | 64000 | 3951 | 16.2 | 12 | 78500 | 4260 | 5.4 | 4.2 | Federally-Regulated Commercial & Industrial Equipment | 04/22/2015 |  | 05/01/2015
Carrier Corp. | Carrier | 50QXV0184 |  | Water-Source | WBAHP: Heat Pump Packaged Unit | Heat Pump | 265 | 1 |  |  | No Match | No Match |  |  |  | 18000 | 1635 | 11 | 9 | 23000 | 1872 | 3.6 | 3.2 | Non Federally-Regulated | 10/10/1989 |  | 07/31/1991
Florida Heat Pump | Florida Heat Pump | GT026-4VT/HZ/CF |  | Ground-Water-Source | WBAHP: Heat Pump Packaged Unit | Heat Pump | 460 | 3 |  |  | No Match | No Match |  |  |  | 27000 | 2000 | 13.5 | 11 | 30600 | 2299 | 3.9 | 3.5 | Non Federally-Regulated | 03/31/1998 |  | 05/10/1998
California Heat Pump | California Heat Pump | CHP-22V*-13-** |  | Water-Source | WBAHP: Heat Pump Packaged Unit | Heat Pump | 265 | 1 |  |  | No Match | No Match |  |  |  | 21500 | 2325 | 9.2 | 7.5 | 25000 | 2400 | 3.1 | 2.5 | Non Federally-Regulated | 01/05/1982 |  | 06/11/1985
Waterfurnace International, Inc. | WFI Industries, Ltd. | VLV/VXV036*3 |  | Water-Source | WBAHP: Heat Pump Packaged Unit | Heat Pump | 208 | 3 |  |  | No Match | No Match |  |  |  | 34800 | 2697 | 12.9 | 10 | 42000 | 2861 | 4.3 |  | Federally-Regulated Commercial & Industrial Equipment | 06/20/2003 |  | 02/17/2011
Waterfurnace International, Inc. | Geotility Geothermal Installations | ZS060**0*0 |  | Ground-Source | WBAHP: Heat Pump Packaged Unit | Heat Pump | 208 | 1 |  |  | No Match | Single-Speed |  |  |  | 60900 | 3669 | 16.6 | 13.4 | 47100 | 4183 | 3.3 | 3.1 | Non Federally-Regulated | 01/24/2011 |  | 04/19/2013
Mammoth | Hydrobank II | E009HHJ |  | Water-Source | WBAHP: Heat Pump Packaged Unit | Heat Pump | 265 | 1 |  |  | No Match | No Match |  |  |  | 9000 | 900 | 10 | 10 | 12000 | 901 | 3.9 |  | Federally-Regulated Commercial & Industrial Equipment | 11/14/2000 |  | 01/18/2001
Waterfurnace International, Inc. | Waterfurnace International, Inc. | SXH024C2 |  | Water-Source | WBAHP-CB: Heat Pump Split Syst | Heat Pump | 265 | 1 |  |  | No Match | No Match |  |  |  | 27400 | 1889 | 14.5 | 9 | 27400 | 1867 | 4.3 | 3.5 | Non Federally-Regulated | 02/02/1998 |  | 10/02/1998
ClimateMaster Inc. | Climate Master Series | VT 036(P) |  | Ground-Water-Source | WBAHP: Heat Pump Packaged Unit | Heat Pump | 208 | 1 |  |  | No Match | No Match |  |  |  | 13800 | 811 | 17 | 9 | 13800 | 1092 | 3.7 |  | Non Federally-Regulated | 11/17/1999 |  | 04/10/2000
Waterfurnace International, Inc. | Waterfurnace International, Inc. | SXV036C4 |  | Ground-Water-Source | WBAHP: Heat Pump Packaged Unit | Heat Pump | 460 | 3 |  |  | No Match | No Match |  |  |  | 36400 | 2676 | 13.6 | 9 | 26000 | 2381 | 3.2 |  | Non Federally-Regulated | 01/30/1998 |  | 03/31/1998
Friedrich Air Conditioning Co. | Climate Master Series | 804-012-E******** |  | Water-Source | WBAHP: Heat Pump Packaged Unit | Heat Pump | 265 | 1 |  |  | No Match | No Match |  |  |  | 12500 | 1225 | 10.2 | 7.5 | 15700 | 1325 | 3.5 | 2.5 | Non Federally-Regulated | 08/30/1983 |  | 08/29/1986
Florida Heat Pump | Florida Heat Pump | EM060-5CS | EM060-5AH/AV | Ground-Water-Source | WBAHP-CB: Heat Pump Split Syst | Heat Pump | 575 | 3 |  |  | No Match | No Match |  |  |  | 60000 | 4615 | 13 | 9 | 80000 | 5327 | 4.4 |  | Non Federally-Regulated | 05/29/2001 |  | 07/18/2002
Addison Products | Addison Products | DWPG048-3B-XL* |  | Water-Source | WBAHP-CB: Heat Pump Split Syst | Heat Pump | 230 | 3 |  |  | No Match | No Match |  |  |  | 49500 | 3413 | 14.5 | 9 | 53500 | 3824 | 4.1 | 3.5 | Non Federally-Regulated | 02/02/1998 |  | 10/02/1998
Waterfurnace International, Inc. | Eagle Mountain | GCC/GCW/GCS/GCE12*0 |  | Ground-Source | WBAHP-O: Heat Pump Packaged Un | Heat Pump | 230 | 1 |  |  | No Match | Single-Speed |  |  |  | 11000 | 775 | 14.2 | 13.4 | 9500 | 795 | 3.5 | 3.1 | Non Federally-Regulated | 01/24/2011 |  | 04/19/2013
McQuay / Snyder General | Electro-Hydronics | LE90C3 |  | Water-Source | WBAHP: Heat Pump Packaged Unit | Heat Pump | 230 | 1 |  |  | No Match | No Match |  |  |  | 8700 | 825 | 10.5 | 9 | 10000 | 850 | 3.4 | 3.2 | Non Federally-Regulated | 05/11/1988 |  | 03/15/1989
American Air Filter | Enercon | EVW-51 |  | Water-Source | WBAHP: Heat Pump Packaged Unit | Heat Pump | 230 | 1 |  |  | No Match | No Match |  |  |  | 51000 | 4809 | 10.6 | 9 | 63000 | 5276 | 3.5 | 3.2 | Non Federally-Regulated | 05/11/1988 |  | 03/15/1989
Snyder General Corp. | McQuay | WM190C7 |  | Water-Source | WBAHP-O: Heat Pump Packaged Un | Heat Pump | 265 | 1 |  |  | No Match | No Match |  |  |  | 18200 | 1825 | 10 | 9 | 22600 | 2000 | 3.3 | 3.2 | Non Federally-Regulated | 02/22/1990 |  | 07/31/1991
Waterfurnace International, Inc. | Geotility Geothermal Installations | GS012**0*0 |  | Ground-Water-Source | WBAHP: Heat Pump Packaged Unit | Heat Pump | 208 | 1 |  |  | No Match | Single-Speed |  |  |  | 14000 | 549 | 25.5 | 16.2 | 11900 | 830 | 4.2 | 3.6 | Non Federally-Regulated | 01/24/2011 |  | 04/19/2013
Waterfurnace International, Inc. | Waterfurnace International, Inc. | SXV068B3 |  | Water-Source | WBAHP: Heat Pump Packaged Unit | Heat Pump | 208 | 3 |  |  | No Match | No Match |  |  |  | 65000 | 5200 | 12.5 | 9 | 84000 | 5470 | 4.5 | 3.8 | Federally-Regulated Commercial & Industrial Equipment | 02/02/1998 |  | 03/31/1998
Mammoth | Sol-A-Terra II | D035HSB |  | Ground-Water-Source | WBAHP: Heat Pump Packaged Unit | Heat Pump | 208 | 1 |  |  | No Match | No Match |  |  |  | 36200 | 3415 | 10.6 | 11 | 45500 | 3809 | 3.5 | 3.4 | Non Federally-Regulated | 07/31/1991 |  | 03/31/1998
Carrier Corp. | Carrier | 50QEV0094 |  | Water-Source | WBAHP: Heat Pump Packaged Unit | Heat Pump | 265 | 1 |  |  | No Match | No Match |  |  |  | 9100 | 766 | 11.9 | 9 | 11000 | 839 | 3.8 | 3.2 | Non Federally-Regulated | 03/15/1989 |  | 02/05/1990
Florida Heat Pump | Florida Heat Pump | GT062-1CS | GT062-1AV/AH | Ground-Water-Source | WBAHP-CB: Heat Pump Split Syst | Heat Pump | 208 | 1 |  |  | No Match | No Match |  |  |  | 59000 | 4538 | 13 | 9 | 49000 | 4785 | 3 |  | Non Federally-Regulated | 10/06/1999 |  | 04/10/2000
Florida Heat Pump | Florida Heat Pump | EM018-1CS | EM018-1AH/AV | Ground-Water-Source | WBAHP-CB: Heat Pump Split Syst | Heat Pump | 230 | 1 |  |  | No Match | No Match |  |  |  | 19000 | 1428 | 13.3 | 9 | 15000 | 1255 | 3.5 |  | Non Federally-Regulated | 07/22/2002 |  | 03/12/2009
Waterfurnace International, Inc. | Geosmart Energy, Inc. | GTS038A1 | GRAC036* | Water-Source | WBAHP-CB: Heat Pump Split Syst | Heat Pump | 208 | 1 |  |  | No Match | Dual-Speed |  |  |  | 34000 | 2329 | 14.6 | 12 | 40100 | 2350 | 5 | 4.2 | Federally-Regulated Commercial & Industrial Equipment | 01/24/2011 |  | 08/23/2011
Waterfurnace International, Inc. | Rybacki - Hart Enterprises | ZS024**2*4 |  | Ground-Source | WBAHP: Heat Pump Packaged Unit | Heat Pump | 265 | 1 |  |  | No Match | Single-Speed |  |  |  | 24400 | 1394 | 17.5 | 13.4 | 17500 | 1350 | 3.8 | 3.1 | Non Federally-Regulated | 06/14/2011 |  | 04/19/2013
McQuay / Snyder General | Electro-Hydronics | CC330G7 |  | Water-Source | WBAHP: Heat Pump Packaged Unit | Heat Pump | 265 | 1 |  |  | No Match | No Match |  |  |  | 33000 | 3050 | 10.8 | 7.5 | 39000 | 3090 | 3.7 | 2.5 | Non Federally-Regulated | 08/29/1986 |  | 05/11/1988
Florida Heat Pump | Florida Heat Pump | GT030-1CF/HZ/VT |  | Water-Source | WBAHP: Heat Pump Packaged Unit | Heat Pump | 230 | 1 |  |  | No Match | No Match |  |  |  | 30000 | 2027 | 14.8 | 10 | 35000 | 2229 | 4.6 |  | Federally-Regulated Commercial & Industrial Equipment | 04/12/2000 |  | 05/29/2001
American Air Filter | Enercon | HW51 |  | Water-Source | WBAHP: Heat Pump Packaged Unit | Heat Pump | 460 | 3 |  |  | No Match | No Match |  |  |  | 51000 | 4988 | 10.2 | 7.5 | 64000 | 5244 | 3.6 | 2.5 | Non Federally-Regulated | 06/11/1985 |  | 05/11/1988
ClimateMaster Inc. | Carrier Corp. | 50RTP05 |  | Ground-Water-Source | WBAHP: Heat Pump Packaged Unit | Heat Pump | 208 | 3 |  |  | No Match | Single-Speed | 2646 | 682 | 89 | 69800 | 2970 | 23.5 | 16.2 | 60100 | 3914 | 4.5 | 3.6 | Non Federally-Regulated | 10/24/2014 |  | 04/22/2015
ClimateMaster Inc. | Trane | WPVA33XG* |  | Water-Source | WBAHP: Heat Pump Packaged Unit | Heat Pump | 460 | 3 |  |  | No Match | No Match |  |  |  | 33000 | 3056 | 10.8 | 9 | 39000 | 3089 | 3.7 | 3.2 | Non Federally-Regulated | 05/11/1988 |  | 03/15/1989
Hydro Delta Corp. | Hydro Delta Corp. | 03-032-WTARH |  | Water-Source | WBAHP-CB: Heat Pump Split Syst | Heat Pump | 208 | 1 |  |  | No Match | No Match |  |  |  | 32200 | 2596 | 12.4 | 9 | 36700 | 2829 | 3.8 | 3.5 | Non Federally-Regulated | 10/05/1999 |  | 04/12/2000
Mammoth | Geox | G40U,I |  | Water-Source | WBAHP: Heat Pump Packaged Unit | Heat Pump | 208 | 1 |  |  | No Match | No Match |  |  |  | 46500 | 4000 | 11.6 | 7.5 | 57500 | 4200 | 4 | 2.5 | Non Federally-Regulated | 06/11/1985 |  | 05/11/1988
Waterfurnace International, Inc. | Geotility Geothermal Installations | ZS030**3*1 |  | Ground-Water-Source | WBAHP: Heat Pump Packaged Unit | Heat Pump | 208 | 3 |  |  | No Match | Single-Speed |  |  |  | 32900 | 1377 | 23.9 | 16.2 | 28300 | 1885 | 4.4 | 3.6 | Non Federally-Regulated | 01/24/2011 |  | 04/19/2013
Addison Products | Addison Products | HWPG066-3B** |  | Ground-Water-Source | WBAHP: Heat Pump Packaged Unit | Heat Pump | 208 | 3 |  |  | No Match | No Match |  |  |  | 65000 | 23214 | 2.8 | 9 | 48000 | 5024 | 2.8 |  | Non Federally-Regulated | 05/15/1998 |  | 07/29/1998
Florida Heat Pump | Florida Heat Pump | GT054-4CF/HZ/VT |  | Ground-Water-Source | WBAHP: Heat Pump Packaged Unit | Heat Pump | 460 | 3 |  |  | No Match | No Match |  |  |  | 51500 | 3961 | 13 | 9 | 42500 | 4150 | 3 |  | Non Federally-Regulated | 04/10/2000 |  | 07/18/2002
McQuay / Snyder General | Electro-Hydronics | UW200G5 |  | Water-Source | WBAHP: Heat Pump Packaged Unit | Heat Pump | 208 | 1 |  |  | No Match | No Match |  |  |  | 20000 | 1880 |  | 7.5 | 25600 | 1920 | 3.9 | 2.5 | Non Federally-Regulated | 08/29/1986 |  | 05/11/1988
Enertech Global, LLC | Roth Industries, Inc. | RXT048C |  | Ground-Water-Source | WBAHP: Heat Pump Packaged Unit | Heat Pump | 208 | 1 |  |  | No Match | Single-Speed |  |  |  | 53600 | 2382 | 22.5 | 16.2 | 47700 | 3107 | 4.5 | 3.6 | Non Federally-Regulated | 12/12/2012 |  | 04/21/2014
Waterfurnace International, Inc. | Johnson Controls | NBV/NBH038**0*1 |  | Water-Source | WBAHP: Heat Pump Packaged Unit | Heat Pump | 208 | 1 |  |  | No Match | Single-Speed |  |  |  | 39000 | 2167 | 18 | 12 | 40300 | 2187 | 5.4 | 4.2 | Federally-Regulated Commercial & Industrial Equipment | 09/03/2012 |  | 01/09/2014
McQuay / Snyder General | Electro-Hydronics | UC400GD |  | Water-Source | WBAHP: Heat Pump Packaged Unit | Heat Pump | 230 | 3 |  |  | No Match | No Match |  |  |  | 39600 | 3960 | 10 | 7.5 | 45000 | 3880 | 3.4 | 2.5 | Non Federally-Regulated | 08/29/1986 |  | 05/11/1988
Florida Heat Pump | Florida Heat Pump | EM041-5CS | EM041-5AH/AV | Water-Source | WBAH: Heating Only Packaged Un | Heat Pump | 575 | 3 |  |  | No Match | No Match |  |  |  | 42000 | 3500 | 12 | 9 | 49000 | 4101 | 3.5 | 3.5 | Non Federally-Regulated | 07/22/2002 |  | 03/12/2009
McQuay International | McQuay | W-FDD/FDE/FME-1-007-E |  | Water-Source | WBAHP: Heat Pump Packaged Unit | Heat Pump | 208 | 1 |  |  | No Match | No Match |  |  |  | 6800 | 653 | 10.4 | 10 | 9800 | 736 | 3.9 |  | Federally-Regulated Commercial & Industrial Equipment | 11/14/2000 |  | 07/18/2002
Friedrich Climate Master | Climate Master Series | 803-036-E******** |  | Water-Source | WBAHP: Heat Pump Packaged Unit | Heat Pump | 265 | 1 |  |  | No Match | No Match |  |  |  | 35600 | 3360 | 10.6 | 7.5 | 42500 | 3550 | 3.5 | 2.5 | Non Federally-Regulated | 08/29/1986 |  | 05/11/1988
ClimateMaster Inc. | Carrier Corp. | 38WQS048 3 | FK4CNF006 | Ground-Water-Source | WBAHP-CB: Heat Pump Split Syst | Heat Pump | 230 | 1 |  |  | No Match | Single-Speed |  |  |  | 47500 | 2461 | 19.3 | 16.2 | 42000 | 3158 | 3.9 | 3.6 | Non Federally-Regulated | 09/15/2009 |  | 02/17/2011
Carrier Corp. | Carrier | 50HQA096 |  | Water-Source | WBAHP: Heat Pump Packaged Unit | Heat Pump | 208 | 3 |  |  | No Match | No Match |  |  |  | 95000 | 8630 | 11 | 9 | 114000 | 8790 | 3.8 | 3.8 | Federally-Regulated Commercial & Industrial Equipment | 12/14/1994 |  | 04/07/1996
Mammoth | Hydrobank II | A013VHK |  | Water-Source | WBAHP: Heat Pump Packaged Unit | Heat Pump | 115 | 1 |  |  | No Match | No Match |  |  |  | 12500 | 1190 | 10.5 | 10 | 16000 | 1202 | 3.9 |  | Federally-Regulated Commercial & Industrial Equipment | 01/22/2003 |  | 03/12/2009
Mammoth | Hydrobank II | F/G027VLE/HLE/DLE |  | Ground-Water-Source | WBAHP: Heat Pump Packaged Unit | Heat Pump | 230 | 3 |  |  | No Match | No Match |  |  |  | 25500 | 1847 | 13.8 | 9 | 20000 | 1890 | 3.1 |  | Non Federally-Regulated | 01/30/1998 |  | 10/02/1998
Florida Heat Pump | Geomaster, LLC | EC042-3CS | EC042-1AH/AV | Ground-Water-Source | WBAHP-CB: Heat Pump Split Syst | Heat Pump | 208 | 3 |  |  | No Match | Single-Speed |  |  |  | 43600 | 2383 | 18.3 | 16.2 | 41200 | 2708 | 3.7 | 3.6 | Non Federally-Regulated | 04/30/2009 |  | 04/20/2015
Waterfurnace International, Inc. | Waterfurnace International, Inc. | SXH048B3 |  | Ground-Water-Source | WBAHP: Heat Pump Packaged Unit | Heat Pump | 230 | 3 |  |  | No Match | No Match |  |  |  | 51500 | 3843 | 13.4 | 9 | 36000 | 3403 | 3.1 |  | Non Federally-Regulated | 01/30/1998 |  | 03/31/1998
Command-Aire | Command-Aire | SPVE0281 |  | Water-Source | WBAHP: Heat Pump Packaged Unit | Heat Pump | 208 | 1 |  |  | No Match | No Match |  |  |  | 27000 | 2288 | 11.8 | 10 | 34700 | 2480 | 4.1 |  | Federally-Regulated Commercial & Industrial Equipment | 12/14/1998 |  | 03/12/2009
Command-Aire | Command-Aire | SWP353E |  | Water-Source | WBAHP: Heat Pump Packaged Unit | Heat Pump | 208 | 3 |  |  | No Match | No Match |  |  |  | 36000 | 3270 | 11 | 7.5 | 49000 | 3500 | 4 | 2.5 | Non Federally-Regulated | 05/16/1984 |  | 06/11/1985
McQuay / Snyder General | Electro-Hydronics | VF90G5 |  | Water-Source | WBAHP: Heat Pump Packaged Unit | Heat Pump | 208 | 1 |  |  | No Match | No Match |  |  |  | 9000 | 855 | 10.5 | 7.5 | 11000 | 920 | 3.5 | 2.5 | Non Federally-Regulated | 08/29/1986 |  | 05/11/1988
Addison Products | Heat Controller | WSH024-1AL |  | Water-Source | WBAHP: Heat Pump Packaged Unit | Heat Pump | 208 | 1 |  |  | No Match | No Match |  |  |  | 24000 | 1714 | 14 | 10 | 30000 | 1831 | 4.8 |  | Federally-Regulated Commercial & Industrial Equipment | 10/05/1999 |  | 04/12/2000
Tetco | Tetco | ESII5.0 |  | Ground-Water-Source | WBAHP: Heat Pump Packaged Unit | Heat Pump | 230 | 1 |  |  | No Match | No Match |  |  |  | 51000 | 3893 | 13.1 | 9 | 41400 | 3913 | 3.1 |  | Non Federally-Regulated | 08/20/1998 |  | 10/02/1998
ClimateMaster Inc. | Carrier Corp. | 50YEH/V/D048K***3 |  | Ground-Source | WBAHP: Heat Pump Packaged Unit | Heat Pump | 230 | 1 |  |  | No Match | Single-Speed |  |  |  | 50600 | 2691 | 18.8 | 13.4 | 36100 | 2859 | 3.7 | 3.1 | Non Federally-Regulated | 10/24/2014 |  | 04/22/2015
Trane U.S. Inc. | Trane | EXVE0242 |  | Ground-Source | WBAHP: Heat Pump Packaged Unit | Heat Pump | 230 | 1 |  |  | No Match | Single-Speed |  |  |  | 25000 | 1420 | 17.6 | 13.4 | 18200 | 1404 | 3.8 | 3.1 | Non Federally-Regulated | 06/14/2011 |  | 08/15/2014
Mammoth | Hydrobank II | D045HLG |  | Ground-Water-Source | WBAHP: Heat Pump Packaged Unit | Heat Pump | 230 | 1 |  |  | No Match | No Match |  |  |  | 44500 | 3320 | 13.4 | 9 | 34500 | 3369 | 3 |  | Non Federally-Regulated | 07/22/2002 |  | 03/12/2009
Florida Heat Pump | Florida Heat Pump | EM120-1VT |  | Water-Source | WBAHP: Heat Pump Packaged Unit | Heat Pump | 208 | 1 |  |  | No Match | No Match |  |  |  | 123000 | 8601 | 14.3 | 10.5 | 145000 | 8499 | 5 | 3.8 | Federally-Regulated Commercial & Industrial Equipment | 03/31/1998 |  | 05/10/1998
Florida Heat Pump | Florida Heat Pump | EM042-1VT |  | Water-Source | WBAHP: Heat Pump Packaged Unit | Heat Pump | 230 | 1 |  |  | No Match | No Match |  |  |  | 42000 | 3181 | 13.2 | 10 | 51000 | 3475 | 4.3 |  | Federally-Regulated Commercial & Industrial Equipment | 02/02/1998 |  | 03/31/1998
California Heat Pump | Trane | WPHB-0117 |  | Water-Source | WBAHP: Heat Pump Packaged Unit | Heat Pump | 265 | 1 |  |  | No Match | No Match |  |  |  | 10800 | 982 | 11 | 7.5 | 14000 | 1100 | 3.7 | 2.5 | Non Federally-Regulated | 06/11/1985 |  | 05/11/1988
Snyder General Corp. | American Air Filter | HWW019C*N |  | Water-Source | WBAHP: Heat Pump Packaged Unit | Heat Pump | 265 | 1 |  |  | No Match | No Match |  |  |  | 18200 | 1640 | 11.1 | 9.3 | 23200 | 1790 | 3.8 | 3.8 | Non Federally-Regulated | 07/31/1991 |  | 03/31/1998
Enertech Global, LLC | Enertech | HRT024A | ACD024 | Ground-Source | WBAHP-CB: Heat Pump Split Syst | Heat Pump | 230 | 1 |  |  | No Match | Single-Speed |  |  |  | 25600 | 1506 | 17 | 13.4 | 18300 | 1450 | 3.7 | 3.1 | Non Federally-Regulated | 09/03/2012 |  | 12/12/2012
Geoflex Systems, Inc. | Geoflex Systems, Inc. | GF1S-V/H/D/M-048WACBP |  | Water-Source | WBAHP: Heat Pump Packaged Unit | Both Heat Pump and Electric Re | 200 | 3 |  |  | No Match | Single-Speed |  |  |  | 47300 | 3071 | 15.4 | 12 | 58400 | 3423 | 5 | 4.2 | Federally-Regulated Commercial & Industrial Equipment | 03/02/2012 |  | 01/09/2014
ClimateMaster Inc. | Climate Master Series | VP/HP060H |  | Water-Source | WBAHP: Heat Pump Packaged Unit | Heat Pump | 230 | 3 |  |  | No Match | No Match |  |  |  | 59000 | 4609 | 12.8 | 10 | 71000 | 4727 | 4.4 |  | Federally-Regulated Commercial & Industrial Equipment | 04/12/2000 |  | 11/14/2000
McQuay / Snyder General | Electro-Hydronics | UC550GK |  | Water-Source | WBAHP: Heat Pump Packaged Unit | Heat Pump | 208 | 3 |  |  | No Match | No Match |  |  |  | 55000 | 5670 | 9.7 | 7.5 | 67000 | 5610 | 3.5 | 2.5 | Non Federally-Regulated | 08/29/1986 |  | 05/11/1988
ClimateMaster Inc. | Climate Master Series | VP/HP036 F/H |  | Water-Source | WBAHP: Heat Pump Packaged Unit | Heat Pump | 460 | 3 |  |  | No Match | No Match |  |  |  | 35000 | 2692 | 13 | 9.3 | 43000 | 2930 | 4.3 | 3.8 | Federally-Regulated Commercial & Industrial Equipment | 03/31/1998 |  | 05/10/1998
Addison Products | Addison Products | VWPG060-1B-XL* |  | Ground-Water-Source | WBAHP: Heat Pump Packaged Unit | Heat Pump | 208 | 1 |  |  | No Match | No Match |  |  |  | 58000 | 4393 | 13.2 | 9 | 44000 | 4298 | 3 |  | Non Federally-Regulated | 12/14/1998 |  | 04/10/2000
Command-Aire | Command-Aire | SWP131E |  | Water-Source | WBAHP: Heat Pump Packaged Unit | Heat Pump | 208 | 1 |  |  | No Match | No Match |  |  |  | 12000 | 1050 |  | 7.5 | 18000 | 1290 | 4.1 | 2.5 | Non Federally-Regulated | 08/29/1986 |  | 01/23/1988
Addison Products | Addison Products | HWPG048-3B** |  | Ground-Water-Source | WBAHP: Heat Pump Packaged Unit | Heat Pump | 208 | 3 |  |  | No Match | No Match |  |  |  | 47500 | 15322 | 3.1 | 9 | 34000 | 3214 | 3.1 |  | Non Federally-Regulated | 05/15/1998 |  | 07/29/1998
Marvair | Marvair | WHP47HPA |  | Water-Source | WBAHP: Heat Pump Packaged Unit | Heat Pump | 208 | 1 |  |  | No Match | No Match |  |  |  | 46900 | 4264 | 11 | 9 | 59400 | 4581 | 3.8 | 3.2 | Non Federally-Regulated | 02/22/1990 |  | 07/31/1991
Waterfurnace International, Inc. | Waterfurnace International, Inc. | NSV/NSH022G1*0 |  | Ground-Water-Source | WBAHP: Heat Pump Packaged Unit | Heat Pump | 208 | 1 |  |  | No Match | Single-Speed |  |  |  | 23000 | 821 | 28 | 16.2 | 18100 | 1153 | 4.6 | 3.6 | Non Federally-Regulated | 09/03/2012 |  | 04/19/2013
Trane U.S. Inc. | Trane | GEHA048 |  | Ground-Water-Source | WBAHP: Heat Pump Packaged Unit | Heat Pump | 208 | 1 |  |  | No Match | No Match |  |  |  | 48510 | 3484 | 13.9 | 9 | 32000 | 2995 | 3.1 |  | Non Federally-Regulated | 04/10/2000 |  | 07/18/2002
Mammoth | Mammoth | F034VHC |  | Water-Source | WBAHP: Heat Pump Packaged Unit | Heat Pump | 208 | 3 |  |  | No Match | No Match |  |  |  | 31200 | 2920 | 10.7 | 7.5 | 38000 | 3270 | 3.4 | 2.5 | Non Federally-Regulated | 06/11/1985 |  | 05/11/1988
Florida Heat Pump | Florida Heat Pump | CW009-1 |  | Water-Source | WBAHP-O: Heat Pump Packaged Un | Heat Pump | 208 | 1 |  |  | No Match | No Match |  |  |  | 8400 | 531 | 15.8 | 10 | 8600 | 494 | 5.1 |  | Federally-Regulated Commercial & Industrial Equipment | 02/02/1998 |  | 03/31/1998
McQuay International | McQuay | FCV/FCW/VWH/VWW036B-G |  | Water-Source | WBAHP: Heat Pump Packaged Unit | Heat Pump | 230 | 1 |  |  | No Match | No Match |  |  |  | 35200 | 2957 | 11.9 | 10 | 45000 | 3297 | 4 |  | Federally-Regulated Commercial & Industrial Equipment | 02/02/1998 |  | 03/31/1998
Friedrich Air Conditioning Co. | Climate Master Series | 805-042-G******** |  | Water-Source | WBAHP: Heat Pump Packaged Unit | Heat Pump | 208 | 1 |  |  | No Match | No Match |  |  |  | 39000 | 4100 | 9.5 | 7.5 | 53000 | 4200 | 3.7 | 2.5 | Non Federally-Regulated | 08/30/1983 |  | 08/29/1986
Waterfurnace International, Inc. | Waterfurnace International, Inc. | ATV016C0 |  | Ground-Water-Source | WBAHP: Heat Pump Packaged Unit | Heat Pump | 208 | 1 |  |  | No Match | No Match |  |  |  | 17100 | 1082 | 15.8 | 9 | 11800 | 987 | 3.5 |  | Non Federally-Regulated | 01/30/1998 |  | 10/02/1998
Waterfurnace International, Inc. | Waterfurnace International, Inc. | SXH036C2 |  | Ground-Water-Source | WBAHP: Heat Pump Packaged Unit | Heat Pump | 265 | 1 |  |  | No Match | No Match |  |  |  | 36400 | 2676 | 13.6 | 9 | 26000 | 2381 | 3.2 |  | Non Federally-Regulated | 12/14/1998 |  | 10/06/1999
McQuay International | McQuay | CCH/CCW/HWH/HWW042C-G |  | Water-Source | WBAHP: Heat Pump Packaged Unit | Heat Pump | 208 | 1 |  |  | No Match | No Match |  |  |  | 40500 | 3521 | 11.5 | 10 | 49500 | 3626 | 4 |  | Federally-Regulated Commercial & Industrial Equipment | 12/14/1998 |  | 11/17/1999
Enertech Global, LLC | Roth Industries, Inc. | RXT072D2 |  | Ground-Water-Source | WBAHP: Heat Pump Packaged Unit | Heat Pump | 208 | 3 |  |  | No Match | Single-Speed | 2875 | 710 | 1 | 78500 | 3584 | 21.9 | 16.2 | 71900 | 4789 | 4.4 | 3.6 | Non Federally-Regulated | 09/03/2012 |  | 12/12/2012
Command-Aire | Command-Aire | RUWP-2044 |  | Water-Source | WBAHP: Heat Pump Packaged Unit | Heat Pump | 460 | 3 |  |  | No Match | No Match |  |  |  | 244000 | 27300 | 8.9 | 7.5 | 307000 | 25300 | 3.6 | 2.2 | Non Federally-Regulated | 01/05/1982 |  | 06/11/1985
Snyder General Corp. | McQuay | FCW030A*G |  | Water-Source | WBAHP: Heat Pump Packaged Unit | Heat Pump | 208 | 1 |  |  | No Match | No Match |  |  |  | 30000 | 2778 | 10.8 | 9 | 37000 | 2854 | 3.8 | 3.2 | Non Federally-Regulated | 02/22/1990 |  | 07/31/1991
McQuay / Snyder General | Electro-Hydronics | RC90A7 |  | Water-Source | WBAHP: Heat Pump Packaged Unit | Heat Pump | 265 | 1 |  |  | No Match | No Match |  |  |  | 9000 | 780 | 11.5 | 7.5 | 11200 | 820 | 4 | 2.5 | Non Federally-Regulated | 08/29/1986 |  | 05/11/1988
ClimateMaster Inc. | Climate Master Series | GRV/GRH030AH |  | Ground-Water-Source | WBAHP: Heat Pump Packaged Unit | Heat Pump | 230 | 3 |  |  | No Match | No Match |  |  |  | 28200 | 2088 | 13.5 | 9 | 20500 | 1820 | 3.3 |  | Non Federally-Regulated | 07/22/2002 |  | 03/12/2009
Climate Control / Snyder General | Electro-Hydronics | FW550GP |  | Water-Source | WBAHP: Heat Pump Packaged Unit | Heat Pump | 460 | 3 |  |  | No Match | No Match |  |  |  | 55000 | 5670 | 9.7 | 7.5 | 67000 | 5610 | 3.5 | 2.5 | Non Federally-Regulated | 06/11/1985 |  | 08/29/1986
Mammoth | Hydrobank II | F142VHF |  | Water-Source | WBAHP: Heat Pump Packaged Unit | Heat Pump | 230 | 3 |  |  | No Match | No Match |  |  |  | 138000 | 12545 | 11 |  | 174000 | 13779 | 3.7 | 3.8 | Non Federally-Regulated | 07/31/1991 |  | 03/31/1998
Florida Heat Pump | Florida Heat Pump | GT042-4CS | GT042-4AH/AV | Water-Source | WBAH: Heating Only Packaged Un | Heat Pump | 460 | 3 |  |  | No Match | No Match |  |  |  | 41500 | 3097 | 13.4 | 9 | 49000 | 3418 | 4.2 | 3.5 | Non Federally-Regulated | 05/23/2001 |  | 07/18/2002
Florida Heat Pump | Florida Heat Pump | EM012-0CF/HZ/VT |  | Water-Source | WBAHP-CB: Heat Pump Split Syst | Heat Pump | 115 | 1 |  |  | No Match | No Match |  |  |  | 12500 | 1136 | 11 | 9 | 14600 | 1222 | 3.5 | 3.5 | Non Federally-Regulated | 05/23/2001 |  | 07/18/2002
Climate Control / Snyder General | Electro-Hydronics | UW420GD |  | Water-Source | WBAHP: Heat Pump Packaged Unit | Heat Pump | 230 | 3 |  |  | No Match | No Match |  |  |  | 42000 | 3850 | 10.9 | 7.5 | 52000 | 4100 | 3.7 | 2.5 | Non Federally-Regulated | 05/16/1984 |  | 08/29/1986
Mammoth | Hydrobank II | G036HHK |  | Water-Source | WBAHP: Heat Pump Packaged Unit | Heat Pump | 460 | 3 |  |  | No Match | No Match |  |  |  | 35000 | 3240 | 10.8 | 10 | 46000 | 3455 | 3.9 |  | Federally-Regulated Commercial & Industrial Equipment | 06/27/2003 |  | 03/12/2009
Enertech Global, LLC | Enertech | HXT036A |  | Ground-Water-Source | WBAHP: Heat Pump Packaged Unit | Heat Pump | 208 | 1 |  |  | No Match | Single-Speed |  |  |  | 39800 | 1809 | 22 | 16.2 | 34300 | 2234 | 4.5 | 3.6 | Non Federally-Regulated | 01/24/2011 |  | 04/19/2013
Carrier Corp. | Carrier | 50QEH0073 |  | Water-Source | WBAHP: Heat Pump Packaged Unit | Heat Pump | 230 | 1 |  |  | No Match | No Match |  |  |  | 7400 | 598 | 12.4 | 9 | 9400 | 620 | 4.4 | 3.2 | Non Federally-Regulated | 02/22/1990 |  | 07/31/1991
Enertech Global, LLC | Enertech | HXT072D2 |  | Ground-Source | WBAHP: Heat Pump Packaged Unit | Heat Pump | 208 | 3 |  |  | No Match | Single-Speed | 3533 | 710 | 1 | 73400 | 4243 | 17.3 | 13.4 | 57000 | 4515 | 3.7 | 3.1 | Non Federally-Regulated | 09/03/2012 |  | 12/12/2012
American Air Filter | Enercon | HW51B |  | Water-Source | WBAHP: Heat Pump Packaged Unit | Heat Pump | 240 | 1 |  |  | No Match | No Match |  |  |  | 51000 | 6100 | 8.4 | 7.5 | 67000 | 6100 | 3.2 | 2.5 | Non Federally-Regulated | 01/05/1982 |  | 05/16/1984
Florida Heat Pump | Florida Heat Pump | EV060-4CF/HZ/VT |  | Water-Source | WBAHP: Heat Pump Packaged Unit | Heat Pump | 460 | 3 |  |  | No Match | Single-Speed |  |  |  | 57500 | 4423 | 13 | 12 | 66000 | 4498 | 4.3 | 4.2 | Federally-Regulated Commercial & Industrial Equipment | 01/25/2011 |  | 12/12/2012
Waterfurnace International, Inc. | American Standard, Inc. | A1GC036***1**4 |  | Water-Source | WBAHP: Heat Pump Packaged Unit | Heat Pump | 230 | 1 |  |  | No Match | Single-Speed |  |  |  | 33300 | 2220 | 15 | 12 | 40600 | 2479 | 4.8 | 4.2 | Federally-Regulated Commercial & Industrial Equipment | 08/23/2011 |  | 03/02/2012
Mammoth | Hydrobank II | G036HHJ |  | Water-Source | WBAHP: Heat Pump Packaged Unit | Heat Pump | 460 | 3 |  |  | No Match | No Match |  |  |  | 35000 | 3240 | 10.8 | 10 | 46000 | 3455 | 3.9 |  | Federally-Regulated Commercial & Industrial Equipment | 01/18/2001 |  | 03/12/2009
Climate Control / Snyder General | Electro-Hydronics | LM120C5 |  | Water-Source | WBAHP: Heat Pump Packaged Unit | Heat Pump | 208 | 1 |  |  | No Match | No Match |  |  |  | 11500 | 1200 | 9.6 | 7.5 | 14000 | 1300 | 3.1 | 2.5 | Non Federally-Regulated | 05/16/1984 |  | 08/29/1986
Mammoth | Hydrobank II | G030HHB/VHB |  | Water-Source | WBAHP: Heat Pump Packaged Unit | Heat Pump | 460 | 3 |  |  | No Match | No Match |  |  |  | 31000 | 2695 | 11.5 | 10 | 38500 | 2969 | 3.8 |  | Federally-Regulated Commercial & Industrial Equipment | 12/14/1998 |  | 05/23/2000
Friedrich Air Conditioning Co. | Climate Master Series | 805-030-G******** |  | Water-Source | WBAHP: Heat Pump Packaged Unit | Heat Pump | 208 | 1 |  |  | No Match | No Match |  |  |  | 29000 | 2930 | 9.9 | 7.5 | 40000 | 3170 | 3.7 | 2.5 | Non Federally-Regulated | 08/30/1983 |  | 08/29/1986
Command-Aire | Command-Aire | SPHD0281 |  | Water-Source | WBAHP: Heat Pump Packaged Unit | Heat Pump | 208 | 1 |  |  | No Match | No Match |  |  |  | 28500 | 2714 | 10.5 | 10 | 38000 | 2930 | 3.8 |  | Federally-Regulated Commercial & Industrial Equipment | 08/07/1998 |  | 10/02/1998
Trane U.S. Inc. | Trane | GSHB0411 |  | Ground-Source | WBAHP: Heat Pump Packaged Unit | Heat Pump | 208 | 1 |  |  | No Match | No Match |  |  |  | 45000 | 3260 | 13.8 |  | 32400 | 3165 | 3 |  | Non Federally-Regulated | 03/31/1998 |  | 05/10/1998
ClimateMaster Inc. | Climate Master Series | GRV/GRH036AF |  | Ground-Water-Source | WBAHP: Heat Pump Packaged Unit | Heat Pump | 460 | 3 |  |  | No Match | No Match |  |  |  | 34300 | 2578 | 13.3 | 9 | 26300 | 2408 | 3.2 |  | Non Federally-Regulated | 04/10/2000 |  | 07/18/2002
Climate Control / Snyder General | Electro-Hydronics | UC140G7 |  | Water-Source | WBAHP: Heat Pump Packaged Unit | Heat Pump | 265 | 1 |  |  | No Match | No Match |  |  |  | 13500 | 1300 | 10.4 | 7.5 | 17500 | 1350 | 3.8 | 2.5 | Non Federally-Regulated | 05/16/1984 |  | 08/29/1986
ClimateMaster Inc. | Carrier | 50HQA/HQD/VQA/VQD042 5 |  | Water-Source | WBAHP: Heat Pump Packaged Unit | Heat Pump | 230 | 3 |  |  | No Match | No Match |  |  |  | 41500 | 3705 | 11.2 | 10 | 52500 | 3845 | 4 |  | Federally-Regulated Commercial & Industrial Equipment | 10/05/1999 |  | 04/12/2000
Waterfurnace International, Inc. | Waterfurnace International, Inc. | VLV009A0 |  | Water-Source | WBAHP: Heat Pump Packaged Unit | Heat Pump | 230 | 1 |  |  | No Match | No Match |  |  |  | 9000 | 703 | 12.8 | 10 | 12000 | 817 | 4.3 |  | Federally-Regulated Commercial & Industrial Equipment | 02/02/1998 |  | 03/31/1998
Mammoth | Hydrobank II | K062HHK |  | Water-Source | WBAHP: Heat Pump Packaged Unit | Heat Pump | 575 | 3 |  |  | No Match | No Match |  |  |  | 61000 | 5495 | 11.1 | 10 | 82000 | 6160 | 3.9 |  | Federally-Regulated Commercial & Industrial Equipment | 06/27/2003 |  | 03/12/2009
Power-Save International, Inc. | S.O.E.S.I. | PSS-600 (2) |  | Water-Source | WBAHP: Heat Pump Packaged Unit | Heat Pump | 230 | 1 |  |  | No Match | No Match |  |  |  | 76000 | 4922 | 15.4 | 10.5 | 80000 | 4968 | 4.7 | 3.8 | Non Federally-Regulated | 07/31/1991 |  | 03/31/1998
Waterfurnace International, Inc. | Waterfurnace International, Inc. | SXV024C1 |  | Ground-Water-Source | WBAHP: Heat Pump Packaged Unit | Heat Pump | 208 | 1 |  |  | No Match | No Match |  |  |  | 27000 | 1741 | 15.5 | 9 | 18000 | 1551 | 3.4 |  | Non Federally-Regulated | 01/30/1998 |  | 10/02/1998
Florida Heat Pump | Geomaster, LLC | EV048-1CF/HZ/VT |  | Water-Source | WBAHP: Heat Pump Packaged Unit | Heat Pump | 230 | 1 |  |  | No Match | Single-Speed |  |  |  | 48500 | 3566 | 12.7 | 12 | 58000 | 3540 | 4.8 | 4.2 | Federally-Regulated Commercial & Industrial Equipment | 06/14/2011 |  | 12/12/2012
Waterfurnace International, Inc. | Rybacki - Hart Enterprises | ZS024**0*0 |  | Ground-Water-Source | WBAHP: Heat Pump Packaged Unit | Heat Pump | 230 | 1 |  |  | No Match | Single-Speed |  |  |  | 26400 | 1158 | 22.8 | 16.2 | 22300 | 1634 | 4 | 3.6 | Non Federally-Regulated | 01/24/2011 |  | 04/19/2013
American Air Filter | Enercon | DVW41 |  | Water-Source | WBAHP: Heat Pump Packaged Unit | Heat Pump | 230 | 1 |  |  | No Match | No Match |  |  |  | 41500 | 3615 | 11.5 | 7.5 | 46500 | 3535 | 3.8 | 2.5 | Non Federally-Regulated | 05/16/1984 |  | 06/11/1985
Enertech Global, LLC | Enertech | THT060A |  | Ground-Source | WBAHP: Heat Pump Packaged Unit | Heat Pump | 208 | 1 |  |  | No Match | Single-Speed |  |  |  | 54600 | 3689 | 14.8 | 13.4 | 45600 | 3931 | 3.4 | 3.1 | Non Federally-Regulated | 12/12/2012 |  | 05/11/2015
Waterfurnace International, Inc. | Johnson Controls | RGSV/RGSH036**2*4 |  | Ground-Source | WBAHP: Heat Pump Packaged Unit | Heat Pump | 265 | 1 |  |  | No Match | Single-Speed |  |  |  | 34500 | 1994 | 17.3 | 13.4 | 26000 | 2177 | 3.5 | 3.1 | Non Federally-Regulated | 06/14/2011 |  | 03/02/2012
ClimateMaster Inc. | Carrier Corp. | 50YEH/V/D070K***3 |  | Water-Source | WBAHP: Heat Pump Packaged Unit | Heat Pump | 230 | 1 |  |  | No Match | Single-Speed | 4273 | 691 | 141 | 71100 | 4529 | 15.7 | 12 | 82000 | 5007 | 4.8 | 4.2 | Federally-Regulated Commercial & Industrial Equipment | 10/24/2014 |  | 04/22/2015
Florida Heat Pump | Florida Heat Pump | GT048-3CF/HZ/VT |  | Ground-Water-Source | WBAHP: Heat Pump Packaged Unit | Heat Pump | 230 | 3 |  |  | No Match | No Match |  |  |  | 48000 | 3692 | 13 | 9 | 37000 | 3613 | 3 |  | Non Federally-Regulated | 04/10/2000 |  | 05/29/2001
Florida Heat Pump | Florida Heat Pump | TA049-1CS | DX049 | Water-Source | WBAHP-CB: Heat Pump Split Syst | Both Heat Pump and Electric Re | 230 | 1 |  |  | No Match | Dual-Speed |  |  |  | 49700 | 2808 | 17.7 | 12 | 60400 | 3471 | 5.1 | 4.2 | Federally-Regulated Commercial & Industrial Equipment | 11/30/2011 |  | 03/02/2012
Florida Heat Pump | Florida Heat Pump | TA025-1CF/HZ/VT |  | Ground-Source | WBAHP: Heat Pump Packaged Unit | Heat Pump | 208 | 1 |  |  | No Match | Dual-Speed |  |  |  | 28500 | 1484 | 19.2 | 13.4 | 20400 | 1458 | 4.1 | 3.1 | Non Federally-Regulated | 06/14/2011 |  | 04/20/2015
Waterfurnace International, Inc. | WFI Industries, Ltd. | ZS060**0*4 |  | Water-Source | WBAHP: Heat Pump Packaged Unit | Heat Pump | 208 | 1 |  |  | No Match | Single-Speed |  |  |  | 58400 | 3817 | 15.3 | 12 | 72500 | 4521 | 4.7 | 4.2 | Federally-Regulated Commercial & Industrial Equipment | 06/14/2011 |  | 03/02/2012
Enertech Global, LLC | Enertech | HXT060B2 |  | Ground-Water-Source | WBAHP: Heat Pump Packaged Unit | Heat Pump | 208 | 3 |  |  | No Match | Single-Speed | 2376 | 611 | 1 | 65400 | 2986 | 21.9 | 16.2 | 59200 | 3856 | 4.5 | 3.6 | Non Federally-Regulated | 03/02/2012 |  | 01/09/2014
Mammoth | Hydrobank II | D030HHJ |  | Water-Source | WBAHP: Heat Pump Packaged Unit | Heat Pump | 208 | 1 |  |  | No Match | No Match |  |  |  | 30800 | 2678 | 11.5 | 10 | 38300 | 2953 | 3.8 |  | Federally-Regulated Commercial & Industrial Equipment | 05/23/2000 |  | 11/14/2000
Hydro Delta Corp. | Hydro Delta Corp. | 03-026-WTARWD-HE |  | Water-Source | WBAHP-CB: Heat Pump Split Syst | Heat Pump | 208 | 1 |  |  | No Match | No Match |  |  |  | 24400 | 2050 | 11.9 | 9 | 28400 | 2311 | 3.6 | 3.5 | Non Federally-Regulated | 10/05/1999 |  | 04/12/2000
ClimateMaster Inc. | Carrier Corp. | 50PCH/V060 |  | Water-Source | WBAHP: Heat Pump Packaged Unit | Heat Pump | 230 | 1 |  |  | No Match | Single-Speed |  |  |  | 59400 | 4433 | 13.4 | 12 | 72000 | 4907 | 4.3 | 4.2 | Federally-Regulated Commercial & Industrial Equipment | 10/24/2014 |  | 04/22/2015
Florida Heat Pump | Energy Miser | HECS27-2 | HEAH27-2 | Water-Source | WBAHP-C: Heat Pump Split Syste | Heat Pump | 265 | 1 |  |  | No Match | No Match |  |  |  | 25600 | 2190 | 11.7 | 9 | 33400 | 2450 | 4 | 3.2 | Non Federally-Regulated | 05/11/1988 |  | 03/15/1989
ClimateMaster Inc. | Carrier Corp. | 50P1H/V030 |  | Ground-Water-Source | WBAHP: Heat Pump Packaged Unit | Heat Pump | 230 | 1 |  |  | No Match | Single-Speed |  |  |  | 31700 | 1577 | 20.1 | 16.2 | 29600 | 2116 | 4.1 | 3.6 | Non Federally-Regulated | 10/24/2014 |  | 04/22/2015
McQuay International | McQuay | W-CDD/CDE/CDL-1-009-E |  | Water-Source | WBAHP: Heat Pump Packaged Unit | Heat Pump | 208 | 1 |  |  | No Match | No Match |  |  |  | 8700 | 790 | 11 | 10 | 12000 | 901 | 3.9 |  | Federally-Regulated Commercial & Industrial Equipment | 10/05/1999 |  | 09/21/2000
Command-Aire | Command-Aire | SWPH413E |  | Water-Source | WBAHP: Heat Pump Packaged Unit | Heat Pump | 230 | 3 |  |  | No Match | No Match |  |  |  | 42000 | 3780 | 11.1 | 7.5 | 53000 | 3880 | 4 | 2.5 | Non Federally-Regulated | 05/16/1984 |  | 06/11/1985
Florida Heat Pump | Geomaster, LLC | EV024-1CS | EV024-1AV/AH | Ground-Source | WBAHP-CB: Heat Pump Split Syst | Heat Pump | 230 | 1 |  |  | No Match | Single-Speed |  |  |  | 26500 | 1803 | 14.7 | 13.4 | 20100 | 1786 | 3.3 | 3.1 | Non Federally-Regulated | 06/15/2009 |  | 12/12/2012
Enviro Master International llc | Enviro Master International | FWH09A******B*B |  | Water-Source | WBAHP-O: Heat Pump Packaged Un | Heat Pump | 115 | 1 |  |  | No Match | No Match |  |  |  | 9700 | 820 | 11.8 | 9 | 11400 | 980 | 3.4 | 3.2 | Federally-Regulated Commercial & Industrial Equipment | 12/18/1989 |  | 02/22/1990
Trane U.S. Inc. | Trane | GEVB048 |  | Ground-Water-Source | WBAHP: Heat Pump Packaged Unit | Heat Pump | 208 | 1 |  |  | No Match | No Match |  |  |  | 49000 | 3589 | 13.7 | 9 | 32000 | 3024 | 3.1 |  | Non Federally-Regulated | 07/22/2002 |  | 03/12/2009
McQuay / Snyder General | Electro-Hydronics | UC330F5 |  | Water-Source | WBAHP: Heat Pump Packaged Unit | Heat Pump | 208 | 1 |  |  | No Match | No Match |  |  |  | 33000 | 3050 | 10.8 | 7.5 | 39000 | 3090 | 3.7 | 2.5 | Non Federally-Regulated | 08/29/1986 |  | 05/11/1988
Mammoth | Hydrobank II | E009HHJ |  | Water-Source | WBAHP: Heat Pump Packaged Unit | Heat Pump | 265 | 1 |  |  | No Match | No Match |  |  |  | 8800 | 880 | 10 | 10 | 12000 | 901 | 3.9 |  | Federally-Regulated Commercial & Industrial Equipment | 09/25/2002 |  | 03/12/2009
McQuay / Snyder General | Electro-Hydronics | WE150B5 |  | Water-Source | WBAHP: Heat Pump Packaged Unit | Heat Pump | 208 | 1 |  |  | No Match | No Match |  |  |  | 14700 | 1875 | 7.8 | 7.5 | 19000 | 1900 | 2.9 | 2.5 | Non Federally-Regulated | 08/29/1986 |  | 05/11/1988
Waterfurnace International, Inc. | Waterfurnace International, Inc. | NSV/NSH036F1*0 |  | Ground-Source | WBAHP: Heat Pump Packaged Unit | Heat Pump | 230 | 1 |  |  | No Match | Single-Speed |  |  |  | 34600 | 1765 | 19.6 | 13.4 | 24100 | 1766 | 4 | 3.1 | Non Federally-Regulated | 05/02/2012 |  | 09/03/2012
Singer | Electro-Hydronics | VF400CP |  | Water-Source | WBAHP: Heat Pump Packaged Unit | Heat Pump | 460 | 3 |  |  | No Match | No Match |  |  |  | 33000 | 4350 | 9 | 7.5 | 42000 | 4500 | 2.7 | 2.5 | Non Federally-Regulated | 09/08/1982 |  | 05/16/1984
McQuay / Snyder General | Electro-Hydronics | WM120C7 |  | Water-Source | WBAHP: Heat Pump Packaged Unit | Heat Pump | 265 | 1 |  |  | No Match | No Match |  |  |  | 11500 | 1200 | 9.6 | 7.5 | 14000 | 1300 | 3.1 | 2.5 | Non Federally-Regulated | 08/29/1986 |  | 05/11/1988
Florida Heat Pump | Florida Heat Pump | EM048-3VT |  | Water-Source | WBAHP: Heat Pump Packaged Unit | Heat Pump | 208 | 3 |  |  | No Match | No Match |  |  |  | 49000 | 3920 | 12.5 | 10 | 58000 | 3863 | 4.4 |  | Federally-Regulated Commercial & Industrial Equipment | 02/02/1998 |  | 03/31/1998
Waterfurnace International, Inc. | Eagle Mountain | ZS070**5*0 |  | Water-Source | WBAHP: Heat Pump Packaged Unit | Heat Pump | 575 | 3 |  |  | No Match | Single-Speed |  |  |  | 63000 | 4437 | 14.2 | 12 | 79000 | 5262 | 4.4 | 4.2 | Federally-Regulated Commercial & Industrial Equipment | 01/24/2011 |  | 04/19/2013
Waterfurnace International, Inc. | Waterfurnace International, Inc. | SXH030C2 |  | Ground-Source | WBAHP: Heat Pump Packaged Unit | Heat Pump | 265 | 1 |  |  | No Match | No Match |  |  |  | 31200 | 2181 | 14.3 |  | 21600 | 1808 | 3.5 |  | Non Federally-Regulated | 03/31/1998 |  | 05/10/1998
Trane U.S. Inc. | Trane | GSUF0241B |  | Ground-Water-Source | WBAHP: Heat Pump Packaged Unit | Heat Pump | 208 | 1 |  |  | No Match | No Match |  |  |  | 24000 | 1538 | 15.6 | 9 | 16600 | 1677 | 2.9 |  | Non Federally-Regulated | 01/30/1998 |  | 10/02/1998
Mammoth | Hydrobank II | D013CLF |  | Ground-Water-Source | WBAHP: Heat Pump Packaged Unit | Heat Pump | 230 | 1 |  |  | No Match | No Match |  |  |  | 13200 | 1100 | 12 | 9 | 10500 | 1025 | 3 |  | Non Federally-Regulated | 05/23/2000 |  | 01/18/2001
Waterfurnace International, Inc. | Waterfurnace International, Inc. | SXV036B4 |  | Ground-Water-Source | WBAHP: Heat Pump Packaged Unit | Heat Pump | 460 | 3 |  |  | No Match | No Match |  |  |  | 36400 | 2676 | 13.6 | 9 | 26000 | 2381 | 3.2 |  | Non Federally-Regulated | 08/21/1998 |  | 10/02/1998
Waterfurnace International, Inc. | Eagle Mountain | ZS041**3*1 |  | Ground-Water-Source | WBAHP: Heat Pump Packaged Unit | Heat Pump | 230 | 3 |  |  | No Match | Single-Speed |  |  |  | 44500 | 2023 | 22 | 16.2 | 36000 | 2638 | 4 | 3.6 | Non Federally-Regulated | 01/24/2011 |  | 04/19/2013
Florida Heat Pump | Geomaster, LLC | AU061-1CS | AU061-1AV/AH | Ground-Water-Source | WBAHP-CB: Heat Pump Split Syst | Heat Pump | 230 | 1 |  |  | No Match | Single-Speed | 3456 | 730 | 1 | 66500 | 3446 | 19.3 | 16.2 | 60000 | 3446 | 4.2 | 3.6 | Non Federally-Regulated | 04/30/2009 |  | 12/12/2012
ClimateMaster Inc. | Carrier Corp. | 50PRH/V009 3 |  | Ground-Water-Source | WBAHP: Heat Pump Packaged Unit | Heat Pump | 230 | 1 |  |  | No Match | Single-Speed |  |  |  | 10100 | 481 | 21 | 16.2 | 9800 | 736 | 3.9 | 3.6 | Non Federally-Regulated | 01/24/2011 |  | 08/23/2011
Florida Heat Pump | Florida Heat Pump | EM070-5CS | EM070-5AH/AV | Ground-Water-Source | WBAHP-CB: Heat Pump Split Syst | Heat Pump | 575 | 3 |  |  | No Match | No Match |  |  |  | 70500 | 4895 | 14.4 | 9 | 52000 | 4914 | 3.1 |  | Non Federally-Regulated | 04/10/2000 |  | 07/18/2002
Florida Heat Pump | Florida Heat Pump | EM036-2CS | EM036-2AV | Water-Source | WBAHP-C: Heat Pump Split Syste | Heat Pump | 265 | 1 |  |  | No Match | No Match |  |  |  | 34500 | 2500 | 13.8 | 10 | 41000 | 2730 | 4.4 |  | Federally-Regulated Commercial & Industrial Equipment | 02/02/1998 |  | 03/31/1998
Inter-City Products Corp. | McQuay | LWP15AD |  | Water-Source | WBAHP: Heat Pump Packaged Unit | Heat Pump | 230 | 3 |  |  | No Match | No Match |  |  |  | 178000 | 16950 | 10.5 |  | 227000 | 17600 | 3.8 | 3.8 | Non Federally-Regulated | 07/31/1991 |  | 03/31/1998
Florida Heat Pump | Florida Heat Pump | EM028-3CS | EM028-1AH/AV | Water-Source | WBAH: Heating Only Packaged Un | Heat Pump | 230 | 3 |  |  | No Match | No Match |  |  |  | 30000 | 2400 | 12.5 | 9 | 33000 | 2762 | 3.5 | 3.5 | Non Federally-Regulated | 05/23/2001 |  | 07/18/2002
Singer | Electro-Hydronics | FV400B3 |  | Water-Source | WBAHP: Heat Pump Packaged Unit | Heat Pump | 230 | 1 |  |  | No Match | No Match |  |  |  | 40000 | 4350 | 9.2 | 7.5 | 43000 | 4500 | 2.8 | 2.5 | Non Federally-Regulated | 01/05/1982 |  | 09/08/1982
Mammoth | Geox | ZD019VSC |  | Water-Source | WBAHP: Heat Pump Packaged Unit | Heat Pump | 208 | 1 |  |  | No Match | No Match |  |  |  | 18900 | 1806 | 10.5 | 7.5 | 23600 | 1968 | 3.5 | 2.5 | Non Federally-Regulated | 06/11/1985 |  | 05/11/1988
Mammoth | Hydrobank II | K120VHK |  | Water-Source | WBAHP: Heat Pump Packaged Unit | Heat Pump | 575 | 3 |  |  | No Match | No Match |  |  |  | 115500 | 8619 | 13.4 | 9 | 151000 | 11060 | 4 | 3.8 | Federally-Regulated Commercial & Industrial Equipment | 03/22/2001 |  | 03/12/2009
Florida Heat Pump | Florida Heat Pump | EM028-1VT |  | Water-Source | WBAHP: Heat Pump Packaged Unit | Heat Pump | 230 | 1 |  |  | No Match | No Match |  |  |  | 28000 | 1971 | 14.2 | 10 | 33400 | 2175 | 4.5 |  | Federally-Regulated Commercial & Industrial Equipment | 02/02/1998 |  | 03/31/1998
Addison Products | Addison Products | HGY060-3A |  | Water-Source | WBAHP-CB: Heat Pump Split Syst | Heat Pump | 230 | 3 |  |  | No Match | No Match |  |  |  | 68000 | 5354 | 12.7 | 9 | 77200 | 6113 | 3.7 | 3.5 | Non Federally-Regulated | 07/22/2002 |  | 03/12/2009
Command-Aire | Command-Aire | SWPXR191E |  | Water-Source | WBAHP: Heat Pump Packaged Unit | Heat Pump | 208 | 1 |  |  | No Match | No Match |  |  |  | 18500 | 1650 | 11.2 | 9 | 24500 | 1750 | 4 | 3.2 | Non Federally-Regulated | 02/22/1990 |  | 07/31/1991
Waterfurnace International, Inc. | Rybacki - Hart Enterprises | ZS041**0*1 |  | Ground-Source | WBAHP: Heat Pump Packaged Unit | Heat Pump | 230 | 1 |  |  | No Match | Single-Speed |  |  |  | 41000 | 2485 | 16.5 | 13.4 | 29000 | 2500 | 3.4 | 3.1 | Non Federally-Regulated | 01/24/2011 |  | 04/19/2013
Climate Control / Snyder General | Electro-Hydronics | VF100F5 |  | Water-Source | WBAHP: Heat Pump Packaged Unit | Heat Pump | 208 | 1 |  |  | No Match | No Match |  |  |  | 9500 | 850 | 11.2 | 7.5 | 12600 | 880 | 4.2 | 2.5 | Non Federally-Regulated | 05/16/1984 |  | 06/11/1985
Waterfurnace International, Inc. | Waterfurnace International, Inc. | SXV036A0 |  | Water-Source | WBAHP: Heat Pump Packaged Unit | Heat Pump | 208 | 1 |  |  | No Match | No Match |  |  |  | 36000 | 2647 | 13.6 | 9.3 | 44500 | 2774 | 4.7 | 3.8 | Federally-Regulated Commercial & Industrial Equipment | 03/31/1998 |  | 05/10/1998
Enertech Global, LLC | Enertech | GXT060D |  | Ground-Source | WBAHP: Heat Pump Packaged Unit | Heat Pump | 208 | 1 |  |  | No Match | Single-Speed |  |  |  | 64500 | 3544 | 18.2 | 13.4 | 48600 | 3652 | 3.9 | 3.1 | Non Federally-Regulated | 09/03/2012 |  | 12/12/2012
Florida Heat Pump | Energy Miser | HEV 54-2 |  | Water-Source | WBAHP: Heat Pump Packaged Unit | Heat Pump | 265 | 1 |  |  | No Match | No Match |  |  |  | 54000 | 4740 | 11.4 | 7.5 | 73000 | 5200 | 4.1 | 2.5 | Non Federally-Regulated | 06/11/1985 |  | 05/11/1988
Florida Heat Pump | Florida Heat Pump | GT048-1CF/HZ/VT |  | Water-Source | WBAHP-CB: Heat Pump Split Syst | Heat Pump | 230 | 1 |  |  | No Match | No Match |  |  |  | 50200 | 4016 | 12.5 | 9 | 60000 | 4507 | 3.9 | 3.5 | Non Federally-Regulated | 05/23/2001 |  | 07/18/2002
McQuay International | McQuay | CCH/CCW/HWH/HWW120C-F |  | Water-Source | WBAHP: Heat Pump Packaged Unit | Heat Pump | 230 | 3 |  |  | No Match | No Match |  |  |  | 118500 | 10486 | 11.3 | 10.5 | 148000 | 10087 | 4.3 | 3.8 | Federally-Regulated Commercial & Industrial Equipment | 03/31/1998 |  | 05/10/1998
Waterfurnace International, Inc. | Waterfurnace International, Inc. | ATV040D0 |  | Ground-Water-Source | WBAHP: Heat Pump Packaged Unit | Heat Pump | 208 | 1 |  |  | No Match | No Match |  |  |  | 41500 | 2441 | 17 | 9 | 29200 | 2516 | 3.4 |  | Non Federally-Regulated | 01/30/1998 |  | 10/02/1998
Climate Control / Snyder General | Electro-Hydronics | UC420F3 |  | Water-Source | WBAHP: Heat Pump Packaged Unit | Heat Pump | 230 | 1 |  |  | No Match | No Match |  |  |  | 42000 | 3850 | 10.9 | 7.5 | 52000 | 4100 | 3.7 | 2.5 | Non Federally-Regulated | 05/16/1984 |  | 08/29/1986
Waterfurnace International, Inc. | Eagle Mountain | ZS018**2*1 |  | Ground-Source | WBAHP: Heat Pump Packaged Unit | Heat Pump | 265 | 1 |  |  | No Match | Single-Speed |  |  |  | 18500 | 1057 | 17.5 | 13.4 | 13700 | 1085 | 3.7 | 3.1 | Non Federally-Regulated | 01/24/2011 |  | 04/19/2013
Waterfurnace International, Inc. | Waterfurnace International, Inc. | SXH013B2 |  | Water-Source | WBAHP-CB: Heat Pump Split Syst | Heat Pump | 265 | 1 |  |  | No Match | No Match |  |  |  | 13500 | 906 | 14.9 | 9 | 14100 | 961 | 4.3 | 3.5 | Non Federally-Regulated | 08/21/1998 |  | 10/02/1998
Snyder General Corp. | McQuay | FCV007A*N |  | Water-Source | WBAHP: Heat Pump Packaged Unit | Heat Pump | 265 | 1 |  |  | No Match | No Match |  |  |  | 7000 | 660 | 10.6 | 9 | 8400 | 703 | 3.5 | 3.2 | Non Federally-Regulated | 02/22/1990 |  | 07/31/1991
Mammoth | Hydrobank II | G045VLF/HLF/DLF |  | Ground-Water-Source | WBAHP: Heat Pump Packaged Unit | Heat Pump | 460 | 3 |  |  | No Match | No Match |  |  |  | 44500 | 3320 | 13.4 | 9 | 34500 | 3369 | 3 |  | Non Federally-Regulated | 10/06/1999 |  | 04/10/2000
Carrier Corp. | Carrier | 50KQ0154 |  | Water-Source | WBAHP: Heat Pump Packaged Unit | Heat Pump | 265 | 1 |  |  | No Match | No Match |  |  |  | 14700 | 1300 | 11.3 | 9 | 16600 | 1315 | 3.7 | 3.2 | Non Federally-Regulated | 02/22/1990 |  | 07/31/1991
Singer | Electro-Hydronics | FC400C5 |  | Water-Source | WBAHP: Heat Pump Packaged Unit | Heat Pump | 208 | 1 |  |  | No Match | No Match |  |  |  | 40000 | 4350 | 9.2 | 7.5 | 43000 | 4500 | 2.8 | 2.5 | Non Federally-Regulated | 01/05/1982 |  | 05/16/1984
Florida Heat Pump | Florida Heat Pump | GT048-4CS | GT048-4AH/AV | Water-Source | WBAH: Heating Only Packaged Un | Heat Pump | 460 | 3 |  |  | No Match | No Match |  |  |  | 49000 | 4016 | 12.2 | 9 | 59000 | 4549 | 3.8 | 3.5 | Non Federally-Regulated | 05/23/2001 |  | 07/18/2002
Waterfurnace International, Inc. | Geotility Geothermal Installations | ZS036**3*4 |  | Water-Source | WBAHP: Heat Pump Packaged Unit | Heat Pump | 230 | 3 |  |  | No Match | Single-Speed |  |  |  | 33300 | 2220 | 15 | 12 | 40600 | 2479 | 4.8 | 4.2 | Federally-Regulated Commercial & Industrial Equipment | 06/14/2011 |  | 03/02/2012
Florida Heat Pump | Florida Heat Pump | GO072-1HZ/VT(P) |  | Ground-Water-Source | WBAHP: Heat Pump Packaged Unit | Heat Pump | 208 | 1 |  |  | No Match | No Match |  |  |  | 41000 | 2277 | 18 | 9 | 21000 | 2050 | 3 |  | Non Federally-Regulated | 05/29/2001 |  | 07/18/2002
Florida Heat Pump | Florida Heat Pump | GT070-1VT/HZ/CF |  | Ground-Water-Source | WBAHP: Heat Pump Packaged Unit | Heat Pump | 208 | 1 |  |  | No Match | No Match |  |  |  | 72000 | 4897 | 14.7 | 9 | 53000 | 4852 | 3.2 |  | Non Federally-Regulated | 10/06/1999 |  | 04/10/2000
Waterfurnace International, Inc. | Geosmart Energy, Inc. | YS048**1*4 |  | Water-Source | WBAHP: Heat Pump Packaged Unit | Heat Pump | 208 | 1 |  |  | No Match | Single-Speed |  |  |  | 47700 | 3077 | 15.5 | 12 | 56000 | 3419 | 4.8 | 4.2 | Federally-Regulated Commercial & Industrial Equipment | 01/24/2011 |  | 05/01/2015
McQuay International | McQuay International | WVHC1009*J |  | Water-Source | WBAHP-O: Heat Pump Packaged Un | Heat Pump | 265 | 1 |  |  | No Match | Single-Speed |  |  |  | 9800 | 681 | 14.4 | 11.2 | 11000 | 645 | 5 | 4.2 | Federally-Regulated Commercial & Industrial Equipment | 09/15/2009 |  | 08/15/2014
ClimateMaster Inc. | Carrier Corp. | 50PRH/V012 3 |  | Ground-Water-Source | WBAHP: Heat Pump Packaged Unit | Heat Pump | 230 | 1 |  |  | No Match | Single-Speed |  |  |  | 13700 | 659 | 20.8 | 16.2 | 12500 | 964 | 3.8 | 3.6 | Non Federally-Regulated | 01/24/2011 |  | 08/23/2011
Singer | Electro-Hydronics | WM90C2 |  | Water-Source | WBAHP: Heat Pump Packaged Unit | Heat Pump | 115 | 1 |  |  | No Match | No Match |  |  |  | 8700 | 825 | 10.5 | 7.5 | 10000 | 850 | 3.4 | 2.5 | Non Federally-Regulated | 09/08/1982 |  | 05/16/1984
Waterfurnace International, Inc. | Waterfurnace International, Inc. | SXH024B2 |  | Ground-Water-Source | WBAHP: Heat Pump Packaged Unit | Heat Pump | 265 | 1 |  |  | No Match | No Match |  |  |  | 27000 | 1741 | 15.5 | 9 | 18000 | 1551 | 3.4 |  | Non Federally-Regulated | 08/21/1998 |  | 10/02/1998
Mammoth | Hydrobank II | K130HHF/VHF |  | Water-Source | WBAHP: Heat Pump Packaged Unit | Heat Pump | 575 | 3 |  |  | No Match | No Match |  |  |  | 124000 | 9538 | 13 | 9 | 159000 | 11650 | 4 | 3.8 | Federally-Regulated Commercial & Industrial Equipment | 07/29/1998 |  | 10/02/1998
Marvair | Marvair | V/H600-A |  | Water-Source | WBAHP: Heat Pump Packaged Unit | Heat Pump | 230 | 1 |  |  | No Match | No Match |  |  |  | 61000 | 6700 | 9.1 | 7.5 | 78000 | 7140 | 3.2 | 2.5 | Non Federally-Regulated | 06/11/1985 |  | 05/11/1988
ClimateMaster Inc. | Climate Master Series | 804-031-H******** |  | Water-Source | WBAHP: Heat Pump Packaged Unit | Heat Pump | 208 | 3 |  |  | No Match | No Match |  |  |  | 30000 | 2900 | 10.3 | 9 | 40500 | 3200 | 3.7 | 3.2 | Non Federally-Regulated | 02/22/1990 |  | 07/31/1991
Waterfurnace International, Inc. | Johnson Controls | RJSV/RJSH036**0*1 |  | Ground-Water-Source | WBAHP: Heat Pump Packaged Unit | Heat Pump | 208 | 1 |  |  | No Match | Single-Speed |  |  |  | 37200 | 1236 | 30.1 | 16.2 | 30300 | 1708 | 5.2 | 3.6 | Non Federally-Regulated | 01/24/2011 |  | 10/24/2014
Climate Control / Snyder General | Electro-Hydronics | UC630FK |  | Water-Source | WBAHP: Heat Pump Packaged Unit | Heat Pump | 208 | 3 |  |  | No Match | No Match |  |  |  | 63000 | 6430 | 9.8 | 7.5 | 79000 | 6430 | 3.6 | 2.5 | Non Federally-Regulated | 06/11/1985 |  | 08/29/1986
Waterfurnace International, Inc. | Waterfurnace International, Inc. | E072**1 |  | Ground-Water-Source | WBAHP: Heat Pump Packaged Unit | Heat Pump | 230 | 1 |  |  | No Match | No Match |  |  |  | 69700 | 5280 | 13.2 | 9 | 51800 | 5059 | 3 |  | Non Federally-Regulated | 07/22/2002 |  | 06/27/2003
Singer | Electro-Hydronics | WM120C5 |  | Water-Source | WBAHP: Heat Pump Packaged Unit | Heat Pump | 208 | 1 |  |  | No Match | No Match |  |  |  | 11500 | 1200 | 9.6 | 7.5 | 14000 | 4200 | 3.3 | 2.5 | Non Federally-Regulated | 01/05/1982 |  | 09/08/1982
Carrier Corp. - Syracuse | Carrier | 50HQ,VQ1005 |  | Water-Source | WBAHP: Heat Pump Packaged Unit | Heat Pump | 230 | 3 |  |  | No Match | No Match |  |  |  | 102000 | 9700 | 10.5 | 9.2 | 120000 | 9500 | 3.7 |  | Non Federally-Regulated | 05/11/1988 |  | 03/15/1989
Mammoth | Hydrobank II | A006HHA/VHA |  | Water-Source | WBAHP: Heat Pump Packaged Unit | Heat Pump | 115 | 1 |  |  | No Match | No Match |  |  |  | 7000 | 636 | 11 | 9.3 | 9600 | 721 | 3.9 | 3.8 | Federally-Regulated Commercial & Industrial Equipment | 03/31/1998 |  | 05/10/1998
ClimateMaster Inc. | Climate Master | PDW24 | FK4CNF003 | Ground-Water-Source | WBAHP-CB: Heat Pump Split Syst | Heat Pump | 208 | 1 |  |  | No Match | Single-Speed |  |  |  | 25700 | 1248 | 20.6 | 16.2 | 22800 | 1714 | 3.9 | 3.6 | Non Federally-Regulated | 09/15/2009 |  | 02/17/2011
ClimateMaster Inc. | Trane | WPVC0604 |  | Water-Source | WBAHP: Heat Pump Packaged Unit | Heat Pump | 460 | 3 |  |  | No Match | No Match |  |  |  | 63000 | 5500 | 11.5 | 9 | 78000 | 5850 | 3.9 | 3.2 | Non Federally-Regulated | 02/22/1990 |  | 07/31/1991
Enviro Master International llc | America Series | FWS12E |  | Water-Source | WBAHP: Heat Pump Packaged Unit | Heat Pump | 265 | 1 |  |  | No Match | No Match |  |  |  | 11800 | 980 | 12 | 9 | 13100 | 1100 | 3.5 | 3.2 | Non Federally-Regulated | 05/11/1988 |  | 03/15/1989
Carrier Corp. | Carrier | 50HQ,VQ0425 |  | Water-Source | WBAHP: Heat Pump Packaged Unit | Heat Pump | 230 | 3 |  |  | No Match | No Match |  |  |  | 41000 | 4900 | 8.4 | 7.5 | 45000 | 5000 | 2.6 | 2.5 | Non Federally-Regulated | 01/05/1982 |  | 05/11/1988
Florida Heat Pump | Geomaster, LLC | EC009-0CF/HZ/VT |  | Ground-Water-Source | WBAHP: Heat Pump Packaged Unit | Heat Pump | 115 | 1 |  |  | No Match | Single-Speed |  |  |  | 9000 | 450 | 20 | 16.2 | 8600 | 523 | 3.8 | 3.6 | Non Federally-Regulated | 04/30/2009 |  | 04/20/2015
Waterfurnace International, Inc. | Johnson Controls | RJSV/RJSH048**0*1 |  | Ground-Water-Source | WBAHP: Heat Pump Packaged Unit | Heat Pump | 230 | 1 |  |  | No Match | Single-Speed |  |  |  | 52000 | 1992 | 26.1 | 16.2 | 45100 | 2754 | 4.8 | 3.6 | Non Federally-Regulated | 01/24/2011 |  | 10/24/2014
Florida Heat Pump | Florida Heat Pump | EM048-5CF/HZ/VT |  | Ground-Water-Source | WBAHP: Heat Pump Packaged Unit | Heat Pump | 575 | 3 |  |  | No Match | No Match |  |  |  | 51000 | 3953 | 12.9 | 9 | 37762 | 3352 | 3.3 |  | Non Federally-Regulated | 05/29/2001 |  | 07/18/2002
Waterfurnace International, Inc. | Spectra | SXH024A1 |  | Water-Source | WBAHP-CB: Heat Pump Split Syst | Heat Pump | 208 | 1 |  |  | No Match | No Match |  |  |  | 27400 | 1890 | 14.5 | 9 | 28000 | 1908 | 4.3 | 3.5 | Non Federally-Regulated | 06/02/1993 |  | 06/03/1993
Waterfurnace International, Inc. | Waterfurnace International, Inc. | SXV024A1 |  | Water-Source | WBAHP: Heat Pump Packaged Unit | Heat Pump | 208 | 1 |  |  | No Match | No Match |  |  |  | 25500 | 1688 | 15.1 | 10 | 30700 | 1697 | 5.3 |  | Federally-Regulated Commercial & Industrial Equipment | 02/02/1998 |  | 03/31/1998
Snyder General Corp. | American Air Filter | DVW-188 |  | Water-Source | WBAHP: Heat Pump Packaged Unit | Heat Pump | 460 | 3 |  |  | No Match | No Match |  |  |  | 188000 | 16621 | 11.3 |  | 222000 | 17583 | 3.7 | 3.8 | Non Federally-Regulated | 07/31/1991 |  | 03/31/1998
Addison Products | Heat Controller | HWPG054-3B-XL |  | Ground-Water-Source | WBAHP: Heat Pump Packaged Unit | Heat Pump | 208 | 3 |  |  | No Match | No Match |  |  |  | 53000 | 3868 | 13.7 | 9 | 40000 | 3906 | 3 |  | Non Federally-Regulated | 10/06/1999 |  | 04/10/2000
Econar | Econar | GH232 |  | Water-Source | WBAHP-CB: Heat Pump Split Syst | Heat Pump | 208 | 1 |  |  | No Match | No Match |  |  |  | 26200 | 1858 | 14.1 | 9 | 26400 | 2036 | 3.8 | 3.5 | Non Federally-Regulated | 12/14/1998 |  | 04/12/2000
Mammoth | Hydrobank II | F052VHJ |  | Water-Source | WBAHP: Heat Pump Packaged Unit | Heat Pump | 230 | 3 |  |  | No Match | No Match |  |  |  | 49000 | 4622 | 10.6 | 10 | 64500 | 4845 | 3.9 |  | Federally-Regulated Commercial & Industrial Equipment | 01/18/2001 |  | 03/12/2009
Waterfurnace International, Inc. | Waterfurnace International, Inc. | SXV058C3 |  | Ground-Water-Source | WBAHP: Heat Pump Packaged Unit | Heat Pump | 208 | 3 |  |  | No Match | No Match |  |  |  | 56500 | 4216 | 13.4 | 9 | 45500 | 4301 | 3.1 |  | Non Federally-Regulated | 12/14/1998 |  | 10/06/1999
Florida Heat Pump | Florida Heat Pump | EM048-3CS | EM048-1AH/AV | Water-Source | WBAH: Heating Only Packaged Un | Heat Pump | 208 | 3 |  |  | No Match | No Match |  |  |  | 51000 | 4434 | 11.5 | 9 | 57000 | 4771 | 3.5 | 3.5 | Non Federally-Regulated | 07/22/2002 |  | 03/12/2009
Singer | Electro-Hydronics | LE190C7 |  | Water-Source | WBAHP: Heat Pump Packaged Unit | Heat Pump | 265 | 1 |  |  | No Match | No Match |  |  |  | 18200 | 1825 | 10 | 7.5 | 22600 | 2000 | 3.3 | 2.5 | Non Federally-Regulated | 09/08/1982 |  | 05/16/1984
Florida Heat Pump | Florida Heat Pump | EM041-1CF/HZ/VT |  | Ground-Water-Source | WBAHP: Heat Pump Packaged Unit | Heat Pump | 230 | 1 |  |  | No Match | No Match |  |  |  | 41000 | 3037 | 13.5 | 9 | 30000 | 2929 | 3 |  | Non Federally-Regulated | 07/22/2002 |  | 03/12/2009
ClimateMaster Inc. | Climate Master Series | VS/VL/HS/HL 048 F/H |  | Water-Source | WBAHP: Heat Pump Packaged Unit | Heat Pump | 208 | 3 |  |  | No Match | No Match |  |  |  | 47500 | 4318 | 11 | 9.3 | 57000 | 4396 | 3.8 | 3.8 | Federally-Regulated Commercial & Industrial Equipment | 03/31/1998 |  | 05/10/1998
Carrier Corp. - Syracuse | Carrier | 50YBV048 |  | Ground-Source | WBAHP: Heat Pump Packaged Unit | Heat Pump | 230 | 1 |  |  | No Match | No Match |  |  |  | 46300 | 2789 | 16.6 |  | 33200 | 2629 | 3.7 |  | Non Federally-Regulated | 03/31/1998 |  | 05/10/1998
Waterfurnace International, Inc. | Waterfurnace International, Inc. | VLV/VXV024*0 |  | Water-Source | WBAHP: Heat Pump Packaged Unit | Heat Pump | 208 | 1 |  |  | No Match | No Match |  |  |  | 23800 | 1676 | 14.2 | 10 | 28200 | 1757 | 4.7 |  | Federally-Regulated Commercial & Industrial Equipment | 11/14/2000 |  | 06/20/2003
Florida Heat Pump | Florida Heat Pump | ES048-4CF/HZ/VT |  | Water-Source | WBAHP: Heat Pump Packaged Unit | Heat Pump | 460 | 3 |  |  | No Match | Single-Speed |  |  |  | 48500 | 3514 | 13.8 | 12 | 56500 | 3379 | 4.9 | 4.2 | Federally-Regulated Commercial & Industrial Equipment | 06/14/2011 |  | 04/20/2015
ClimateMaster Inc. | Carrier Corp. | 50YPS064 | FV4***006 | Water-Source | WBAHP-CB: Heat Pump Split Syst | Heat Pump | 208 | 1 |  |  | No Match | Single-Speed |  |  |  | 56900 | 3924 | 14.5 | 12 | 74000 | 4614 | 4.7 | 4.2 | Federally-Regulated Commercial & Industrial Equipment | 01/24/2011 |  | 08/23/2011
ClimateMaster Inc. | Climate Master Series | GRV/GRH006AG |  | Ground-Water-Source | WBAHP: Heat Pump Packaged Unit | Heat Pump | 208 | 1 |  |  | No Match | No Match |  |  |  | 5400 | 412 | 13.1 | 9 | 4500 | 399 | 3.3 |  | Non Federally-Regulated | 04/10/2000 |  | 07/18/2002
Waterfurnace International, Inc. | Rybacki - Hart Enterprises | ZS009**2*0 |  | Water-Source | WBAHP: Heat Pump Packaged Unit | Heat Pump | 265 | 1 |  |  | No Match | Single-Speed |  |  |  | 8500 | 708 | 12 | 11.2 | 11500 | 766 | 4.4 | 4.2 | Federally-Regulated Commercial & Industrial Equipment | 01/24/2011 |  | 04/19/2013
Addison Products | Addison Products | HGY048-3A |  | Ground-Water-Source | WBAHP: Heat Pump Packaged Unit | Heat Pump | 208 | 3 |  |  | No Match | No Match |  |  |  | 53900 | 4052 | 13.3 | 9 | 36800 | 3478 | 3.1 |  | Non Federally-Regulated | 11/14/2000 |  | 07/18/2002
Climate Control / Snyder General | Electro-Hydronics | UW260F3 |  | Water-Source | WBAHP: Heat Pump Packaged Unit | Heat Pump | 230 | 1 |  |  | No Match | No Match |  |  |  | 26000 | 2450 | 10.6 | 7.5 | 31600 | 2500 | 3.7 | 2.5 | Non Federally-Regulated | 05/16/1984 |  | 08/29/1986
Waterfurnace International, Inc. | Waterfurnace International, Inc. | ATH022C1 |  | Ground-Water-Source | WBAHP: Heat Pump Packaged Unit | Heat Pump | 230 | 1 |  |  | No Match | No Match |  |  |  | 23600 | 1493 | 15.8 | 11 | 23800 | 1516 | 4.6 | 3.5 | Non Federally-Regulated | 03/31/1998 |  | 05/10/1998
Snyder General Corp. | McQuay | HC230B5 |  | Water-Source | WBAHP: Heat Pump Packaged Unit | Heat Pump | 208 | 1 |  |  | No Match | No Match |  |  |  | 23000 | 2250 | 10.2 | 9 | 28500 | 2455 | 3.4 | 3.2 | Non Federally-Regulated | 02/22/1990 |  | 07/31/1991
Mammoth | Hydrobank II | E025VLG |  | Ground-Water-Source | WBAHP: Heat Pump Packaged Unit | Heat Pump | 265 | 1 |  |  | No Match | No Match |  |  |  | 25500 | 1847 | 13.8 | 9 | 20000 | 1890 | 3.1 |  | Non Federally-Regulated | 05/23/2000 |  | 01/18/2001
Mammoth | Geox | ZF120HHF |  | Water-Source | WBAHP: Heat Pump Packaged Unit | Heat Pump | 230 | 3 |  |  | No Match | No Match |  |  |  | 120000 | 11320 | 10.6 | 10.5 | 160000 | 13022 | 3.6 | 3.8 | Non Federally-Regulated | 07/31/1991 |  | 03/31/1998
Mammoth | Geox | ZE043VHF-CR1 |  | Water-Source | WBAHP: Heat Pump Packaged Unit | Heat Pump | 265 | 1 |  |  | No Match | No Match |  |  |  | 42000 | 3716 | 11.3 | 9.3 | 53000 | 3981 | 3.9 | 3.8 | Non Federally-Regulated | 07/31/1991 |  | 03/31/1998
Waterfurnace International, Inc. | Spectra | SXH024A2 |  | Water-Source | WBAHP: Heat Pump Packaged Unit | Heat Pump | 265 | 1 |  |  | No Match | No Match |  |  |  | 26000 | 1688 | 15.4 | 10 | 31200 | 1725 | 5.3 |  | Federally-Regulated Commercial & Industrial Equipment | 06/02/1993 |  | 06/03/1993
Waterfurnace International, Inc. | Waterfurnace International, Inc. | NSZ036A0 | NAH036* | Ground-Source | WBAHP-CB: Heat Pump Split Syst | Heat Pump | 208 | 1 |  |  | No Match | Single-Speed |  |  |  | 31900 | 1611 | 19.8 | 13.4 | 24000 | 1758 | 4 | 3.1 | Non Federally-Regulated | 01/24/2011 |  | 10/24/2014
Singer | Electro-Hydronics | VW450D6 |  | Water-Source | WBAHP: Heat Pump Packaged Unit | Heat Pump | 208 | 1 |  |  | No Match | No Match |  |  |  | 40000 | 4350 | 9.2 | 7.5 | 43000 | 4500 | 2.8 | 2.5 | Non Federally-Regulated | 09/08/1982 |  | 05/16/1984
Mammoth | Geox | ZD052VSCXXX |  | Water-Source | WBAHP: Heat Pump Packaged Unit | Heat Pump | 230 | 1 |  |  | No Match | No Match |  |  |  | 52500 | 4720 | 11.1 | 9 | 62000 | 4920 | 3.7 | 3.2 | Non Federally-Regulated | 05/11/1988 |  | 03/15/1989
Waterfurnace International, Inc. | Eagle Mountain | GCC/GCW/GCS/GCE09*2 |  | Water-Source | WBAHP-O: Heat Pump Packaged Un | Heat Pump | 265 | 1 |  |  | No Match | Single-Speed |  |  |  | 8500 | 634 | 13.4 | 11.2 | 10500 | 699 | 4.4 | 4.2 | Federally-Regulated Commercial & Industrial Equipment | 01/24/2011 |  | 04/19/2013
McQuay International | McQuay | CCH/CCW036C-G |  | Water-Source | WBAHP: Heat Pump Packaged Unit | Heat Pump | 230 | 1 |  |  | No Match | No Match |  |  |  | 36000 | 2975 | 12.1 | 10 | 42500 | 3037 | 4.1 |  | Federally-Regulated Commercial & Industrial Equipment | 11/17/1999 |  | 09/21/2000
Florida Heat Pump | Florida Heat Pump | GO036-1CF/HZ/VT |  | Water-Source | WBAHP: Heat Pump Packaged Unit | Heat Pump | 208 | 3 |  |  | No Match | No Match |  |  |  | 33800 | 2166 | 15.6 | 10 | 41500 | 2210 | 5.5 |  | Federally-Regulated Commercial & Industrial Equipment | 05/29/2001 |  | 07/16/2001
Waterfurnace International, Inc. | Rybacki - Hart Enterprises | ZS048**0*4 |  | Ground-Source | WBAHP: Heat Pump Packaged Unit | Heat Pump | 208 | 1 |  |  | No Match | Single-Speed |  |  |  | 49500 | 2735 | 18.1 | 13.4 | 36900 | 3004 | 3.6 | 3.1 | Non Federally-Regulated | 06/14/2011 |  | 04/19/2013
Geoflex Systems, Inc. | Geoflex Systems, Inc. | GF1T-V/H/D/M-049WAEBP |  | Ground-Water-Source | WBAHP: Heat Pump Packaged Unit | Both Heat Pump and Electric Re | 575 | 3 |  |  | No Match | Dual-Speed |  |  |  | 52300 | 2356 | 22.2 | 16.2 | 49100 | 3128 | 4.6 | 3.6 | Non Federally-Regulated | 11/30/2011 |  | 01/09/2014
Thermal Energy Systems | Thermaflo II | 36***4**** |  | Water-Source | WBAHP: Heat Pump Packaged Unit | Heat Pump | 230 | 3 |  |  | No Match | No Match |  |  |  | 36500 | 3100 | 11.8 | 9 | 43800 | 3425 | 3.7 | 3.2 | Federally-Regulated Commercial & Industrial Equipment | 01/23/1988 |  | 02/22/1990
Waterfurnace International, Inc. | Waterfurnace International, Inc. | NSV/NSH060F1*4 |  | Water-Source | WBAHP: Heat Pump Packaged Unit | Heat Pump | 230 | 1 |  |  | No Match | Single-Speed |  |  |  | 61300 | 3693 | 16.6 | 12 | 69000 | 3816 | 5.3 | 4.2 | Federally-Regulated Commercial & Industrial Equipment | 05/02/2012 |  | 04/19/2013
Mammoth | Hydrobank II | G108HHG/VHG |  | Water-Source | WBAHP: Heat Pump Packaged Unit | Heat Pump | 460 | 3 |  |  | No Match | No Match |  |  |  | 107000 | 9469 | 11.3 | 10.5 | 139000 | 10445 | 3.9 | 3.8 | Federally-Regulated Commercial & Industrial Equipment | 03/31/1998 |  | 05/10/1998
ClimateMaster Inc. | Carrier Corp. | 50PRH/V030 5 |  | Ground-Water-Source | WBAHP: Heat Pump Packaged Unit | Heat Pump | 230 | 3 |  |  | No Match | Single-Speed |  |  |  | 31700 | 1577 | 20.1 | 16.2 | 29600 | 2116 | 4.1 | 3.6 | Non Federally-Regulated | 01/24/2011 |  | 08/23/2011
Waterfurnace International, Inc. | Waterfurnace International, Inc. | VLV058A3 |  | Water-Source | WBAHP: Heat Pump Packaged Unit | Heat Pump | 230 | 3 |  |  | No Match | No Match |  |  |  | 56500 | 4520 | 12.5 | 9.3 | 72000 | 5024 | 4.2 | 3.8 | Federally-Regulated Commercial & Industrial Equipment | 03/31/1998 |  | 05/10/1998
Florida Heat Pump | Florida Heat Pump | GT048-4VT/HZ/CF |  | Water-Source | WBAHP-CB: Heat Pump Split Syst | Heat Pump | 460 | 3 |  |  | No Match | No Match |  |  |  | 49000 | 3951 | 12.4 | 9 | 58500 | 4396 | 3.9 | 3.5 | Non Federally-Regulated | 02/02/1998 |  | 10/02/1998
Mammoth | Mammoth | D064V |  | Water-Source | WBAHP: Heat Pump Packaged Unit | Heat Pump | 208 | 1 |  |  | No Match | No Match |  |  |  | 67000 | 5250 | 11.2 | 9.2 | 77000 | 5650 | 3.5 | 2.5 | Non Federally-Regulated | 05/16/1984 |  | 06/11/1985
McQuay / Snyder General | Electro-Hydronics | VE390FK |  | Water-Source | WBAHP: Heat Pump Packaged Unit | Heat Pump | 208 | 3 |  |  | No Match | No Match |  |  |  | 39000 | 3700 | 10.5 | 9 | 48000 | 4020 | 3.5 | 3.2 | Non Federally-Regulated | 05/11/1988 |  | 03/15/1989
Waterfurnace International, Inc. | Trane Unitary Products Group | T1GC036***1**4 |  | Water-Source | WBAHP: Heat Pump Packaged Unit | Heat Pump | 208 | 1 |  |  | No Match | Single-Speed |  |  |  | 33300 | 2220 | 15 | 12 | 40600 | 2479 | 4.8 | 4.2 | Federally-Regulated Commercial & Industrial Equipment | 08/23/2011 |  | 03/02/2012
Trane U.S. Inc. | Command-Aire | SPVF0723 |  | Water-Source | WBAHP: Heat Pump Packaged Unit | Heat Pump | 208 | 3 |  |  | No Match | No Match |  |  |  | 66000 | 5000 | 13.2 | 9 | 85000 | 5660 | 4.4 | 3.8 | Federally-Regulated Commercial & Industrial Equipment | 10/05/1999 |  | 04/12/2000
Waterfurnace International, Inc. | Waterfurnace International, Inc. | SXV042B0 |  | Ground-Water-Source | WBAHP: Heat Pump Packaged Unit | Heat Pump | 208 | 1 |  |  | No Match | No Match |  |  |  | 44500 | 3201 | 13.9 | 9 | 31800 | 2824 | 3.3 |  | Non Federally-Regulated | 01/30/1998 |  | 03/31/1998
Mammoth | Geox | ZD026HSFXXX |  | Water-Source | WBAHP: Heat Pump Packaged Unit | Heat Pump | 230 | 1 |  |  | No Match | No Match |  |  |  | 24600 | 2180 | 11.3 | 9 | 31400 | 2425 | 3.8 | 3.2 | Non Federally-Regulated | 05/11/1988 |  | 03/15/1989
Waterfurnace International, Inc. | Waterfurnace International, Inc. | NDV/NDH026G1*1 |  | Ground-Source | WBAHP: Heat Pump Packaged Unit | Heat Pump | 230 | 1 |  |  | No Match | Dual-Speed |  |  |  | 27700 | 1358 | 20.4 | 13.4 | 19500 | 1329 | 4.3 | 3.1 | Non Federally-Regulated | 09/03/2012 |  | 04/19/2013
Waterfurnace International, Inc. | Waterfurnace International, Inc. | SXV024A0 |  | Ground-Water-Source | WBAHP: Heat Pump Packaged Unit | Heat Pump | 230 | 1 |  |  | No Match | No Match |  |  |  | 27400 | 1889 | 14.5 | 11 | 27400 | 1867 | 4.3 | 3.5 | Non Federally-Regulated | 03/31/1998 |  | 05/10/1998
Command-Aire | Command-Aire | SWPV091M |  | Water-Source | WBAHP: Heat Pump Packaged Unit | Heat Pump | 230 | 1 |  |  | No Match | No Match |  |  |  | 9000 | 810 | 11.1 | 7.5 | 12200 | 870 | 4.1 | 2.5 | Non Federally-Regulated | 06/11/1985 |  | 05/11/1988
McQuay / Snyder General | Electro-Hydronics | VF070F7 |  | Water-Source | WBAHP: Heat Pump Packaged Unit | Heat Pump | 265 | 1 |  |  | No Match | No Match |  |  |  | 6900 | 645 | 10.7 | 9 | 8800 | 700 | 3.7 | 3.2 | Non Federally-Regulated | 05/11/1988 |  | 03/15/1989
Command-Aire | Command-Aire | SWP-3533 |  | Water-Source | WBAHP: Heat Pump Packaged Unit | Heat Pump | 208 | 3 |  |  | No Match | No Match |  |  |  | 438000 | 47400 | 9.2 | 7.5 | 608000 | 49700 | 3.6 | 2.2 | Non Federally-Regulated | 01/05/1982 |  | 06/11/1985
ClimateMaster Inc. | Climate Master | TZV/H036B |  | Ground-Water-Source | WBAHP: Heat Pump Packaged Unit | Heat Pump | 208 | 1 |  |  | No Match | Single-Speed |  |  |  | 38200 | 1713 | 22.3 | 16.2 | 35100 | 2392 | 4.3 | 3.6 | Non Federally-Regulated | 01/09/2014 |  | 04/29/2015
Enertech Global, LLC | Enertech | TST072A2 | MPD072 | Ground-Water-Source | WBAHP-CB: Heat Pump Split Syst | Heat Pump | 230 | 3 |  |  | No Match | Single-Speed | 2857 | 693 | 1 | 71700 | 3550 | 20.2 | 16.2 | 63700 | 4553 | 4.1 | 3.6 | Non Federally-Regulated | 12/12/2012 |  | 04/29/2015
Geoflex Systems, Inc. | Geoflex Systems, Inc. | GF1T-V/H/D/M-049WAABP |  | Ground-Source | WBAHP: Heat Pump Packaged Unit | Both Heat Pump and Electric Re | 208 | 1 |  |  | No Match | Dual-Speed |  |  |  | 48800 | 2773 | 17.6 | 13.4 | 38500 | 2821 | 4 | 3.1 | Non Federally-Regulated | 11/30/2011 |  | 01/09/2014
Florida Heat Pump | Energy Miser | HE12CF-1 |  | Water-Source | WBAHP: Heat Pump Packaged Unit | Heat Pump | 208 | 1 |  |  | No Match | No Match |  |  |  | 12000 | 1110 |  | 7.5 | 15000 | 1155 | 3.8 | 2.5 | Non Federally-Regulated | 08/29/1986 |  | 05/11/1988
Waterfurnace International, Inc. | Waterfurnace International, Inc. | P034**1 |  | Ground-Water-Source | WBAHP: Heat Pump Packaged Unit | Heat Pump | 230 | 1 |  |  | No Match | No Match |  |  |  | 34400 | 2150 | 16 | 9 | 25000 | 2219 | 3.3 |  | Non Federally-Regulated | 05/19/2000 |  | 07/18/2002
Florida Heat Pump | Florida Heat Pump | EM048-2CF |  | Water-Source | WBAHP: Heat Pump Packaged Unit | Heat Pump | 265 | 1 |  |  | No Match | No Match |  |  |  | 49000 | 3920 | 12.5 | 9.3 | 58000 | 3863 | 4.4 | 3.8 | Federally-Regulated Commercial & Industrial Equipment | 03/31/1998 |  | 05/10/1998
Waterfurnace International, Inc. | Waterfurnace International, Inc. | VLH018A1 |  | Water-Source | WBAHP: Heat Pump Packaged Unit | Heat Pump | 230 | 1 |  |  | No Match | No Match |  |  |  | 18300 | 1440 | 12.7 | 10 | 23000 | 1643 | 4.1 |  | Federally-Regulated Commercial & Industrial Equipment | 07/29/1998 |  | 10/02/1998
Addison Products | Addison Products | HWPG060-1B** |  | Ground-Water-Source | WBAHP: Heat Pump Packaged Unit | Heat Pump | 230 | 1 |  |  | No Match | No Match |  |  |  | 58000 | 4461 | 13 | 9 | 44000 | 4446 | 2.9 |  | Non Federally-Regulated | 05/10/1998 |  | 10/02/1998
Trane U.S. Inc. | Trane | EXHE0484 |  | Ground-Water-Source | WBAHP: Heat Pump Packaged Unit | Heat Pump | 460 | 3 |  |  | No Match | Single-Speed |  |  |  | 52100 | 2336 | 22.3 | 16.2 | 46900 | 2925 | 4.7 | 3.6 | Non Federally-Regulated | 06/14/2011 |  | 08/15/2014
Florida Heat Pump | Geomaster, LLC | EC048-3CF/HZ/VT |  | Ground-Water-Source | WBAHP: Heat Pump Packaged Unit | Heat Pump | 230 | 3 |  |  | No Match | Single-Speed |  |  |  | 58000 | 2816 | 20.6 | 16.2 | 46600 | 2816 | 4.2 | 3.6 | Non Federally-Regulated | 04/30/2009 |  | 04/20/2015
ClimateMaster Inc. | Climate Master Series | V100-32********** |  | Water-Source | WBAHP: Heat Pump Packaged Unit | Heat Pump | 230 | 3 |  |  | No Match | No Match |  |  |  | 101000 | 9700 | 10.4 | 9.2 | 109000 | 9400 | 3.4 |  | Non Federally-Regulated | 05/11/1988 |  | 03/15/1989
Florida Heat Pump | Florida Heat Pump | EM028-4CS | EM028-4AH/AV | Water-Source | WBAH: Heating Only Packaged Un | Heat Pump | 460 | 3 |  |  | No Match | No Match |  |  |  | 30000 | 2400 | 12.5 | 9 | 33000 | 2762 | 3.5 | 3.5 | Non Federally-Regulated | 07/22/2002 |  | 03/12/2009
Waterfurnace International, Inc. | Johnson Controls | RKV/RKH018**2*0 |  | Water-Source | WBAHP: Heat Pump Packaged Unit | Heat Pump | 265 | 1 |  |  | No Match | Single-Speed |  |  |  | 18000 | 1154 | 15.6 | 12 | 23000 | 1322 | 5.1 | 4.2 | Federally-Regulated Commercial & Industrial Equipment | 09/03/2012 |  | 01/09/2014
ClimateMaster Inc. | Trane | WPVA52XC* |  | Water-Source | WBAHP: Heat Pump Packaged Unit | Heat Pump | 230 | 1 |  |  | No Match | No Match |  |  |  | 50000 | 4854 | 10.3 | 9 | 65000 | 4885 | 3.9 | 3.2 | Non Federally-Regulated | 05/11/1988 |  | 03/15/1989
Mammoth | Hydrobank II | A006HHA/VHA |  | Water-Source | WBAHP: Heat Pump Packaged Unit | Heat Pump | 115 | 1 |  |  | No Match | No Match |  |  |  | 7000 | 636 | 11 | 10 | 9600 | 721 | 3.9 |  | Federally-Regulated Commercial & Industrial Equipment | 02/02/1998 |  | 03/31/1998
Mammoth | Hydrobank II | K120VLL |  | Ground-Water-Source | WBAHP: Heat Pump Packaged Unit | Heat Pump | 575 | 3 |  |  | No Match | No Match |  |  |  | 119000 | 8561 | 13.9 | 9 | 94600 | 8941 | 3.1 |  | Non Federally-Regulated | 06/27/2003 |  | 03/12/2009
ClimateMaster Inc. | Genesis Compact | GCV041BF******* |  | Water-Source | WBAHP: Heat Pump Packaged Unit | Heat Pump | 460 | 3 |  |  | No Match | No Match |  |  |  | 38500 | 3130 | 12.3 | 10 | 48800 | 3490 | 4.1 |  | Federally-Regulated Commercial & Industrial Equipment | 07/02/2003 |  | 12/21/2006
Geoflex Systems, Inc. | Geoflex Systems, Inc. | GF1S-V/H/D/M-048WAABE |  | Ground-Water-Source | WBAHP: Heat Pump Packaged Unit | Both Heat Pump and Electric Re | 230 | 1 |  |  | No Match | Single-Speed |  |  |  | 53400 | 2332 | 22.9 | 16.2 | 47600 | 3171 | 4.4 | 3.6 | Non Federally-Regulated | 11/30/2011 |  | 03/02/2012
Waterfurnace International, Inc. | Rybacki - Hart Enterprises | ZS018**0*0 |  | Ground-Source | WBAHP: Heat Pump Packaged Unit | Heat Pump | 208 | 1 |  |  | No Match | Single-Speed |  |  |  | 18500 | 1088 | 17 | 13.4 | 13700 | 1147 | 3.5 | 3.1 | Non Federally-Regulated | 01/24/2011 |  | 04/19/2013
Geoflex Systems, Inc. | Geoflex Systems, Inc. | GF1S-V/H/D/M-024WAABE |  | Ground-Source | WBAHP: Heat Pump Packaged Unit | Both Heat Pump and Electric Re | 208 | 1 |  |  | No Match | Single-Speed |  |  |  | 21200 | 1034 | 20.5 | 13.4 | 15200 | 1142 | 3.9 | 3.1 | Non Federally-Regulated | 03/02/2012 |  | 01/09/2014
Jacobsen Energy Ind., Inc. | Jacobsen Energy Ind., Inc. | 90***2**** |  | Water-Source | WBAHP: Heat Pump Packaged Unit | Heat Pump | 208 | 3 |  |  | No Match | No Match |  |  |  | 96500 | 9500 | 10.2 | 9.2 | 112500 | 9700 | 3.4 |  | Non Federally-Regulated | 05/11/1988 |  | 03/15/1989
ClimateMaster Inc. | Climate Master Series | HE096H |  | Ground-Water-Source | WBAHP: Heat Pump Packaged Unit | Heat Pump | 208 | 3 |  |  | No Match | No Match |  |  |  | 97000 | 9065 | 10.7 | 9 | 73000 | 7638 | 2.8 |  | Non Federally-Regulated | 04/10/2000 |  | 11/14/2000
Florida Heat Pump | Florida Heat Pump | EM060-5HZ |  | Water-Source | WBAHP: Heat Pump Packaged Unit | Heat Pump | 575 | 3 |  |  | No Match | No Match |  |  |  | 60000 | 4615 | 13 | 10 | 80000 | 5328 | 4.4 |  | Federally-Regulated Commercial & Industrial Equipment | 12/14/1998 |  | 10/05/1999
ClimateMaster Inc. | Carrier Corp. | 50PRH/V048 3 |  | Ground-Water-Source | WBAHP: Heat Pump Packaged Unit | Heat Pump | 208 | 1 |  |  | No Match | Single-Speed |  |  |  | 54300 | 2649 | 20.5 | 16.2 | 46500 | 3324 | 4.1 | 3.6 | Non Federally-Regulated | 01/24/2011 |  | 08/23/2011
ClimateMaster Inc. | Climate Master | TES/P049A | TAC049A | Ground-Source | WBAHP-CB: Heat Pump Split Syst | Heat Pump | 230 | 1 |  |  | No Match | Single-Speed |  |  |  | 48800 | 2757 | 17.7 | 13.4 | 36700 | 2689 | 4 | 3.1 | Non Federally-Regulated | 01/09/2014 |  | 06/09/2015
Addison Products | Addison Products | VGY060-3A |  | Ground-Water-Source | WBAHP: Heat Pump Packaged Unit | Heat Pump | 230 | 3 |  |  | No Match | No Match |  |  |  | 66200 | 4832 | 13.7 | 9 | 50000 | 4725 | 3.1 |  | Non Federally-Regulated | 07/22/2002 |  | 03/12/2009
Florida Heat Pump | Florida Heat Pump | GT036-4CF/HZ/VT |  | Ground-Water-Source | WBAHP: Heat Pump Packaged Unit | Heat Pump | 460 | 3 |  |  | No Match | No Match |  |  |  | 35600 | 2389 | 14.9 | 9 | 25600 | 2206 | 3.4 |  | Non Federally-Regulated | 07/22/2002 |  | 03/12/2009
Trane U.S. Inc. | Command-Aire | SPRD0197 |  | Water-Source | WBAHP-O: Heat Pump Packaged Un | Heat Pump | 265 | 1 |  |  | No Match | No Match |  |  |  | 18000 | 1636 | 11 | 10 | 23400 | 1714 | 4 |  | Federally-Regulated Commercial & Industrial Equipment | 10/05/1999 |  | 04/12/2000
Mammoth | Hydrobank II | F072VHK |  | Water-Source | WBAHP: Heat Pump Packaged Unit | Heat Pump | 230 | 3 |  |  | No Match | No Match |  |  |  | 69000 | 5750 | 12 | 9 | 86000 | 6460 | 3.9 | 3.8 | Federally-Regulated Commercial & Industrial Equipment | 06/27/2003 |  | 03/12/2009
Enertech Global, LLC | Roth Industries, Inc. | RRT072A | MPD072 | Ground-Source | WBAHP-CB: Heat Pump Split Syst | Heat Pump | 208 | 1 |  |  | No Match | Single-Speed | 3447 | 660 | 1 | 69400 | 4107 | 16.9 | 13.4 | 52300 | 4379 | 3.5 | 3.1 | Non Federally-Regulated | 09/03/2012 |  | 01/09/2014
Waterfurnace International, Inc. | Waterfurnace International, Inc. | VLV036A2 |  | Water-Source | WBAHP: Heat Pump Packaged Unit | Heat Pump | 265 | 1 |  |  | No Match | No Match |  |  |  | 34800 | 2697 | 12.9 | 10 | 42000 | 2862 | 4.3 |  | Federally-Regulated Commercial & Industrial Equipment | 02/02/1998 |  | 03/31/1998
Mammoth | Hydrobank II | F064HHT/VHT |  | Water-Source | WBAHP: Heat Pump Packaged Unit | Heat Pump | 208 | 3 |  |  | No Match | No Match |  |  |  | 64000 | 4776 | 13.4 | 9.3 | 82000 | 5861 | 4.1 | 3.8 | Federally-Regulated Commercial & Industrial Equipment | 03/31/1998 |  | 05/10/1998
ClimateMaster Inc. | Climate Master Series | VE/HE012 |  | Ground-Water-Source | WBAHP: Heat Pump Packaged Unit | Heat Pump | 208 | 1 |  |  | No Match | No Match |  |  |  | 12900 | 1150 | 11.2 | 11 | 15400 | 1285 | 3.5 | 3.4 | Non Federally-Regulated | 07/31/1991 |  | 03/31/1998
Florida Heat Pump | Florida Heat Pump | EM120-5HZ/VT |  | Water-Source | WBAHP: Heat Pump Packaged Unit | Heat Pump | 575 | 3 |  |  | No Match | No Match |  |  |  | 123000 | 8601 | 14.3 | 9 | 145000 | 8496 | 5 | 3.8 | Federally-Regulated Commercial & Industrial Equipment | 04/12/2000 |  | 02/17/2011
Florida Heat Pump | Florida Heat Pump | EM012-0CF/HZ/VT |  | Water-Source | WBAHP-CB: Heat Pump Split Syst | Heat Pump | 115 | 1 |  |  | No Match | No Match |  |  |  | 12500 | 1136 | 11 | 9 | 14600 | 1222 | 3.5 | 3.5 | Non Federally-Regulated | 07/22/2002 |  | 03/12/2009
Friedrich Climate Master | Friedrich Climate Master | 80120C********A |  | Water-Source | WBAHP: Heat Pump Packaged Unit | Heat Pump | 230 | 1 |  |  | No Match | No Match |  |  |  | 19000 | 1750 | 10.9 | 7.5 | 25200 | 2075 | 3.6 | 2.5 | Non Federally-Regulated | 08/29/1986 |  | 05/11/1988
McQuay / Snyder General | Electro-Hydronics | CC550G5 |  | Water-Source | WBAHP: Heat Pump Packaged Unit | Heat Pump | 208 | 1 |  |  | No Match | No Match |  |  |  | 55000 | 5670 | 9.7 | 7.5 | 67000 | 5610 | 3.5 | 2.5 | Non Federally-Regulated | 08/29/1986 |  | 05/11/1988
Waterfurnace International, Inc. | Waterfurnace International, Inc. | SXH120A3 |  | Ground-Water-Source | WBAHP: Heat Pump Packaged Unit | Heat Pump | 208 | 3 |  |  | No Match | No Match |  |  |  | 122000 | 9172 | 13.3 | 9 | 100000 | 9769 | 3 |  | Non Federally-Regulated | 12/14/1998 |  | 10/06/1999
Waterfurnace International, Inc. | Waterfurnace International, Inc. | RTV056*1 |  | Ground-Water-Source | WBAHP: Heat Pump Packaged Unit | Heat Pump | 230 | 1 |  |  | No Match | No Match |  |  |  | 57000 | 3851 | 14.8 | 9 | 44500 | 4074 | 3.2 |  | Non Federally-Regulated | 07/22/2002 |  | 03/12/2009
Snyder General Corp. | American Air Filter | VWW012A*G |  | Water-Source | WBAHP: Heat Pump Packaged Unit | Heat Pump | 208 | 1 |  |  | No Match | No Match |  |  |  | 12500 | 1068 | 11.7 | 9.3 | 14700 | 1138 | 3.8 | 3.8 | Non Federally-Regulated | 07/31/1991 |  | 08/14/1992
Waterfurnace International, Inc. | Waterfurnace International, Inc. | SXV024A1 |  | Water-Source | WBAHP: Heat Pump Packaged Unit | Heat Pump | 230 | 1 |  |  | No Match | No Match |  |  |  | 25500 | 1688 | 15.1 | 10 | 30700 | 1697 | 5.3 |  | Federally-Regulated Commercial & Industrial Equipment | 02/02/1998 |  | 03/31/1998
Mammoth | Hydrobank II | E016VHJ |  | Water-Source | WBAHP: Heat Pump Packaged Unit | Heat Pump | 265 | 1 |  |  | No Match | No Match |  |  |  | 16500 | 1500 | 11 | 10 | 22000 | 1652 | 3.9 |  | Federally-Regulated Commercial & Industrial Equipment | 11/14/2000 |  | 01/18/2001
Mammoth | Hydrobank II | F086HLK |  | Ground-Water-Source | WBAHP: Heat Pump Packaged Unit | Heat Pump | 230 | 3 |  |  | No Match | No Match |  |  |  | 86000 | 6370 | 13.5 | 9 | 64000 | 6048 | 3.1 |  | Non Federally-Regulated | 01/18/2001 |  | 07/18/2002
Hydro Delta Corp. | Hydro Delta Corp. | 03-054-WTARWD-HE |  | Water-Source | WBAHP-CB: Heat Pump Split Syst | Heat Pump | 230 | 1 |  |  | No Match | No Match |  |  |  | 56000 | 4480 | 12.5 | 9 | 65000 | 5147 | 3.7 | 3.5 | Non Federally-Regulated | 10/05/1999 |  | 11/17/1999
Mammoth | Hydrobank II | E009CHE |  | Water-Source | WBAHP-O: Heat Pump Packaged Un | Heat Pump | 265 | 1 |  |  | No Match | No Match |  |  |  | 8600 | 716 | 12 | 10 | 11100 | 813 | 4 |  | Federally-Regulated Commercial & Industrial Equipment | 12/14/1998 |  | 05/23/2000
Singer | Electro-Hydronics | VF330A5 |  | Water-Source | WBAHP: Heat Pump Packaged Unit | Heat Pump | 208 | 1 |  |  | No Match | No Match |  |  |  | 33000 | 3500 | 9.4 | 7.5 | 35500 | 3550 | 2.9 | 2.5 | Non Federally-Regulated | 01/05/1982 |  | 09/08/1982
ClimateMaster Inc. | Heat Controller | HTS036A | HAGV36 | Ground-Water-Source | WBAHP-CB: Heat Pump Split Syst | Heat Pump | 208 | 1 |  |  | No Match | Single-Speed |  |  |  | 39100 | 1898 | 20.6 | 16.2 | 35700 | 2493 | 4.2 | 3.6 | Non Federally-Regulated | 09/15/2009 |  | 08/23/2011
Florida Heat Pump | Florida Heat Pump | EM007-0CS | EM007-0AV | Water-Source | WBAHP-C: Heat Pump Split Syste | Heat Pump | 115 | 1 |  |  | No Match | No Match |  |  |  | 7300 | 603 | 12.1 | 10 | 9800 | 652 | 4.4 |  | Federally-Regulated Commercial & Industrial Equipment | 02/02/1998 |  | 03/31/1998
Florida Heat Pump | Florida Heat Pump | EM007-2CF/HZ/VT |  | Water-Source | WBAHP: Heat Pump Packaged Unit | Heat Pump | 265 | 1 |  |  | No Match | No Match |  |  |  | 7500 | 609 | 12.3 | 10 | 10000 | 651 | 4.5 |  | Federally-Regulated Commercial & Industrial Equipment | 05/29/2001 |  | 02/17/2011
Carrier Corp. - Syracuse | Carrier | 50YAV/YAH019 |  | Ground-Water-Source | WBAHP: Heat Pump Packaged Unit | Heat Pump | 208 | 1 |  |  | No Match | No Match |  |  |  | 21500 | 1535 | 14 | 9 | 14000 | 1367 | 3 |  | Non Federally-Regulated | 12/14/1998 |  | 04/10/2000
Addison Products | Addison Products | HPY018-1A |  | Water-Source | WBAHP-CB: Heat Pump Split Syst | Heat Pump | 208 | 1 |  |  | No Match | No Match |  |  |  | 18900 | 1524 | 12.4 | 9 | 22800 | 1757 | 3.8 | 3.5 | Non Federally-Regulated | 07/22/2002 |  | 03/12/2009
McQuay / Snyder General | Electro-Hydronics | CC140F7 |  | Water-Source | WBAHP: Heat Pump Packaged Unit | Heat Pump | 265 | 1 |  |  | No Match | No Match |  |  |  | 13500 | 1300 | 10.4 | 7.5 | 17500 | 1350 | 3.8 | 2.5 | Non Federally-Regulated | 08/29/1986 |  | 05/11/1988
Florida Heat Pump | Florida Heat Pump | EM042-1CF |  | Water-Source | WBAHP: Heat Pump Packaged Unit | Heat Pump | 230 | 1 |  |  | No Match | No Match |  |  |  | 42000 | 3181 | 13.2 | 10 | 51000 | 3475 | 4.3 |  | Federally-Regulated Commercial & Industrial Equipment | 02/02/1998 |  | 03/31/1998
Waterfurnace International, Inc. | Geosmart Energy, Inc. | YS024**1*4 |  | Ground-Source | WBAHP: Heat Pump Packaged Unit | Heat Pump | 230 | 1 |  |  | No Match | Single-Speed |  |  |  | 24400 | 1394 | 17.5 | 13.4 | 17500 | 1350 | 3.8 | 3.1 | Non Federally-Regulated | 01/24/2011 |  | 05/01/2015
Carrier Corp. | Carrier | 50QXH0243 |  | Water-Source | WBAHP: Heat Pump Packaged Unit | Heat Pump | 208 | 1 |  |  | No Match | No Match |  |  |  | 25400 | 2112 | 12 | 9 | 30600 | 2360 | 3.8 | 3.2 | Non Federally-Regulated | 03/15/1989 |  | 02/05/1990
McQuay International | McQuay | W-FDS/FDL/FDD-1-019-E |  | Water-Source | WBAHP: Heat Pump Packaged Unit | Heat Pump | 230 | 1 |  |  | No Match | No Match |  |  |  | 19000 | 1637 | 11.6 | 10 | 23500 | 1811 | 3.8 |  | Federally-Regulated Commercial & Industrial Equipment | 10/05/1999 |  | 09/21/2000
Florida Heat Pump | Energy Miser | LT 70 CF -1 |  | Ground-Water-Source | WBAHP: Heat Pump Packaged Unit | Heat Pump | 208 | 1 |  |  | No Match | No Match |  |  |  | 65000 | 6130 | 10.6 |  | 80000 | 6895 | 3.4 |  | Non Federally-Regulated | 02/22/1990 |  | 07/31/1991
McQuay / Snyder General | Electro-Hydronics | LHP7.5AD |  | Water-Source | WBAHP: Heat Pump Packaged Unit | Heat Pump | 230 | 3 |  |  | No Match | No Match |  |  |  | 76000 | 7100 | 10.7 | 9.2 | 95000 | 7500 | 3.7 | 2.5 | Non Federally-Regulated | 08/29/1986 |  | 05/11/1988
Waterfurnace International, Inc. | Johnson Controls | RJSV/RJSH042**0*1 |  | Water-Source | WBAHP: Heat Pump Packaged Unit | Heat Pump | 208 | 1 |  |  | No Match | Single-Speed |  |  |  | 40600 | 2115 | 19.2 | 12 | 44100 | 2191 | 5.9 | 4.2 | Federally-Regulated Commercial & Industrial Equipment | 01/24/2011 |  | 10/24/2014
Florida Heat Pump | Florida Heat Pump | GT024-4CF/HZ/VT |  | Water-Source | WBAHP: Heat Pump Packaged Unit | Heat Pump | 460 | 3 |  |  | No Match | No Match |  |  |  | 23500 | 1766 | 13.3 | 10 | 27200 | 1811 | 4.4 |  | Federally-Regulated Commercial & Industrial Equipment | 07/16/2001 |  | 02/09/2009
Enertech Global, LLC | Enertech | GST036A | ACD036 | Ground-Source | WBAHP-CB: Heat Pump Split Syst | Heat Pump | 230 | 1 |  |  | No Match | Single-Speed |  |  |  | 37700 | 2218 | 17 | 13.4 | 29200 | 2252 | 3.8 | 3.1 | Non Federally-Regulated | 03/02/2012 |  | 12/12/2012
Florida Heat Pump | Florida Heat Pump | EM024-1CS | EM024-1AH/AV | Ground-Water-Source | WBAHP-CB: Heat Pump Split Syst | Heat Pump | 208 | 1 |  |  | No Match | No Match |  |  |  | 25000 | 1773 | 14.1 | 9 | 18000 | 1506 | 3.5 |  | Non Federally-Regulated | 07/22/2002 |  | 03/12/2009
Waterfurnace International, Inc. | Waterfurnace International, Inc. | ATH045*0(P) |  | Ground-Water-Source | WBAHP: Heat Pump Packaged Unit | Heat Pump | 208 | 1 |  |  | No Match | No Match |  |  |  | 27800 | 1323 | 21 | 9 | 19600 | 1472 | 3.9 |  | Non Federally-Regulated | 11/17/1999 |  | 05/19/2000
Command-Aire | Command-Aire | SWP-1033 |  | Water-Source | WBAHP: Heat Pump Packaged Unit | Heat Pump | 208 | 3 |  |  | No Match | No Match |  |  |  | 115000 | 11900 | 9.6 | 9.2 | 156000 | 12100 | 3.8 | 2.5 | Non Federally-Regulated | 05/16/1984 |  | 01/23/1988
Carrier Corp. | Carrier | 50QEH0094 |  | Water-Source | WBAHP: Heat Pump Packaged Unit | Heat Pump | 265 | 1 |  |  | No Match | No Match |  |  |  | 9200 | 764 | 12 | 9 | 10800 | 775 | 4.1 | 3.2 | Non Federally-Regulated | 02/22/1990 |  | 07/31/1991
Waterfurnace International, Inc. | Waterfurnace International, Inc. | SXH016A2 |  | Water-Source | WBAHP: Heat Pump Packaged Unit | Heat Pump | 265 | 1 |  |  | No Match | No Match |  |  |  | 16000 | 1185 | 13.5 | 9.3 | 20400 | 1195 | 5 | 3.8 | Federally-Regulated Commercial & Industrial Equipment | 03/31/1998 |  | 05/10/1998
McQuay / Snyder General | Electro-Hydronics | LHP22BD |  | Water-Source | WBAHP: Heat Pump Packaged Unit | Heat Pump | 230 | 3 |  |  | No Match | No Match |  |  |  | 240400 | 20550 | 11.7 |  | 270000 | 21400 | 3.7 | 2.5 | Non Federally-Regulated | 08/29/1986 |  | 05/11/1988
Mammoth | Hydrobank II | E030HHA/VHA |  | Water-Source | WBAHP: Heat Pump Packaged Unit | Heat Pump | 265 | 1 |  |  | No Match | No Match |  |  |  | 31000 | 2695 | 11.5 | 9.3 | 38500 | 2969 | 3.8 | 3.8 | Federally-Regulated Commercial & Industrial Equipment | 03/31/1998 |  | 05/10/1998
ClimateMaster Inc. | Climate Master Series | 804-019-G******** |  | Water-Source | WBAHP: Heat Pump Packaged Unit | Heat Pump | 208 | 1 |  |  | No Match | No Match |  |  |  | 19000 | 1775 | 10.7 | 9 | 24000 | 1760 | 3.6 | 3.2 | Non Federally-Regulated | 02/22/1990 |  | 07/31/1991
Addison Products | Addison Products | DWPG066-1B-XL* |  | Ground-Water-Source | WBAHP: Heat Pump Packaged Unit | Heat Pump | 230 | 1 |  |  | No Match | No Match |  |  |  | 67000 | 5153 | 13 | 11 | 75000 | 5940 | 3.7 | 3.5 | Non Federally-Regulated | 03/31/1998 |  | 05/10/1998
Enertech Global, LLC | Roth Industries, Inc. | RXT072D |  | Ground-Source | WBAHP: Heat Pump Packaged Unit | Heat Pump | 208 | 1 |  |  | No Match | Single-Speed | 3533 | 710 | 1 | 73400 | 4243 | 17.3 | 13.4 | 57000 | 4515 | 3.7 | 3.1 | Non Federally-Regulated | 09/03/2012 |  | 12/12/2012
Florida Heat Pump | Florida Heat Pump | GT070-1CS | GT070-1AH/AV | Water-Source | WBAH: Heating Only Packaged Un | Heat Pump | 208 | 1 |  |  | No Match | No Match |  |  |  | 67500 | 5037 | 13.4 | 9 | 77500 | 5975 | 3.8 | 3.5 | Non Federally-Regulated | 07/22/2002 |  | 03/12/2009
Waterfurnace International, Inc. | Waterfurnace International, Inc. | SXH010C1 |  | Water-Source | WBAHP: Heat Pump Packaged Unit | Heat Pump | 230 | 1 |  |  | No Match | No Match |  |  |  | 9800 | 653 | 15 | 10 | 12600 | 710 | 5.2 |  | Federally-Regulated Commercial & Industrial Equipment | 02/02/1998 |  | 03/31/1998
Waterfurnace International, Inc. | Geotility Geothermal Installations | ZS070**4*1 |  | Water-Source | WBAHP: Heat Pump Packaged Unit | Heat Pump | 460 | 3 |  |  | No Match | Single-Speed |  |  |  | 63000 | 4406 | 14.3 | 12 | 79000 | 4926 | 4.7 | 4.2 | Federally-Regulated Commercial & Industrial Equipment | 01/24/2011 |  | 04/19/2013
Addison Products | Addison Products | WPH044-1JA/1JBA |  | Water-Source | WBAHP: Heat Pump Packaged Unit | Heat Pump | 208 | 1 |  |  | No Match | No Match |  |  |  | 41000 | 3727 | 11 | 9.3 | 51000 | 3933 | 3.8 | 3.8 | Federally-Regulated Commercial & Industrial Equipment | 03/31/1998 |  | 05/10/1998
Addison Products | Addison Products | HGY042-5A |  | Water-Source | WBAHP-CB: Heat Pump Split Syst | Heat Pump | 575 | 3 |  |  | No Match | No Match |  |  |  | 48700 | 4058 | 12 | 9 | 52300 | 4378 | 3.5 | 3.5 | Non Federally-Regulated | 11/14/2000 |  | 07/18/2002
Florida Heat Pump | Florida Heat Pump | CP030-1HZ/VT |  | Ground-Water-Source | WBAHP: Heat Pump Packaged Unit | Heat Pump | 208 | 1 |  |  | No Match | Single-Speed |  |  |  | 31700 | 1174 | 27 | 16.2 | 25000 | 1409 | 5.2 | 3.6 | Non Federally-Regulated | 06/14/2011 |  | 05/01/2015
Climate Control / Snyder General | Electro-Hydronics | UW230G7 |  | Water-Source | WBAHP: Heat Pump Packaged Unit | Heat Pump | 265 | 1 |  |  | No Match | No Match |  |  |  | 23000 | 2250 | 10.2 | 7.5 | 30000 | 2500 | 3.5 | 2.5 | Non Federally-Regulated | 06/11/1985 |  | 08/29/1986
McQuay / Snyder General | Electro-Hydronics | FW500G3 |  | Water-Source | WBAHP: Heat Pump Packaged Unit | Heat Pump | 230 | 1 |  |  | No Match | No Match |  |  |  | 50000 | 4850 | 10.3 | 9 | 65000 | 5149 | 3.7 | 3.2 | Non Federally-Regulated | 05/11/1988 |  | 03/15/1989
Mammoth | Mammoth | F036HHA |  | Water-Source | WBAHP: Heat Pump Packaged Unit | Heat Pump | 230 | 3 |  |  | No Match | Dual-Speed |  |  |  | 41400 | 2407 | 17.2 | 12 | 40600 | 2532 | 4.7 | 4.2 | Federally-Regulated Commercial & Industrial Equipment | 11/30/2011 |  | 03/02/2012
Climate Control / Snyder General | Electro-Hydronics | FC350GK |  | Water-Source | WBAHP: Heat Pump Packaged Unit | Heat Pump | 208 | 3 |  |  | No Match | No Match |  |  |  | 35600 | 3360 | 10.6 | 7.5 | 43000 | 3500 | 3.6 | 2.5 | Non Federally-Regulated | 06/11/1985 |  | 08/29/1986
Waterfurnace International, Inc. | Johnson Controls | RGSV/RGSH060**3*4 |  | Ground-Source | WBAHP: Heat Pump Packaged Unit | Heat Pump | 230 | 3 |  |  | No Match | Single-Speed |  |  |  | 60900 | 3402 | 17.9 | 13.4 | 47100 | 3834 | 3.6 | 3.1 | Non Federally-Regulated | 06/14/2011 |  | 03/02/2012
Mammoth | Hydrobank II | D020HLG |  | Ground-Water-Source | WBAHP: Heat Pump Packaged Unit | Heat Pump | 208 | 1 |  |  | No Match | No Match |  |  |  | 20300 | 1471 | 13.8 | 9 | 15800 | 1543 | 3 |  | Non Federally-Regulated | 05/23/2000 |  | 11/14/2000
Carrier Corp. | Carrier | 50KQ0093 |  | Water-Source | WBAHP: Heat Pump Packaged Unit | Heat Pump | 230 | 1 |  |  | No Match | No Match |  |  |  | 8600 | 810 | 10.6 | 9 | 10500 | 905 | 3.4 | 3.2 | Non Federally-Regulated | 05/11/1988 |  | 03/15/1989
Mammoth | Hydrobank II | D013CHA |  | Water-Source | WBAHP-O: Heat Pump Packaged Un | Heat Pump | 208 | 1 |  |  | No Match | No Match |  |  |  | 12600 | 1050 | 12 | 9 | 16000 | 1267 | 3.7 | 3.2 | Federally-Regulated Commercial & Industrial Equipment | 01/22/1990 |  | 02/22/1990
Waterfurnace International, Inc. | Geotility Geothermal Installations | YS024**1*4 |  | Water-Source | WBAHP: Heat Pump Packaged Unit | Heat Pump | 208 | 1 |  |  | No Match | Single-Speed |  |  |  | 23000 | 1523 | 15.1 | 12 | 27000 | 1583 | 5 | 4.2 | Federally-Regulated Commercial & Industrial Equipment | 01/24/2011 |  | 04/19/2013
Carrier Corp. | Carrier | 50QEV0305 |  | Water-Source | WBAHP: Heat Pump Packaged Unit | Heat Pump | 208 | 3 |  |  | No Match | No Match |  |  |  | 31000 | 2675 | 11.6 | 9 | 36200 | 2658 | 4 | 3.2 | Non Federally-Regulated | 10/10/1989 |  | 07/31/1991
Waterfurnace International, Inc. | Waterfurnace International, Inc. | NSV/NSH042F1*1 |  | Ground-Water-Source | WBAHP: Heat Pump Packaged Unit | Heat Pump | 230 | 1 |  |  | No Match | Single-Speed |  |  |  | 46200 | 1784 | 25.9 | 16.2 | 35000 | 2093 | 4.9 | 3.6 | Non Federally-Regulated | 05/02/2012 |  | 04/19/2013
McQuay International | McQuay | WCCH/WCCW-036-F |  | Ground-Water-Source | WBAHP: Heat Pump Packaged Unit | Heat Pump | 230 | 3 |  |  | No Match | No Match |  |  |  | 36200 | 2850 | 12.7 | 9 | 30800 | 3222 | 2.8 |  | Non Federally-Regulated | 11/19/2002 |  | 03/12/2009
Command-Aire | Command-Aire | SWPH-1833 |  | Water-Source | WBAHP: Heat Pump Packaged Unit | Heat Pump | 208 | 3 |  |  | No Match | No Match |  |  |  | 206000 | 22700 | 9.1 | 7.5 | 286000 | 23100 | 3.6 | 2.2 | Non Federally-Regulated | 01/05/1982 |  | 06/11/1985
Hydron Module | Hydron Module | CS-WW120 |  | Ground-Water-Source | WBAHP: Heat Pump Packaged Unit | Heat Pump | 230 | 1 |  |  | No Match | No Match |  |  |  | 106200 | 7600 | 14 | 9 | 102400 | 10000 | 3 |  | Non Federally-Regulated | 02/26/2003 |  | 03/12/2009
Trane U.S. Inc. | Trane | EXHE0368 |  | Ground-Water-Source | WBAHP: Heat Pump Packaged Unit | Heat Pump | 230 | 3 |  |  | No Match | Single-Speed |  |  |  | 39300 | 1611 | 24.4 | 16.2 | 34600 | 2204 | 4.6 | 3.6 | Non Federally-Regulated | 06/14/2011 |  | 08/15/2014
Enertech Global, LLC | Enertech | TXT048C2 |  | Ground-Water-Source | WBAHP: Heat Pump Packaged Unit | Heat Pump | 208 | 3 |  |  | No Match | Single-Speed |  |  |  | 55100 | 2277 | 24.2 | 16.2 | 48700 | 2973 | 4.8 | 3.6 | Non Federally-Regulated | 05/08/2012 |  | 12/12/2012
Phillips Energy, Inc. | Phillips Energy, Inc. | 100WA-42V0100 |  | Ground-Water-Source | WBAHP: Heat Pump Packaged Unit | Heat Pump | 230 | 1 |  |  | No Match | No Match |  |  |  | 43700 | 3800 | 11.5 | 11 | 44100 | 3785 | 3.4 | 3.4 | Non Federally-Regulated | 07/31/1991 |  | 03/31/1998
Mammoth | Hydrobank II | D062HHJ |  | Water-Source | WBAHP: Heat Pump Packaged Unit | Heat Pump | 230 | 1 |  |  | No Match | No Match |  |  |  | 61000 | 5495 | 11.1 | 10 | 82000 | 6160 | 3.9 |  | Federally-Regulated Commercial & Industrial Equipment | 01/18/2001 |  | 03/12/2009
Addison Products | Heat Controller | WPH64-3JC/3JBC |  | Water-Source | WBAHP-CB: Heat Pump Split Syst | Heat Pump | 208 | 3 |  |  | No Match | No Match |  |  |  | 63500 | 5080 | 12.5 | 9 | 76000 | 6362 | 3.5 | 3.5 | Non Federally-Regulated | 10/05/1999 |  | 04/12/2000
Trane U.S. Inc. | Trane | WPHD061 |  | Water-Source | WBAHP: Heat Pump Packaged Unit | Heat Pump | 208 | 1 |  |  | No Match | No Match |  |  |  | 58000 | 4957 | 11.7 | 10 | 65000 | 5011 | 3.8 |  | Federally-Regulated Commercial & Industrial Equipment | 04/12/2000 |  | 11/14/2000
ClimateMaster Inc. | Climate Master Series | VS/VL/HS/HL 024 G/E |  | Water-Source | WBAHP: Heat Pump Packaged Unit | Heat Pump | 265 | 1 |  |  | No Match | No Match |  |  |  | 24500 | 1828 | 13.4 | 10 | 28900 | 1841 | 4.6 |  | Federally-Regulated Commercial & Industrial Equipment | 12/14/1998 |  | 10/05/1999
McQuay / Snyder General | Electro-Hydronics | FC550F3 |  | Water-Source | WBAHP: Heat Pump Packaged Unit | Heat Pump | 230 | 1 |  |  | No Match | No Match |  |  |  | 55000 | 5670 | 9.7 | 9 | 67000 | 5610 | 3.5 | 3.2 | Non Federally-Regulated | 05/11/1988 |  | 03/15/1989
Florida Heat Pump | Florida Heat Pump | EM096-3HZ/VT |  | Ground-Water-Source | WBAHP: Heat Pump Packaged Unit | Heat Pump | 208 | 3 |  |  | No Match | No Match |  |  |  | 96000 | 7111 | 13.5 | 9 | 67000 | 6134 | 3.2 |  | Non Federally-Regulated | 04/10/2000 |  | 07/18/2002
Waterfurnace International, Inc. | Waterfurnace International, Inc. | ATV034*1 |  | Ground-Water-Source | WBAHP: Heat Pump Packaged Unit | Heat Pump | 230 | 1 |  |  | No Match | No Match |  |  |  | 34400 | 2150 | 16 | 9 | 25000 | 2219 | 3.3 |  | Non Federally-Regulated | 10/06/1999 |  | 05/19/2000
ClimateMaster Inc. | Climate Master | ADD/E064A | CNP**60 | Ground-Water-Source | WBAHP-C: Heat Pump Split Syste | Heat Pump | 208 | 1 |  |  | No Match | Single-Speed |  |  |  | 62000 | 2870 | 21.6 | 16.2 | 57100 | 3984 | 4.2 | 3.6 | Non Federally-Regulated | 01/09/2014 |  | 06/09/2015
ClimateMaster Inc. | Carrier Corp. | 50PSH/V/D036****2 |  | Ground-Source | WBAHP: Heat Pump Packaged Unit | Heat Pump | 208 | 1 |  |  | No Match | Single-Speed |  |  |  | 34300 | 1786 | 19.2 | 13.4 | 25900 | 1851 | 4.1 | 3.1 | Non Federally-Regulated | 10/24/2014 |  | 04/22/2015
Addison Products | Addison Products | HGY036-3A |  | Water-Source | WBAHP-CB: Heat Pump Split Syst | Heat Pump | 208 | 3 |  |  | No Match | No Match |  |  |  | 39400 | 2755 | 14.3 | 9 | 42700 | 3381 | 3.7 | 3.5 | Non Federally-Regulated | 07/22/2002 |  | 03/12/2009
Mammoth | Hydrobank II | E006CLF |  | Ground-Water-Source | WBAHP: Heat Pump Packaged Unit | Heat Pump | 265 | 1 |  |  | No Match | No Match |  |  |  | 7500 | 625 | 12 | 9 | 5250 | 480 | 3.2 |  | Non Federally-Regulated | 05/23/2000 |  | 01/18/2001
Florida Heat Pump | Florida Heat Pump | CP030-1HZ/VT |  | Ground-Water-Source | WBAHP: Heat Pump Packaged Unit | Heat Pump | 230 | 1 |  |  | No Match | Single-Speed |  |  |  | 31700 | 1174 | 27 | 16.2 | 25000 | 1409 | 5.2 | 3.6 | Non Federally-Regulated | 06/14/2011 |  | 05/01/2015
Waterfurnace International, Inc. | Waterfurnace International, Inc. | SXV010*1 |  | Water-Source | WBAHP: Heat Pump Packaged Unit | Heat Pump | 208 | 1 |  |  | No Match | No Match |  |  |  | 9800 | 653 | 15 | 10 | 12600 | 709 | 5.2 |  | Federally-Regulated Commercial & Industrial Equipment | 10/05/1999 |  | 05/19/2000
ClimateMaster Inc. | Climate Master Series | 814-096-H******** |  | Water-Source | WBAHP: Heat Pump Packaged Unit | Heat Pump | 208 | 3 |  |  | No Match | No Match |  |  |  | 97000 | 8820 | 11 | 9.2 | 114000 | 8790 | 3.8 |  | Non Federally-Regulated | 05/11/1988 |  | 03/15/1989
Command-Aire | Command-Aire | RWP-501 |  | Water-Source | WBAHP: Heat Pump Packaged Unit | Heat Pump | 230 | 1 |  |  | No Match | No Match |  |  |  | 58600 | 5925 | 9.9 | 7.5 | 74700 | 5890 | 3.7 | 2.5 | Non Federally-Regulated | 01/05/1982 |  | 05/11/1988
Florida Heat Pump | Geomaster, LLC | AU025-1CS | AU025-1AV/AH | Ground-Water-Source | WBAHP-CB: Heat Pump Split Syst | Heat Pump | 208 | 1 |  |  | No Match | Single-Speed |  |  |  | 28400 | 1209 | 23.5 | 16.2 | 24500 | 1209 | 4.5 | 3.6 | Non Federally-Regulated | 04/30/2009 |  | 10/03/2011
Waterfurnace International, Inc. | Waterfurnace International, Inc. | SXH019A0 |  | Ground-Source | WBAHP: Heat Pump Packaged Unit | Heat Pump | 208 | 1 |  |  | No Match | No Match |  |  |  | 19200 | 1371 | 14 |  | 15100 | 1301 | 3.4 |  | Non Federally-Regulated | 03/31/1998 |  | 05/10/1998
ClimateMaster Inc. | Climate Master Series | GRV/GRH042AG |  | Water-Source | WBAHP: Heat Pump Packaged Unit | Heat Pump | 208 | 1 |  |  | No Match | No Match |  |  |  | 38900 | 3296 | 11.8 | 10 | 47700 | 3408 | 4.1 |  | Federally-Regulated Commercial & Industrial Equipment | 04/12/2000 |  | 03/12/2009
McQuay International | McQuay | W-CDD/CDE/CMG-1-042-K |  | Water-Source | WBAHP: Heat Pump Packaged Unit | Heat Pump | 460 | 3 |  |  | No Match | No Match |  |  |  | 39000 | 3000 | 13 | 10 | 47000 | 2929 | 4.7 |  | Federally-Regulated Commercial & Industrial Equipment | 10/05/1999 |  | 09/21/2000
Mammoth | Hydrobank II | D019HHH/VHH |  | Water-Source | WBAHP: Heat Pump Packaged Unit | Heat Pump | 208 | 1 |  |  | No Match | No Match |  |  |  | 18400 | 1672 | 11 | 10 | 27000 | 2082 | 3.8 |  | Federally-Regulated Commercial & Industrial Equipment | 12/14/1998 |  | 10/05/1999
Singer | Electro-Hydronics | WE190C5 |  | Water-Source | WBAHP: Heat Pump Packaged Unit | Heat Pump | 208 | 1 |  |  | No Match | No Match |  |  |  | 18200 | 1825 | 10 | 7.5 | 22600 | 2000 | 3.3 | 2.5 | Non Federally-Regulated | 09/08/1982 |  | 05/16/1984
Waterfurnace International, Inc. | Johnson Controls | RJSV/RJSH048**0*0 |  | Ground-Source | WBAHP: Heat Pump Packaged Unit | Heat Pump | 208 | 1 |  |  | No Match | Single-Speed |  |  |  | 48900 | 2827 | 17.3 | 13.4 | 35300 | 2874 | 3.6 | 3.1 | Non Federally-Regulated | 01/24/2011 |  | 10/24/2014
Florida Heat Pump | Florida Heat Pump | GO048-1CF/HZ/VT(P) |  | Water-Source | WBAHP: Heat Pump Packaged Unit | Heat Pump | 230 | 1 |  |  | No Match | No Match |  |  |  | 25000 | 1250 | 20 | 10 | 27000 | 1551 | 5.1 |  | Federally-Regulated Commercial & Industrial Equipment | 05/29/2001 |  | 07/18/2002
McQuay / Snyder General | Electro-Hydronics | UW420GD |  | Water-Source | WBAHP: Heat Pump Packaged Unit | Heat Pump | 230 | 3 |  |  | No Match | No Match |  |  |  | 42000 | 3850 | 10.9 | 7.5 | 52000 | 4100 | 3.7 | 2.5 | Non Federally-Regulated | 08/29/1986 |  | 05/11/1988
Waterfurnace International, Inc. | Waterfurnace International, Inc. | SXV030A1 |  | Water-Source | WBAHP: Heat Pump Packaged Unit | Heat Pump | 230 | 1 |  |  | No Match | No Match |  |  |  | 30600 | 2125 | 14.4 | 10 | 36600 | 2145 | 5 |  | Federally-Regulated Commercial & Industrial Equipment | 02/02/1998 |  | 03/31/1998
Florida Heat Pump | Energy Miser | HE23CF-1 |  | Water-Source | WBAHP: Heat Pump Packaged Unit | Heat Pump | 208 | 1 |  |  | No Match | No Match |  |  |  | 23000 | 1900 | 12.1 | 7.5 | 29400 | 2050 | 4.2 | 2.5 | Non Federally-Regulated | 06/11/1985 |  | 05/11/1988
Waterfurnace International, Inc. | Eagle Mountain | QT038**1 |  | Ground-Water-Source | WBAHP: Heat Pump Packaged Unit | Heat Pump | 208 | 1 |  |  | No Match | Dual-Speed |  |  |  | 36500 | 1891 | 19.3 | 16.2 | 30500 | 1986 | 4.5 | 3.6 | Non Federally-Regulated | 01/24/2011 |  | 04/19/2013
Waterfurnace International, Inc. | Trane Unitary Products Group | TVGX036**1**1 |  | Ground-Source | WBAHP: Heat Pump Packaged Unit | Heat Pump | 208 | 1 |  |  | No Match | Variable-Speed |  |  |  | 36000 | 1636 | 22 | 13.4 | 32000 | 2680 | 3.5 | 3.1 | Non Federally-Regulated | 12/12/2012 |  | 10/24/2014
Enertech Global, LLC | Enertech | TST040 | MPD036 | Ground-Water-Source | WBAHP-CB: Heat Pump Split Syst | Heat Pump | 208 | 1 |  |  | No Match | Single-Speed |  |  |  | 39200 | 1990 | 19.7 | 16.2 | 34200 | 2564 | 3.9 | 3.6 | Non Federally-Regulated | 11/25/2009 |  | 04/19/2013
Waterfurnace International, Inc. | Geotility Geothermal Installations | YS060**1*4 |  | Ground-Source | WBAHP: Heat Pump Packaged Unit | Heat Pump | 208 | 1 |  |  | No Match | Single-Speed |  |  |  | 60900 | 3402 | 17.9 | 13.4 | 47100 | 3834 | 3.6 | 3.1 | Non Federally-Regulated | 01/24/2011 |  | 04/19/2013
McQuay / Snyder General | Electro-Hydronics | HC230A5 |  | Water-Source | WBAHP: Heat Pump Packaged Unit | Heat Pump | 208 | 1 |  |  | No Match | No Match |  |  |  | 23000 | 2250 | 10.2 | 9 | 28500 | 2455 | 3.4 | 3.2 | Non Federally-Regulated | 05/11/1988 |  | 03/15/1989
Waterfurnace International, Inc. | Trane Unitary Products Group | T1GX048***1**1 |  | Ground-Source | WBAHP: Heat Pump Packaged Unit | Heat Pump | 230 | 1 |  |  | No Match | Single-Speed |  |  |  | 49300 | 2503 | 19.7 | 13.4 | 35300 | 2588 | 4 | 3.1 | Non Federally-Regulated | 08/23/2011 |  | 10/24/2014
Mammoth | Hydrobank II | G100VLK |  | Ground-Water-Source | WBAHP: Heat Pump Packaged Unit | Heat Pump | 460 | 3 |  |  | No Match | No Match |  |  |  | 100000 | 7407 | 13.5 | 9 | 79000 | 7233 | 3.2 |  | Non Federally-Regulated | 07/22/2002 |  | 03/12/2009
Waterfurnace International, Inc. | Eagle Mountain | ZS036**3*1 |  | Ground-Source | WBAHP: Heat Pump Packaged Unit | Heat Pump | 230 | 3 |  |  | No Match | Single-Speed |  |  |  | 34500 | 1994 | 17.3 | 13.4 | 26000 | 2117 | 3.6 | 3.1 | Non Federally-Regulated | 03/02/2012 |  | 04/19/2013
Climate Control / Snyder General | Electro-Hydronics | LWP27AP |  | Water-Source | WBAHP: Heat Pump Packaged Unit | Heat Pump | 460 | 3 |  |  | No Match | No Match |  |  |  | 295200 | 25350 | 11.6 |  | 348000 | 28300 | 3.6 | 2.5 | Non Federally-Regulated | 06/11/1985 |  | 08/29/1986
Waterfurnace International, Inc. | Waterfurnace International, Inc. | ATH045D1 |  | Water-Source | WBAHP-CB: Heat Pump Split Syst | Heat Pump | 230 | 1 |  |  | No Match | No Match |  |  |  | 49800 | 3608 | 13.8 | 9 | 53000 | 3883 | 4 | 3.5 | Non Federally-Regulated | 02/02/1998 |  | 10/02/1998
Florida Heat Pump | Florida Heat Pump | GT048-3VT/HZ/CF |  | Ground-Source | WBAHP: Heat Pump Packaged Unit | Heat Pump | 208 | 3 |  |  | No Match | No Match |  |  |  | 48000 | 3692 | 13 |  | 37000 | 3614 | 3 |  | Non Federally-Regulated | 03/31/1998 |  | 05/10/1998
Singer | Electro-Hydronics | UC400 K |  | Water-Source | WBAHP: Heat Pump Packaged Unit | Heat Pump | 208 | 3 |  |  | No Match | No Match |  |  |  | 40000 | 4350 | 9.2 | 7.5 | 4300 | 4500 | 2.8 | 2.5 | Non Federally-Regulated | 09/08/1982 |  | 05/16/1984
McQuay International | McQuay | FCV/FCW/VWH/VWW024B-F |  | Water-Source | WBAHP: Heat Pump Packaged Unit | Heat Pump | 208 | 3 |  |  | No Match | No Match |  |  |  | 24400 | 2033 | 12 | 10 | 32000 | 2344 | 4 |  | Federally-Regulated Commercial & Industrial Equipment | 12/14/1998 |  | 11/17/1999
Mammoth | Mammoth | D052VSCXXX |  | Water-Source | WBAHP: Heat Pump Packaged Unit | Heat Pump | 230 | 1 |  |  | No Match | No Match |  |  |  | 52500 | 4720 | 11.1 | 9 | 62000 | 4920 | 3.7 | 3.2 | Non Federally-Regulated | 05/11/1988 |  | 03/15/1989
California Heat Pump | Aqua-Matic | 61V**-32-** |  | Water-Source | WBAHP: Heat Pump Packaged Unit | Heat Pump | 208 | 3 |  |  | No Match | No Match |  |  |  | 61000 | 6120 | 10 | 7.5 | 77000 | 6450 | 3.5 | 2.5 | Non Federally-Regulated | 06/11/1985 |  | 05/11/1988
Waterfurnace International, Inc. | Waterfurnace International, Inc. | SXH042C4 |  | Water-Source | WBAHP: Heat Pump Packaged Unit | Heat Pump | 460 | 3 |  |  | No Match | No Match |  |  |  | 42000 | 3000 | 14 | 10 | 54500 | 3131 | 5.1 |  | Federally-Regulated Commercial & Industrial Equipment | 02/02/1998 |  | 03/31/1998
Singer | Electro-Hydronics | FV260B3 |  | Water-Source | WBAHP: Heat Pump Packaged Unit | Heat Pump | 230 | 1 |  |  | No Match | No Match |  |  |  | 24000 | 2850 | 8.4 | 7.5 | 28500 | 2900 | 2.9 | 2.5 | Non Federally-Regulated | 01/05/1982 |  | 09/08/1982
Waterfurnace International, Inc. | Waterfurnace International, Inc. | SXV036C3 |  | Ground-Source | WBAHP: Heat Pump Packaged Unit | Heat Pump | 230 | 3 |  |  | No Match | No Match |  |  |  | 35400 | 2676 | 13.6 |  | 26000 | 2381 | 3.2 |  | Non Federally-Regulated | 03/31/1998 |  | 05/10/1998
ClimateMaster Inc. | Genesis Compact | GCH060BG******* |  | Water-Source | WBAHP: Heat Pump Packaged Unit | Heat Pump | 208 | 1 |  |  | No Match | No Match |  |  |  | 57900 | 4865 | 11.9 | 10 | 79200 | 5530 | 4.2 |  | Federally-Regulated Commercial & Industrial Equipment | 07/02/2003 |  | 12/21/2006
Mammoth | Hydrobank II | D025VLG |  | Ground-Water-Source | WBAHP: Heat Pump Packaged Unit | Heat Pump | 230 | 1 |  |  | No Match | No Match |  |  |  | 25000 | 1785 | 14 | 9 | 19000 | 1795 | 3.1 |  | Non Federally-Regulated | 07/22/2002 |  | 03/12/2009
ClimateMaster Inc. | Carrier Corp. | 50YFV/H060 |  | Ground-Water-Source | WBAHP: Heat Pump Packaged Unit | Heat Pump | 230 | 1 |  |  | No Match | Single-Speed |  |  |  | 63800 | 3127 | 20.4 | 16.2 | 58000 | 4250 | 4 | 3.6 | Non Federally-Regulated | 05/02/2012 |  | 04/22/2015
Waterfurnace International, Inc. | Waterfurnace International, Inc. | SXH030A0 |  | Water-Source | WBAHP: Heat Pump Packaged Unit | Heat Pump | 208 | 1 |  |  | No Match | No Match |  |  |  | 30600 | 2125 | 14.4 | 9.3 | 36600 | 2145 | 5 | 3.8 | Federally-Regulated Commercial & Industrial Equipment | 03/31/1998 |  | 05/10/1998
Econar | Econar | GC290 |  | Ground-Water-Source | WBAHP: Heat Pump Packaged Unit | Heat Pump | 208 | 1 |  |  | No Match | No Match |  |  |  | 28600 | 2087 | 13.7 | 9 | 25800 | 2290 | 3.3 |  | Non Federally-Regulated | 07/22/2002 |  | 03/12/2009
Mammoth | Hydrobank II | F035HHG |  | Water-Source | WBAHP: Heat Pump Packaged Unit | Heat Pump | 208 | 3 |  |  | No Match | No Match |  |  |  | 36600 | 2595 | 14.1 | 10 | 44600 | 2840 | 4.6 |  | Federally-Regulated Commercial & Industrial Equipment | 05/23/2000 |  | 11/14/2000
Singer | Electro-Hydronics | WM150B5 |  | Water-Source | WBAHP: Heat Pump Packaged Unit | Heat Pump | 208 | 1 |  |  | No Match | No Match |  |  |  | 14700 | 1875 | 7.8 | 7.5 | 19000 | 1900 | 2.9 | 2.5 | Non Federally-Regulated | 01/05/1982 |  | 05/16/1984
Waterfurnace International, Inc. | Waterfurnace International, Inc. | SXV036A3 |  | Water-Source | WBAHP: Heat Pump Packaged Unit | Heat Pump | 230 | 3 |  |  | No Match | No Match |  |  |  | 36000 | 2647 | 13.6 | 10 | 44500 | 2774 | 4.7 |  | Federally-Regulated Commercial & Industrial Equipment | 02/02/1998 |  | 03/31/1998
Enertech Global, LLC | Roth Industries, Inc. | RXT072D2 |  | Ground-Water-Source | WBAHP: Heat Pump Packaged Unit | Heat Pump | 208 | 3 |  |  | No Match | Single-Speed | 2873 | 710 | 1 | 75600 | 3583 | 21.1 | 16.2 | 70300 | 4791 | 4.3 | 3.6 | Non Federally-Regulated | 12/12/2012 |  | 04/21/2014
Addison Products | Addison Products | WSH036-3AR |  | Water-Source | WBAHP: Heat Pump Packaged Unit | Heat Pump | 208 | 3 |  |  | No Match | No Match |  |  |  | 35000 | 2868 | 12.2 | 9.3 | 44000 | 3070 | 4.2 | 3.8 | Federally-Regulated Commercial & Industrial Equipment | 03/31/1998 |  | 05/10/1998
Waterfurnace International, Inc. | Spectra | SXH068A0 |  | Water-Source | WBAHP-CB: Heat Pump Split Syst | Heat Pump | 208 | 1 |  |  | No Match | No Match |  |  |  | 70000 | 5983 | 11.7 | 9.2 | 80000 | 6335 | 3.7 | 3.5 | Non Federally-Regulated | 06/02/1993 |  | 06/03/1993
McQuay / Snyder General | Electro-Hydronics | CC750GP |  | Water-Source | WBAHP: Heat Pump Packaged Unit | Heat Pump | 460 | 3 |  |  | No Match | No Match |  |  |  | 74000 | 7000 | 10.5 | 9.2 | 92000 | 7500 | 3.6 | 2.5 | Non Federally-Regulated | 08/29/1986 |  | 05/11/1988
Climate Control / Snyder General | Electro-Hydronics | FC610G5 |  | Water-Source | WBAHP: Heat Pump Packaged Unit | Heat Pump | 208 | 1 |  |  | No Match | No Match |  |  |  | 61500 | 5850 | 10.5 | 7.5 | 77000 | 5785 | 3.9 | 2.5 | Non Federally-Regulated | 06/11/1985 |  | 08/29/1986
Waterfurnace International, Inc. | Waterfurnace International, Inc. | SXH010*1 |  | Water-Source | WBAHP: Heat Pump Packaged Unit | Heat Pump | 208 | 1 |  |  | No Match | No Match |  |  |  | 9800 | 653 | 15 | 10 | 12600 | 709 | 5.2 |  | Federally-Regulated Commercial & Industrial Equipment | 10/05/1999 |  | 05/19/2000
ClimateMaster Inc. | Carrier Corp. | 50PRH/V012 3 |  | Water-Source | WBAHP: Heat Pump Packaged Unit | Heat Pump | 230 | 1 |  |  | No Match | Single-Speed |  |  |  | 11700 | 867 | 13.5 | 11.2 | 15200 | 1036 | 4.3 | 4.2 | Federally-Regulated Commercial & Industrial Equipment | 01/24/2011 |  | 08/23/2011
ClimateMaster Inc. | Trane | WPRA10HAXBX |  | Water-Source | WBAHP: Heat Pump Packaged Unit | Heat Pump | 115 | 1 |  |  | No Match | No Match |  |  |  | 9500 | 850 | 11.2 | 9 | 12600 | 880 | 4.2 | 3.2 | Non Federally-Regulated | 05/11/1988 |  | 03/15/1989
Command-Aire | Command-Aire | SWPH-1033 |  | Water-Source | WBAHP: Heat Pump Packaged Unit | Heat Pump | 230 | 3 |  |  | No Match | No Match |  |  |  | 115000 | 11900 | 9.7 | 9.2 | 156000 | 12100 | 3.8 |  | Non Federally-Regulated | 05/11/1988 |  | 03/15/1989
Enertech Global, LLC | Enertech | TST066 | ACD060 | Ground-Water-Source | WBAHP-C: Heat Pump Split Syste | Heat Pump | 230 | 1 |  |  | No Match | Single-Speed | 2509 | 682 | 1 | 65100 | 3519 | 18.5 | 16.2 | 57000 | 4176 | 4 | 3.6 | Non Federally-Regulated | 08/23/2011 |  | 04/19/2013
Waterfurnace International, Inc. | Waterfurnace International, Inc. | NSZ048A4 | NRAC048* | Ground-Source | WBAHP-CB: Heat Pump Split Syst | Heat Pump | 460 | 3 |  |  | No Match | Single-Speed |  |  |  | 46200 | 2552 | 18.1 | 13.4 | 35300 | 2723 | 3.8 | 3.1 | Non Federally-Regulated | 08/23/2011 |  | 10/24/2014
Mammoth | Hydrobank II | D072HHG/VHG |  | Water-Source | WBAHP: Heat Pump Packaged Unit | Heat Pump | 208 | 1 |  |  | No Match | No Match |  |  |  | 65000 | 5000 | 13 | 9 | 83500 | 5560 | 4.4 | 3.8 | Federally-Regulated Commercial & Industrial Equipment | 10/05/1999 |  | 05/23/2000
Enertech Global, LLC | Enertech | GCT048C |  | Ground-Source | WBAHP: Heat Pump Packaged Unit | Heat Pump | 230 | 1 |  |  | No Match | Single-Speed |  |  |  | 48300 | 2808 | 17.2 | 13.4 | 38600 | 2901 | 3.9 | 3.1 | Non Federally-Regulated | 12/12/2012 |  | 04/21/2014
McQuay International | McQuay | W-WD*/WL*/WM*-1-009-A |  | Water-Source | WBAHP-O: Heat Pump Packaged Un | Heat Pump | 115 | 1 |  |  | No Match | No Match |  |  |  | 8700 | 690 | 12.6 | 10 | 11000 | 826 | 3.9 |  | Federally-Regulated Commercial & Industrial Equipment | 11/14/2000 |  | 03/12/2009
Enertech Global, LLC | Roth Industries, Inc. | RXT036A |  | Ground-Water-Source | WBAHP: Heat Pump Packaged Unit | Heat Pump | 230 | 1 |  |  | No Match | Single-Speed |  |  |  | 39800 | 1809 | 22 | 16.2 | 34300 | 2234 | 4.5 | 3.6 | Non Federally-Regulated | 01/24/2011 |  | 04/19/2013
California Heat Pump | California Heat Pump | 53V*-12-** |  | Water-Source | WBAHP: Heat Pump Packaged Unit | Heat Pump | 208 | 1 |  |  | No Match | No Match |  |  |  | 52000 | 5700 | 9.1 | 7.5 | 59000 | 5700 | 3 | 2.5 | Non Federally-Regulated | 06/11/1985 |  | 05/11/1988
McQuay / Snyder General | Electro-Hydronics | LM075C5 |  | Water-Source | WBAHP: Heat Pump Packaged Unit | Heat Pump | 208 | 1 |  |  | No Match | No Match |  |  |  | 6900 | 645 | 10.7 | 9 | 9400 | 725 | 3.8 | 3.2 | Non Federally-Regulated | 05/11/1988 |  | 03/15/1989
Florida Heat Pump | Geomaster, LLC | EV060-3CF/HZ/VT |  | Water-Source | WBAHP: Heat Pump Packaged Unit | Heat Pump | 208 | 3 |  |  | No Match | Single-Speed |  |  |  | 57500 | 4423 | 13 | 12 | 66000 | 4497 | 4.3 | 4.2 | Federally-Regulated Commercial & Industrial Equipment | 02/09/2009 |  | 08/23/2011
Mammoth | Hydrobank II | F035HHS/VHS |  | Water-Source | WBAHP: Heat Pump Packaged Unit | Heat Pump | 208 | 3 |  |  | No Match | No Match |  |  |  | 37000 | 2624 | 14.1 | 10 | 45000 | 2866 | 4.6 |  | Federally-Regulated Commercial & Industrial Equipment | 02/02/1998 |  | 03/31/1998
Florida Heat Pump | Florida Heat Pump | EM072-1HZ |  | Water-Source | WBAHP: Heat Pump Packaged Unit | Heat Pump | 230 | 1 |  |  | No Match | No Match |  |  |  | 71000 | 5107 | 13.9 | 9 | 76000 | 4842 | 4.6 | 3.8 | Federally-Regulated Commercial & Industrial Equipment | 12/14/1998 |  | 10/05/1999
McQuay / Snyder General | Electro-Hydronics | FC330G7 |  | Water-Source | WBAHP: Heat Pump Packaged Unit | Heat Pump | 265 | 1 |  |  | No Match | No Match |  |  |  | 30800 | 2852 | 10.8 | 9 | 39000 | 3090 | 3.7 | 3.2 | Non Federally-Regulated | 05/11/1988 |  | 03/15/1989
Waterfurnace International, Inc. | Eagle Mountain | ZS012**2*0 |  | Ground-Water-Source | WBAHP: Heat Pump Packaged Unit | Heat Pump | 265 | 1 |  |  | No Match | Single-Speed |  |  |  | 12500 | 687 | 18.2 | 16.2 | 12000 | 925 | 3.8 | 3.6 | Non Federally-Regulated | 01/24/2011 |  | 04/19/2013
DeMarco Energy Systems | DeMarco Energy Systems | SL100-3VT |  | Water-Source | WBAHP-CB: Heat Pump Split Syst | Heat Pump | 230 | 3 |  |  | No Match | No Match |  |  |  | 100000 | 7751 | 12.9 | 9 | 109000 | 8406 | 3.8 | 3.5 | Non Federally-Regulated | 10/02/1998 |  | 04/12/2000
Florida Heat Pump | Energy Miser | LTV20-1 |  | Ground-Water-Source | WBAHP: Heat Pump Packaged Unit | Heat Pump | 208 | 1 |  |  | No Match | No Match |  |  |  | 20000 | 1960 | 10.2 | 11 | 22800 | 2025 | 3.3 | 3.4 | Non Federally-Regulated | 07/31/1991 |  | 03/31/1998
Florida Heat Pump | Energy Miser | HE42CF-3 |  | Water-Source | WBAHP: Heat Pump Packaged Unit | Heat Pump | 208 | 3 |  |  | No Match | No Match |  |  |  | 42000 | 3620 | 11.6 | 9 | 53500 | 3825 | 4.1 | 3.2 | Non Federally-Regulated | 05/11/1988 |  | 03/15/1989
Carrier Corp. | Carrier | 50HQ,VQ0223 |  | Water-Source | WBAHP: Heat Pump Packaged Unit | Heat Pump | 208 | 1 |  |  | No Match | No Match |  |  |  | 22000 | 2100 | 10.5 | 9 | 24000 | 2100 | 3.3 | 3.2 | Non Federally-Regulated | 05/11/1988 |  | 03/15/1989
Florida Heat Pump | Florida Heat Pump | GT024-2CF/HZ/VT |  | Water-Source | WBAHP-CB: Heat Pump Split Syst | Heat Pump | 265 | 1 |  |  | No Match | No Match |  |  |  | 25500 | 2125 | 12 | 9 | 27200 | 2277 | 3.5 | 3.5 | Non Federally-Regulated | 07/22/2002 |  | 03/12/2009
Florida Heat Pump | Geomaster, LLC | ES048-1CS | ES048-1AV/AH | Ground-Water-Source | WBAHP-CB: Heat Pump Split Syst | Heat Pump | 230 | 1 |  |  | No Match | Single-Speed |  |  |  | 54000 | 2547 | 21.2 | 16.2 | 46000 | 3212 | 4.2 | 3.6 | Non Federally-Regulated | 06/15/2009 |  | 06/23/2011
Addison Products | Addison Products | VGY018-8A |  | Ground-Water-Source | WBAHP: Heat Pump Packaged Unit | Heat Pump | 265 | 1 |  |  | No Match | No Match |  |  |  | 18200 | 1358 | 13.4 | 9 | 14100 | 1291 | 3.2 |  | Non Federally-Regulated | 11/14/2000 |  | 07/18/2002
Waterfurnace International, Inc. | Johnson Controls | RKV/RKH042**5*0 |  | Ground-Source | WBAHP: Heat Pump Packaged Unit | Heat Pump | 575 | 3 |  |  | No Match | Single-Speed |  |  |  | 41600 | 2237 | 18.6 | 13.4 | 27500 | 2178 | 3.7 | 3.1 | Non Federally-Regulated | 09/03/2012 |  | 01/09/2014
McQuay International | McQuay | HWH/HWW012C-G |  | Water-Source | WBAHP: Heat Pump Packaged Unit | Heat Pump | 230 | 1 |  |  | No Match | No Match |  |  |  | 11700 | 1063 | 11 | 10 | 14200 | 1094 | 3.8 |  | Federally-Regulated Commercial & Industrial Equipment | 11/17/1999 |  | 09/21/2000
Inter-City Products Corp. | McQuay | CCH009C*N |  | Water-Source | WBAHP: Heat Pump Packaged Unit | Heat Pump | 265 | 1 |  |  | No Match | No Match |  |  |  | 8800 | 830 | 10.6 | 9.3 | 11400 | 880 | 3.8 | 3.8 | Non Federally-Regulated | 07/31/1991 |  | 03/31/1998
Florida Heat Pump | Florida Heat Pump | EM036-1HZ |  | Water-Source | WBAHP: Heat Pump Packaged Unit | Heat Pump | 230 | 1 |  |  | No Match | No Match |  |  |  | 35000 | 2500 | 14 | 10 | 42000 | 2735 | 4.5 |  | Federally-Regulated Commercial & Industrial Equipment | 12/14/1998 |  | 10/05/1999
Waterfurnace International, Inc. | Waterfurnace International, Inc. | P013**0 |  | Ground-Water-Source | WBAHP: Heat Pump Packaged Unit | Heat Pump | 230 | 1 |  |  | No Match | No Match |  |  |  | 13300 | 847 | 15.7 | 9 | 9700 | 861 | 3.3 |  | Non Federally-Regulated | 05/19/2000 |  | 07/18/2002
Waterfurnace International, Inc. | American Standard, Inc. | AVGX036**1**1 |  | Ground-Source | WBAHP: Heat Pump Packaged Unit | Heat Pump | 208 | 1 |  |  | No Match | Variable-Speed |  |  |  | 36000 | 1636 | 22 | 13.4 | 32000 | 2680 | 3.5 | 3.1 | Non Federally-Regulated | 12/12/2012 |  | 10/24/2014
Waterfurnace International, Inc. | Johnson Controls | RKV/RKH064**0*1 |  | Water-Source | WBAHP: Heat Pump Packaged Unit | Heat Pump | 230 | 1 |  |  | No Match | Single-Speed |  |  |  | 62000 | 3804 | 16.3 | 12 | 70600 | 3979 | 5.2 | 4.2 | Federally-Regulated Commercial & Industrial Equipment | 09/03/2012 |  | 01/09/2014
Friedrich Climate Master | Climate Master Series | 803-042-F******** |  | Water-Source | WBAHP: Heat Pump Packaged Unit | Heat Pump | 460 | 3 |  |  | No Match | No Match |  |  |  | 43000 | 4000 | 10.8 | 7.5 | 57000 | 4200 | 4 | 2.5 | Non Federally-Regulated | 08/29/1986 |  | 05/11/1988
McQuay / Snyder General | Electro-Hydronics | LM75C5 |  | Water-Source | WBAHP: Heat Pump Packaged Unit | Heat Pump | 208 | 1 |  |  | No Match | No Match |  |  |  | 6900 | 645 | 10.7 | 7.5 | 9500 | 730 | 3.8 | 2.5 | Non Federally-Regulated | 08/29/1986 |  | 05/11/1988
Waterfurnace International, Inc. | Waterfurnace International, Inc. | SXV010A0 |  | Water-Source | WBAHP: Heat Pump Packaged Unit | Heat Pump | 208 | 1 |  |  | No Match | No Match |  |  |  | 9800 | 653 | 15 | 10 | 12600 | 710 | 5.2 |  | Federally-Regulated Commercial & Industrial Equipment | 02/02/1998 |  | 03/31/1998
Addison Products | Addison Products | DWPG017-1B-XL* |  | Ground-Water-Source | WBAHP: Heat Pump Packaged Unit | Heat Pump | 230 | 1 |  |  | No Match | No Match |  |  |  | 16700 | 1176 | 14.2 | 11 | 18100 | 1262 | 4.2 | 3.5 | Non Federally-Regulated | 03/31/1998 |  | 05/10/1998
Bard Manufacturing Company, Inc. | Bard | QW481-A |  | Ground-Water-Source | WBAHP: Heat Pump Packaged Unit | Heat Pump | 230 | 1 |  |  | No Match | No Match |  |  |  | 45000 | 3020 | 14.9 | 9 | 30200 | 2854 | 3.1 |  | Non Federally-Regulated | 07/22/2002 |  | 03/12/2009
Waterfurnace International, Inc. | Waterfurnace International, Inc. | SXH095*4 |  | Ground-Water-Source | WBAHP: Heat Pump Packaged Unit | Heat Pump | 460 | 3 |  |  | No Match | No Match |  |  |  | 96000 | 7164 | 13.4 | 9 | 66500 | 6958 | 2.8 |  | Non Federally-Regulated | 10/06/1999 |  | 05/19/2000
ClimateMaster Inc. | Climate Master Series | HS/VS036G |  | Water-Source | WBAHP: Heat Pump Packaged Unit | Heat Pump | 230 | 1 |  |  | No Match | No Match |  |  |  | 35000 | 3181 | 11 | 10 | 42500 | 3192 | 3.9 |  | Federally-Regulated Commercial & Industrial Equipment | 01/22/2003 |  | 03/12/2009
Geoflex Systems, Inc. | Geoflex Systems, Inc. | GF1S-V/H/D/M-048WABBP |  | Ground-Source | WBAHP: Heat Pump Packaged Unit | Both Heat Pump and Electric Re | 265 | 1 |  |  | No Match | Single-Speed |  |  |  | 50300 | 2634 | 19.1 | 13.4 | 37300 | 2803 | 3.9 | 3.1 | Non Federally-Regulated | 11/30/2011 |  | 03/02/2012
Florida Heat Pump | Geomaster, LLC | EC041-3CS | EC041-1AH/AV | Water-Source | WBAHP-CB: Heat Pump Split Syst | Heat Pump | 230 | 3 |  |  | No Match | Single-Speed |  |  |  | 37000 | 3008 | 12.3 | 12 | 48000 | 3349 | 4.2 | 4.2 | Federally-Regulated Commercial & Industrial Equipment | 04/23/2009 |  | 04/20/2015
Waterfurnace International, Inc. | Waterfurnace International, Inc. | SXH048C0 |  | Ground-Water-Source | WBAHP: Heat Pump Packaged Unit | Heat Pump | 208 | 1 |  |  | No Match | No Match |  |  |  | 51500 | 3843 | 13.4 | 9 | 36000 | 3403 | 3.1 |  | Non Federally-Regulated | 01/30/1998 |  | 10/02/1998
McQuay / Snyder General | Electro-Hydronics | CC90G5 |  | Water-Source | WBAHP: Heat Pump Packaged Unit | Heat Pump | 208 | 1 |  |  | No Match | No Match |  |  |  | 9000 | 855 | 10.5 | 7.5 | 11000 | 920 | 3.5 | 2.5 | Non Federally-Regulated | 08/29/1986 |  | 05/11/1988
Climate Control / Snyder General | Electro-Hydronics | FC400GP |  | Water-Source | WBAHP: Heat Pump Packaged Unit | Heat Pump | 460 | 3 |  |  | No Match | No Match |  |  |  | 39600 | 3960 | 10 | 7.5 | 45000 | 3880 | 3.4 | 2.5 | Non Federally-Regulated | 06/11/1985 |  | 08/29/1986
Friedrich Climate Master | Climate Master Series | 814-019-G******** |  | Water-Source | WBAHP: Heat Pump Packaged Unit | Heat Pump | 230 | 1 |  |  | No Match | No Match |  |  |  | 18500 | 1762 | 10.5 | 7.5 | 22000 | 1742 | 3.7 | 2.5 | Non Federally-Regulated | 08/29/1986 |  | 05/11/1988
McQuay International | McQuay | W-CDS/CME/CMS-1-009-E |  | Water-Source | WBAHP: Heat Pump Packaged Unit | Heat Pump | 230 | 1 |  |  | No Match | No Match |  |  |  | 8700 | 790 | 11 | 10 | 12000 | 901 | 3.9 |  | Federally-Regulated Commercial & Industrial Equipment | 10/05/1999 |  | 09/21/2000
Geosystems, LLC | Geosystems, LLC | GH380 |  | Ground-Water-Source | WBAHP: Heat Pump Packaged Unit | Both Heat Pump and Electric Re | 208 | 1 |  |  | No Match | Dual-Speed |  |  |  | 37000 | 2202 | 16.8 | 16.2 | 34500 | 2466 | 4.1 | 3.6 | Non Federally-Regulated | 06/23/2011 |  | 04/19/2013
Mammoth | Hydrobank II | F035HLH |  | Ground-Water-Source | WBAHP: Heat Pump Packaged Unit | Heat Pump | 208 | 3 |  |  | No Match | No Match |  |  |  | 34500 | 2464 | 14 | 9 | 26500 | 2504 | 3.1 |  | Non Federally-Regulated | 06/27/2003 |  | 03/12/2009
McQuay / Snyder General | Electro-Hydronics | VE70G7 |  | Water-Source | WBAHP: Heat Pump Packaged Unit | Heat Pump | 265 | 1 |  |  | No Match | No Match |  |  |  | 6900 | 645 | 10.7 | 7.5 | 8800 | 700 | 3.7 | 2.5 | Non Federally-Regulated | 08/29/1986 |  | 05/11/1988
Florida Heat Pump | Florida Heat Pump | GT030-2CS | GT030-2AH/AV | Water-Source | WBAH: Heating Only Packaged Un | Heat Pump | 265 | 1 |  |  | No Match | No Match |  |  |  | 29800 | 2143 | 13.9 | 9 | 32000 | 2404 | 3.9 | 3.5 | Non Federally-Regulated | 04/12/2000 |  | 05/23/2001
Waterfurnace International, Inc. | Eagle Mountain | ZS023**4*4 |  | Water-Source | WBAHP: Heat Pump Packaged Unit | Heat Pump | 460 | 3 |  |  | No Match | Single-Speed |  |  |  | 23000 | 1533 | 15 | 12 | 26000 | 1621 | 4.7 | 4.2 | Federally-Regulated Commercial & Industrial Equipment | 06/14/2011 |  | 04/19/2013
Waterfurnace International, Inc. | Waterfurnace International, Inc. | ATV010C1 |  | Ground-Source | WBAHP: Heat Pump Packaged Unit | Heat Pump | 230 | 1 |  |  | No Match | No Match |  |  |  | 9900 | 642 | 15.4 |  | 7400 | 657 | 3.3 |  | Non Federally-Regulated | 03/31/1998 |  | 05/10/1998
Florida Heat Pump | Florida Heat Pump | EM031-2VT |  | Water-Source | WBAHP: Heat Pump Packaged Unit | Heat Pump | 265 | 1 |  |  | No Match | No Match |  |  |  | 32000 | 2285 | 14 | 9.3 | 42000 | 2735 | 4.5 | 3.8 | Federally-Regulated Commercial & Industrial Equipment | 03/31/1998 |  | 05/10/1998
McQuay International | McQuay | W-WD*/WL*/WM*-1-019-J |  | Water-Source | WBAHP-O: Heat Pump Packaged Un | Heat Pump | 265 | 1 |  |  | No Match | No Match |  |  |  | 18200 | 1444 | 12.6 | 10 | 20300 | 1565 | 3.8 |  | Federally-Regulated Commercial & Industrial Equipment | 09/21/2000 |  | 11/14/2000
Waterfurnace International, Inc. | Waterfurnace International, Inc. | NSZ060A0 | NRAC060* | Ground-Source | WBAHP-CB: Heat Pump Split Syst | Heat Pump | 208 | 1 |  |  | No Match | Single-Speed |  |  |  | 57000 | 3353 | 17 | 13.4 | 44500 | 3623 | 3.6 | 3.1 | Non Federally-Regulated | 01/24/2011 |  | 03/02/2012
Addison Products | Addison Products | WRH064-1JC | HRH064-1J/1JB | Water-Source | WBAHP-C: Heat Pump Split Syste | Heat Pump | 230 | 1 |  |  | No Match | No Match |  |  |  | 58000 | 4715 | 12.3 | 10 | 76000 | 5861 | 3.8 |  | Federally-Regulated Commercial & Industrial Equipment | 12/14/1998 |  | 04/12/2000
Waterfurnace International, Inc. | Geosmart Energy, Inc. | YS030**1*0 |  | Ground-Source | WBAHP: Heat Pump Packaged Unit | Heat Pump | 230 | 1 |  |  | No Match | Single-Speed |  |  |  | 29000 | 1706 | 17 | 13.4 | 22800 | 1909 | 3.5 | 3.1 | Non Federally-Regulated | 01/24/2011 |  | 05/01/2015
Climate Control / Snyder General | Electro-Hydronics | UW610F5 |  | Water-Source | WBAHP: Heat Pump Packaged Unit | Heat Pump | 208 | 1 |  |  | No Match | No Match |  |  |  | 61500 | 5850 | 10.5 | 7.5 | 77000 | 5785 | 3.9 | 2.5 | Non Federally-Regulated | 06/11/1985 |  | 08/29/1986
Florida Heat Pump | Geomaster, LLC | EC036-1CF/HZ/VT |  | Ground-Water-Source | WBAHP: Heat Pump Packaged Unit | Heat Pump | 230 | 1 |  |  | No Match | Single-Speed |  |  |  | 40200 | 2062 | 19.5 | 16.2 | 36200 | 2161 | 4 | 3.6 | Non Federally-Regulated | 04/30/2009 |  | 04/20/2015
Mammoth | Mammoth | G124H |  | Water-Source | WBAHP: Heat Pump Packaged Unit | Heat Pump | 460 | 3 |  |  | No Match | No Match |  |  |  | 111000 | 12750 | 8.7 | 7.5 | 134000 | 13500 | 2.9 | 2.2 | Non Federally-Regulated | 09/08/1982 |  | 05/16/1984
Waterfurnace International, Inc. | Waterfurnace International, Inc. | SXV068C0 |  | Water-Source | WBAHP: Heat Pump Packaged Unit | Heat Pump | 230 | 1 |  |  | No Match | No Match |  |  |  | 65000 | 5200 | 12.5 | 10.5 | 84000 | 5470 | 4.5 | 3.8 | Federally-Regulated Commercial & Industrial Equipment | 03/31/1998 |  | 05/10/1998
McQuay / Snyder General | Electro-Hydronics | FW330GK |  | Water-Source | WBAHP: Heat Pump Packaged Unit | Heat Pump | 208 | 3 |  |  | No Match | No Match |  |  |  | 33000 | 3050 | 10.8 | 7.5 | 39000 | 3090 | 3.7 | 2.5 | Non Federally-Regulated | 08/29/1986 |  | 05/11/1988
Mammoth | Hydrobank II | D019CHF |  | Water-Source | WBAHP-O: Heat Pump Packaged Un | Heat Pump | 208 | 1 |  |  | No Match | No Match |  |  |  | 17200 | 1522 | 11.3 | 10 | 21800 | 1680 | 3.8 |  | Federally-Regulated Commercial & Industrial Equipment | 05/23/2000 |  | 01/18/2001
Bard Manufacturing Company, Inc. | Bard | QW361-A |  | Ground-Water-Source | WBAHP: Heat Pump Packaged Unit | Heat Pump | 208 | 1 |  |  | No Match | No Match |  |  |  | 33400 | 2113 | 15.8 | 9 | 23200 | 2124 | 3.2 |  | Non Federally-Regulated | 07/22/2002 |  | 03/12/2009
Waterfurnace International, Inc. | Waterfurnace International, Inc. | SXV013A2 |  | Ground-Water-Source | WBAHP: Heat Pump Packaged Unit | Heat Pump | 265 | 1 |  |  | No Match | No Match |  |  |  | 13300 | 847 | 15.7 | 9 | 9700 | 861 | 3.3 |  | Non Federally-Regulated | 01/30/1998 |  | 03/31/1998
Mammoth | Hydrobank II | D014HHE/VHE |  | Water-Source | WBAHP: Heat Pump Packaged Unit | Heat Pump | 208 | 1 |  |  | No Match | No Match |  |  |  | 13200 | 1015 | 13 | 10 | 17800 | 1303 | 4 |  | Federally-Regulated Commercial & Industrial Equipment | 10/05/1999 |  | 05/23/2000
Florida Heat Pump | Florida Heat Pump | EM048-5CS | EM048-5AH/AV | Water-Source | WBAH: Heating Only Packaged Un | Heat Pump | 575 | 3 |  |  | No Match | No Match |  |  |  | 51000 | 4434 | 11.5 | 9 | 57000 | 4771 | 3.5 | 3.5 | Non Federally-Regulated | 05/23/2001 |  | 07/18/2002
Bard Manufacturing Company, Inc. | Bard | WPV30C |  | Ground-Water-Source | WBAHP: Heat Pump Packaged Unit | Heat Pump | 208 | 1 |  |  | No Match | No Match |  |  |  | 27000 | 2076 | 13 | 9 | 19000 | 1988 | 2.8 |  | Non Federally-Regulated | 01/30/1998 |  | 10/02/1998
Florida Heat Pump | Florida Heat Pump | EM120-4CS | EM120-4AH/AV | Ground-Water-Source | WBAHP-CB: Heat Pump Split Syst | Heat Pump | 460 | 3 |  |  | No Match | No Match |  |  |  | 121500 | 8617 | 14.1 | 9 | 92000 | 8423 | 3.2 |  | Non Federally-Regulated | 07/22/2002 |  | 03/12/2009
Waterfurnace International, Inc. | Eagle Mountain | ZS070**0*4 |  | Water-Source | WBAHP: Heat Pump Packaged Unit | Heat Pump | 230 | 1 |  |  | No Match | Single-Speed |  |  |  | 63000 | 4406 | 14.3 | 12 | 79000 | 4926 | 4.7 | 4.2 | Federally-Regulated Commercial & Industrial Equipment | 06/14/2011 |  | 03/02/2012
McQuay / Snyder General | Electro-Hydronics | UC400GP |  | Water-Source | WBAHP: Heat Pump Packaged Unit | Heat Pump | 460 | 3 |  |  | No Match | No Match |  |  |  | 39600 | 3960 | 10 | 7.5 | 45000 | 3880 | 3.4 | 2.5 | Non Federally-Regulated | 08/29/1986 |  | 05/11/1988
Waterfurnace International, Inc. | Waterfurnace International, Inc. | SXV042C1 |  | Ground-Water-Source | WBAHP: Heat Pump Packaged Unit | Heat Pump | 208 | 1 |  |  | No Match | No Match |  |  |  | 44500 | 3201 | 13.9 | 9 | 31800 | 2824 | 3.3 |  | Non Federally-Regulated | 01/30/1998 |  | 03/31/1998
Mammoth | Hydrobank II | D064VHG |  | Water-Source | WBAHP: Heat Pump Packaged Unit | Heat Pump | 208 | 1 |  |  | No Match | No Match |  |  |  | 63500 | 4738 | 13.4 | 10 | 81500 | 5824 | 4.1 |  | Federally-Regulated Commercial & Industrial Equipment | 05/23/2000 |  | 01/18/2001
McQuay International | McQuay | W-FMS/FME/FDE-1-024-F |  | Water-Source | WBAHP: Heat Pump Packaged Unit | Heat Pump | 230 | 3 |  |  | No Match | No Match |  |  |  | 24400 | 2033 | 12 | 10 | 32000 | 2343 | 4 |  | Federally-Regulated Commercial & Industrial Equipment | 10/05/1999 |  | 09/21/2000
Waterfurnace International, Inc. | Eagle Mountain | GTS072A1 | GAH060* | Ground-Source | WBAHP-CB: Heat Pump Split Syst | Heat Pump | 208 | 1 |  |  | No Match | Dual-Speed |  |  |  | 62700 | 4180 | 15 | 13.4 | 50300 | 4336 | 3.4 | 3.1 | Non Federally-Regulated | 01/24/2011 |  | 04/19/2013
Command-Aire | Command-Aire | GXUA0191 |  | Water-Source | WBAHP: Heat Pump Packaged Unit | Heat Pump | 208 | 1 |  |  | No Match | No Match |  |  |  | 18000 | 1621 | 11.1 | 10 | 24000 | 1674 | 4.2 |  | Federally-Regulated Commercial & Industrial Equipment | 12/14/1998 |  | 03/12/2009
ClimateMaster Inc. | Climate Master Series | HS/VS012G |  | Water-Source | WBAHP: Heat Pump Packaged Unit | Heat Pump | 230 | 1 |  |  | No Match | No Match |  |  |  | 12200 | 1089 | 11.2 | 10 | 16200 | 1186 | 4 |  | Federally-Regulated Commercial & Industrial Equipment | 11/14/2000 |  | 01/18/2001
Waterfurnace International, Inc. | Geotility Geothermal Installations | ZS036**3*1 |  | Water-Source | WBAHP: Heat Pump Packaged Unit | Heat Pump | 230 | 3 |  |  | No Match | Single-Speed |  |  |  | 33300 | 2220 | 15 | 12 | 40600 | 2479 | 4.8 | 4.2 | Federally-Regulated Commercial & Industrial Equipment | 01/24/2011 |  | 04/19/2013
Command-Aire | Command-Aire | RUWP-204 |  | Water-Source | WBAHP: Heat Pump Packaged Unit | Heat Pump | 460 | 3 |  |  | No Match | No Match |  |  |  | 25000 | 2440 | 10.6 | 7.5 | 31200 | 2420 | 3.8 | 2.5 | Non Federally-Regulated | 08/30/1983 |  | 08/29/1986
Waterfurnace International, Inc. | Waterfurnace International, Inc. | SXV068B3 |  | Ground-Source | WBAHP: Heat Pump Packaged Unit | Heat Pump | 230 | 3 |  |  | No Match | No Match |  |  |  | 66000 | 5500 | 12 |  | 52000 | 5080 | 3 |  | Non Federally-Regulated | 03/31/1998 |  | 05/10/1998
Waterfurnace International, Inc. | Rybacki - Hart Enterprises | ZS036**2*4 |  | Ground-Water-Source | WBAHP: Heat Pump Packaged Unit | Heat Pump | 265 | 1 |  |  | No Match | Single-Speed |  |  |  | 37700 | 1639 | 23 | 16.2 | 33000 | 2249 | 4.3 | 3.6 | Non Federally-Regulated | 06/14/2011 |  | 03/02/2012
Command-Aire | Command-Aire | RUWP-203 |  | Water-Source | WBAHP: Heat Pump Packaged Unit | Heat Pump | 208 | 3 |  |  | No Match | No Match |  |  |  | 25000 | 2440 | 10.6 | 7.5 | 31200 | 2420 | 3.8 | 2.5 | Non Federally-Regulated | 01/05/1982 |  | 09/08/1982
Carrier Corp. | Carrier | 50QEV0303 |  | Water-Source | WBAHP: Heat Pump Packaged Unit | Heat Pump | 230 | 1 |  |  | No Match | No Match |  |  |  | 31200 | 2695 | 11.6 | 9 | 36800 | 2661 | 4 | 3.2 | Non Federally-Regulated | 03/15/1989 |  | 02/22/1990
Waterfurnace International, Inc. | Geosmart Energy, Inc. | ZS070**3*4 |  | Water-Source | WBAHP: Heat Pump Packaged Unit | Heat Pump | 230 | 3 |  |  | No Match | Single-Speed |  |  |  | 63000 | 4406 | 14.3 | 12 | 79000 | 4926 | 4.7 | 4.2 | Federally-Regulated Commercial & Industrial Equipment | 06/14/2011 |  | 03/02/2012
Geoflex Systems, Inc. | Geoflex Systems, Inc. | GF1T-V/H/D/M-026WAABE |  | Water-Source | WBAHP: Heat Pump Packaged Unit | Both Heat Pump and Electric Re | 230 | 1 |  |  | No Match | Dual-Speed |  |  |  | 25600 | 1600 | 16 | 12 | 30900 | 1677 | 5.4 | 4.2 | Federally-Regulated Commercial & Industrial Equipment | 11/30/2011 |  | 01/09/2014
Waterfurnace International, Inc. | Waterfurnace International, Inc. | SXV058C1 |  | Water-Source | WBAHP: Heat Pump Packaged Unit | Heat Pump | 230 | 1 |  |  | No Match | No Match |  |  |  | 55000 | 4044 | 13.6 | 10 | 69000 | 4493 | 4.5 |  | Federally-Regulated Commercial & Industrial Equipment | 12/14/1998 |  | 10/05/1999
Florida Heat Pump | Florida Heat Pump | EM028-1VT/HZ/CF |  | Water-Source | WBAHP: Heat Pump Packaged Unit | Heat Pump | 230 | 1 |  |  | No Match | No Match |  |  |  | 28000 | 1971 | 14.2 | 10 | 33400 | 2174 | 4.5 |  | Federally-Regulated Commercial & Industrial Equipment | 10/05/1999 |  | 04/12/2000
McQuay International | McQuay | W-CMG-1-042-K |  | Ground-Water-Source | WBAHP: Heat Pump Packaged Unit | Heat Pump | 460 | 3 |  |  | No Match | No Match |  |  |  | 41000 | 3059 | 13.4 | 9 | 27600 | 2788 | 2.9 |  | Non Federally-Regulated | 09/21/2000 |  | 07/18/2002
American Air Filter | Enercon | DHW41 |  | Water-Source | WBAHP: Heat Pump Packaged Unit | Heat Pump | 230 | 3 |  |  | No Match | No Match |  |  |  | 41500 | 3615 | 11.5 | 7.5 | 46500 | 3585 | 3.8 | 2.5 | Non Federally-Regulated | 05/16/1984 |  | 06/11/1985
ClimateMaster Inc. | Carrier Corp. | 50YEH/V/D018K |  | Ground-Source | WBAHP: Heat Pump Packaged Unit | Heat Pump | 208 | 1 |  |  | No Match | Single-Speed |  |  |  | 20200 | 1041 | 19.4 | 13.4 | 14500 | 1090 | 3.9 | 3.1 | Non Federally-Regulated | 10/24/2014 |  | 04/22/2015
Florida Heat Pump | Florida Heat Pump | EM009-2HZ |  | Water-Source | WBAHP: Heat Pump Packaged Unit | Heat Pump | 265 | 1 |  |  | No Match | No Match |  |  |  | 9500 | 760 | 12.5 | 9.3 | 13000 | 846 | 4.5 | 3.8 | Federally-Regulated Commercial & Industrial Equipment | 03/31/1998 |  | 05/10/1998
Waterfurnace International, Inc. | Eagle Mountain | ZS036**3*1 |  | Ground-Water-Source | WBAHP: Heat Pump Packaged Unit | Heat Pump | 230 | 3 |  |  | No Match | Single-Speed |  |  |  | 37700 | 1639 | 23 | 16.2 | 33000 | 2249 | 4.3 | 3.6 | Non Federally-Regulated | 03/02/2012 |  | 04/19/2013
Florida Heat Pump | Energy Miser | HECS62-1 | HEAH62-1 | Water-Source | WBAHP-C: Heat Pump Split Syste | Heat Pump | 208 | 1 |  |  | No Match | No Match |  |  |  | 60000 | 5610 | 10.7 | 9.3 | 80000 | 6335 | 3.7 | 3.8 | Non Federally-Regulated | 07/31/1991 |  | 03/31/1998
Addison Products | Heat Controller | VWPG066-1B-XL |  | Ground-Water-Source | WBAHP: Heat Pump Packaged Unit | Heat Pump | 230 | 1 |  |  | No Match | No Match |  |  |  | 65000 | 5118 | 12.7 | 9 | 48000 | 5022 | 2.8 |  | Non Federally-Regulated | 10/06/1999 |  | 04/10/2000
Mammoth | Mammoth | D027HSAXXX |  | Ground-Water-Source | WBAHP: Heat Pump Packaged Unit | Heat Pump | 230 | 1 |  |  | No Match | No Match |  |  |  | 28600 | 2805 | 10.2 |  | 34600 | 3075 | 3.3 |  | Non Federally-Regulated | 05/11/1988 |  | 03/15/1989
Florida Heat Pump | Geomaster, LLC | EC036-4CF/HZ/VT |  | Water-Source | WBAHP: Heat Pump Packaged Unit | Heat Pump | 460 | 3 |  |  | No Match | Single-Speed |  |  |  | 36000 | 2609 | 13.8 | 12 | 46000 | 2995 | 4.5 | 4.2 | Federally-Regulated Commercial & Industrial Equipment | 04/30/2009 |  | 04/20/2015
Waterfurnace International, Inc. | Eagle Mountain | ZS070**0*4 |  | Water-Source | WBAHP: Heat Pump Packaged Unit | Heat Pump | 230 | 1 |  |  | No Match | Single-Speed |  |  |  | 63000 | 4406 | 14.3 | 12 | 79000 | 4926 | 4.7 | 4.2 | Federally-Regulated Commercial & Industrial Equipment | 03/02/2012 |  | 04/19/2013
Waterfurnace International, Inc. | Geotility Geothermal Installations | YS042**1*4 |  | Ground-Water-Source | WBAHP: Heat Pump Packaged Unit | Heat Pump | 208 | 1 |  |  | No Match | Single-Speed |  |  |  | 45800 | 1949 | 23.5 | 16.2 | 37000 | 2522 | 4.3 | 3.6 | Non Federally-Regulated | 01/24/2011 |  | 04/19/2013
McQuay / Snyder General | Electro-Hydronics | VE200F5 |  | Water-Source | WBAHP: Heat Pump Packaged Unit | Heat Pump | 208 | 1 |  |  | No Match | No Match |  |  |  | 19000 | 1780 | 10.7 | 9 | 25600 | 1920 | 3.9 | 3.2 | Non Federally-Regulated | 05/11/1988 |  | 03/15/1989
Mammoth | Hydrobank II | G036VHJ |  | Water-Source | WBAHP: Heat Pump Packaged Unit | Heat Pump | 460 | 3 |  |  | No Match | No Match |  |  |  | 35000 | 3365 | 10.4 | 10 | 46000 | 3455 | 3.9 |  | Federally-Regulated Commercial & Industrial Equipment | 01/18/2001 |  | 07/18/2002
Waterfurnace International, Inc. | Waterfurnace International, Inc. | SXV068C0 |  | Ground-Water-Source | WBAHP: Heat Pump Packaged Unit | Heat Pump | 230 | 1 |  |  | No Match | No Match |  |  |  | 66000 | 5500 | 12 | 9 | 52000 | 5080 | 3 |  | Non Federally-Regulated | 12/14/1998 |  | 10/06/1999
Waterfurnace International, Inc. | Spectra | SXH042A4 |  | Water-Source | WBAHP-CB: Heat Pump Split Syst | Heat Pump | 460 | 3 |  |  | No Match | No Match |  |  |  | 44000 | 3359 | 13.1 | 9 | 46000 | 3369 | 4 | 3.5 | Non Federally-Regulated | 06/02/1993 |  | 06/03/1993
Tetco | Tetco | ES112.5 |  | Ground-Source | WBAHP: Heat Pump Packaged Unit | Heat Pump | 230 | 1 |  |  | No Match | No Match |  |  |  | 26200 | 1898 | 13.8 |  | 21200 | 1882 | 3.3 |  | Non Federally-Regulated | 03/31/1998 |  | 05/10/1998
ClimateMaster Inc. | Carrier Corp. | 50P1H/V024 |  | Water-Source | WBAHP: Heat Pump Packaged Unit | Heat Pump | 208 | 1 |  |  | No Match | Single-Speed |  |  |  | 23700 | 1769 | 13.4 | 12 | 28500 | 1777 | 4.7 | 4.2 | Federally-Regulated Commercial & Industrial Equipment | 10/24/2014 |  | 04/22/2015
ClimateMaster Inc. | Climate Master Series | GSV/GSH060AH |  | Water-Source | WBAHP: Heat Pump Packaged Unit | Heat Pump | 208 | 3 |  |  | No Match | No Match |  |  |  | 59500 | 4375 | 13.6 | 10 | 77100 | 4806 | 4.7 |  | Federally-Regulated Commercial & Industrial Equipment | 04/12/2000 |  | 11/19/2002
Inter-City Products Corp. | McQuay | LHP15BD |  | Water-Source | WBAHP: Heat Pump Packaged Unit | Heat Pump | 230 | 3 |  |  | No Match | No Match |  |  |  | 178000 | 16950 | 10.5 |  | 227000 | 17600 | 3.8 | 3.8 | Non Federally-Regulated | 07/31/1991 |  | 03/31/1998
Addison Products | Addison Products | HGY120-4A |  | Water-Source | WBAHP-CB: Heat Pump Split Syst | Heat Pump | 460 | 3 |  |  | No Match | No Match |  |  |  | 110400 | 8492 | 13 | 9 | 137100 | 11477 | 3.5 | 3.5 | Non Federally-Regulated | 01/24/2002 |  | 07/18/2002
Mammoth | Hydrobank II | D013HHG/VHG |  | Water-Source | WBAHP: Heat Pump Packaged Unit | Heat Pump | 230 | 1 |  |  | No Match | No Match |  |  |  | 12500 | 1190 | 10.5 | 10 | 17200 | 1326 | 3.8 |  | Federally-Regulated Commercial & Industrial Equipment | 12/14/1998 |  | 05/23/2000
Florida Heat Pump | Florida Heat Pump | GT048-1CF/HZ/VT |  | Ground-Water-Source | WBAHP: Heat Pump Packaged Unit | Heat Pump | 230 | 1 |  |  | No Match | No Match |  |  |  | 49000 | 3602 | 13.6 | 9 | 37000 | 3188 | 3.4 |  | Non Federally-Regulated | 07/22/2002 |  | 03/12/2009
Marvair | Marvair | WHP25HPA |  | Water-Source | WBAHP: Heat Pump Packaged Unit | Heat Pump | 208 | 1 |  |  | No Match | No Match |  |  |  | 24500 | 2207 | 11.1 | 9 | 29900 | 2247 | 3.9 | 3.2 | Federally-Regulated Commercial & Industrial Equipment | 02/22/1988 |  | 05/11/1988
American Air Filter | Enercon | EVW-51 |  | Water-Source | WBAHP: Heat Pump Packaged Unit | Heat Pump | 460 | 3 |  |  | No Match | No Match |  |  |  | 51000 | 4809 | 10.6 | 9 | 63000 | 5276 | 3.5 | 3.2 | Non Federally-Regulated | 05/11/1988 |  | 03/15/1989
Waterfurnace International, Inc. | Eagle Mountain | ZS036**0*1 |  | Ground-Water-Source | WBAHP: Heat Pump Packaged Unit | Heat Pump | 230 | 1 |  |  | No Match | Single-Speed |  |  |  | 37700 | 1639 | 23 | 16.2 | 33000 | 2249 | 4.3 | 3.6 | Non Federally-Regulated | 01/24/2011 |  | 03/02/2012
Climate Control / Snyder General | Trane | WPVA26XC* |  | Water-Source | WBAHP: Heat Pump Packaged Unit | Heat Pump | 230 | 1 |  |  | No Match | No Match |  |  |  | 26000 | 2453 | 10.6 | 7.5 | 31600 | 2503 | 3.7 | 2.5 | Non Federally-Regulated | 08/29/1986 |  | 05/11/1988
Waterfurnace International, Inc. | Eagle Mountain | ZS023**3*0 |  | Water-Source | WBAHP: Heat Pump Packaged Unit | Heat Pump | 208 | 3 |  |  | No Match | Single-Speed |  |  |  | 23000 | 1586 | 14.5 | 12 | 26000 | 1693 | 4.5 | 4.2 | Federally-Regulated Commercial & Industrial Equipment | 01/24/2011 |  | 04/19/2013
Waterfurnace International, Inc. | WFI Industries, Ltd. | ZS060**0*4 |  | Water-Source | WBAHP: Heat Pump Packaged Unit | Heat Pump | 230 | 1 |  |  | No Match | Single-Speed |  |  |  | 58400 | 3817 | 15.3 | 12 | 72500 | 4521 | 4.7 | 4.2 | Federally-Regulated Commercial & Industrial Equipment | 06/14/2011 |  | 03/02/2012
Waterfurnace International, Inc. | Eagle Mountain | ZS024**4*0 |  | Ground-Source | WBAHP: Heat Pump Packaged Unit | Heat Pump | 460 | 3 |  |  | No Match | Single-Speed |  |  |  | 24400 | 1435 | 17 | 13.4 | 17500 | 1465 | 3.5 | 3.1 | Non Federally-Regulated | 01/24/2011 |  | 04/19/2013
Inter-City Products Corp. | McQuay | CCH036C*G |  | Water-Source | WBAHP: Heat Pump Packaged Unit | Heat Pump | 208 | 1 |  |  | No Match | No Match |  |  |  | 35600 | 3017 | 11.8 | 9.3 | 43000 | 3243 | 3.9 | 3.8 | Non Federally-Regulated | 07/31/1991 |  | 03/31/1998
American Air Filter | Enercon | DHW51 |  | Water-Source | WBAHP: Heat Pump Packaged Unit | Heat Pump | 230 | 1 |  |  | No Match | No Match |  |  |  | 51000 | 4988 | 10.2 | 7.5 | 64000 | 5244 | 3.6 | 2.5 | Non Federally-Regulated | 05/16/1984 |  | 06/11/1985
Waterfurnace International, Inc. | WFI Industries, Ltd. | VLV/VXV036*3 |  | Ground-Water-Source | WBAHP: Heat Pump Packaged Unit | Heat Pump | 208 | 3 |  |  | No Match | No Match |  |  |  | 36100 | 2755 | 13.1 | 9 | 24500 | 2563 | 2.8 |  | Non Federally-Regulated | 06/20/2003 |  | 03/12/2009
Command-Aire | Command-Aire | SWPHXR414E |  | Water-Source | WBAHP: Heat Pump Packaged Unit | Heat Pump | 460 | 3 |  |  | No Match | No Match |  |  |  | 42000 | 3780 | 11.1 | 7.5 | 53000 | 3880 | 4 | 2.5 | Non Federally-Regulated | 05/16/1984 |  | 01/23/1988
Addison Products | Addison Products | VWY030-3A |  | Water-Source | WBAHP: Heat Pump Packaged Unit | Heat Pump | 230 | 3 |  |  | No Match | No Match |  |  |  | 32000 | 2480 | 12.9 | 10 | 41100 | 2800 | 4.3 |  | Federally-Regulated Commercial & Industrial Equipment | 05/19/2000 |  | 11/14/2000
Friedrich Climate Master | Friedrich Climate Master | 80107C********A |  | Water-Source | WBAHP: Heat Pump Packaged Unit | Heat Pump | 230 | 1 |  |  | No Match | No Match |  |  |  | 7100 | 590 | 12 | 7.5 | 8500 | 610 | 4.1 | 2.5 | Non Federally-Regulated | 08/29/1986 |  | 05/11/1988
Waterfurnace International, Inc. | Waterfurnace International, Inc. | SXV019A0 |  | Ground-Water-Source | WBAHP: Heat Pump Packaged Unit | Heat Pump | 208 | 1 |  |  | No Match | No Match |  |  |  | 19200 | 1371 | 14 | 9 | 15100 | 1301 | 3.4 |  | Non Federally-Regulated | 01/30/1998 |  | 08/21/1998
McQuay / Snyder General | Electro-Hydronics | UC610G3 |  | Water-Source | WBAHP: Heat Pump Packaged Unit | Heat Pump | 230 | 1 |  |  | No Match | No Match |  |  |  | 61500 | 5850 | 10.5 | 7.5 | 77000 | 5785 | 3.9 | 2.5 | Non Federally-Regulated | 08/29/1986 |  | 05/11/1988
Waterfurnace International, Inc. | Waterfurnace International, Inc. | NDV/NDH038*1*1 |  | Water-Source | WBAHP: Heat Pump Packaged Unit | Heat Pump | 230 | 1 |  |  | No Match | Dual-Speed |  |  |  | 39000 | 2267 | 17.2 | 12 | 42200 | 2249 | 5.5 | 4.2 | Federally-Regulated Commercial & Industrial Equipment | 01/24/2011 |  | 06/14/2011
Mammoth | Mammoth | D045V |  | Water-Source | WBAHP: Heat Pump Packaged Unit | Heat Pump | 230 | 1 |  |  | No Match | No Match |  |  |  | 46500 | 4000 | 11.6 | 7.5 | 57500 | 4200 | 4 | 2.5 | Non Federally-Regulated | 06/11/1985 |  | 05/11/1988
Waterfurnace International, Inc. | Waterfurnace International, Inc. | NSZ048A1 | NRAC048* | Ground-Source | WBAHP-CB: Heat Pump Split Syst | Heat Pump | 230 | 1 |  |  | No Match | Single-Speed |  |  |  | 46200 | 2552 | 18.1 | 13.4 | 35300 | 2724 | 3.8 | 3.1 | Non Federally-Regulated | 04/30/2009 |  | 10/24/2014
Enertech Global, LLC | Enertech | TXT048A |  | Ground-Source | WBAHP: Heat Pump Packaged Unit | Heat Pump | 230 | 1 |  |  | No Match | Single-Speed |  |  |  | 53500 | 3023 | 17.7 | 13.4 | 42500 | 3114 | 4 | 3.1 | Non Federally-Regulated | 01/24/2011 |  | 04/19/2013
Command-Aire | Command-Aire | GSUF0421A |  | Ground-Water-Source | WBAHP: Heat Pump Packaged Unit | Heat Pump | 208 | 1 |  |  | No Match | No Match |  |  |  | 39500 | 2904 | 13.6 | 9 | 30400 | 3072 | 2.9 |  | Non Federally-Regulated | 12/14/1998 |  | 04/10/2000
Trane U.S. Inc. | Trane | GSUG0481(P) |  | Ground-Water-Source | WBAHP: Heat Pump Packaged Unit | Heat Pump | 208 | 1 |  |  | No Match | No Match |  |  |  | 18100 | 826 | 21.9 | 9 | 18100 | 1395 | 3.8 |  | Non Federally-Regulated | 04/10/2000 |  | 11/19/2001
Waterfurnace International, Inc. | Waterfurnace International, Inc. | SXV030A1 |  | Ground-Water-Source | WBAHP: Heat Pump Packaged Unit | Heat Pump | 230 | 1 |  |  | No Match | No Match |  |  |  | 31800 | 2338 | 13.6 | 11 | 33400 | 2330 | 4.2 | 3.5 | Non Federally-Regulated | 03/31/1998 |  | 05/10/1998
Florida Heat Pump | Florida Heat Pump | GT042-5VT/HZ/CF |  | Ground-Source | WBAHP: Heat Pump Packaged Unit | Heat Pump | 575 | 3 |  |  | No Match | No Match |  |  |  | 42500 | 3148 | 13.5 |  | 31600 | 2806 | 3.3 |  | Non Federally-Regulated | 03/31/1998 |  | 05/10/1998
Mammoth | Hydrobank II | E030VHJ |  | Water-Source | WBAHP: Heat Pump Packaged Unit | Heat Pump | 265 | 1 |  |  | No Match | No Match |  |  |  | 31000 | 2695 | 11.5 | 10 | 38500 | 2968 | 3.8 |  | Federally-Regulated Commercial & Industrial Equipment | 05/23/2000 |  | 11/14/2000
Carrier Corp. | Carrier | 50QEV0364 |  | Water-Source | WBAHP: Heat Pump Packaged Unit | Heat Pump | 265 | 1 |  |  | No Match | No Match |  |  |  | 35000 | 3180 | 11 | 9 | 41500 | 3151 | 3.9 | 3.2 | Federally-Regulated Commercial & Industrial Equipment | 02/05/1990 |  | 02/22/1990
Climate Control / Snyder General | Electro-Hydronics | FC260GP |  | Water-Source | WBAHP: Heat Pump Packaged Unit | Heat Pump | 460 | 3 |  |  | No Match | No Match |  |  |  | 26000 | 2450 | 10.6 | 7.5 | 31600 | 2500 | 3.7 | 2.5 | Non Federally-Regulated | 05/16/1984 |  | 06/11/1985
Snyder General Corp. | American Air Filter | CWH019B*G |  | Water-Source | WBAHP-O: Heat Pump Packaged Un | Heat Pump | 208 | 1 |  |  | No Match | No Match |  |  |  | 18100 | 1472 | 12.3 | 9.3 | 20200 | 1523 | 3.9 | 3.8 | Non Federally-Regulated | 07/31/1991 |  | 03/31/1998
Climate Control / Snyder General | Electro-Hydronics | UW500GP |  | Water-Source | WBAHP: Heat Pump Packaged Unit | Heat Pump | 460 | 3 |  |  | No Match | No Match |  |  |  | 50000 | 4850 | 10.3 | 7.5 | 65000 | 4900 | 3.9 | 2.5 | Non Federally-Regulated | 05/16/1984 |  | 08/29/1986
Waterfurnace International, Inc. | Waterfurnace International, Inc. | SXH019A0 |  | Water-Source | WBAHP: Heat Pump Packaged Unit | Heat Pump | 230 | 1 |  |  | No Match | No Match |  |  |  | 18600 | 1338 | 13.9 | 9.3 | 24200 | 1447 | 4.9 | 3.8 | Federally-Regulated Commercial & Industrial Equipment | 03/31/1998 |  | 05/10/1998
Mammoth | Geox | ZD034VSC |  | Water-Source | WBAHP: Heat Pump Packaged Unit | Heat Pump | 208 | 1 |  |  | No Match | No Match |  |  |  | 31200 | 2920 | 10.7 | 7.5 | 38000 | 3270 | 3.4 | 2.5 | Non Federally-Regulated | 06/11/1985 |  | 05/11/1988
Addison Products | Heat Controller | WPH036-3JC/3JBC |  | Water-Source | WBAHP: Heat Pump Packaged Unit | Heat Pump | 230 | 3 |  |  | No Match | No Match |  |  |  | 33400 | 2982 | 11.2 | 10 | 43000 | 3315 | 3.8 |  | Federally-Regulated Commercial & Industrial Equipment | 10/05/1999 |  | 04/12/2000
California Heat Pump | California Heat Pump | CHP-26V*-32-** |  | Water-Source | WBAHP: Heat Pump Packaged Unit | Heat Pump | 208 | 3 |  |  | No Match | No Match |  |  |  | 24500 | 3050 | 8 | 7.5 | 30000 | 3200 | 2.7 | 2.5 | Non Federally-Regulated | 01/05/1982 |  | 06/11/1985
ClimateMaster Inc. | Climate Master Series | 804-015-E******** |  | Water-Source | WBAHP: Heat Pump Packaged Unit | Heat Pump | 265 | 1 |  |  | No Match | No Match |  |  |  | 15000 | 1442 | 10.4 | 9 | 19200 | 1440 | 3.7 | 3.2 | Non Federally-Regulated | 05/11/1988 |  | 03/15/1989
Waterfurnace International, Inc. | Waterfurnace International, Inc. | NDS038A1 | NRAC036* | Ground-Source | WBAHP-CB: Heat Pump Split Syst | Heat Pump | 230 | 1 |  |  | No Match | Dual-Speed |  |  |  | 35000 | 2047 | 17.1 | 13.4 | 25700 | 1978 | 3.8 | 3.1 | Non Federally-Regulated | 11/25/2009 |  | 08/23/2011
Florida Heat Pump | Florida Heat Pump | EM009-1CF |  | Water-Source | WBAHP: Heat Pump Packaged Unit | Heat Pump | 230 | 1 |  |  | No Match | No Match |  |  |  | 9500 | 760 | 12.5 | 10 | 13000 | 846 | 4.5 |  | Federally-Regulated Commercial & Industrial Equipment | 02/02/1998 |  | 03/31/1998
ClimateMaster Inc. | Carrier Corp. | 50PCH/V006 |  | Ground-Water-Source | WBAHP: Heat Pump Packaged Unit | Heat Pump | 230 | 1 |  |  | No Match | Single-Speed |  |  |  | 6900 | 327 | 21.1 | 16.2 | 6200 | 454 | 4 | 3.6 | Non Federally-Regulated | 10/24/2014 |  | 04/22/2015
Waterfurnace International, Inc. | Eagle Mountain | GTS026A1 | GRAC026* | Water-Source | WBAHP-CB: Heat Pump Split Syst | Heat Pump | 208 | 1 |  |  | No Match | Dual-Speed |  |  |  | 25000 | 1712 | 14.6 | 12 | 30500 | 1753 | 5.1 | 4.2 | Federally-Regulated Commercial & Industrial Equipment | 01/24/2011 |  | 04/19/2013
Waterfurnace International, Inc. | Waterfurnace International, Inc. | VLH018A1 |  | Water-Source | WBAHP: Heat Pump Packaged Unit | Heat Pump | 208 | 1 |  |  | No Match | No Match |  |  |  | 18300 | 1440 | 12.7 | 10 | 23000 | 1643 | 4.1 |  | Federally-Regulated Commercial & Industrial Equipment | 12/14/1998 |  | 10/05/1999
Command-Aire | Command-Aire | SWPH-353 |  | Water-Source | WBAHP: Heat Pump Packaged Unit | Heat Pump | 208 | 3 |  |  | No Match | No Match |  |  |  | 36000 | 3450 | 10.4 | 7.5 | 50000 | 3900 | 3.8 | 2.5 | Non Federally-Regulated | 01/05/1982 |  | 01/23/1988
Carrier Corp. | Carrier | 50QXH0425 |  | Water-Source | WBAHP: Heat Pump Packaged Unit | Heat Pump | 230 | 3 |  |  | No Match | No Match |  |  |  | 42000 | 3529 | 11.9 | 9 | 50000 | 3856 | 3.8 | 3.2 | Non Federally-Regulated | 03/15/1989 |  | 07/31/1991
Mammoth | Geox | ZF036HHA |  | Water-Source | WBAHP: Heat Pump Packaged Unit | Heat Pump | 208 | 3 |  |  | No Match | No Match |  |  |  | 35400 | 3277 | 10.8 | 9.3 | 46500 | 3585 | 3.8 | 3.8 | Non Federally-Regulated | 07/31/1991 |  | 03/31/1998
Waterfurnace International, Inc. | Waterfurnace International, Inc. | SXV042*0 |  | Water-Source | WBAHP: Heat Pump Packaged Unit | Heat Pump | 230 | 1 |  |  | No Match | No Match |  |  |  | 42000 | 3000 | 14 | 10 | 54500 | 3131 | 5.1 |  | Federally-Regulated Commercial & Industrial Equipment | 10/05/1999 |  | 05/19/2000
Waterfurnace International, Inc. | Johnson Controls | RJSV/RJSH036**2*1 |  | Ground-Water-Source | WBAHP: Heat Pump Packaged Unit | Heat Pump | 265 | 1 |  |  | No Match | Single-Speed |  |  |  | 37200 | 1236 | 30.1 | 16.2 | 30300 | 1708 | 5.2 | 3.6 | Non Federally-Regulated | 01/24/2011 |  | 10/24/2014
Command-Aire | Command-Aire | SWPV267 |  | Water-Source | WBAHP: Heat Pump Packaged Unit | Heat Pump | 265 | 1 |  |  | No Match | No Match |  |  |  | 24000 | 2180 | 11 | 9 | 32000 | 2340 | 4.1 | 3.2 | Non Federally-Regulated | 05/11/1988 |  | 03/15/1989
ClimateMaster Inc. | Genesis Compact | GCH042BF******* |  | Water-Source | WBAHP: Heat Pump Packaged Unit | Heat Pump | 460 | 3 |  |  | No Match | No Match |  |  |  | 41600 | 3438 | 12.1 | 10 | 54400 | 3798 | 4.2 |  | Federally-Regulated Commercial & Industrial Equipment | 07/02/2003 |  | 12/21/2006
Florida Heat Pump | Florida Heat Pump | EM041-5CS | EM041-5AH/AV | Ground-Water-Source | WBAHP-CB: Heat Pump Split Syst | Heat Pump | 575 | 3 |  |  | No Match | No Match |  |  |  | 40000 | 3030 | 13.2 | 9 | 29500 | 2980 | 2.9 |  | Non Federally-Regulated | 05/29/2001 |  | 07/18/2002
ClimateMaster Inc. | Climate Master Series | VP/HP030G |  | Ground-Water-Source | WBAHP: Heat Pump Packaged Unit | Heat Pump | 230 | 1 |  |  | No Match | No Match |  |  |  | 30000 | 2173 | 13.8 | 9 | 22000 | 2014 | 3.2 |  | Non Federally-Regulated | 04/10/2000 |  | 11/14/2000
Mammoth | Hydrobank II | G031VLH |  | Ground-Water-Source | WBAHP: Heat Pump Packaged Unit | Heat Pump | 460 | 3 |  |  | No Match | No Match |  |  |  | 30000 | 2290 | 13.1 | 9 | 23800 | 2249 | 3.1 |  | Non Federally-Regulated | 06/27/2003 |  | 03/12/2009
Florida Heat Pump | Geomaster, LLC | AU049-1AV/AH | AU049-1CS | Water-Source | WBAHP-CB: Heat Pump Split Syst | Heat Pump | 208 | 1 |  |  | No Match | Single-Speed |  |  |  | 47000 | 3534 | 13.3 | 12 | 57000 | 3553 | 4.7 | 4.2 | Federally-Regulated Commercial & Industrial Equipment | 04/23/2009 |  | 06/14/2011
Addison Products | Addison Products | VGY018-1A |  | Water-Source | WBAHP-CB: Heat Pump Split Syst | Heat Pump | 208 | 1 |  |  | No Match | No Match |  |  |  | 18900 | 1524 | 12.4 | 9 | 22800 | 1757 | 3.8 | 3.5 | Non Federally-Regulated | 11/14/2000 |  | 07/18/2002
Econar | Econar | GH290 |  | Water-Source | WBAHP-CB: Heat Pump Split Syst | Heat Pump | 208 | 1 |  |  | No Match | No Match |  |  |  | 29800 | 2274 | 13.1 | 9 | 35800 | 2623 | 4 | 3.5 | Non Federally-Regulated | 02/02/1998 |  | 10/02/1998
Trane U.S. Inc. | Command-Aire | GSHC0241A |  | Water-Source | WBAHP-CB: Heat Pump Split Syst | Heat Pump | 208 | 1 |  |  | No Match | No Match |  |  |  | 26200 | 1712 | 15.3 | 9 | 30200 | 2457 | 3.6 | 3.5 | Non Federally-Regulated | 10/05/1999 |  | 04/12/2000
Florida Heat Pump | Geomaster, LLC | AU049-1AV/AH | AU049-1CS | Ground-Source | WBAHP-CB: Heat Pump Split Syst | Heat Pump | 208 | 1 |  |  | No Match | Single-Speed |  |  |  | 48000 | 3158 | 15.2 | 13.4 | 37000 | 3097 | 3.5 | 3.1 | Non Federally-Regulated | 06/14/2011 |  | 12/12/2012
Friedrich Air Conditioning Co. | Climate Master Series | 804-048-F******** |  | Water-Source | WBAHP: Heat Pump Packaged Unit | Heat Pump | 460 | 3 |  |  | No Match | No Match |  |  |  | 48000 | 4750 | 10.1 | 7.5 | 59000 | 4650 | 3.7 | 2.5 | Non Federally-Regulated | 08/30/1983 |  | 08/29/1986
Florida Heat Pump | Florida Heat Pump | GO024-1CF/HZ/VT |  | Water-Source | WBAHP-CB: Heat Pump Split Syst | Heat Pump | 208 | 1 |  |  | No Match | No Match |  |  |  | 28000 | 1944 | 14.4 | 9 | 30500 | 2179 | 4.1 | 3.5 | Non Federally-Regulated | 05/23/2001 |  | 07/18/2002
Waterfurnace International, Inc. | Eagle Mountain | ZS023**0*4 |  | Ground-Source | WBAHP: Heat Pump Packaged Unit | Heat Pump | 230 | 1 |  |  | No Match | Single-Speed |  |  |  | 23900 | 1406 | 17 | 13.4 | 17000 | 1384 | 3.6 | 3.1 | Non Federally-Regulated | 06/14/2011 |  | 04/19/2013
Waterfurnace International, Inc. | Waterfurnace International, Inc. | SXV016A2 |  | Water-Source | WBAHP-CB: Heat Pump Split Syst | Heat Pump | 265 | 1 |  |  | No Match | No Match |  |  |  | 16800 | 1253 | 13.4 | 9 | 18700 | 1336 | 4.1 | 3.5 | Non Federally-Regulated | 02/02/1998 |  | 08/21/1998
Waterfurnace International, Inc. | Waterfurnace International, Inc. | ATH070D0(P) |  | Ground-Source | WBAHP: Heat Pump Packaged Unit | Heat Pump | 230 | 1 |  |  | No Match | No Match |  |  |  | 43500 | 2500 | 17.4 |  | 32400 | 2637 | 3.6 |  | Non Federally-Regulated | 03/31/1998 |  | 05/10/1998
Mammoth | Hydrobank II | D024HHJ |  | Water-Source | WBAHP: Heat Pump Packaged Unit | Heat Pump | 208 | 1 |  |  | No Match | No Match |  |  |  | 24400 | 2140 | 11.4 | 10 | 31500 | 2428 | 3.8 |  | Federally-Regulated Commercial & Industrial Equipment | 05/23/2000 |  | 11/14/2000
Waterfurnace International, Inc. | Geotility Geothermal Installations | ZS023**2*4 |  | Ground-Water-Source | WBAHP: Heat Pump Packaged Unit | Heat Pump | 265 | 1 |  |  | No Match | Single-Speed |  |  |  | 25400 | 1104 | 23 | 16.2 | 21900 | 1493 | 4.3 | 3.6 | Non Federally-Regulated | 06/14/2011 |  | 04/19/2013
Florida Heat Pump | Florida Heat Pump | TA035-1CF/HZ/VT |  | Ground-Water-Source | WBAHP: Heat Pump Packaged Unit | Heat Pump | 230 | 1 |  |  | No Match | Dual-Speed |  |  |  | 41200 | 1753 | 23.5 | 16.2 | 36200 | 2257 | 4.7 | 3.6 | Non Federally-Regulated | 06/14/2011 |  | 04/20/2015
Waterfurnace International, Inc. | Waterfurnace International, Inc. | ATV070*3(P) |  | Ground-Water-Source | WBAHP: Heat Pump Packaged Unit | Heat Pump | 208 | 3 |  |  | No Match | No Match |  |  |  | 41500 | 2385 | 17.4 | 9 | 32400 | 2636 | 3.6 |  | Non Federally-Regulated | 04/10/2000 |  | 05/19/2000
Waterfurnace International, Inc. | Waterfurnace International, Inc. | SXH042B3 |  | Water-Source | WBAHP: Heat Pump Packaged Unit | Heat Pump | 208 | 3 |  |  | No Match | No Match |  |  |  | 42000 | 3000 | 14 | 9.3 | 54500 | 3131 | 5.1 | 3.8 | Federally-Regulated Commercial & Industrial Equipment | 03/31/1998 |  | 05/10/1998
Climate Control / Snyder General | Electro-Hydronics | UW400F3 |  | Water-Source | WBAHP: Heat Pump Packaged Unit | Heat Pump | 230 | 1 |  |  | No Match | No Match |  |  |  | 39600 | 3960 | 10 | 7.5 | 45000 | 3880 | 3.4 | 2.5 | Non Federally-Regulated | 06/11/1985 |  | 08/29/1986
Florida Heat Pump | Geomaster, LLC | EC048-1CF/HZ/VT |  | Ground-Source | WBAHP: Heat Pump Packaged Unit | Heat Pump | 230 | 1 |  |  | No Match | Single-Speed |  |  |  | 52000 | 3377 | 15.4 | 13.4 | 36800 | 3081 | 3.5 | 3.1 | Non Federally-Regulated | 04/23/2009 |  | 04/20/2015
Waterfurnace International, Inc. | Geotility Geothermal Installations | YS060**1*0 |  | Ground-Source | WBAHP: Heat Pump Packaged Unit | Heat Pump | 230 | 1 |  |  | No Match | Single-Speed |  |  |  | 60900 | 3669 | 16.6 | 13.4 | 47100 | 4183 | 3.3 | 3.1 | Non Federally-Regulated | 01/24/2011 |  | 04/19/2013
Singer | Electro-Hydronics | VF330A33 |  | Water-Source | WBAHP: Heat Pump Packaged Unit | Heat Pump | 230 | 3 |  |  | No Match | No Match |  |  |  | 33000 | 3500 | 9.4 | 7.5 | 35500 | 3550 | 2.9 | 2.5 | Non Federally-Regulated | 01/05/1982 |  | 09/08/1982
Waterfurnace International, Inc. | Waterfurnace International, Inc. | SXV019B1 |  | Ground-Water-Source | WBAHP: Heat Pump Packaged Unit | Heat Pump | 208 | 1 |  |  | No Match | No Match |  |  |  | 19200 | 1371 | 14 | 9 | 15100 | 1301 | 3.4 |  | Non Federally-Regulated | 08/21/1998 |  | 10/02/1998
Waterfurnace International, Inc. | Rybacki - Hart Enterprises | YS048**1*0 |  | Water-Source | WBAHP: Heat Pump Packaged Unit | Heat Pump | 208 | 1 |  |  | No Match | Single-Speed |  |  |  | 47700 | 3245 | 14.7 | 12 | 56000 | 3730 | 4.4 | 4.2 | Federally-Regulated Commercial & Industrial Equipment | 01/24/2011 |  | 04/19/2013
Addison Products | Addison Products | HPY042-1A |  | Water-Source | WBAHP-CB: Heat Pump Split Syst | Heat Pump | 230 | 1 |  |  | No Match | No Match |  |  |  | 48700 | 4058 | 12 | 9 | 52300 | 4378 | 3.5 | 3.5 | Non Federally-Regulated | 07/22/2002 |  | 03/12/2009
Waterfurnace International, Inc. | Geotility Geothermal Installations | ZS030**2*1 |  | Ground-Water-Source | WBAHP: Heat Pump Packaged Unit | Heat Pump | 265 | 1 |  |  | No Match | Single-Speed |  |  |  | 32900 | 1377 | 23.9 | 16.2 | 28300 | 1885 | 4.4 | 3.6 | Non Federally-Regulated | 01/24/2011 |  | 04/19/2013
Carrier Corp. | Carrier | 50QEV0601 |  | Water-Source | WBAHP: Heat Pump Packaged Unit | Heat Pump | 575 | 3 |  |  | No Match | No Match |  |  |  | 59900 | 4900 | 12.2 | 9 | 70000 | 5106 | 4 | 3.2 | Federally-Regulated Commercial & Industrial Equipment | 09/25/1989 |  | 10/10/1989
Trane U.S. Inc. | Trane | GEHA012 |  | Ground-Water-Source | WBAHP: Heat Pump Packaged Unit | Heat Pump | 208 | 1 |  |  | No Match | No Match |  |  |  | 12276 | 847 | 14.5 | 9 | 8700 | 789 | 3.2 |  | Non Federally-Regulated | 04/10/2000 |  | 07/18/2002
Waterfurnace International, Inc. | Waterfurnace International, Inc. | V120**4 |  | Water-Source | WBAHP: Heat Pump Packaged Unit | Heat Pump | 460 | 3 |  |  | No Match | No Match |  |  |  | 118500 | 9634 | 12.3 | 9 | 16000 | 1090 | 4.3 | 3.8 | Federally-Regulated Commercial & Industrial Equipment | 05/19/2000 |  | 11/14/2000
Florida Heat Pump | Florida Heat Pump | EM096-5VT |  | Water-Source | WBAHP: Heat Pump Packaged Unit | Heat Pump | 575 | 3 |  |  | No Match | No Match |  |  |  | 96000 | 7111 | 13.5 | 9 | 109000 | 6796 | 4.7 | 3.8 | Federally-Regulated Commercial & Industrial Equipment | 02/02/1998 |  | 03/31/1998
Addison Products | Heat Controller | VWPG060-1B-XL |  | Ground-Water-Source | WBAHP: Heat Pump Packaged Unit | Heat Pump | 230 | 1 |  |  | No Match | No Match |  |  |  | 58000 | 4461 | 13 | 9 | 44000 | 4445 | 2.9 |  | Non Federally-Regulated | 10/06/1999 |  | 04/10/2000
Carrier Corp. | Carrier | 50QEV0305 |  | Water-Source | WBAHP: Heat Pump Packaged Unit | Heat Pump | 230 | 3 |  |  | No Match | No Match |  |  |  | 31000 | 2675 | 11.6 | 9 | 36600 | 2680 | 4 | 3.2 | Federally-Regulated Commercial & Industrial Equipment | 02/05/1990 |  | 02/22/1990
McQuay / Snyder General | Electro-Hydronics | CW70G5 |  | Water-Source | WBAHP: Heat Pump Packaged Unit | Heat Pump | 208 | 1 |  |  | No Match | No Match |  |  |  | 6900 | 645 | 10.7 | 7.5 | 8800 | 680 | 3.8 | 2.5 | Non Federally-Regulated | 08/29/1986 |  | 05/11/1988
Mammoth | Hydrobank II | G030HHA |  | Water-Source | WBAHP: Heat Pump Packaged Unit | Heat Pump | 460 | 3 |  |  | No Match | No Match |  |  |  | 31000 | 2696 | 11.5 | 9 | 38500 | 2968 | 3.8 | 3.2 | Federally-Regulated Commercial & Industrial Equipment | 01/22/1990 |  | 07/27/1992
Addison Products | Addison Products | VWPG042-1B-XL* |  | Ground-Water-Source | WBAHP: Heat Pump Packaged Unit | Heat Pump | 230 | 1 |  |  | No Match | No Match |  |  |  | 41500 | 2881 | 14.4 | 9 | 30000 | 2930 | 3 |  | Non Federally-Regulated | 12/14/1998 |  | 04/10/2000
Florida Heat Pump | Geomaster, LLC | ES024-1CS | ES024-1AV/AH | Ground-Source | WBAHP-CB: Heat Pump Split Syst | Heat Pump | 208 | 1 |  |  | No Match | Single-Speed |  |  |  | 26500 | 1699 | 15.6 | 13.4 | 20000 | 1777 | 3.3 | 3.1 | Non Federally-Regulated | 06/15/2009 |  | 05/01/2015
Waterfurnace International, Inc. | Johnson Controls | RKV/RKH018**0*1 |  | Ground-Water-Source | WBAHP: Heat Pump Packaged Unit | Heat Pump | 230 | 1 |  |  | No Match | Single-Speed |  |  |  | 21000 | 824 | 25.5 | 16.2 | 19000 | 1266 | 4.4 | 3.6 | Non Federally-Regulated | 09/03/2012 |  | 04/21/2014
Florida Heat Pump | Clean Energy Developments Corp. | PS049-3CF/HZ/VT |  | Water-Source | WBAHP: Heat Pump Packaged Unit | Heat Pump | 230 | 3 |  |  | No Match | Single-Speed |  |  |  | 48000 | 3556 | 12.6 | 12 | 58000 | 3540 | 4.8 | 4.2 | Federally-Regulated Commercial & Industrial Equipment | 06/23/2011 |  | 09/03/2012
Waterfurnace International, Inc. | Rybacki - Hart Enterprises | ZS009**0*0 |  | Water-Source | WBAHP: Heat Pump Packaged Unit | Heat Pump | 230 | 1 |  |  | No Match | Single-Speed |  |  |  | 8500 | 708 | 12 | 11.2 | 11500 | 766 | 4.4 | 4.2 | Federally-Regulated Commercial & Industrial Equipment | 01/24/2011 |  | 04/19/2013
Addison Products | Addison Products | HWPH036-4JC/4JBC |  | Water-Source | WBAHP: Heat Pump Packaged Unit | Heat Pump | 460 | 3 |  |  | No Match | No Match |  |  |  | 33400 | 2982 | 11.2 | 10 | 43000 | 3316 | 3.8 |  | Federally-Regulated Commercial & Industrial Equipment | 12/14/1998 |  | 11/14/2000
Singer | Electro-Hydronics | CW600D6 |  | Water-Source | WBAHP: Heat Pump Packaged Unit | Heat Pump | 230 | 1 |  |  | No Match | No Match |  |  |  | 50000 | 5300 | 9.4 | 7.5 | 60000 | 5700 | 3.1 | 2.5 | Non Federally-Regulated | 09/08/1982 |  | 05/16/1984
Enertech Global, LLC | Roth Industries, Inc. | RRT024A | MPD024 | Ground-Source | WBAHP-CB: Heat Pump Split Syst | Heat Pump | 208 | 1 |  |  | No Match | Single-Speed |  |  |  | 25000 | 1543 | 16.2 | 13.4 | 18100 | 1516 | 3.5 | 3.1 | Non Federally-Regulated | 09/03/2012 |  | 12/12/2012
Mammoth | Hydrobank II | G070HHF/VHF |  | Water-Source | WBAHP: Heat Pump Packaged Unit | Heat Pump | 460 | 3 |  |  | No Match | No Match |  |  |  | 71800 | 5240 | 13.7 | 9 | 87300 | 5685 | 4.5 | 3.8 | Federally-Regulated Commercial & Industrial Equipment | 07/29/1998 |  | 10/02/1998
Waterfurnace International, Inc. | Eagle Mountain | ZS042**4*0 |  | Ground-Water-Source | WBAHP: Heat Pump Packaged Unit | Heat Pump | 460 | 3 |  |  | No Match | Single-Speed |  |  |  | 45800 | 2009 | 22.8 | 16.2 | 37000 | 2854 | 3.8 | 3.6 | Non Federally-Regulated | 01/24/2011 |  | 04/19/2013
McQuay / Snyder General | Electro-Hydronics | FC610F5 |  | Water-Source | WBAHP: Heat Pump Packaged Unit | Heat Pump | 208 | 1 |  |  | No Match | No Match |  |  |  | 61500 | 5850 | 10.5 | 7.5 | 77000 | 5785 | 3.9 | 2.5 | Non Federally-Regulated | 08/29/1986 |  | 05/11/1988
Waterfurnace International, Inc. | Eagle Mountain | GTS064A1 | GAH060* | Ground-Source | WBAHP-CB: Heat Pump Split Syst | Heat Pump | 230 | 1 |  |  | No Match | Dual-Speed |  |  |  | 59100 | 3813 | 15.5 | 13.4 | 43200 | 3517 | 3.6 | 3.1 | Non Federally-Regulated | 01/24/2011 |  | 04/19/2013
Florida Heat Pump | Energy Miser | HEV 124-3 |  | Water-Source | WBAHP: Heat Pump Packaged Unit | Heat Pump | 230 | 3 |  |  | No Match | No Match |  |  |  | 124000 | 11520 | 10.8 | 9.2 | 164000 | 12640 | 3.8 | 2.5 | Non Federally-Regulated | 06/11/1985 |  | 05/11/1988
Addison Products | Heat Controller | HWY060-1A |  | Water-Source | WBAHP: Heat Pump Packaged Unit | Heat Pump | 208 | 1 |  |  | No Match | No Match |  |  |  | 60700 | 4598 | 13.2 | 10 | 78700 | 4906 | 4.7 |  | Federally-Regulated Commercial & Industrial Equipment | 11/17/1999 |  | 04/12/2000
Waterfurnace International, Inc. | Eagle Mountain | ZS015**2*1 |  | Water-Source | WBAHP: Heat Pump Packaged Unit | Heat Pump | 265 | 1 |  |  | No Match | Single-Speed |  |  |  | 14000 | 915 | 15.3 | 11.2 | 16500 | 987 | 4.9 | 4.2 | Federally-Regulated Commercial & Industrial Equipment | 01/24/2011 |  | 04/19/2013
Jacobsen Energy Ind., Inc. | Jacobsen Energy Ind., Inc. | 48***1**** |  | Water-Source | WBAHP: Heat Pump Packaged Unit | Heat Pump | 208 | 1 |  |  | No Match | No Match |  |  |  | 49000 | 4350 | 11.2 | 7.5 | 59000 | 4400 | 3.9 | 2.5 | Non Federally-Regulated | 06/11/1985 |  | 05/11/1988
Waterfurnace International, Inc. | Extended Range | WXH/WXV025A*2*** |  | Water-Source | WBAHP-CB: Heat Pump Split Syst | Heat Pump | 265 | 1 |  |  | No Match | No Match |  |  |  | 27800 | 2648 | 10.5 | 9 | 31400 | 2788 | 3.3 |  | Non Federally-Regulated | 09/13/1989 |  | 07/27/1992
Waterfurnace International, Inc. | Geotility Geothermal Installations | ZS030**4*0 |  | Ground-Water-Source | WBAHP: Heat Pump Packaged Unit | Heat Pump | 460 | 3 |  |  | No Match | Single-Speed |  |  |  | 32900 | 1430 | 23 | 16.2 | 28300 | 2074 | 4 | 3.6 | Non Federally-Regulated | 01/24/2011 |  | 04/19/2013
California Heat Pump | California Heat Pump | CHP-61HRB-12-** |  | Water-Source | WBAHP: Heat Pump Packaged Unit | Heat Pump | 230 | 1 |  |  | No Match | No Match |  |  |  | 61000 | 6120 | 10 | 7.5 | 77000 | 6450 | 3.5 | 2.5 | Non Federally-Regulated | 05/16/1984 |  | 06/11/1985
Waterfurnace International, Inc. | Waterfurnace International, Inc. | SXV058B0 |  | Ground-Water-Source | WBAHP: Heat Pump Packaged Unit | Heat Pump | 208 | 1 |  |  | No Match | No Match |  |  |  | 56500 | 4216 | 13.4 | 9 | 45500 | 4301 | 3.1 |  | Non Federally-Regulated | 12/14/1998 |  | 10/06/1999
Command-Aire | Command-Aire | SWP351E |  | Water-Source | WBAHP: Heat Pump Packaged Unit | Heat Pump | 208 | 1 |  |  | No Match | No Match |  |  |  | 36000 | 3270 | 11 | 9 | 48000 | 3500 | 4 | 3.2 | Non Federally-Regulated | 02/22/1990 |  | 07/31/1991
Waterfurnace International, Inc. | Waterfurnace International, Inc. | VLV058A4 |  | Water-Source | WBAHP: Heat Pump Packaged Unit | Heat Pump | 460 | 3 |  |  | No Match | No Match |  |  |  | 56500 | 4520 | 12.5 | 10 | 72000 | 5024 | 4.2 |  | Federally-Regulated Commercial & Industrial Equipment | 12/14/1998 |  | 10/05/1999
Waterfurnace International, Inc. | Waterfurnace International, Inc. | SXV013C1 |  | Water-Source | WBAHP: Heat Pump Packaged Unit | Heat Pump | 208 | 1 |  |  | No Match | No Match |  |  |  | 12700 | 858 | 14.8 | 9.3 | 15100 | 921 | 4.8 | 3.8 | Federally-Regulated Commercial & Industrial Equipment | 03/31/1998 |  | 05/10/1998
McQuay / Snyder General | Electro-Hydronics | FC350FK |  | Water-Source | WBAHP: Heat Pump Packaged Unit | Heat Pump | 208 | 3 |  |  | No Match | No Match |  |  |  | 35600 | 3360 | 10.6 | 9 | 43000 | 3500 | 3.6 | 3.2 | Non Federally-Regulated | 05/11/1988 |  | 03/15/1989
Hydro Delta Corp. | Hydro Delta Corp. | 03-044-WTARH |  | Water-Source | WBAHP-CB: Heat Pump Split Syst | Heat Pump | 230 | 1 |  |  | No Match | No Match |  |  |  | 44000 | 3358 | 13.1 | 9 | 51500 | 3680 | 4.1 | 3.5 | Non Federally-Regulated | 10/05/1999 |  | 11/17/1999
Mammoth | Hydrobank II | G064HLH |  | Ground-Water-Source | WBAHP: Heat Pump Packaged Unit | Heat Pump | 460 | 3 |  |  | No Match | No Match |  |  |  | 60000 | 4316 | 13.9 | 9 | 49500 | 4532 | 3.2 |  | Non Federally-Regulated | 06/27/2003 |  | 03/12/2009
Climate Control / Snyder General | Trane | WPHA74XE* |  | Water-Source | WBAHP: Heat Pump Packaged Unit | Heat Pump | 208 | 3 |  |  | No Match | No Match |  |  |  | 74000 | 7048 | 10.5 | 9.2 | 92000 | 7490 | 3.6 | 2.5 | Non Federally-Regulated | 05/16/1984 |  | 05/11/1988
Florida Heat Pump | Florida Heat Pump | GT062-5CF/HZ/VT |  | Water-Source | WBAHP-CB: Heat Pump Split Syst | Heat Pump | 575 | 3 |  |  | No Match | No Match |  |  |  | 61500 | 4920 | 12.5 | 9 | 78000 | 6014 | 3.8 | 3.5 | Non Federally-Regulated | 07/22/2002 |  | 03/12/2009
Command-Aire | Command-Aire | RWP-1533 |  | Water-Source | WBAHP: Heat Pump Packaged Unit | Heat Pump | 208 | 3 |  |  | No Match | No Match |  |  |  | 172000 | 18400 | 9.3 |  | 225000 | 18300 | 3.6 |  | Non Federally-Regulated | 05/11/1988 |  | 03/15/1989
Waterfurnace International, Inc. | Johnson Controls | RCLC/RCLW/RCLS/RCLX09*0 |  | Ground-Water-Source | WBAHP-O: Heat Pump Packaged Un | Heat Pump | 230 | 1 |  |  | No Match | Single-Speed |  |  |  | 10000 | 538 | 18.6 | 16.2 | 9200 | 749 | 3.6 | 3.6 | Non Federally-Regulated | 05/02/2012 |  | 01/09/2014
Command-Aire | Command-Aire | SWPH281E |  | Water-Source | WBAHP: Heat Pump Packaged Unit | Heat Pump | 208 | 1 |  |  | No Match | No Match |  |  |  | 30000 | 2720 | 11 | 9 | 42000 | 3000 | 4 | 3.2 | Non Federally-Regulated | 05/11/1988 |  | 03/15/1989
Carrier Corp. | Carrier | 50QXH0183 |  | Water-Source | WBAHP: Heat Pump Packaged Unit | Heat Pump | 208 | 1 |  |  | No Match | No Match |  |  |  | 18100 | 1550 | 11.7 | 9 | 21800 | 1681 | 3.8 | 3.2 | Non Federally-Regulated | 02/22/1990 |  | 07/31/1991
Command-Aire | Command-Aire | RUWP-3533 |  | Water-Source | WBAHP: Heat Pump Packaged Unit | Heat Pump | 230 | 3 |  |  | No Match | No Match |  |  |  | 411000 | 47400 | 8.7 |  | 500000 | 43000 | 3.4 | 2.5 | Non Federally-Regulated | 06/11/1985 |  | 05/11/1988
Command-Aire | Command-Aire | SWP-354 |  | Water-Source | WBAHP: Heat Pump Packaged Unit | Heat Pump | 460 | 3 |  |  | No Match | No Match |  |  |  | 36000 | 3450 | 10.4 | 9 | 50000 | 3900 | 3.8 | 3.2 | Non Federally-Regulated | 05/11/1988 |  | 03/15/1989
Waterfurnace International, Inc. | Geosmart Energy, Inc. | YS048**1*0 |  | Water-Source | WBAHP: Heat Pump Packaged Unit | Heat Pump | 208 | 1 |  |  | No Match | Single-Speed |  |  |  | 47700 | 3245 | 14.7 | 12 | 56000 | 3730 | 4.4 | 4.2 | Federally-Regulated Commercial & Industrial Equipment | 01/24/2011 |  | 05/01/2015
Heat Controller | Heat Controller | VWPG042-1B-XL* |  | Ground-Water-Source | WBAHP: Heat Pump Packaged Unit | Heat Pump | 208 | 1 |  |  | No Match | No Match |  |  |  | 42000 | 2896 | 14.5 | 11 | 46000 | 3209 | 4.2 | 3.5 | Non Federally-Regulated | 03/31/1998 |  | 05/10/1998
McQuay International | McQuay | CCW024E-G |  | Water-Source | WBAHP: Heat Pump Packaged Unit | Heat Pump | 230 | 1 |  |  | No Match | No Match |  |  |  | 25400 | 1840 | 13.8 | 10 | 29800 | 2130 | 4.1 |  | Federally-Regulated Commercial & Industrial Equipment | 12/14/1998 |  | 09/21/2000
Geoflex Systems, Inc. | Geoflex Systems, Inc. | GF1T-V/H/D/M-038WACBP |  | Ground-Water-Source | WBAHP: Heat Pump Packaged Unit | Both Heat Pump and Electric Re | 200 | 3 |  |  | No Match | Dual-Speed |  |  |  | 39100 | 1693 | 23.1 | 16.2 | 36800 | 2247 | 4.8 | 3.6 | Non Federally-Regulated | 11/30/2011 |  | 01/09/2014
Addison Products | Comfort-Aire | SWP-1533 |  | Water-Source | WBAHP: Heat Pump Packaged Unit | Heat Pump | 208 | 3 |  |  | No Match | No Match |  |  |  | 169000 | 18500 | 9.1 |  | 235000 | 18900 | 3.6 | 3.8 | Non Federally-Regulated | 07/31/1991 |  | 03/31/1998
Waterfurnace International, Inc. | Eagle Mountain | ZS036**3*4 |  | Ground-Water-Source | WBAHP: Heat Pump Packaged Unit | Heat Pump | 208 | 3 |  |  | No Match | Single-Speed |  |  |  | 37700 | 1639 | 23 | 16.2 | 33000 | 2249 | 4.3 | 3.6 | Non Federally-Regulated | 03/02/2012 |  | 04/19/2013
McQuay / Snyder General | Electro-Hydronics | VE330GD |  | Water-Source | WBAHP: Heat Pump Packaged Unit | Heat Pump | 230 | 3 |  |  | No Match | No Match |  |  |  | 33000 | 3050 | 10.8 | 7.5 | 35000 | 2900 | 3.5 | 2.5 | Non Federally-Regulated | 08/29/1986 |  | 05/11/1988
Florida Heat Pump | Energy Miser | HEV 68-1 |  | Water-Source | WBAHP: Heat Pump Packaged Unit | Heat Pump | 230 | 1 |  |  | No Match | No Match |  |  |  | 68000 | 6070 | 11.2 | 9.2 | 88000 | 6450 | 4 | 2.5 | Non Federally-Regulated | 06/11/1985 |  | 05/11/1988
Waterfurnace International, Inc. | Waterfurnace International, Inc. | ATV057D3(P) |  | Ground-Water-Source | WBAHP: Heat Pump Packaged Unit | Heat Pump | 208 | 3 |  |  | No Match | No Match |  |  |  | 34000 | 1808 | 18.8 | 9 | 26000 | 2116 | 3.6 |  | Non Federally-Regulated | 12/14/1998 |  | 10/06/1999
Waterfurnace International, Inc. | Spectra | SXV016A2 |  | Water-Source | WBAHP-CB: Heat Pump Split Syst | Heat Pump | 265 | 1 |  |  | No Match | No Match |  |  |  | 17100 | 1248 | 13.7 | 9 | 18700 | 1336 | 4.1 | 3.5 | Non Federally-Regulated | 06/02/1993 |  | 06/03/1993
Command-Aire | Command-Aire | SWPXR613E |  | Water-Source | WBAHP: Heat Pump Packaged Unit | Heat Pump | 208 | 3 |  |  | No Match | No Match |  |  |  | 62000 | 5640 | 11 | 9 | 74000 | 5290 | 4.1 | 3.2 | Federally-Regulated Commercial & Industrial Equipment | 01/23/1988 |  | 05/11/1988
American Air Filter | Enercon | CW06 |  | Water-Source | WBAHP: Heat Pump Packaged Unit | Heat Pump | 230 | 1 |  |  | No Match | No Match |  |  |  | 6500 | 675 | 9.6 | 7.5 | 7700 | 625 | 3.6 | 2.5 | Non Federally-Regulated | 06/11/1985 |  | 05/11/1988
McQuay International | McQuay | CCH/CCW/HWH/HWW042C-F |  | Water-Source | WBAHP: Heat Pump Packaged Unit | Heat Pump | 208 | 3 |  |  | No Match | No Match |  |  |  | 40500 | 3521 | 11.5 | 9.3 | 49500 | 3626 | 4 | 3.8 | Federally-Regulated Commercial & Industrial Equipment | 03/31/1998 |  | 05/10/1998
Carrier Corp. | Carrier | 50QXV0183 |  | Water-Source | WBAHP: Heat Pump Packaged Unit | Heat Pump | 208 | 1 |  |  | No Match | No Match |  |  |  | 18400 | 1670 | 11 | 9 | 23400 | 1900 | 3.6 | 3.2 | Non Federally-Regulated | 02/22/1990 |  | 07/31/1991
Florida Heat Pump | Energy Miser | LTCS 60-1 | LTAH 60-1 | Ground-Water-Source | WBAHP-CB: Heat Pump Split Syst | Heat Pump | 208 | 1 |  |  | No Match | No Match |  |  |  | 54000 | 4910 | 11 | 11 | 64000 | 5680 | 3.3 | 3.4 | Non Federally-Regulated | 07/31/1991 |  | 03/31/1998
Snyder General Corp. | McQuay | VF390GD |  | Water-Source | WBAHP: Heat Pump Packaged Unit | Heat Pump | 230 | 3 |  |  | No Match | No Match |  |  |  | 39000 | 3700 | 10.5 | 9 | 48000 | 4020 | 3.5 | 3.2 | Non Federally-Regulated | 02/22/1990 |  | 07/31/1991
Waterfurnace International, Inc. | Waterfurnace International, Inc. | SXV042C0 |  | Water-Source | WBAHP: Heat Pump Packaged Unit | Heat Pump | 208 | 1 |  |  | No Match | No Match |  |  |  | 42000 | 3000 | 14 | 9.3 | 54500 | 3131 | 5.1 | 3.8 | Federally-Regulated Commercial & Industrial Equipment | 03/31/1998 |  | 05/10/1998
Enertech Global, LLC | Enertech | TST028 | MPD024 | Ground-Source | WBAHP-CB: Heat Pump Split Syst | Heat Pump | 230 | 1 |  |  | No Match | Single-Speed |  |  |  | 27500 | 1821 | 15.1 | 13.4 | 21000 | 1754 | 3.5 | 3.1 | Non Federally-Regulated | 11/25/2009 |  | 04/19/2013
Climate Control / Snyder General | Electro-Hydronics | UW420G3 |  | Water-Source | WBAHP: Heat Pump Packaged Unit | Heat Pump | 230 | 1 |  |  | No Match | No Match |  |  |  | 42000 | 3850 | 10.9 | 7.5 | 52000 | 4100 | 3.7 | 2.5 | Non Federally-Regulated | 05/16/1984 |  | 08/29/1986
American Air Filter | Enercon | CVW12 |  | Water-Source | WBAHP: Heat Pump Packaged Unit | Heat Pump | 208 | 1 |  |  | No Match | No Match |  |  |  | 12500 | 1180 | 10.6 | 7.5 | 15000 | 1380 | 3.2 | 2.5 | Non Federally-Regulated | 01/05/1982 |  | 05/16/1984
McQuay International | McQuay | CCW024E-G |  | Water-Source | WBAHP: Heat Pump Packaged Unit | Heat Pump | 230 | 1 |  |  | No Match | No Match |  |  |  | 25400 | 1840 | 13.8 | 9.3 | 29800 | 2130 | 4.1 | 3.8 | Federally-Regulated Commercial & Industrial Equipment | 03/31/1998 |  | 05/10/1998
McQuay / Snyder General | Electro-Hydronics | CCH030A*T |  | Water-Source | WBAHP: Heat Pump Packaged Unit | Heat Pump | 460 | 3 |  |  | No Match | No Match |  |  |  | 30000 | 2803 | 10.7 | 9 | 38000 | 3010 | 3.7 | 3.2 | Non Federally-Regulated | 05/11/1988 |  | 03/15/1989
Command-Aire | Command-Aire | RUWP-1233 |  | Water-Source | WBAHP: Heat Pump Packaged Unit | Heat Pump | 208 | 3 |  |  | No Match | No Match |  |  |  | 146000 | 15500 | 9.4 |  | 190000 | 15300 | 3.6 | 2.5 | Non Federally-Regulated | 02/22/1990 |  | 07/31/1991
Snyder General Corp. | McQuay | VE330G3 |  | Water-Source | WBAHP: Heat Pump Packaged Unit | Heat Pump | 230 | 1 |  |  | No Match | No Match |  |  |  | 30800 | 2852 | 10.8 | 9 | 35000 | 2900 | 3.5 | 3.2 | Non Federally-Regulated | 02/22/1990 |  | 07/31/1991
Florida Heat Pump | Florida Heat Pump | EM024-2CF |  | Water-Source | WBAHP: Heat Pump Packaged Unit | Heat Pump | 265 | 1 |  |  | No Match | No Match |  |  |  | 24000 | 1714 | 14 | 9.3 | 30000 | 1831 | 4.8 | 3.8 | Federally-Regulated Commercial & Industrial Equipment | 03/31/1998 |  | 05/10/1998
Waterfurnace International, Inc. | American Standard, Inc. | A1GX022***1**0 |  | Ground-Source | WBAHP: Heat Pump Packaged Unit | Heat Pump | 208 | 1 |  |  | No Match | Single-Speed |  |  |  | 21200 | 1044 | 20.3 | 13.4 | 15000 | 1158 | 3.8 | 3.1 | Non Federally-Regulated | 08/23/2011 |  | 10/24/2014
Florida Heat Pump | Florida Heat Pump | EM036-3CS | EM036-1AV | Water-Source | WBAHP-C: Heat Pump Split Syste | Heat Pump | 208 | 3 |  |  | No Match | No Match |  |  |  | 34500 | 2500 | 13.8 | 10 | 41000 | 2730 | 4.4 |  | Federally-Regulated Commercial & Industrial Equipment | 02/02/1998 |  | 03/31/1998
Friedrich Climate Master | Climate Master Series | V160-34********** |  | Water-Source | WBAHP: Heat Pump Packaged Unit | Heat Pump | 460 | 3 |  |  | No Match | No Match |  |  |  | 154000 | 15400 | 10 |  | 160000 | 14200 | 3.3 | 2.5 | Non Federally-Regulated | 08/29/1986 |  | 05/11/1988
Waterfurnace International, Inc. | Waterfurnace International, Inc. | VLV009*1 |  | Water-Source | WBAHP: Heat Pump Packaged Unit | Heat Pump | 230 | 1 |  |  | No Match | No Match |  |  |  | 9000 | 703 | 12.8 | 10 | 12000 | 817 | 4.3 |  | Federally-Regulated Commercial & Industrial Equipment | 04/12/2000 |  | 02/17/2011
Snyder General Corp. | McQuay | LM075C7 |  | Water-Source | WBAHP-O: Heat Pump Packaged Un | Heat Pump | 265 | 1 |  |  | No Match | No Match |  |  |  | 6900 | 645 | 10.7 | 9 | 9400 | 725 | 3.8 | 3.2 | Non Federally-Regulated | 02/22/1990 |  | 07/31/1991
Snyder General Corp. | McQuay | LHP7.5AK |  | Water-Source | WBAHP: Heat Pump Packaged Unit | Heat Pump | 208 | 3 |  |  | No Match | No Match |  |  |  | 76000 | 7100 | 10.7 | 9.2 | 95000 | 7500 | 3.7 | 2.5 | Non Federally-Regulated | 02/22/1990 |  | 07/31/1991
Waterfurnace International, Inc. | Waterfurnace International, Inc. | VLV/VXV036*1 |  | Ground-Water-Source | WBAHP: Heat Pump Packaged Unit | Heat Pump | 230 | 1 |  |  | No Match | No Match |  |  |  | 36100 | 2755 | 13.1 | 9 | 24500 | 2563 | 2.8 |  | Non Federally-Regulated | 06/20/2003 |  | 03/12/2009
Bard Manufacturing Company, Inc. | Bard | WPV30 |  | Water-Source | WBAHP: Heat Pump Packaged Unit | Heat Pump | 208 | 1 |  |  | No Match | No Match |  |  |  | 28000 | 2620 | 10.7 | 9 | 32200 | 2570 | 3.7 | 3.2 | Non Federally-Regulated | 05/11/1988 |  | 03/15/1989
ClimateMaster Inc. | Climate Master Series | 81610G |  | Water-Source | WBAHP: Heat Pump Packaged Unit | Heat Pump | 265 | 1 |  |  | No Match | No Match |  |  |  | 8300 | 728 | 11.4 | 10 | 10600 | 817 | 3.8 |  | Federally-Regulated Commercial & Industrial Equipment | 04/10/1996 |  | 04/07/1996
Florida Heat Pump | Florida Heat Pump | EV048-1CF/HZ/VT |  | Water-Source | WBAHP: Heat Pump Packaged Unit | Heat Pump | 230 | 1 |  |  | No Match | Single-Speed |  |  |  | 48500 | 3566 | 12.7 | 12 | 58000 | 3540 | 4.8 | 4.2 | Federally-Regulated Commercial & Industrial Equipment | 06/23/2011 |  | 12/12/2012
Waterfurnace International, Inc. | Waterfurnace International, Inc. | SXH068B3 |  | Ground-Source | WBAHP: Heat Pump Packaged Unit | Heat Pump | 208 | 3 |  |  | No Match | No Match |  |  |  | 66000 | 5500 | 12 |  | 52000 | 5080 | 3 |  | Non Federally-Regulated | 03/31/1998 |  | 05/10/1998
Addison Products | Addison Products | VGY054-1A |  | Water-Source | WBAHP-CB: Heat Pump Split Syst | Heat Pump | 208 | 1 |  |  | No Match | No Match |  |  |  | 57700 | 4931 | 11.7 | 9 | 67100 | 5461 | 3.6 | 3.5 | Non Federally-Regulated | 07/22/2002 |  | 03/12/2009
Heat Controller | Heat Controller | HWPG042-1B** |  | Water-Source | WBAHP-CB: Heat Pump Split Syst | Heat Pump | 208 | 1 |  |  | No Match | No Match |  |  |  | 42000 | 2896 | 14.5 | 9 | 46000 | 3209 | 4.2 | 3.5 | Non Federally-Regulated | 02/02/1998 |  | 10/02/1998
McQuay / Snyder General | Electro-Hydronics | VE260F5 |  | Water-Source | WBAHP: Heat Pump Packaged Unit | Heat Pump | 208 | 1 |  |  | No Match | No Match |  |  |  | 25000 | 2450 | 10.2 | 9 | 31600 | 2500 | 3.7 | 3.2 | Non Federally-Regulated | 05/11/1988 |  | 03/15/1989
Marvair | Marvair | WVP36HPA |  | Water-Source | WBAHP: Heat Pump Packaged Unit | Heat Pump | 230 | 1 |  |  | No Match | No Match |  |  |  | 35000 | 3182 | 11 | 9 | 44000 | 3394 | 3.8 | 3.2 | Non Federally-Regulated | 02/22/1990 |  | 07/31/1991
Mammoth | Geox | ZD062HSC |  | Water-Source | WBAHP: Heat Pump Packaged Unit | Heat Pump | 208 | 1 |  |  | No Match | No Match |  |  |  | 58000 | 5795 | 10 | 7.5 | 71000 | 5862 | 3.7 | 2.5 | Non Federally-Regulated | 06/11/1985 |  | 05/11/1988
Waterfurnace International, Inc. | Rybacki - Hart Enterprises | GS015**0*0 |  | Ground-Source | WBAHP: Heat Pump Packaged Unit | Heat Pump | 230 | 1 |  |  | No Match | Single-Speed |  |  |  | 14600 | 811 | 18 | 13.4 | 11700 | 927 | 3.7 | 3.1 | Non Federally-Regulated | 01/24/2011 |  | 04/19/2013
Waterfurnace International, Inc. | Waterfurnace International, Inc. | SXV042B1 |  | Ground-Water-Source | WBAHP: Heat Pump Packaged Unit | Heat Pump | 208 | 1 |  |  | No Match | No Match |  |  |  | 44500 | 3201 | 13.9 | 9 | 31800 | 2824 | 3.3 |  | Non Federally-Regulated | 01/30/1998 |  | 03/31/1998
McQuay International | McQuay | VWH/VWW024B-F |  | Water-Source | WBAHP: Heat Pump Packaged Unit | Heat Pump | 230 | 3 |  |  | No Match | No Match |  |  |  | 24400 | 2033 | 12 | 10 | 32000 | 2343 | 4 |  | Federally-Regulated Commercial & Industrial Equipment | 11/17/1999 |  | 09/21/2000
Climate Control / Snyder General | Electro-Hydronics | CW70G3 |  | Water-Source | WBAHP: Heat Pump Packaged Unit | Heat Pump | 230 | 1 |  |  | No Match | No Match |  |  |  | 6900 | 645 | 10.7 | 7.5 | 8800 | 680 | 3.8 | 2.5 | Non Federally-Regulated | 05/16/1984 |  | 08/29/1986
ClimateMaster Inc. | Climate Master Series | GRV/GRH015AG |  | Water-Source | WBAHP: Heat Pump Packaged Unit | Heat Pump | 208 | 1 |  |  | No Match | No Match |  |  |  | 13700 | 1113 | 12.3 | 10 | 17100 | 1138 | 4.4 |  | Federally-Regulated Commercial & Industrial Equipment | 04/12/2000 |  | 05/19/2000
McQuay International | McQuay | WM*/WC*/CW*007C*N |  | Water-Source | WBAHP-O: Heat Pump Packaged Un | Heat Pump | 265 | 1 |  |  | No Match | No Match |  |  |  | 6900 | 575 | 12 | 10 | 8600 | 646 | 3.9 |  | Federally-Regulated Commercial & Industrial Equipment | 10/05/1999 |  | 09/21/2000
Waterfurnace International, Inc. | Rybacki - Hart Enterprises | ZS030**4*4 |  | Water-Source | WBAHP: Heat Pump Packaged Unit | Heat Pump | 460 | 3 |  |  | No Match | Single-Speed |  |  |  | 29500 | 1879 | 15.7 | 12 | 34600 | 1988 | 5.1 | 4.2 | Federally-Regulated Commercial & Industrial Equipment | 06/14/2011 |  | 04/19/2013
Addison Products | Heat Controller | WRH54-1JC | HRH54-1J/1JB | Water-Source | WBAH: Heating Only Packaged Un | Heat Pump | 208 | 1 |  |  | No Match | No Match |  |  |  | 52500 | 4449 | 11.8 | 9 | 63000 | 5273 | 3.5 | 3.5 | Non Federally-Regulated | 10/05/1999 |  | 04/12/2000
Waterfurnace International, Inc. | Waterfurnace International, Inc. | P070**0(P) |  | Ground-Water-Source | WBAHP: Heat Pump Packaged Unit | Heat Pump | 208 | 1 |  |  | No Match | No Match |  |  |  | 41500 | 2385 | 17.4 | 9 | 32400 | 2636 | 3.6 |  | Non Federally-Regulated | 05/19/2000 |  | 07/18/2002
Waterfurnace International, Inc. | Waterfurnace International, Inc. | ATH066D3 |  | Ground-Water-Source | WBAHP: Heat Pump Packaged Unit | Heat Pump | 230 | 3 |  |  | No Match | No Match |  |  |  | 67000 | 5000 | 13.4 | 9 | 50000 | 4884 | 3 |  | Non Federally-Regulated | 01/30/1998 |  | 10/02/1998
ClimateMaster Inc. | Climate Master Series | 814-027-F******** |  | Water-Source | WBAHP: Heat Pump Packaged Unit | Heat Pump | 460 | 3 |  |  | No Match | No Match |  |  |  | 27000 | 2328 | 11.6 | 9 | 29500 | 2275 | 3.8 | 3.2 | Federally-Regulated Commercial & Industrial Equipment | 01/23/1988 |  | 05/11/1988
Tetco | Tetco | ES115.0 |  | Ground-Source | WBAHP: Heat Pump Packaged Unit | Heat Pump | 230 | 1 |  |  | No Match | No Match |  |  |  | 51000 | 3893 | 13.1 |  | 45000 | 4254 | 3.1 |  | Non Federally-Regulated | 03/31/1998 |  | 05/10/1998
Mammoth | Hydrobank II | F120VHJ |  | Water-Source | WBAHP: Heat Pump Packaged Unit | Heat Pump | 230 | 3 |  |  | No Match | No Match |  |  |  | 122000 | 10796 | 11.3 | 9 | 169000 | 13030 | 3.8 | 3.8 | Federally-Regulated Commercial & Industrial Equipment | 05/23/2000 |  | 01/18/2001
Florida Heat Pump | Geomaster, LLC | EC070-3CF/HZ/VT |  | Water-Source | WBAHP: Heat Pump Packaged Unit | Heat Pump | 208 | 3 |  |  | No Match | Single-Speed | 4406 | 803 | 1 | 68000 | 5037 | 13.5 | 12 | 80000 | 5209 | 4.5 | 4.2 | Federally-Regulated Commercial & Industrial Equipment | 04/23/2009 |  | 04/20/2015
McQuay / Snyder General | Electro-Hydronics | CC610F5 |  | Water-Source | WBAHP: Heat Pump Packaged Unit | Heat Pump | 208 | 1 |  |  | No Match | No Match |  |  |  | 61500 | 5850 | 10.5 | 7.5 | 77000 | 5785 | 3.9 | 2.5 | Non Federally-Regulated | 08/29/1986 |  | 05/11/1988
Climate Control / Snyder General | Electro-Hydronics | UW200F3 |  | Water-Source | WBAHP: Heat Pump Packaged Unit | Heat Pump | 230 | 1 |  |  | No Match | No Match |  |  |  | 20000 | 1880 | 10.7 | 7.5 | 25600 | 1920 | 3.9 | 2.5 | Non Federally-Regulated | 05/16/1984 |  | 08/29/1986
Waterfurnace International, Inc. | American Standard, Inc. | RKSV/RKSH030**3*0 |  | Water-Source | WBAHP: Heat Pump Packaged Unit | Heat Pump | 208 | 3 |  |  | No Match | Single-Speed |  |  |  | 27600 | 1516 | 18.2 | 12 | 30600 | 1661 | 5.4 | 4.2 | Federally-Regulated Commercial & Industrial Equipment | 01/09/2014 |  | 10/24/2014
ClimateMaster Inc. | Climate Master Series | GRV/GRH012AG |  | Ground-Water-Source | WBAHP: Heat Pump Packaged Unit | Heat Pump | 230 | 1 |  |  | No Match | No Match |  |  |  | 11800 | 867 | 13.6 | 9 | 8900 | 766 | 3.4 |  | Non Federally-Regulated | 04/10/2000 |  | 07/18/2002
California Heat Pump | Aqua-Matic | 35H**-32-** |  | Water-Source | WBAHP: Heat Pump Packaged Unit | Heat Pump | 230 | 3 |  |  | No Match | No Match |  |  |  | 35000 | 3180 | 11 | 7.5 | 42000 | 3240 | 3.8 | 2.5 | Non Federally-Regulated | 06/11/1985 |  | 05/11/1988
ClimateMaster Inc. | Climate Master Series | 805-024G********* |  | Water-Source | WBAHP-CB: Heat Pump Split Syst | Heat Pump | 208 | 1 |  |  | No Match | No Match |  |  |  | 24800 | 2460 | 10.1 | 9 | 32000 | 2930 | 3.2 |  | Non Federally-Regulated | 02/11/1988 |  | 07/27/1992
Waterfurnace International, Inc. | Eagle Mountain | ZS048**4*0 |  | Ground-Water-Source | WBAHP: Heat Pump Packaged Unit | Heat Pump | 460 | 3 |  |  | No Match | Single-Speed |  |  |  | 52000 | 2476 | 21 | 16.2 | 45900 | 3540 | 3.8 | 3.6 | Non Federally-Regulated | 01/24/2011 |  | 04/19/2013
Waterfurnace International, Inc. | Geotility Geothermal Installations | GCC/GCW/GCS/GCE09*2 |  | Ground-Water-Source | WBAHP-O: Heat Pump Packaged Un | Heat Pump | 265 | 1 |  |  | No Match | Single-Speed |  |  |  | 10200 | 453 | 22.5 | 16.2 | 8700 | 671 | 3.8 | 3.6 | Non Federally-Regulated | 01/24/2011 |  | 04/19/2013
Command-Aire | Command-Aire | SPHD0351 |  | Water-Source | WBAHP: Heat Pump Packaged Unit | Heat Pump | 208 | 1 |  |  | No Match | No Match |  |  |  | 36100 | 3281 | 11 | 10 | 45800 | 3532 | 3.8 |  | Federally-Regulated Commercial & Industrial Equipment | 08/07/1998 |  | 10/02/1998
Addison Products | Addison Products | VWPG030-3B-XL* |  | Water-Source | WBAHP-CB: Heat Pump Split Syst | Heat Pump | 230 | 3 |  |  | No Match | No Match |  |  |  | 28800 | 2133 | 13.5 | 9 | 31400 | 2191 | 4.2 | 3.5 | Non Federally-Regulated | 02/02/1998 |  | 10/02/1998
Power-Save International, Inc. | S.O.E.S.I. | PSS-400 |  | Water-Source | WBAHP: Heat Pump Packaged Unit | Heat Pump | 230 | 1 |  |  | No Match | No Match |  |  |  | 50000 | 3841 | 13 | 9 | 52000 | 3794 | 4 | 3.2 | Federally-Regulated Commercial & Industrial Equipment | 01/23/1988 |  | 05/11/1988
Waterfurnace International, Inc. | Waterfurnace International, Inc. | SXV010C2 |  | Ground-Water-Source | WBAHP: Heat Pump Packaged Unit | Heat Pump | 265 | 1 |  |  | No Match | No Match |  |  |  | 10100 | 687 | 14.7 | 11 | 11500 | 783 | 4.3 | 3.5 | Non Federally-Regulated | 03/31/1998 |  | 05/10/1998
Florida Heat Pump | Florida Heat Pump | ES048-1CS | ES048-1AV/AH | Ground-Water-Source | WBAHP-CB: Heat Pump Split Syst | Heat Pump | 208 | 1 |  |  | No Match | Single-Speed |  |  |  | 54500 | 2500 | 21.8 | 16.2 | 47500 | 2547 | 4.4 | 3.6 | Non Federally-Regulated | 07/06/2011 |  | 04/20/2015
Mammoth | Hydrobank II | G052HHG/VHG |  | Water-Source | WBAHP: Heat Pump Packaged Unit | Heat Pump | 460 | 3 |  |  | No Match | No Match |  |  |  | 53500 | 4734 | 11.3 | 10 | 69500 | 5222 | 3.9 |  | Federally-Regulated Commercial & Industrial Equipment | 02/02/1998 |  | 03/31/1998
Mammoth | Geox | GE009CA |  | Water-Source | WBAHP-O: Heat Pump Packaged Un | Heat Pump | 265 | 1 |  |  | No Match | No Match |  |  |  | 8600 | 677 | 12.7 | 9 | 11100 | 725 | 4.5 | 3.2 | Federally-Regulated Commercial & Industrial Equipment | 12/21/1990 |  | 07/27/1992
ClimateMaster Inc. | Climate Master Series | 813-036-H******** |  | Water-Source | WBAHP: Heat Pump Packaged Unit | Heat Pump | 208 | 3 |  |  | No Match | No Match |  |  |  | 36000 | 3190 | 11.3 | 9 | 42500 | 3190 | 3.9 | 3.2 | Non Federally-Regulated | 02/22/1990 |  | 07/31/1991
McQuay International | McQuay | WCCH/WCCW-024-E |  | Water-Source | WBAHP-CB: Heat Pump Split Syst | Heat Pump | 230 | 1 |  |  | No Match | No Match |  |  |  | 26400 | 2112 | 12.5 | 9 | 30800 | 2506 | 3.6 | 3.5 | Non Federally-Regulated | 11/19/2002 |  | 03/12/2009
Friedrich Climate Master | Climate Master Series | 803-048-G******** |  | Water-Source | WBAHP: Heat Pump Packaged Unit | Heat Pump | 208 | 1 |  |  | No Match | No Match |  |  |  | 48000 | 4750 | 10.1 | 7.5 | 59000 | 4650 | 3.7 | 2.5 | Non Federally-Regulated | 08/29/1986 |  | 05/11/1988
Florida Heat Pump | Geomaster, LLC | EV048-1CS | EV048-1AV/AH | Ground-Source | WBAHP-CB: Heat Pump Split Syst | Heat Pump | 208 | 1 |  |  | No Match | Single-Speed |  |  |  | 48000 | 2981 | 16.1 | 13.4 | 36800 | 3267 | 3.3 | 3.1 | Non Federally-Regulated | 06/14/2011 |  | 12/12/2012
Climate Control / Snyder General | Electro-Hydronics | VF140F7 |  | Water-Source | WBAHP: Heat Pump Packaged Unit | Heat Pump | 265 | 1 |  |  | No Match | No Match |  |  |  | 13500 | 1300 | 10.4 | 7.5 | 16000 | 1320 | 3.5 | 2.5 | Non Federally-Regulated | 05/16/1984 |  | 08/29/1986
McQuay International | McQuay | W-FDS/FDL/FDD-1-036-K |  | Water-Source | WBAHP: Heat Pump Packaged Unit | Heat Pump | 460 | 3 |  |  | No Match | No Match |  |  |  | 35200 | 2957 | 11.9 | 10 | 45000 | 3296 | 4 |  | Federally-Regulated Commercial & Industrial Equipment | 10/05/1999 |  | 09/21/2000
Waterfurnace International, Inc. | Extended Range | WXH/WXV096A*4*** |  | Water-Source | WBAHP-CB: Heat Pump Split Syst | Heat Pump | 460 | 3 |  |  | No Match | No Match |  |  |  | 103000 | 9537 | 10.8 | 9.2 | 127000 | 10632 | 3.5 |  | Non Federally-Regulated | 09/13/1989 |  | 07/27/1992
Waterfurnace International, Inc. | Geotility Geothermal Installations | ZS012**0*0 |  | Ground-Water-Source | WBAHP: Heat Pump Packaged Unit | Heat Pump | 208 | 1 |  |  | No Match | Single-Speed |  |  |  | 12500 | 687 | 18.2 | 16.2 | 12000 | 925 | 3.8 | 3.6 | Non Federally-Regulated | 01/24/2011 |  | 04/19/2013
Enertech Global, LLC | Enertech | HCT060D3 |  | Ground-Water-Source | WBAHP: Heat Pump Packaged Unit | Heat Pump | 460 | 3 |  |  | No Match | Single-Speed | 2388 | 644 | 1 | 68200 | 3031 | 22.5 | 16.2 | 59900 | 3816 | 4.6 | 3.6 | Non Federally-Regulated | 09/03/2012 |  | 12/12/2012
ClimateMaster Inc. | Climate Master | GSS030BG | FK4CNF003 | Ground-Water-Source | WBAHP-CB: Heat Pump Split Syst | Heat Pump | 208 | 1 |  |  | No Match | Single-Speed |  |  |  | 30200 | 1452 | 20.8 | 16.2 | 26400 | 1985 | 3.9 | 3.6 | Non Federally-Regulated | 09/15/2009 |  | 02/17/2011
Singer | Electro-Hydronics | UC330C5 |  | Water-Source | WBAHP: Heat Pump Packaged Unit | Heat Pump | 208 | 1 |  |  | No Match | No Match |  |  |  | 33000 | 3500 | 9.4 | 7.5 | 35500 | 3550 | 2.9 | 2.5 | Non Federally-Regulated | 01/05/1982 |  | 09/08/1982
ClimateMaster Inc. | Carrier | 50KQA/D007 |  | Water-Source | WBAHP-O: Heat Pump Packaged Un | Heat Pump | 230 | 1 |  |  | No Match | No Match |  |  |  | 6800 | 531 | 12.8 | 10 | 8600 | 547 | 4.6 |  | Federally-Regulated Commercial & Industrial Equipment | 10/05/1999 |  | 04/12/2000
Command-Aire | Command-Aire | SWPV137 |  | Water-Source | WBAHP: Heat Pump Packaged Unit | Heat Pump | 265 | 1 |  |  | No Match | No Match |  |  |  | 12200 | 1110 | 11 | 9 | 16000 | 1170 | 4 | 3.2 | Federally-Regulated Commercial & Industrial Equipment | 01/23/1988 |  | 05/11/1988
Florida Heat Pump | Florida Heat Pump | EM072-3VT |  | Water-Source | WBAHP: Heat Pump Packaged Unit | Heat Pump | 208 | 3 |  |  | No Match | No Match |  |  |  | 71000 | 5107 | 13.9 | 9 | 76000 | 4842 | 4.6 | 3.8 | Federally-Regulated Commercial & Industrial Equipment | 02/02/1998 |  | 03/31/1998
Mammoth | Hydrobank II | D052HHG/VHG |  | Water-Source | WBAHP: Heat Pump Packaged Unit | Heat Pump | 230 | 1 |  |  | No Match | No Match |  |  |  | 53500 | 4734 | 11.3 | 10 | 69500 | 5222 | 3.9 |  | Federally-Regulated Commercial & Industrial Equipment | 12/14/1998 |  | 05/23/2000
Florida Heat Pump | Florida Heat Pump | EM028-1CF/HZ/VT |  | Ground-Water-Source | WBAHP: Heat Pump Packaged Unit | Heat Pump | 208 | 1 |  |  | No Match | No Match |  |  |  | 29500 | 2048 | 14.4 | 9 | 20500 | 1820 | 3.3 |  | Non Federally-Regulated | 07/22/2002 |  | 03/12/2009
Waterfurnace International, Inc. | Eagle Mountain | ZS024**0*4 |  | Ground-Water-Source | WBAHP: Heat Pump Packaged Unit | Heat Pump | 208 | 1 |  |  | No Match | Single-Speed |  |  |  | 26400 | 1128 | 23.4 | 16.2 | 22300 | 1452 | 4.5 | 3.6 | Non Federally-Regulated | 06/14/2011 |  | 04/19/2013
ClimateMaster Inc. | Climate Master Series | GRV/GRH009AG |  | Water-Source | WBAHP-CB: Heat Pump Split Syst | Heat Pump | 230 | 1 |  |  | No Match | No Match |  |  |  | 8300 | 588 | 14.1 | 9 | 10100 | 721 | 4.1 | 3.5 | Non Federally-Regulated | 04/12/2000 |  | 07/18/2002
McQuay International | McQuay | CCW048E-G |  | Ground-Water-Source | WBAHP: Heat Pump Packaged Unit | Heat Pump | 208 | 1 |  |  | No Match | No Match |  |  |  | 48000 | 3692 | 13 | 9 | 34000 | 3320 | 3 |  | Non Federally-Regulated | 10/06/1999 |  | 04/10/2000
McQuay International | McQuay | CCW042E-T |  | Ground-Water-Source | WBAHP: Heat Pump Packaged Unit | Heat Pump | 460 | 3 |  |  | No Match | No Match |  |  |  | 41000 | 3059 | 13.4 | 9 | 27600 | 2788 | 2.9 |  | Non Federally-Regulated | 10/06/1999 |  | 04/10/2000
McQuay / Snyder General | Electro-Hydronics | FC630GD |  | Water-Source | WBAHP: Heat Pump Packaged Unit | Heat Pump | 230 | 3 |  |  | No Match | No Match |  |  |  | 63000 | 6430 | 9.8 | 9 | 79000 | 6430 | 3.6 | 3.2 | Non Federally-Regulated | 05/11/1988 |  | 03/15/1989
Command-Aire | Command-Aire | RUWP-404 |  | Water-Source | WBAHP: Heat Pump Packaged Unit | Heat Pump | 460 | 3 |  |  | No Match | No Match |  |  |  | 45900 | 4590 | 10 | 7.5 | 58200 | 4770 | 3.6 | 2.5 | Non Federally-Regulated | 01/05/1982 |  | 01/23/1988
Waterfurnace International, Inc. | Johnson Controls | RJSV/RJSH018**2*1 |  | Ground-Source | WBAHP: Heat Pump Packaged Unit | Heat Pump | 265 | 1 |  |  | No Match | Single-Speed |  |  |  | 18500 | 974 | 19 | 13.4 | 14700 | 1051 | 4.1 | 3.1 | Non Federally-Regulated | 01/24/2011 |  | 10/24/2014
Waterfurnace International, Inc. | Eagle Mountain | ZS024**3*0 |  | Water-Source | WBAHP: Heat Pump Packaged Unit | Heat Pump | 230 | 3 |  |  | No Match | Single-Speed |  |  |  | 23900 | 1637 | 14.6 | 12 | 27000 | 1684 | 4.7 | 4.2 | Federally-Regulated Commercial & Industrial Equipment | 01/24/2011 |  | 04/19/2013
Florida Heat Pump | Florida Heat Pump | GT048-1VT/HZ/CF |  | Water-Source | WBAHP-CB: Heat Pump Split Syst | Heat Pump | 208 | 1 |  |  | No Match | No Match |  |  |  | 49000 | 3951 | 12.4 | 9 | 58500 | 4396 | 3.9 | 3.5 | Non Federally-Regulated | 12/14/1998 |  | 10/05/1999
Florida Heat Pump | Florida Heat Pump | GO030-1CF/HZ/VT |  | Water-Source | WBAHP-CB: Heat Pump Split Syst | Heat Pump | 208 | 1 |  |  | No Match | No Match |  |  |  | 29600 | 2114 | 14 | 9 | 34000 | 2316 | 4.3 | 3.5 | Non Federally-Regulated | 05/23/2001 |  | 07/18/2002
Waterfurnace International, Inc. | American Standard, Inc. | A1GX036***1**1 |  | Ground-Source | WBAHP: Heat Pump Packaged Unit | Heat Pump | 208 | 1 |  |  | No Match | Single-Speed |  |  |  | 35000 | 1591 | 22 | 13.4 | 24100 | 1606 | 4.4 | 3.1 | Non Federally-Regulated | 08/23/2011 |  | 10/24/2014
California Heat Pump | California Heat Pump | 43H**-32-** |  | Water-Source | WBAHP: Heat Pump Packaged Unit | Heat Pump | 208 | 3 |  |  | No Match | No Match |  |  |  | 43000 | 3840 | 11.2 | 7.5 | 47000 | 3720 | 3.7 | 2.5 | Non Federally-Regulated | 08/29/1986 |  | 05/11/1988
Mammoth | Hydrobank II | A009CLF |  | Ground-Water-Source | WBAHP: Heat Pump Packaged Unit | Heat Pump | 115 | 1 |  |  | No Match | No Match |  |  |  | 8500 | 739 | 11.5 | 9 | 6500 | 634 | 3 |  | Non Federally-Regulated | 05/23/2000 |  | 01/18/2001
Addison Products | Heat Controller | WPH32-4JA/4JBA |  | Water-Source | WBAHP-CB: Heat Pump Split Syst | Heat Pump | 460 | 3 |  |  | No Match | No Match |  |  |  | 32200 | 2927 | 11 | 9 | 36200 | 3030 | 3.5 | 3.5 | Non Federally-Regulated | 10/05/1999 |  | 04/12/2000
Waterfurnace International, Inc. | Eagle Mountain | GTS038A1 | GAH036* | Ground-Source | WBAHP-CB: Heat Pump Split Syst | Heat Pump | 230 | 1 |  |  | No Match | Dual-Speed |  |  |  | 35000 | 2047 | 17.1 | 13.4 | 25700 | 1983 | 3.8 | 3.1 | Non Federally-Regulated | 08/23/2011 |  | 04/19/2013
Waterfurnace International, Inc. | Waterfurnace International, Inc. | ATH013C0 |  | Water-Source | WBAHP-CB: Heat Pump Split Syst | Heat Pump | 230 | 1 |  |  | No Match | No Match |  |  |  | 13500 | 906 | 14.9 | 9 | 14100 | 961 | 4.3 | 3.5 | Non Federally-Regulated | 02/02/1998 |  | 10/02/1998
Econar | Econar | GV180 |  | Ground-Source | WBAHP: Heat Pump Packaged Unit | Heat Pump | 208 | 1 |  |  | No Match | No Match |  |  |  | 16700 | 1274 | 13.1 |  | 16500 | 1465 | 3.3 |  | Non Federally-Regulated | 03/31/1998 |  | 05/10/1998
Florida Heat Pump | Florida Heat Pump | EM018-1CF |  | Water-Source | WBAHP: Heat Pump Packaged Unit | Heat Pump | 230 | 1 |  |  | No Match | No Match |  |  |  | 18500 | 1370 | 13.5 | 10 | 25000 | 1526 | 4.8 |  | Federally-Regulated Commercial & Industrial Equipment | 12/14/1998 |  | 10/05/1999
Waterfurnace International, Inc. | Eagle Mountain | YS042**1*0 |  | Water-Source | WBAHP: Heat Pump Packaged Unit | Heat Pump | 208 | 1 |  |  | No Match | Single-Speed |  |  |  | 40800 | 2814 | 14.5 | 12 | 45400 | 2957 | 4.5 | 4.2 | Federally-Regulated Commercial & Industrial Equipment | 01/24/2011 |  | 04/19/2013
Mammoth | Mammoth | E024HHA |  | Water-Source | WBAHP: Heat Pump Packaged Unit | Heat Pump | 265 | 1 |  |  | No Match | Dual-Speed |  |  |  | 27800 | 1616 | 17.2 | 12 | 28700 | 1717 | 4.9 | 4.2 | Federally-Regulated Commercial & Industrial Equipment | 11/30/2011 |  | 12/12/2012
Waterfurnace International, Inc. | Waterfurnace International, Inc. | NSV/NSH048G1*0 |  | Ground-Source | WBAHP: Heat Pump Packaged Unit | Heat Pump | 208 | 1 |  |  | No Match | Single-Speed |  |  |  | 48900 | 2827 | 17.3 | 13.4 | 35000 | 2849 | 3.6 | 3.1 | Non Federally-Regulated | 09/03/2012 |  | 04/19/2013
Climate Control / Snyder General | Trane | WPHA10XC* |  | Water-Source | WBAHP: Heat Pump Packaged Unit | Heat Pump | 230 | 1 |  |  | No Match | No Match |  |  |  | 9500 | 848 | 11.2 | 7.5 | 12600 | 879 | 4.2 | 2.5 | Non Federally-Regulated | 05/16/1984 |  | 05/11/1988
Singer | Electro-Hydronics | UC330CD |  | Water-Source | WBAHP: Heat Pump Packaged Unit | Heat Pump | 230 | 3 |  |  | No Match | No Match |  |  |  | 33000 | 3500 | 9.4 | 7.5 | 35400 | 3550 | 2.9 | 2.5 | Non Federally-Regulated | 09/08/1982 |  | 05/16/1984
Waterfurnace International, Inc. | Geotility Geothermal Installations | ZS036**4*4 |  | Water-Source | WBAHP: Heat Pump Packaged Unit | Heat Pump | 460 | 3 |  |  | No Match | Single-Speed |  |  |  | 33300 | 2220 | 15 | 12 | 40600 | 2479 | 4.8 | 4.2 | Federally-Regulated Commercial & Industrial Equipment | 06/14/2011 |  | 03/02/2012
Addison Products | Addison Products | DWPG017-1B-XL* |  | Water-Source | WBAHP-CB: Heat Pump Split Syst | Heat Pump | 230 | 1 |  |  | No Match | No Match |  |  |  | 16700 | 1176 | 14.2 | 9 | 18100 | 1262 | 4.2 | 3.5 | Non Federally-Regulated | 12/14/1998 |  | 10/05/1999
McQuay / Snyder General | Electro-Hydronics | WE090C7 |  | Water-Source | WBAHP: Heat Pump Packaged Unit | Heat Pump | 265 | 1 |  |  | No Match | No Match |  |  |  | 8700 | 825 | 10.5 | 9 | 10000 | 850 | 3.4 | 3.2 | Non Federally-Regulated | 05/11/1988 |  | 03/15/1989
McQuay International | McQuay | CCH/CCW/HWH/HWW060C-G |  | Water-Source | WBAHP: Heat Pump Packaged Unit | Heat Pump | 208 | 1 |  |  | No Match | No Match |  |  |  | 57000 | 5135 | 11.1 | 10 | 76000 | 5711 | 3.9 |  | Federally-Regulated Commercial & Industrial Equipment | 02/02/1998 |  | 03/31/1998
Command-Aire | Command-Aire | SWPH197E |  | Water-Source | WBAHP: Heat Pump Packaged Unit | Heat Pump | 265 | 1 |  |  | No Match | No Match |  |  |  | 18500 | 1680 | 11 | 9 | 24500 | 1750 | 4 | 3.2 | Non Federally-Regulated | 05/11/1988 |  | 03/15/1989
Climate Control / Snyder General | Electro-Hydronics | CW630GK |  | Water-Source | WBAHP: Heat Pump Packaged Unit | Heat Pump | 208 | 3 |  |  | No Match | No Match |  |  |  | 63000 | 6430 | 9.8 | 7.5 | 79000 | 6430 | 3.6 | 2.5 | Non Federally-Regulated | 06/11/1985 |  | 08/29/1986
Waterfurnace International, Inc. | Geotility Geothermal Installations | ZS048**0*0 |  | Ground-Source | WBAHP: Heat Pump Packaged Unit | Heat Pump | 230 | 1 |  |  | No Match | Single-Speed |  |  |  | 49500 | 2946 | 16.8 | 13.4 | 36900 | 3277 | 3.3 | 3.1 | Non Federally-Regulated | 01/24/2011 |  | 04/19/2013
ClimateMaster Inc. | Carrier Corp. | 50YCS0603 | FK4CNF006 | Ground-Water-Source | WBAHP-CB: Heat Pump Split Syst | Heat Pump | 208 | 1 |  |  | No Match | Single-Speed |  |  |  | 57800 | 3360 | 17.2 | 16.2 | 57100 | 4526 | 3.7 | 3.6 | Non Federally-Regulated | 09/15/2009 |  | 02/17/2011
McQuay International | McQuay | W-CDS/CME/CMS-1-007-E |  | Water-Source | WBAHP: Heat Pump Packaged Unit | Heat Pump | 208 | 1 |  |  | No Match | No Match |  |  |  | 7000 | 654 | 10.7 | 10 | 9800 | 736 | 3.9 |  | Federally-Regulated Commercial & Industrial Equipment | 10/05/1999 |  | 09/21/2000
Florida Heat Pump | Florida Heat Pump | EM007-1CF |  | Water-Source | WBAHP: Heat Pump Packaged Unit | Heat Pump | 230 | 1 |  |  | No Match | No Match |  |  |  | 7500 | 609 | 12.3 | 10 | 10000 | 651 | 4.5 |  | Federally-Regulated Commercial & Industrial Equipment | 02/02/1998 |  | 03/31/1998
American Air Filter | Enercon | EHW-75 |  | Water-Source | WBAHP: Heat Pump Packaged Unit | Heat Pump | 200 | 3 |  |  | No Match | No Match |  |  |  | 73000 | 7458 | 9.8 | 9.2 | 87500 | 7773 | 3.3 | 2.5 | Non Federally-Regulated | 02/22/1990 |  | 07/31/1991
Heat Controller | Heat Controller | VWPG024-1B-XL* |  | Water-Source | WBAHP-CB: Heat Pump Split Syst | Heat Pump | 208 | 1 |  |  | No Match | No Match |  |  |  | 21800 | 1639 | 13.3 | 9 | 24200 | 1729 | 4.1 | 3.5 | Non Federally-Regulated | 02/02/1998 |  | 10/02/1998
Mammoth | Hydrobank II | E025HHG |  | Water-Source | WBAHP: Heat Pump Packaged Unit | Heat Pump | 208 | 3 |  |  | No Match | No Match |  |  |  | 24400 | 1807 | 13.5 | 10 | 29100 | 1853 | 4.6 |  | Federally-Regulated Commercial & Industrial Equipment | 01/18/2001 |  | 07/16/2001
American Air Filter | Enercon | VW 93 |  | Water-Source | WBAHP: Heat Pump Packaged Unit | Heat Pump | 230 | 3 |  |  | No Match | No Match |  |  |  | 93000 | 11100 | 8.4 | 7.5 | 115000 | 11000 | 3.1 | 2.2 | Non Federally-Regulated | 08/30/1983 |  | 05/16/1984
Bard Manufacturing Company, Inc. | Bard | QW481-B |  | Ground-Water-Source | WBAHP: Heat Pump Packaged Unit | Heat Pump | 230 | 3 |  |  | No Match | No Match |  |  |  | 45000 | 3020 | 14.9 | 9 | 30200 | 2854 | 3.1 |  | Non Federally-Regulated | 03/21/2001 |  | 07/18/2002
Mammoth | Hydrobank II | E009CHA |  | Water-Source | WBAHP-O: Heat Pump Packaged Un | Heat Pump | 265 | 1 |  |  | No Match | No Match |  |  |  | 8600 | 677 | 12.7 | 9 | 11100 | 725 | 4.5 | 3.2 | Non Federally-Regulated | 02/22/1990 |  | 07/31/1991
Addison Products | Addison Products | VPY036-4A |  | Water-Source | WBAHP-CB: Heat Pump Split Syst | Heat Pump | 460 | 3 |  |  | No Match | No Match |  |  |  | 39400 | 2755 | 14.3 | 9 | 42700 | 3381 | 3.7 | 3.5 | Non Federally-Regulated | 11/14/2000 |  | 07/18/2002
Waterfurnace International, Inc. | Waterfurnace International, Inc. | SXH048B4 |  | Water-Source | WBAHP: Heat Pump Packaged Unit | Heat Pump | 460 | 3 |  |  | No Match | No Match |  |  |  | 49000 | 3629 | 13.5 | 9.3 | 60500 | 3772 | 4.7 | 3.8 | Federally-Regulated Commercial & Industrial Equipment | 03/31/1998 |  | 05/10/1998
Waterfurnace International, Inc. | Waterfurnace International, Inc. | SXH036*0 |  | Water-Source | WBAHP: Heat Pump Packaged Unit | Heat Pump | 230 | 1 |  |  | No Match | No Match |  |  |  | 36000 | 2647 | 13.6 | 10 | 44500 | 2774 | 4.7 |  | Federally-Regulated Commercial & Industrial Equipment | 10/05/1999 |  | 05/19/2000
Florida Heat Pump | Florida Heat Pump | GT030-1CS | GT030-1AV/AH | Water-Source | WBAH: Heating Only Packaged Un | Heat Pump | 208 | 1 |  |  | No Match | No Match |  |  |  | 30800 | 2184 | 14.1 | 9 | 32200 | 2419 | 3.9 | 3.5 | Non Federally-Regulated | 10/05/1999 |  | 04/12/2000
ClimateMaster Inc. | Carrier | 50KQA/D012 |  | Water-Source | WBAHP-O: Heat Pump Packaged Un | Heat Pump | 208 | 1 |  |  | No Match | No Match |  |  |  | 11800 | 921 | 12.8 | 10 | 14000 | 1051 | 3.9 |  | Federally-Regulated Commercial & Industrial Equipment | 02/02/1998 |  | 03/31/1998
McQuay International | McQuay | CCH/CCW/HWH/HWW070C-W |  | Water-Source | WBAHP: Heat Pump Packaged Unit | Heat Pump | 575 | 3 |  |  | No Match | No Match |  |  |  | 70000 | 5833 | 12 | 10.5 | 80000 | 5582 | 4.2 | 3.8 | Federally-Regulated Commercial & Industrial Equipment | 03/31/1998 |  | 05/10/1998
ClimateMaster Inc. | Climate Master Series | 81610G |  | Water-Source | WBAHP-O: Heat Pump Packaged Un | Heat Pump | 265 | 1 |  |  | No Match | No Match |  |  |  | 8300 | 728 | 11.4 | 9.3 | 10600 | 817 | 3.8 | 3.8 | Federally-Regulated Commercial & Industrial Equipment | 03/31/1998 |  | 05/10/1998
Carrier Corp. | Carrier | 50QXH0184 |  | Water-Source | WBAHP: Heat Pump Packaged Unit | Heat Pump | 265 | 1 |  |  | No Match | No Match |  |  |  | 18500 | 1637 | 11.3 | 9 | 21800 | 1681 | 3.8 | 3.2 | Federally-Regulated Commercial & Industrial Equipment | 09/25/1989 |  | 10/10/1989
Florida Heat Pump | Florida Heat Pump | EM042-3CS | EM042-1AV | Water-Source | WBAHP-C: Heat Pump Split Syste | Heat Pump | 230 | 3 |  |  | No Match | No Match |  |  |  | 41000 | 3153 | 13 | 10 | 50000 | 3488 | 4.2 |  | Federally-Regulated Commercial & Industrial Equipment | 02/02/1998 |  | 03/31/1998
Trane U.S. Inc. | Trane | GSHC0181B |  | Water-Source | WBAHP-CB: Heat Pump Split Syst | Heat Pump | 208 | 1 |  |  | No Match | No Match |  |  |  | 22600 | 1378 | 16.4 | 9 | 25200 | 1893 | 3.9 | 3.5 | Non Federally-Regulated | 10/05/1999 |  | 04/12/2000
Carrier Corp. | Carrier | 50KQ0093 |  | Water-Source | WBAHP: Heat Pump Packaged Unit | Heat Pump | 208 | 1 |  |  | No Match | No Match |  |  |  | 8600 | 810 | 10.6 | 9 | 10500 | 905 | 3.4 | 3.2 | Non Federally-Regulated | 02/22/1990 |  | 07/31/1991
Addison Products | Heat Controller | HWY012-0A |  | Water-Source | WBAHP: Heat Pump Packaged Unit | Heat Pump | 115 | 1 |  |  | No Match | No Match |  |  |  | 11600 | 1045 | 11.1 | 10 | 16500 | 1124 | 4.3 |  | Federally-Regulated Commercial & Industrial Equipment | 11/17/1999 |  | 04/12/2000
ClimateMaster Inc. | Carrier | RHC036***60*** |  | Water-Source | WBAHP: Heat Pump Packaged Unit | Heat Pump | 460 | 3 |  |  | No Match | No Match |  |  |  | 35600 | 3042 | 11.7 | 10 | 47200 | 3219 | 4.3 |  | Federally-Regulated Commercial & Industrial Equipment | 07/02/2003 |  | 03/12/2009
Waterfurnace International, Inc. | Waterfurnace International, Inc. | VLV048A1 |  | Water-Source | WBAHP: Heat Pump Packaged Unit | Heat Pump | 208 | 1 |  |  | No Match | No Match |  |  |  | 45800 | 3606 | 12.7 | 10 | 57900 | 4040 | 4.2 |  | Federally-Regulated Commercial & Industrial Equipment | 07/29/1998 |  | 10/02/1998
Trane U.S. Inc. | Trane | WPHD006 |  | Water-Source | WBAHP: Heat Pump Packaged Unit | Heat Pump | 208 | 1 |  |  | No Match | No Match |  |  |  | 6700 | 549 | 12.2 | 10 | 9500 | 632 | 4.4 |  | Federally-Regulated Commercial & Industrial Equipment | 04/12/2000 |  | 11/14/2000
Addison Products | Addison Products | VGY012-8A |  | Ground-Water-Source | WBAHP: Heat Pump Packaged Unit | Heat Pump | 265 | 1 |  |  | No Match | No Match |  |  |  | 11400 | 820 | 13.9 | 9 | 8200 | 750 | 3.2 |  | Non Federally-Regulated | 07/22/2002 |  | 03/12/2009
Mammoth | Hydrobank II | D036HHJ |  | Water-Source | WBAHP: Heat Pump Packaged Unit | Heat Pump | 230 | 1 |  |  | No Match | No Match |  |  |  | 35000 | 3240 | 10.8 | 10 | 46000 | 3455 | 3.9 |  | Federally-Regulated Commercial & Industrial Equipment | 01/18/2001 |  | 03/12/2009
Addison Products | Heat Controller | VWPG017-1B-XL |  | Ground-Water-Source | WBAHP: Heat Pump Packaged Unit | Heat Pump | 230 | 1 |  |  | No Match | No Match |  |  |  | 16300 | 1124 | 14.5 | 9 | 11500 | 1086 | 3.1 |  | Non Federally-Regulated | 10/06/1999 |  | 04/10/2000
Waterfurnace International, Inc. | Johnson Controls | RJSV/RJSH048**3*0 |  | Water-Source | WBAHP: Heat Pump Packaged Unit | Heat Pump | 230 | 3 |  |  | No Match | Single-Speed |  |  |  | 46400 | 2994 | 15.5 | 12 | 55400 | 3247 | 5 | 4.2 | Federally-Regulated Commercial & Industrial Equipment | 01/24/2011 |  | 10/24/2014
Addison Products | Heat Controller | HWPG054-1B-XL |  | Ground-Water-Source | WBAHP: Heat Pump Packaged Unit | Heat Pump | 230 | 1 |  |  | No Match | No Match |  |  |  | 53000 | 3925 | 13.5 | 9 | 40000 | 3906 | 3 |  | Non Federally-Regulated | 10/06/1999 |  | 04/10/2000
Mammoth | Hydrobank II | F024HHJ |  | Water-Source | WBAHP: Heat Pump Packaged Unit | Heat Pump | 208 | 3 |  |  | No Match | No Match |  |  |  | 23600 | 2247 | 10.5 | 10 | 31500 | 2366 | 3.9 |  | Federally-Regulated Commercial & Industrial Equipment | 11/14/2000 |  | 01/18/2001
Addison Products | Addison Products | WSH028-3AR |  | Water-Source | WBAHP: Heat Pump Packaged Unit | Heat Pump | 230 | 3 |  |  | No Match | No Match |  |  |  | 27000 | 2177 | 12.4 | 10 | 34600 | 2304 | 4.4 |  | Federally-Regulated Commercial & Industrial Equipment | 12/14/1998 |  | 05/19/2000
Waterfurnace International, Inc. | Waterfurnace International, Inc. | NSV/NSH030G1*1 |  | Water-Source | WBAHP: Heat Pump Packaged Unit | Heat Pump | 208 | 1 |  |  | No Match | Single-Speed |  |  |  | 27800 | 1448 | 19.2 | 12 | 30600 | 1573 | 5.7 | 4.2 | Federally-Regulated Commercial & Industrial Equipment | 09/03/2012 |  | 04/19/2013
Florida Heat Pump | Florida Heat Pump | EM041-3CF/HZ/VT |  | Ground-Water-Source | WBAHP: Heat Pump Packaged Unit | Heat Pump | 230 | 3 |  |  | No Match | No Match |  |  |  | 41000 | 3037 | 13.5 | 9 | 30000 | 2929 | 3 |  | Non Federally-Regulated | 05/29/2001 |  | 07/18/2002
Enertech Global, LLC | Enertech | TST036A | ACD036 | Ground-Water-Source | WBAHP-CB: Heat Pump Split Syst | Heat Pump | 230 | 1 |  |  | No Match | Single-Speed |  |  |  | 38800 | 1813 | 21.4 | 16.2 | 35700 | 2325 | 4.5 | 3.6 | Non Federally-Regulated | 12/12/2012 |  | 04/29/2015
Friedrich Climate Master | Climate Master Series | 804-043-H******** |  | Water-Source | WBAHP: Heat Pump Packaged Unit | Heat Pump | 230 | 3 |  |  | No Match | No Match |  |  |  | 42000 | 4050 | 10.4 | 7.5 | 57000 | 4450 | 3.8 | 2.5 | Non Federally-Regulated | 08/29/1986 |  | 05/11/1988
Waterfurnace International, Inc. | Waterfurnace International, Inc. | NSV/NSH036F1*0 |  | Ground-Water-Source | WBAHP: Heat Pump Packaged Unit | Heat Pump | 208 | 1 |  |  | No Match | Single-Speed |  |  |  | 36300 | 1412 | 25.7 | 16.2 | 28200 | 1758 | 4.7 | 3.6 | Non Federally-Regulated | 05/02/2012 |  | 09/03/2012
McQuay / Snyder General | Electro-Hydronics | HC140A3 |  | Water-Source | WBAHP: Heat Pump Packaged Unit | Heat Pump | 230 | 1 |  |  | No Match | No Match |  |  |  | 13500 | 1300 | 10.4 | 9 | 17500 | 1350 | 3.8 | 3.2 | Non Federally-Regulated | 05/11/1988 |  | 03/15/1989
Waterfurnace International, Inc. | Geotility Geothermal Installations | ZS036**0*4 |  | Ground-Source | WBAHP: Heat Pump Packaged Unit | Heat Pump | 208 | 1 |  |  | No Match | Single-Speed |  |  |  | 34500 | 1994 | 17.3 | 13.4 | 26000 | 2117 | 3.6 | 3.1 | Non Federally-Regulated | 03/02/2012 |  | 04/19/2013
ClimateMaster Inc. | Climate Master | TES/P026A | TAC026A | Water-Source | WBAHP-CB: Heat Pump Split Syst | Heat Pump | 230 | 1 |  |  | No Match | Single-Speed |  |  |  | 26200 | 1550 | 16.9 | 12 | 30200 | 1609 | 5.5 | 4.2 | Federally-Regulated Commercial & Industrial Equipment | 12/12/2012 |  | 01/09/2014
Florida Heat Pump | Florida Heat Pump | EM042-5VT |  | Water-Source | WBAHP: Heat Pump Packaged Unit | Heat Pump | 575 | 3 |  |  | No Match | No Match |  |  |  | 42000 | 3181 | 13.2 | 10 | 51000 | 3475 | 4.3 |  | Federally-Regulated Commercial & Industrial Equipment | 12/14/1998 |  | 10/05/1999
Waterfurnace International, Inc. | Geotility Geothermal Installations | YS024**1*0 |  | Water-Source | WBAHP: Heat Pump Packaged Unit | Heat Pump | 230 | 1 |  |  | No Match | Single-Speed |  |  |  | 23900 | 1637 | 14.6 | 12 | 27000 | 1684 | 4.7 | 4.2 | Federally-Regulated Commercial & Industrial Equipment | 01/24/2011 |  | 04/19/2013
Mammoth | Hydrobank II | D010VLG |  | Ground-Water-Source | WBAHP: Heat Pump Packaged Unit | Heat Pump | 208 | 1 |  |  | No Match | No Match |  |  |  | 9900 | 727 | 13.6 | 9 | 7700 | 727 | 3.1 |  | Non Federally-Regulated | 01/18/2001 |  | 07/18/2002
Mammoth | Hydrobank II | F054HHE/VHE |  | Water-Source | WBAHP: Heat Pump Packaged Unit | Heat Pump | 230 | 3 |  |  | No Match | No Match |  |  |  | 54000 | 3802 | 14.2 | 10 | 67500 | 4300 | 4.6 |  | Federally-Regulated Commercial & Industrial Equipment | 07/29/1998 |  | 10/02/1998
ClimateMaster Inc. | Climate Master Series | VP/HP042 F/H |  | Water-Source | WBAHP: Heat Pump Packaged Unit | Heat Pump | 208 | 3 |  |  | No Match | No Match |  |  |  | 41000 | 3153 | 13 | 9.3 | 51000 | 3396 | 4.4 | 3.8 | Federally-Regulated Commercial & Industrial Equipment | 03/31/1998 |  | 05/10/1998
Waterfurnace International, Inc. | Eagle Mountain | ZS015**0*1 |  | Water-Source | WBAHP: Heat Pump Packaged Unit | Heat Pump | 230 | 1 |  |  | No Match | Single-Speed |  |  |  | 14000 | 915 | 15.3 | 11.2 | 16500 | 987 | 4.9 | 4.2 | Federally-Regulated Commercial & Industrial Equipment | 01/24/2011 |  | 04/19/2013
Climate Control / Snyder General | Electro-Hydronics | UC610GD |  | Water-Source | WBAHP: Heat Pump Packaged Unit | Heat Pump | 230 | 3 |  |  | No Match | No Match |  |  |  | 61500 | 5850 | 10.5 | 7.5 | 69000 | 5790 | 3.5 | 2.5 | Non Federally-Regulated | 05/16/1984 |  | 06/11/1985
Enertech Global, LLC | Enertech | HRT036A | MPD036 | Ground-Source | WBAHP-CB: Heat Pump Split Syst | Heat Pump | 208 | 1 |  |  | No Match | Single-Speed |  |  |  | 36000 | 2156 | 16.7 | 13.4 | 27200 | 2098 | 3.8 | 3.1 | Non Federally-Regulated | 12/12/2012 |  | 04/29/2015
ClimateMaster Inc. | Climate Master Series | VZ024 |  | Ground-Source | WBAHP: Heat Pump Packaged Unit | Heat Pump | 208 | 1 |  |  | No Match | No Match |  |  |  | 24000 | 1558 | 15.4 |  | 16600 | 1430 | 3.4 |  | Non Federally-Regulated | 03/31/1998 |  | 05/10/1998
Florida Heat Pump | Energy Miser | HECS19-1 | HEAH19-1 | Water-Source | WBAHP-C: Heat Pump Split Syste | Heat Pump | 208 | 1 |  |  | No Match | No Match |  |  |  | 18100 | 1660 | 10.9 | 9 | 24000 | 1760 | 4 | 3.2 | Non Federally-Regulated | 02/22/1990 |  | 07/31/1991
California Heat Pump | California Heat Pump | CHP-53V*-12-** |  | Water-Source | WBAHP: Heat Pump Packaged Unit | Heat Pump | 230 | 1 |  |  | No Match | No Match |  |  |  | 53000 | 5700 | 9.3 | 7.5 | 60000 | 5700 | 3.1 | 2.5 | Non Federally-Regulated | 01/05/1982 |  | 06/11/1985
Florida Heat Pump | Florida Heat Pump | EM042-5CS | EM042-5AV | Water-Source | WBAHP-C: Heat Pump Split Syste | Heat Pump | 575 | 3 |  |  | No Match | No Match |  |  |  | 41000 | 3153 | 13 | 10 | 50000 | 3488 | 4.2 |  | Federally-Regulated Commercial & Industrial Equipment | 02/02/1998 |  | 03/31/1998
Waterfurnace International, Inc. | Waterfurnace International, Inc. | NSZ048A3 | NRAC048* | Ground-Source | WBAHP-CB: Heat Pump Split Syst | Heat Pump | 230 | 3 |  |  | No Match | Single-Speed |  |  |  | 46200 | 2552 | 18.1 | 13.4 | 35300 | 2723 | 3.8 | 3.1 | Non Federally-Regulated | 08/23/2011 |  | 10/24/2014
ClimateMaster Inc. | Carrier Corp. | 50PRH/V009 3 |  | Ground-Water-Source | WBAHP: Heat Pump Packaged Unit | Heat Pump | 208 | 1 |  |  | No Match | Single-Speed |  |  |  | 10100 | 481 | 21 | 16.2 | 9800 | 736 | 3.9 | 3.6 | Non Federally-Regulated | 01/24/2011 |  | 08/23/2011
Trane U.S. Inc. | Command-Aire | SPHD0197 |  | Water-Source | WBAHP: Heat Pump Packaged Unit | Heat Pump | 265 | 1 |  |  | No Match | No Match |  |  |  | 18900 | 1657 | 11.4 | 10 | 24100 | 1810 | 3.9 |  | Federally-Regulated Commercial & Industrial Equipment | 10/05/1999 |  | 04/12/2000
Florida Heat Pump | Florida Heat Pump | GT048-1CS | GT048-1AH/AV | Water-Source | WBAH: Heating Only Packaged Un | Heat Pump | 208 | 1 |  |  | No Match | No Match |  |  |  | 49000 | 4016 | 12.2 | 9 | 59000 | 4549 | 3.8 | 3.5 | Non Federally-Regulated | 07/22/2002 |  | 03/12/2009
Climate Control / Snyder General | Electro-Hydronics | CW550G5 |  | Water-Source | WBAHP: Heat Pump Packaged Unit | Heat Pump | 208 | 1 |  |  | No Match | No Match |  |  |  | 55000 | 5670 | 9.7 | 7.5 | 67000 | 5610 | 3.5 | 2.5 | Non Federally-Regulated | 06/11/1985 |  | 08/29/1986
Florida Heat Pump | Florida Heat Pump | GT054-5VT/HZ/CF |  | Water-Source | WBAHP-CB: Heat Pump Split Syst | Heat Pump | 575 | 3 |  |  | No Match | No Match |  |  |  | 53000 | 4240 | 12.5 | 9 | 62000 | 4657 | 3.9 | 3.5 | Non Federally-Regulated | 10/05/1999 |  | 04/12/2000
Trane U.S. Inc. | Trane | WPVD0191 |  | Water-Source | WBAHP: Heat Pump Packaged Unit | Heat Pump | 265 | 1 |  |  | No Match | No Match |  |  |  | 20000 | 1754 | 11.4 | 9.3 | 26700 | 1863 | 4.2 | 3.8 | Federally-Regulated Commercial & Industrial Equipment | 03/31/1998 |  | 05/10/1998
McQuay International | McQuay | W-CMG-1-036-F |  | Ground-Water-Source | WBAHP: Heat Pump Packaged Unit | Heat Pump | 230 | 3 |  |  | No Match | No Match |  |  |  | 36200 | 2701 | 13.4 | 9 | 25400 | 2566 | 2.9 |  | Non Federally-Regulated | 09/21/2000 |  | 07/18/2002
Florida Heat Pump | Florida Heat Pump | EM042-1CS | EM042-1AV | Water-Source | WBAHP-C: Heat Pump Split Syste | Heat Pump | 230 | 1 |  |  | No Match | No Match |  |  |  | 41000 | 3153 | 13 | 10 | 50000 | 3488 | 4.2 |  | Federally-Regulated Commercial & Industrial Equipment | 12/14/1998 |  | 10/05/1999
ClimateMaster Inc. | Climate Master Series | V113-12 |  | Water-Source | WBAHP: Heat Pump Packaged Unit | Heat Pump | 230 | 1 |  |  | No Match | No Match |  |  |  | 113000 | 10462 | 10.8 | 10.5 | 130000 | 10026 | 3.8 | 3.8 | Federally-Regulated Commercial & Industrial Equipment | 03/31/1998 |  | 05/10/1998
Waterfurnace International, Inc. | Geosmart Energy, Inc. | ZS036**0*4 |  | Water-Source | WBAHP: Heat Pump Packaged Unit | Heat Pump | 230 | 1 |  |  | No Match | Single-Speed |  |  |  | 33300 | 2220 | 15 | 12 | 40600 | 2479 | 4.8 | 4.2 | Federally-Regulated Commercial & Industrial Equipment | 06/14/2011 |  | 03/02/2012
Florida Heat Pump | Geomaster, LLC | EC048-4CS | EC048-4AH/AV | Ground-Source | WBAHP-CB: Heat Pump Split Syst | Heat Pump | 460 | 3 |  |  | No Match | Single-Speed |  |  |  | 51000 | 3377 | 15.1 | 13.4 | 36100 | 3111 | 3.4 | 3.1 | Non Federally-Regulated | 04/23/2009 |  | 04/20/2015
Waterfurnace International, Inc. | Waterfurnace International, Inc. | VL/VX095**3 |  | Water-Source | WBAHP: Heat Pump Packaged Unit | Heat Pump | 230 | 3 |  |  | No Match | No Match |  |  |  | 95000 | 7089 | 13.4 | 9 | 118000 | 7516 | 4.6 | 3.8 | Federally-Regulated Commercial & Industrial Equipment | 11/14/2000 |  | 01/18/2001
Innovative Air Systems | E-Series | HE35ECHP-CUV |  | Ground-Water-Source | WBAHP: Heat Pump Packaged Unit | Heat Pump | 460 | 3 |  |  | No Match | No Match |  |  |  | 42268 | 2087 | 20.3 | 9 | 60992 | 2526 | 7.1 |  | Non Federally-Regulated | 02/24/1994 |  | 04/10/2000
Enertech Global, LLC | Enertech | GT120 |  | Ground-Water-Source | WBAHP: Heat Pump Packaged Unit | Heat Pump | 208 | 1 |  |  | No Match | Single-Speed | 6740 | 800 | 1 | 131200 | 7540 | 17.4 | 16.2 | 113700 | 8331 | 4 | 3.6 | Non Federally-Regulated | 01/10/2012 |  | 04/19/2013
Waterfurnace International, Inc. | Waterfurnace International, Inc. | VLV/VXV030*3 |  | Water-Source | WBAHP: Heat Pump Packaged Unit | Heat Pump | 208 | 3 |  |  | No Match | No Match |  |  |  | 29500 | 2107 | 14 | 10 | 35200 | 2291 | 4.5 |  | Federally-Regulated Commercial & Industrial Equipment | 06/20/2003 |  | 02/17/2011
Command-Aire | Command-Aire | SWPXR267E |  | Water-Source | WBAHP: Heat Pump Packaged Unit | Heat Pump | 265 | 1 |  |  | No Match | No Match |  |  |  | 24000 | 2160 | 11.1 | 7.5 | 32000 | 2340 | 4.1 | 2.5 | Non Federally-Regulated | 05/16/1984 |  | 01/23/1988
Florida Heat Pump | DeMarco Energy Systems | GT062-5VT/HZ/CF |  | Water-Source | WBAHP-CB: Heat Pump Split Syst | Heat Pump | 575 | 3 |  |  | No Match | No Match |  |  |  | 61500 | 4920 | 12.5 | 9 | 78000 | 6014 | 3.8 | 3.5 | Non Federally-Regulated | 10/05/1999 |  | 04/12/2000
Waterfurnace International, Inc. | Waterfurnace International, Inc. | SXV048*1 |  | Ground-Water-Source | WBAHP: Heat Pump Packaged Unit | Heat Pump | 208 | 1 |  |  | No Match | No Match |  |  |  | 51500 | 3843 | 13.4 | 9 | 36000 | 3402 | 3.1 |  | Non Federally-Regulated | 10/06/1999 |  | 05/19/2000
Addison Products | Comfort-Aire | RUWP-3533 |  | Water-Source | WBAHP: Heat Pump Packaged Unit | Heat Pump | 208 | 3 |  |  | No Match | No Match |  |  |  | 411000 | 47400 | 8.7 |  | 500000 | 43000 | 3.4 | 3.8 | Non Federally-Regulated | 07/31/1991 |  | 03/31/1998
American Air Filter | Enercon | GVW-215 |  | Water-Source | WBAHP: Heat Pump Packaged Unit | Heat Pump | 208 | 3 |  |  | No Match | No Match |  |  |  | 214000 | 18000 | 11.9 |  | 240000 | 18400 | 3.8 | 2.5 | Non Federally-Regulated | 02/22/1990 |  | 07/31/1991
Friedrich Climate Master | Climate Master Series | 803-048-H******** |  | Water-Source | WBAHP: Heat Pump Packaged Unit | Heat Pump | 208 | 3 |  |  | No Match | No Match |  |  |  | 48000 | 4750 | 10.1 | 7.5 | 59000 | 4650 | 3.7 | 2.5 | Non Federally-Regulated | 08/29/1986 |  | 05/11/1988
Waterfurnace International, Inc. | Eagle Mountain | ZS030**3*4 |  | Ground-Source | WBAHP: Heat Pump Packaged Unit | Heat Pump | 230 | 3 |  |  | No Match | Single-Speed |  |  |  | 29000 | 1585 | 18.3 | 13.4 | 22800 | 1758 | 3.8 | 3.1 | Non Federally-Regulated | 06/14/2011 |  | 04/19/2013
Climate Control / Snyder General | Trane | WPHA62XC* |  | Water-Source | WBAHP: Heat Pump Packaged Unit | Heat Pump | 230 | 1 |  |  | No Match | No Match |  |  |  | 61500 | 5850 | 10.5 | 7.5 | 69000 | 5790 | 3.5 | 2.5 | Non Federally-Regulated | 05/16/1984 |  | 05/11/1988
Mammoth | Geox | GEV25 |  | Water-Source | WBAHP-CB: Heat Pump Split Syst | Heat Pump | 265 | 1 |  |  | No Match | No Match |  |  |  | 27400 | 2490 | 11 | 9 | 32400 | 2714 | 3.5 |  | Non Federally-Regulated | 12/28/1990 |  | 07/27/1992
Trane U.S. Inc. | Trane | GEVB1805********************** |  | Ground-Water-Source | WBAHP: Heat Pump Packaged Unit | Heat Pump | 575 | 3 |  |  | Ozone-Depleting | No Match | 8267 | 4071 |  | 178900 | 12338 | 14.5 | 13.4 | 128700 | 10777 | 3.5 | 3.1 | Non Federally-Regulated | 06/27/2007 |  | 03/12/2009
Climate Control / Snyder General | Electro-Hydronics | FC550GP |  | Water-Source | WBAHP: Heat Pump Packaged Unit | Heat Pump | 460 | 3 |  |  | No Match | No Match |  |  |  | 55000 | 5670 | 9.7 | 7.5 | 67000 | 5610 | 3.5 | 2.5 | Non Federally-Regulated | 06/11/1985 |  | 08/29/1986
Florida Heat Pump | Florida Heat Pump | CG012-1 |  | Ground-Water-Source | WBAHP: Heat Pump Packaged Unit | Heat Pump | 230 | 1 |  |  | No Match | No Match |  |  |  | 11000 | 714 | 15.4 | 9 | 7400 | 677 | 3.2 |  | Non Federally-Regulated | 10/06/1999 |  | 04/10/2000
Waterfurnace International, Inc. | Waterfurnace International, Inc. | NSV/NSH048F1*4 |  | Ground-Water-Source | WBAHP: Heat Pump Packaged Unit | Heat Pump | 230 | 1 |  |  | No Match | Single-Speed |  |  |  | 53000 | 2031 | 26.1 | 16.2 | 43400 | 2706 | 4.7 | 3.6 | Non Federally-Regulated | 05/02/2012 |  | 04/19/2013
Singer | Electro-Hydronics | QW450D6 |  | Water-Source | WBAHP: Heat Pump Packaged Unit | Heat Pump | 208 | 1 |  |  | No Match | No Match |  |  |  | 40000 | 4350 | 9.2 | 7.5 | 43000 | 4500 | 2.8 | 2.5 | Non Federally-Regulated | 09/08/1982 |  | 05/16/1984
Waterfurnace International, Inc. | Johnson Controls | RJSV/RJSH042**4*1 |  | Water-Source | WBAHP: Heat Pump Packaged Unit | Heat Pump | 460 | 3 |  |  | No Match | Single-Speed |  |  |  | 40600 | 2115 | 19.2 | 12 | 44100 | 2191 | 5.9 | 4.2 | Federally-Regulated Commercial & Industrial Equipment | 01/24/2011 |  | 10/24/2014
ClimateMaster Inc. | Trane | WPRB0252 |  | Water-Source | WBAHP-O: Heat Pump Packaged Un | Heat Pump | 208 | 1 |  |  | No Match | No Match |  |  |  | 25400 | 2600 | 9.8 | 9 | 32000 | 2600 | 3.6 | 3.2 | Non Federally-Regulated | 02/22/1990 |  | 07/31/1991
Friedrich Air Conditioning Co. | Climate Master Series | 804-031-F******** |  | Water-Source | WBAHP: Heat Pump Packaged Unit | Heat Pump | 230 | 1 |  |  | No Match | No Match |  |  |  | 30000 | 2900 | 10.3 | 7.5 | 40500 | 3200 | 3.7 | 2.5 | Non Federally-Regulated | 08/30/1983 |  | 05/16/1984
Command-Aire | Command-Aire | SWPXR131E |  | Water-Source | WBAHP: Heat Pump Packaged Unit | Heat Pump | 208 | 1 |  |  | No Match | No Match |  |  |  | 12500 | 1140 | 11 | 9 | 18000 | 1290 | 4.1 | 3.2 | Non Federally-Regulated | 05/11/1988 |  | 03/15/1989
Mammoth | Hydrobank II | D064VLG |  | Ground-Water-Source | WBAHP: Heat Pump Packaged Unit | Heat Pump | 208 | 1 |  |  | No Match | No Match |  |  |  | 64500 | 4923 | 13.1 | 9 | 49500 | 4834 | 3 |  | Non Federally-Regulated | 05/23/2000 |  | 01/18/2001
Snyder General Corp. | McQuay | CCH07(A*T |  | Water-Source | WBAHP: Heat Pump Packaged Unit | Heat Pump | 460 | 3 |  |  | No Match | No Match |  |  |  | 70000 | 6250 | 11.2 | 9.2 | 89000 | 6864 | 3.8 |  | Federally-Regulated Commercial & Industrial Equipment | 04/03/1990 |  | 07/01/1992
Command-Aire | Command-Aire | SWPXR261E |  | Water-Source | WBAHP: Heat Pump Packaged Unit | Heat Pump | 208 | 1 |  |  | No Match | No Match |  |  |  | 24000 | 2160 | 11.1 | 7.5 | 32000 | 2340 | 4.1 | 2.5 | Non Federally-Regulated | 05/16/1984 |  | 01/23/1988
American Air Filter | Enercon | EHW-49 |  | Water-Source | WBAHP: Heat Pump Packaged Unit | Heat Pump | 460 | 3 |  |  | No Match | No Match |  |  |  | 49000 | 4336 | 11.3 | 9 | 62000 | 5188 | 3.5 | 3.2 | Non Federally-Regulated | 05/11/1988 |  | 03/15/1989
Waterfurnace International, Inc. | Waterfurnace International, Inc. | SXH013A1 |  | Water-Source | WBAHP: Heat Pump Packaged Unit | Heat Pump | 208 | 1 |  |  | No Match | No Match |  |  |  | 12700 | 858 | 14.8 | 9.3 | 15100 | 921 | 4.8 | 3.8 | Federally-Regulated Commercial & Industrial Equipment | 03/31/1998 |  | 05/10/1998
Addison Products | Addison Products | HGY120-3A |  | Ground-Water-Source | WBAHP: Heat Pump Packaged Unit | Heat Pump | 230 | 3 |  |  | No Match | No Match |  |  |  | 106800 | 8900 | 12 | 9 | 88500 | 8643 | 3 |  | Non Federally-Regulated | 07/22/2002 |  | 03/12/2009
Climate Control / Snyder General | Electro-Hydronics | WM150B7 |  | Water-Source | WBAHP: Heat Pump Packaged Unit | Heat Pump | 265 | 1 |  |  | No Match | No Match |  |  |  | 14700 | 1875 | 7.8 | 7.5 | 19000 | 1900 | 2.9 | 2.5 | Non Federally-Regulated | 05/16/1984 |  | 08/29/1986
Waterfurnace International, Inc. | Geotility Geothermal Installations | ZS023**3*1 |  | Water-Source | WBAHP: Heat Pump Packaged Unit | Heat Pump | 208 | 3 |  |  | No Match | Single-Speed |  |  |  | 23000 | 1533 | 15 | 12 | 26000 | 1621 | 4.7 | 4.2 | Federally-Regulated Commercial & Industrial Equipment | 01/24/2011 |  | 04/19/2013
Snyder General Corp. | McQuay | RC140A5 |  | Water-Source | WBAHP: Heat Pump Packaged Unit | Heat Pump | 208 | 1 |  |  | No Match | No Match |  |  |  | 13500 | 1260 | 10.7 | 9 | 18000 | 1552 | 3.4 | 3.2 | Non Federally-Regulated | 02/22/1990 |  | 07/31/1991
Addison Products | Addison Products | WSH032-4AL |  | Water-Source | WBAHP: Heat Pump Packaged Unit | Heat Pump | 460 | 3 |  |  | No Match | No Match |  |  |  | 33000 | 2481 | 13.3 | 10 | 43000 | 2863 | 4.4 |  | Federally-Regulated Commercial & Industrial Equipment | 10/05/1999 |  | 05/19/2000
Waterfurnace International, Inc. | Johnson Controls | RKV/RKH018**0*4 |  | Ground-Water-Source | WBAHP: Heat Pump Packaged Unit | Heat Pump | 208 | 1 |  |  | No Match | Single-Speed |  |  |  | 21000 | 824 | 25.5 | 16.2 | 19000 | 1266 | 4.4 | 3.6 | Non Federally-Regulated | 09/03/2012 |  | 01/09/2014
Waterfurnace International, Inc. | Geotility Geothermal Installations | ZS042**4*4 |  | Water-Source | WBAHP: Heat Pump Packaged Unit | Heat Pump | 460 | 3 |  |  | No Match | Single-Speed |  |  |  | 40800 | 2615 | 15.6 | 12 | 45400 | 2661 | 5 | 4.2 | Federally-Regulated Commercial & Industrial Equipment | 06/14/2011 |  | 04/19/2013
Climate Control / Snyder General | Electro-Hydronics | CC1000FK |  | Water-Source | WBAHP: Heat Pump Packaged Unit | Heat Pump | 208 | 3 |  |  | No Match | No Match |  |  |  | 107000 | 10000 | 10.7 | 9.2 | 136000 | 10400 | 3.8 | 2.5 | Non Federally-Regulated | 05/16/1984 |  | 08/29/1986
Waterfurnace International, Inc. | Waterfurnace International, Inc. | USV/USH036**0*4 |  | Ground-Water-Source | WBAHP: Heat Pump Packaged Unit | Heat Pump | 208 | 1 |  |  | No Match | Single-Speed |  |  |  | 37700 | 1639 | 23 | 16.2 | 33000 | 2249 | 4.3 | 3.6 | Non Federally-Regulated | 06/14/2011 |  | 03/02/2012
Waterfurnace International, Inc. | Waterfurnace International, Inc. | SXH068C1 |  | Ground-Source | WBAHP: Heat Pump Packaged Unit | Heat Pump | 230 | 1 |  |  | No Match | No Match |  |  |  | 66000 | 5500 | 12 |  | 52000 | 5080 | 3 |  | Non Federally-Regulated | 03/31/1998 |  | 05/10/1998
Waterfurnace International, Inc. | Waterfurnace International, Inc. | SXV030A2 |  | Water-Source | WBAHP: Heat Pump Packaged Unit | Heat Pump | 265 | 1 |  |  | No Match | No Match |  |  |  | 30600 | 2125 | 14.4 | 9.3 | 36600 | 2145 | 5 | 3.8 | Federally-Regulated Commercial & Industrial Equipment | 03/31/1998 |  | 05/10/1998
ClimateMaster Inc. | Climate Master Series | GSV/GSH048AH |  | Ground-Water-Source | WBAHP: Heat Pump Packaged Unit | Heat Pump | 230 | 3 |  |  | No Match | No Match |  |  |  | 48700 | 3246 | 15 | 9 | 37100 | 3294 | 3.3 |  | Non Federally-Regulated | 04/10/2000 |  | 07/18/2002
Waterfurnace International, Inc. | Waterfurnace International, Inc. | SXH010*0 |  | Water-Source | WBAHP: Heat Pump Packaged Unit | Heat Pump | 230 | 1 |  |  | No Match | No Match |  |  |  | 9800 | 653 | 15 | 10 | 12600 | 709 | 5.2 |  | Federally-Regulated Commercial & Industrial Equipment | 10/05/1999 |  | 05/19/2000
McQuay / Snyder General | Electro-Hydronics | LHV15AP |  | Water-Source | WBAHP: Heat Pump Packaged Unit | Heat Pump | 460 | 3 |  |  | No Match | No Match |  |  |  | 178000 | 16950 | 10.5 |  | 227000 | 17600 | 3.8 | 2.5 | Non Federally-Regulated | 08/29/1986 |  | 05/11/1988
ClimateMaster Inc. | Climate Master Series | HS/VS036F |  | Water-Source | WBAHP: Heat Pump Packaged Unit | Heat Pump | 460 | 3 |  |  | No Match | No Match |  |  |  | 35000 | 3181 | 11 | 10 | 42500 | 3192 | 3.9 |  | Federally-Regulated Commercial & Industrial Equipment | 11/14/2000 |  | 01/18/2001
McQuay International | McQuay | VWH/VWW042B-G |  | Water-Source | WBAHP: Heat Pump Packaged Unit | Heat Pump | 208 | 1 |  |  | No Match | No Match |  |  |  | 41800 | 3483 | 12 | 10 | 53000 | 3882 | 4 |  | Federally-Regulated Commercial & Industrial Equipment | 11/17/1999 |  | 09/21/2000
Command-Aire | Command-Aire | GSHB0511 |  | Ground-Water-Source | WBAHP: Heat Pump Packaged Unit | Heat Pump | 208 | 1 |  |  | No Match | No Match |  |  |  | 49500 | 4500 | 11 | 9 | 37000 | 4337 | 2.5 |  | Non Federally-Regulated | 12/14/1998 |  | 04/10/2000
Florida Heat Pump | Florida Heat Pump | GT024-1CF/HZ/VT |  | Water-Source | WBAHP: Heat Pump Packaged Unit | Heat Pump | 460 | 3 |  |  | No Match | No Match |  |  |  | 23500 | 1766 | 13.3 | 10 | 27200 | 1811 | 4.4 |  | Federally-Regulated Commercial & Industrial Equipment | 05/29/2001 |  | 07/16/2001
McQuay / Snyder General | Electro-Hydronics | CC1000GD |  | Water-Source | WBAHP: Heat Pump Packaged Unit | Heat Pump | 230 | 3 |  |  | No Match | No Match |  |  |  | 97500 | 10156 | 9.6 | 9.2 | 136000 | 10400 | 3.8 |  | Non Federally-Regulated | 05/11/1988 |  | 03/15/1989
Climate Control / Snyder General | Electro-Hydronics | UC260F7 |  | Water-Source | WBAHP: Heat Pump Packaged Unit | Heat Pump | 265 | 1 |  |  | No Match | No Match |  |  |  | 26000 | 2450 | 10.6 | 7.5 | 31600 | 2500 | 3.7 | 2.5 | Non Federally-Regulated | 05/16/1984 |  | 08/29/1986
Mammoth | Hydrobank II | G064VLF/HLF/DLF |  | Ground-Water-Source | WBAHP: Heat Pump Packaged Unit | Heat Pump | 460 | 3 |  |  | No Match | No Match |  |  |  | 65000 | 4850 | 13.4 | 9 | 50000 | 4884 | 3 |  | Non Federally-Regulated | 12/14/1998 |  | 04/10/2000
Bard Manufacturing Company, Inc. | Bard | WPV62 |  | Water-Source | WBAHP: Heat Pump Packaged Unit | Heat Pump | 208 | 1 |  |  | No Match | No Match |  |  |  | 57000 | 5500 | 10.4 | 9 | 70000 | 5800 | 3.5 | 3.2 | Non Federally-Regulated | 05/11/1988 |  | 03/15/1989
Florida Heat Pump | Florida Heat Pump | GT024-4CS | GT024-4AH/AV | Water-Source | WBAH: Heating Only Packaged Un | Heat Pump | 460 | 3 |  |  | No Match | No Match |  |  |  | 25000 | 2118 | 11.8 | 9 | 26500 | 2218 | 3.5 | 3.5 | Non Federally-Regulated | 07/16/2001 |  | 07/18/2002
Snyder General Corp. | McQuay | LWP15AD |  | Water-Source | WBAHP: Heat Pump Packaged Unit | Heat Pump | 230 | 3 |  |  | No Match | No Match |  |  |  | 178000 | 16950 | 10.5 |  | 227000 | 17600 | 3.8 | 2.5 | Non Federally-Regulated | 02/22/1990 |  | 07/31/1991
Waterfurnace International, Inc. | Waterfurnace International, Inc. | P022**1 |  | Ground-Water-Source | WBAHP: Heat Pump Packaged Unit | Heat Pump | 230 | 1 |  |  | No Match | No Match |  |  |  | 23400 | 1392 | 16.8 | 9 | 15700 | 1352 | 3.4 |  | Non Federally-Regulated | 07/22/2002 |  | 03/12/2009
Waterfurnace International, Inc. | Waterfurnace International, Inc. | SXH010*2 |  | Ground-Water-Source | WBAHP: Heat Pump Packaged Unit | Heat Pump | 265 | 1 |  |  | No Match | No Match |  |  |  | 9900 | 642 | 15.4 | 9 | 7400 | 657 | 3.3 |  | Non Federally-Regulated | 10/06/1999 |  | 05/19/2000
Addison Products | Heat Controller | WSH029-1AR |  | Water-Source | WBAHP: Heat Pump Packaged Unit | Heat Pump | 230 | 1 |  |  | No Match | No Match |  |  |  | 28300 | 2021 | 14 | 10 | 34900 | 2175 | 4.7 |  | Federally-Regulated Commercial & Industrial Equipment | 10/05/1999 |  | 04/12/2000
Waterfurnace International, Inc. | Eagle Mountain | ZS048**3*4 |  | Ground-Water-Source | WBAHP: Heat Pump Packaged Unit | Heat Pump | 230 | 3 |  |  | No Match | Single-Speed |  |  |  | 52000 | 2222 | 23.4 | 16.2 | 45900 | 3203 | 4.2 | 3.6 | Non Federally-Regulated | 06/14/2011 |  | 04/19/2013
Florida Heat Pump | Florida Heat Pump | EM031-1CF |  | Water-Source | WBAHP: Heat Pump Packaged Unit | Heat Pump | 230 | 1 |  |  | No Match | No Match |  |  |  | 32000 | 2285 | 14 | 10 | 42000 | 2735 | 4.5 |  | Federally-Regulated Commercial & Industrial Equipment | 02/02/1998 |  | 03/31/1998
Command-Aire | Command-Aire | SWP-541 |  | Water-Source | WBAHP: Heat Pump Packaged Unit | Heat Pump | 230 | 1 |  |  | No Match | No Match |  |  |  | 56000 | 5800 | 9.7 | 7.5 | 71000 | 5800 | 3.6 | 2.5 | Non Federally-Regulated | 01/05/1982 |  | 05/11/1988
Waterfurnace International, Inc. | Waterfurnace International, Inc. | P040**3 |  | Ground-Water-Source | WBAHP: Heat Pump Packaged Unit | Heat Pump | 208 | 3 |  |  | No Match | No Match |  |  |  | 41500 | 2441 | 17 | 9 | 29200 | 2516 | 3.4 |  | Non Federally-Regulated | 07/22/2002 |  | 03/12/2009
Command-Aire | Command-Aire | SWPH091E |  | Water-Source | WBAHP: Heat Pump Packaged Unit | Heat Pump | 230 | 1 |  |  | No Match | No Match |  |  |  | 9000 | 810 | 11.1 | 9 | 12000 | 880 | 4 | 3.2 | Non Federally-Regulated | 05/11/1988 |  | 03/15/1989
Climate Control / Snyder General | Electro-Hydronics | CW90G7 |  | Water-Source | WBAHP: Heat Pump Packaged Unit | Heat Pump | 265 | 1 |  |  | No Match | No Match |  |  |  | 9000 | 855 | 10.5 | 7.5 | 11000 | 920 | 3.5 | 2.5 | Non Federally-Regulated | 06/11/1985 |  | 08/29/1986
Friedrich Climate Master | Climate Master Series | 804-120-F******** |  | Water-Source | WBAHP: Heat Pump Packaged Unit | Heat Pump | 460 | 3 |  |  | No Match | No Match |  |  |  | 124000 | 12200 | 10.2 | 9.2 | 137000 | 11500 | 3.5 | 2.5 | Non Federally-Regulated | 08/29/1986 |  | 05/11/1988
McQuay / Snyder General | Electro-Hydronics | LHP7.5BK |  | Water-Source | WBAHP: Heat Pump Packaged Unit | Heat Pump | 208 | 3 |  |  | No Match | No Match |  |  |  | 76000 | 7100 | 10.7 | 9.2 | 95000 | 7500 | 3.7 |  | Non Federally-Regulated | 05/11/1988 |  | 03/15/1989
Command-Aire | Command-Aire | SWPXR281E |  | Water-Source | WBAHP: Heat Pump Packaged Unit | Heat Pump | 230 | 1 |  |  | No Match | No Match |  |  |  | 30000 | 2702 | 11.1 | 7.5 | 42000 | 3000 | 4 | 2.5 | Non Federally-Regulated | 05/16/1984 |  | 05/11/1988
Florida Heat Pump | Geosystems, LLC | CFS-*030 |  | Water-Source | WBAHP: Heat Pump Packaged Unit | Heat Pump | 208 | 1 |  |  | No Match | Single-Speed |  |  |  | 30000 | 1875 | 16 | 12 | 34500 | 1944 | 5.2 | 4.2 | Federally-Regulated Commercial & Industrial Equipment | 09/03/2012 |  | 12/12/2012
Addison Products | Addison Products | DWPG024-1B-XL* |  | Water-Source | WBAHP-CB: Heat Pump Split Syst | Heat Pump | 230 | 1 |  |  | No Match | No Match |  |  |  | 21800 | 1626 | 13.4 | 9 | 24200 | 1729 | 4.1 | 3.5 | Non Federally-Regulated | 02/02/1998 |  | 10/02/1998
Addison Products | Addison Products | HGY007-0A |  | Ground-Water-Source | WBAHP: Heat Pump Packaged Unit | Heat Pump | 230 | 1 |  |  | No Match | No Match |  |  |  | 8900 | 613 | 14.5 | 9 | 6700 | 594 | 3.3 |  | Non Federally-Regulated | 01/18/2001 |  | 07/16/2001
Enertech Global, LLC | Enertech | GCT060A |  | Ground-Source | WBAHP: Heat Pump Packaged Unit | Heat Pump | 208 | 1 |  |  | No Match | Single-Speed |  |  |  | 62800 | 3716 | 16.9 | 13.4 | 48400 | 3733 | 3.8 | 3.1 | Non Federally-Regulated | 06/14/2011 |  | 01/09/2014
Friedrich Air Conditioning Co. | Climate Master Series | V240-32********** |  | Water-Source | WBAHP: Heat Pump Packaged Unit | Heat Pump | 230 | 3 |  |  | No Match | No Match |  |  |  | 238000 | 23800 | 10 | 7.5 | 262000 | 22000 | 3.5 | 2.2 | Non Federally-Regulated | 08/30/1983 |  | 06/11/1985
ClimateMaster Inc. | Carrier | 50KQA/D015 |  | Water-Source | WBAHP-O: Heat Pump Packaged Un | Heat Pump | 230 | 1 |  |  | No Match | No Match |  |  |  | 15000 | 1200 | 12.5 | 10 | 17100 | 1222 | 4.1 |  | Federally-Regulated Commercial & Industrial Equipment | 10/05/1999 |  | 04/12/2000
Enertech Global, LLC | Roth Industries, Inc. | RXT060D2 |  | Ground-Source | WBAHP: Heat Pump Packaged Unit | Heat Pump | 230 | 3 |  |  | No Match | Single-Speed |  |  |  | 63000 | 3539 | 17.8 | 13.4 | 47700 | 3778 | 3.7 | 3.1 | Non Federally-Regulated | 12/12/2012 |  | 04/21/2014
Solar Oriented Environmental Systems | S.O.E.S.I. | PSD-150 |  | Water-Source | WBAHP: Heat Pump Packaged Unit | Heat Pump | 230 | 1 |  |  | No Match | No Match |  |  |  | 18000 | 1656 | 10.8 | 7.5 | 20000 | 1610 | 3.6 | 2.5 | Non Federally-Regulated | 05/16/1984 |  | 05/11/1988
McQuay / Snyder General | Electro-Hydronics | FW420GK |  | Water-Source | WBAHP: Heat Pump Packaged Unit | Heat Pump | 208 | 3 |  |  | No Match | No Match |  |  |  | 42000 | 3850 | 10.9 | 7.5 | 52000 | 4100 | 3.7 | 2.5 | Non Federally-Regulated | 08/29/1986 |  | 05/11/1988
Florida Heat Pump | Florida Heat Pump | EM012-1VT |  | Water-Source | WBAHP: Heat Pump Packaged Unit | Heat Pump | 208 | 1 |  |  | No Match | No Match |  |  |  | 11500 | 1008 | 11.4 | 10 | 14600 | 1069 | 4 |  | Federally-Regulated Commercial & Industrial Equipment | 12/14/1998 |  | 10/05/1999
Waterfurnace International, Inc. | Rybacki - Hart Enterprises | ZS060**3*0 |  | Water-Source | WBAHP: Heat Pump Packaged Unit | Heat Pump | 230 | 3 |  |  | No Match | Single-Speed |  |  |  | 58400 | 3973 | 14.7 | 12 | 72500 | 4829 | 4.4 | 4.2 | Federally-Regulated Commercial & Industrial Equipment | 01/24/2011 |  | 04/19/2013
Waterfurnace International, Inc. | Waterfurnace International, Inc. | SXV036C2 |  | Water-Source | WBAHP: Heat Pump Packaged Unit | Heat Pump | 265 | 1 |  |  | No Match | No Match |  |  |  | 36000 | 2647 | 13.6 | 10 | 44500 | 2774 | 4.7 |  | Federally-Regulated Commercial & Industrial Equipment | 12/14/1998 |  | 10/05/1999
Enertech Global, LLC | Roth Industries, Inc. | RXT072D2 |  | Ground-Water-Source | WBAHP: Heat Pump Packaged Unit | Heat Pump | 230 | 3 |  |  | No Match | Single-Speed | 2873 | 710 | 1 | 75600 | 3583 | 21.1 | 16.2 | 70300 | 4791 | 4.3 | 3.6 | Non Federally-Regulated | 12/12/2012 |  | 04/21/2014
Marvair | Marvair | WVP31HPA |  | Water-Source | WBAHP: Heat Pump Packaged Unit | Heat Pump | 230 | 1 |  |  | No Match | No Match |  |  |  | 31000 | 2793 | 11.1 | 9 | 38000 | 2931 | 3.8 | 3.2 | Non Federally-Regulated | 02/22/1990 |  | 07/31/1991
Waterfurnace International, Inc. | Rybacki - Hart Enterprises | ZS070**3*4 |  | Water-Source | WBAHP: Heat Pump Packaged Unit | Heat Pump | 208 | 3 |  |  | No Match | Single-Speed |  |  |  | 63000 | 4406 | 14.3 | 12 | 79000 | 4926 | 4.7 | 4.2 | Federally-Regulated Commercial & Industrial Equipment | 06/14/2011 |  | 03/02/2012
Waterfurnace International, Inc. | Eagle Mountain | ZS023**0*4 |  | Water-Source | WBAHP: Heat Pump Packaged Unit | Heat Pump | 208 | 1 |  |  | No Match | Single-Speed |  |  |  | 23000 | 1533 | 15 | 12 | 26000 | 1621 | 4.7 | 4.2 | Federally-Regulated Commercial & Industrial Equipment | 06/14/2011 |  | 04/19/2013
Addison Products | Addison Products | VGY030-3A |  | Water-Source | WBAHP-CB: Heat Pump Split Syst | Heat Pump | 230 | 3 |  |  | No Match | No Match |  |  |  | 34900 | 2510 | 13.9 | 9 | 42300 | 3541 | 3.5 | 3.5 | Non Federally-Regulated | 07/22/2002 |  | 03/12/2009
Florida Heat Pump | Florida Heat Pump | GT030-2VT/HZ/CF |  | Ground-Water-Source | WBAHP: Heat Pump Packaged Unit | Heat Pump | 265 | 1 |  |  | No Match | No Match |  |  |  | 31400 | 2211 | 14.2 | 11 | 33000 | 2417 | 4 | 3.5 | Non Federally-Regulated | 03/31/1998 |  | 05/10/1998
Jacobsen Energy Ind., Inc. | Jacobsen Energy Ind., Inc. | 72***3**** |  | Water-Source | WBAHP: Heat Pump Packaged Unit | Heat Pump | 230 | 1 |  |  | No Match | No Match |  |  |  | 67000 | 5650 | 11.9 | 9.2 | 88000 | 6750 | 3.8 | 2.5 | Non Federally-Regulated | 02/22/1990 |  | 07/31/1991
Singer | Electro-Hydronics | CC500C3 |  | Water-Source | WBAHP: Heat Pump Packaged Unit | Heat Pump | 230 | 1 |  |  | No Match | No Match |  |  |  | 50000 | 5300 | 9.4 | 7.5 | 60000 | 5700 | 3.1 | 2.5 | Non Federally-Regulated | 01/05/1982 |  | 05/16/1984
Florida Heat Pump | Florida Heat Pump | GT030-2CF/HZ/VT |  | Ground-Water-Source | WBAHP: Heat Pump Packaged Unit | Heat Pump | 265 | 1 |  |  | No Match | No Match |  |  |  | 29000 | 1812 | 16 | 9 | 20000 | 1627 | 3.6 |  | Non Federally-Regulated | 07/22/2002 |  | 03/12/2009
Addison Products | Addison Products | HGY009-1A |  | Water-Source | WBAHP-CB: Heat Pump Split Syst | Heat Pump | 230 | 1 |  |  | No Match | No Match |  |  |  | 9600 | 813 | 11.8 | 9 | 11900 | 917 | 3.8 | 3.5 | Non Federally-Regulated | 07/22/2002 |  | 03/12/2009
California Heat Pump | California Heat Pump | 22V*-12-** |  | Water-Source | WBAHP: Heat Pump Packaged Unit | Heat Pump | 230 | 1 |  |  | No Match | No Match |  |  |  | 21500 | 2325 | 9.2 | 7.5 | 25000 | 2400 | 3.1 | 2.5 | Non Federally-Regulated | 06/11/1985 |  | 05/11/1988
Florida Heat Pump | Florida Heat Pump | EM048-1VT |  | Water-Source | WBAHP: Heat Pump Packaged Unit | Heat Pump | 208 | 1 |  |  | No Match | No Match |  |  |  | 49000 | 3920 | 12.5 | 10 | 58000 | 3863 | 4.4 |  | Federally-Regulated Commercial & Industrial Equipment | 02/02/1998 |  | 03/31/1998
ClimateMaster Inc. | Climate Master Series | GRV/GRH012AE |  | Ground-Water-Source | WBAHP: Heat Pump Packaged Unit | Heat Pump | 265 | 1 |  |  | No Match | No Match |  |  |  | 11800 | 867 | 13.6 | 9 | 8900 | 766 | 3.4 |  | Non Federally-Regulated | 04/10/2000 |  | 07/18/2002
Waterfurnace International, Inc. | Eagle Mountain | YS036**1*0 |  | Ground-Source | WBAHP: Heat Pump Packaged Unit | Heat Pump | 230 | 1 |  |  | No Match | Single-Speed |  |  |  | 34500 | 2078 | 16.6 | 13.4 | 26000 | 2309 | 3.3 | 3.1 | Non Federally-Regulated | 01/24/2011 |  | 04/19/2013
Florida Heat Pump | Florida Heat Pump | EM036-3CF/HZ/VT |  | Water-Source | WBAHP: Heat Pump Packaged Unit | Heat Pump | 230 | 3 |  |  | No Match | No Match |  |  |  | 35000 | 2500 | 14 | 10 | 42000 | 2734 | 4.5 |  | Federally-Regulated Commercial & Industrial Equipment | 04/12/2000 |  | 02/17/2011
Climate Control / Snyder General | Electro-Hydronics | WM90C3 |  | Water-Source | WBAHP: Heat Pump Packaged Unit | Heat Pump | 230 | 1 |  |  | No Match | No Match |  |  |  | 8700 | 825 | 10.5 | 7.5 | 10000 | 850 | 3.4 | 2.5 | Non Federally-Regulated | 05/16/1984 |  | 08/29/1986
Waterfurnace International, Inc. | Waterfurnace International, Inc. | SXV042B0 |  | Water-Source | WBAHP-CB: Heat Pump Split Syst | Heat Pump | 208 | 1 |  |  | No Match | No Match |  |  |  | 44000 | 3358 | 13.1 | 9 | 46000 | 3370 | 4 | 3.5 | Non Federally-Regulated | 02/02/1998 |  | 10/02/1998
ClimateMaster Inc. | Carrier | 50VQA/VQD120 5/6 |  | Water-Source | WBAHP: Heat Pump Packaged Unit | Heat Pump | 208 | 3 |  |  | No Match | No Match |  |  |  | 120000 | 10526 | 11.4 | 9 | 135000 | 10412 | 3.8 | 3.8 | Federally-Regulated Commercial & Industrial Equipment | 02/02/1998 |  | 03/31/1998
Waterfurnace International, Inc. | Eagle Mountain | YS024**1*4 |  | Water-Source | WBAHP: Heat Pump Packaged Unit | Heat Pump | 230 | 1 |  |  | No Match | Single-Speed |  |  |  | 23000 | 1523 | 15.1 | 12 | 27000 | 1583 | 5 | 4.2 | Federally-Regulated Commercial & Industrial Equipment | 01/24/2011 |  | 04/19/2013
Command-Aire | Command-Aire | SWPXR351E |  | Water-Source | WBAHP: Heat Pump Packaged Unit | Heat Pump | 208 | 1 |  |  | No Match | No Match |  |  |  | 36000 | 3270 | 11 | 9 | 49000 | 3500 | 4 | 3.2 | Non Federally-Regulated | 02/22/1990 |  | 07/31/1991
Waterfurnace International, Inc. | Waterfurnace International, Inc. | SXV013A1 |  | Ground-Source | WBAHP: Heat Pump Packaged Unit | Heat Pump | 230 | 1 |  |  | No Match | No Match |  |  |  | 13300 | 847 | 15.7 |  | 9700 | 861 | 3.3 |  | Non Federally-Regulated | 03/31/1998 |  | 05/10/1998
Mammoth | Mammoth | D036HHA |  | Water-Source | WBAHP: Heat Pump Packaged Unit | Heat Pump | 208 | 1 |  |  | No Match | Dual-Speed |  |  |  | 41400 | 2407 | 17.2 | 12 | 40600 | 2532 | 4.7 | 4.2 | Federally-Regulated Commercial & Industrial Equipment | 11/30/2011 |  | 03/02/2012
Florida Heat Pump | Florida Heat Pump | CE025-1CS | DX025 | Ground-Water-Source | WBAHP-CB: Heat Pump Split Syst | Heat Pump | 208 | 1 |  |  | No Match | Variable-Speed |  |  |  | 28000 | 1340 | 20.9 | 16.2 | 26000 | 1814 | 4.2 | 3.6 | Non Federally-Regulated | 03/02/2012 |  | 05/01/2015
Marvair | Marvair | V/H480-C |  | Water-Source | WBAHP: Heat Pump Packaged Unit | Heat Pump | 230 | 3 |  |  | No Match | No Match |  |  |  | 52000 | 5200 | 10 | 7.5 | 63000 | 6150 | 3 | 2.5 | Non Federally-Regulated | 06/11/1985 |  | 05/11/1988
American Air Filter | Enercon | EVW-49 |  | Water-Source | WBAHP: Heat Pump Packaged Unit | Heat Pump | 200 | 3 |  |  | No Match | No Match |  |  |  | 49000 | 4336 | 11.3 | 9 | 62000 | 5188 | 3.5 | 3.2 | Non Federally-Regulated | 05/11/1988 |  | 03/15/1989
Florida Heat Pump | Florida Heat Pump | EM018-2VT |  | Water-Source | WBAHP: Heat Pump Packaged Unit | Heat Pump | 265 | 1 |  |  | No Match | No Match |  |  |  | 18500 | 1370 | 13.5 | 9.3 | 25000 | 1526 | 4.8 | 3.8 | Federally-Regulated Commercial & Industrial Equipment | 03/31/1998 |  | 05/10/1998
Singer | Electro-Hydronics | LE120B3 |  | Water-Source | WBAHP: Heat Pump Packaged Unit | Heat Pump | 230 | 1 |  |  | No Match | No Match |  |  |  | 11500 | 1350 | 8.5 | 7.5 | 16000 | 1600 | 2.9 | 2.5 | Non Federally-Regulated | 01/05/1982 |  | 09/08/1982
Florida Heat Pump | Florida Heat Pump | GT030-2CS | GT030-2AV/AH | Ground-Water-Source | WBAHP-CB: Heat Pump Split Syst | Heat Pump | 265 | 1 |  |  | No Match | No Match |  |  |  | 30600 | 2081 | 14.7 | 9 | 18800 | 1776 | 3.1 |  | Non Federally-Regulated | 10/06/1999 |  | 04/10/2000
Waterfurnace International, Inc. | Rybacki - Hart Enterprises | ZS042**4*0 |  | Ground-Source | WBAHP: Heat Pump Packaged Unit | Heat Pump | 460 | 3 |  |  | No Match | Single-Speed |  |  |  | 42300 | 2518 | 16.8 | 13.4 | 29900 | 2655 | 3.3 | 3.1 | Non Federally-Regulated | 01/24/2011 |  | 04/19/2013
Mammoth | Hydrobank II | D006CHE |  | Water-Source | WBAHP-O: Heat Pump Packaged Un | Heat Pump | 230 | 1 |  |  | No Match | No Match |  |  |  | 7400 | 672 | 11 | 10 | 10500 | 769 | 4 |  | Federally-Regulated Commercial & Industrial Equipment | 12/14/1998 |  | 05/23/2000
Climate Control / Snyder General | Electro-Hydronics | CW350FK |  | Water-Source | WBAHP: Heat Pump Packaged Unit | Heat Pump | 208 | 3 |  |  | No Match | No Match |  |  |  | 35600 | 3360 | 10.6 | 7.5 | 43000 | 3500 | 3.6 | 2.5 | Non Federally-Regulated | 06/11/1985 |  | 08/29/1986
Waterfurnace International, Inc. | American Standard, Inc. | A1GC030***1**4 |  | Ground-Source | WBAHP: Heat Pump Packaged Unit | Heat Pump | 208 | 1 |  |  | No Match | Single-Speed |  |  |  | 29000 | 1585 | 18.3 | 13.4 | 22800 | 1758 | 3.8 | 3.1 | Non Federally-Regulated | 08/23/2011 |  | 10/24/2014
McQuay / Snyder General | Electro-Hydronics | CW550GK |  | Water-Source | WBAHP: Heat Pump Packaged Unit | Heat Pump | 208 | 3 |  |  | No Match | No Match |  |  |  | 55000 | 5670 | 9.7 | 7.5 | 67000 | 5610 | 3.5 | 2.5 | Non Federally-Regulated | 08/29/1986 |  | 05/11/1988
Snyder General Corp. | McQuay | CCW007A*A |  | Water-Source | WBAHP: Heat Pump Packaged Unit | Heat Pump | 115 | 1 |  |  | No Match | No Match |  |  |  | 7100 | 676 | 10.5 | 9 | 8800 | 737 | 3.5 | 3.2 | Non Federally-Regulated | 02/22/1990 |  | 07/31/1991
Waterfurnace International, Inc. | Waterfurnace International, Inc. | SXH048C0 |  | Ground-Source | WBAHP: Heat Pump Packaged Unit | Heat Pump | 208 | 1 |  |  | No Match | No Match |  |  |  | 51500 | 3843 | 13.4 |  | 36000 | 3403 | 3.1 |  | Non Federally-Regulated | 03/31/1998 |  | 05/10/1998
Trane U.S. Inc. | Trane | GSUF0601B |  | Water-Source | WBAHP-CB: Heat Pump Split Syst | Heat Pump | 208 | 1 |  |  | No Match | No Match |  |  |  | 64500 | 4215 | 15.3 | 9 | 66000 | 4835 | 4 | 3.5 | Non Federally-Regulated | 02/02/1998 |  | 10/02/1998
ClimateMaster Inc. | Climate Master Series | HS/HL 072 F/H |  | Water-Source | WBAHP: Heat Pump Packaged Unit | Heat Pump | 460 | 3 |  |  | No Match | No Match |  |  |  | 70000 | 6363 | 11 | 9 | 91000 | 6838 | 3.9 | 3.8 | Federally-Regulated Commercial & Industrial Equipment | 02/02/1998 |  | 03/31/1998
Enertech Global, LLC | Roth Industries, Inc. | RCT048C |  | Ground-Water-Source | WBAHP: Heat Pump Packaged Unit | Heat Pump | 208 | 1 |  |  | No Match | Single-Speed |  |  |  | 55600 | 2356 | 23.6 | 16.2 | 49700 | 3035 | 4.8 | 3.6 | Non Federally-Regulated | 05/02/2012 |  | 12/12/2012
Inter-City Products Corp. | McQuay | CCW030C*G |  | Water-Source | WBAHP: Heat Pump Packaged Unit | Heat Pump | 208 | 1 |  |  | No Match | No Match |  |  |  | 31000 | 2541 | 12.2 | 9.3 | 37000 | 2782 | 3.9 | 3.8 | Non Federally-Regulated | 07/31/1991 |  | 03/31/1998
Florida Heat Pump | Florida Heat Pump | EM060-5CS | EM060-5AV | Water-Source | WBAHP-C: Heat Pump Split Syste | Heat Pump | 575 | 3 |  |  | No Match | No Match |  |  |  | 59000 | 4609 | 12.8 | 10 | 78000 | 5316 | 4.3 |  | Federally-Regulated Commercial & Industrial Equipment | 12/14/1998 |  | 10/05/1999
Singer | Electro-Hydronics | VF400CD |  | Water-Source | WBAHP: Heat Pump Packaged Unit | Heat Pump | 230 | 3 |  |  | No Match | No Match |  |  |  | 39000 | 4350 | 9 | 7.5 | 42000 | 4500 | 2.7 | 2.5 | Non Federally-Regulated | 01/05/1982 |  | 05/16/1984
Florida Heat Pump | Energy Miser | HEV 124-1 |  | Water-Source | WBAHP: Heat Pump Packaged Unit | Heat Pump | 230 | 1 |  |  | No Match | No Match |  |  |  | 124000 | 11520 | 10.8 | 9.2 | 164000 | 12640 | 3.8 | 2.5 | Non Federally-Regulated | 06/11/1985 |  | 05/11/1988
Mammoth | Hydrobank II | E014HHS/VHS |  | Water-Source | WBAHP: Heat Pump Packaged Unit | Heat Pump | 265 | 1 |  |  | No Match | No Match |  |  |  | 13400 | 1030 | 13 | 9.3 | 18000 | 1318 | 4 | 3.8 | Federally-Regulated Commercial & Industrial Equipment | 03/31/1998 |  | 05/10/1998
Climate Control / Snyder General | Electro-Hydronics | FW630GD |  | Water-Source | WBAHP: Heat Pump Packaged Unit | Heat Pump | 230 | 3 |  |  | No Match | No Match |  |  |  | 63000 | 6430 | 9.8 | 7.5 | 79000 | 6430 | 3.6 | 2.5 | Non Federally-Regulated | 06/11/1985 |  | 08/29/1986
Florida Heat Pump | Florida Heat Pump | EM007-1CF/HZ/VT |  | Water-Source | WBAHP: Heat Pump Packaged Unit | Heat Pump | 208 | 1 |  |  | No Match | No Match |  |  |  | 7500 | 609 | 12.3 | 10 | 100000 | 6511 | 4.5 |  | Federally-Regulated Commercial & Industrial Equipment | 04/12/2000 |  | 05/29/2001
ClimateMaster Inc. | Carrier | 50VQA/VQD120 3 |  | Water-Source | WBAHP: Heat Pump Packaged Unit | Heat Pump | 230 | 1 |  |  | No Match | No Match |  |  |  | 120000 | 10526 | 11.4 | 9 | 135000 | 10412 | 3.8 | 3.8 | Federally-Regulated Commercial & Industrial Equipment | 02/02/1998 |  | 03/31/1998
Addison Products | Addison Products | DWPG060-1B-XL* |  | Ground-Water-Source | WBAHP: Heat Pump Packaged Unit | Heat Pump | 230 | 1 |  |  | No Match | No Match |  |  |  | 59000 | 4538 | 13 | 11 | 66000 | 4959 | 3.9 | 3.5 | Non Federally-Regulated | 03/31/1998 |  | 05/10/1998
Enertech Global, LLC | Enertech | HXT036C2 |  | Ground-Water-Source | WBAHP: Heat Pump Packaged Unit | Heat Pump | 208 | 3 |  |  | No Match | Single-Speed |  |  |  | 40900 | 1748 | 23.4 | 16.2 | 35700 | 2135 | 4.9 | 3.6 | Non Federally-Regulated | 12/12/2012 |  | 04/21/2014
Waterfurnace International, Inc. | Waterfurnace International, Inc. | SXH030C1 |  | Water-Source | WBAHP: Heat Pump Packaged Unit | Heat Pump | 230 | 1 |  |  | No Match | No Match |  |  |  | 30600 | 2125 | 14.4 | 10 | 36600 | 2145 | 5 |  | Federally-Regulated Commercial & Industrial Equipment | 12/14/1998 |  | 10/05/1999
Waterfurnace International, Inc. | Waterfurnace International, Inc. | NSZ036A0 | NAH036* | Ground-Water-Source | WBAHP-CB: Heat Pump Split Syst | Heat Pump | 230 | 1 |  |  | No Match | Single-Speed |  |  |  | 33900 | 1256 | 27 | 16.2 | 30000 | 1871 | 4.7 | 3.6 | Non Federally-Regulated | 01/24/2011 |  | 10/24/2014
Command-Aire | Command-Aire | GSHA0261 |  | Ground-Water-Source | WBAHP: Heat Pump Packaged Unit | Heat Pump | 208 | 1 |  |  | No Match | No Match |  |  |  | 25000 | 2049 | 12.2 | 9 | 15000 | 1690 | 2.6 |  | Non Federally-Regulated | 08/07/1998 |  | 10/02/1998
ClimateMaster Inc. | Climate Master Series | PDW24 | GAH24 | Water-Source | Water/Brine to Air Heat Pump S | Heat Pump | 208 | 1 |  |  | No Match | No Match |  |  |  | 23700 | 1795 | 13.2 | 10 | 29250 | 2197 | 3.9 |  | Federally-Regulated Commercial & Industrial Equipment | 04/12/2000 |  | 11/19/2001
Mammoth | Hydrobank II | F031VHG |  | Water-Source | WBAHP: Heat Pump Packaged Unit | Heat Pump | 208 | 3 |  |  | No Match | No Match |  |  |  | 29400 | 2470 | 11.9 | 10 | 36800 | 2567 | 4.2 |  | Federally-Regulated Commercial & Industrial Equipment | 01/18/2001 |  | 03/12/2009
Climate Control / Snyder General | Electro-Hydronics | FW610F5 |  | Water-Source | WBAHP: Heat Pump Packaged Unit | Heat Pump | 208 | 1 |  |  | No Match | No Match |  |  |  | 61500 | 5850 | 10.5 | 7.5 | 69000 | 5790 | 3.5 | 2.5 | Non Federally-Regulated | 05/16/1984 |  | 06/11/1985
Waterfurnace International, Inc. | Waterfurnace International, Inc. | P034**3 |  | Ground-Water-Source | WBAHP: Heat Pump Packaged Unit | Heat Pump | 208 | 3 |  |  | No Match | No Match |  |  |  | 34400 | 2150 | 16 | 9 | 25000 | 2219 | 3.3 |  | Non Federally-Regulated | 05/19/2000 |  | 07/18/2002
Trane U.S. Inc. | Trane | GEVA030 |  | Ground-Water-Source | WBAHP: Heat Pump Packaged Unit | Heat Pump | 208 | 1 |  |  | No Match | No Match |  |  |  | 28413 | 2063 | 13.8 | 9 | 19800 | 1853 | 3.1 |  | Non Federally-Regulated | 07/22/2002 |  | 09/25/2002
ClimateMaster Inc. | Climate Master Series | 805-060-G******** |  | Water-Source | WBAHP: Heat Pump Packaged Unit | Heat Pump | 230 | 1 |  |  | No Match | No Match |  |  |  | 58000 | 6170 | 9.4 | 9 | 77000 | 6100 | 3.7 | 3.2 | Non Federally-Regulated | 05/11/1988 |  | 03/15/1989
Geosystems, LLC | Geosystems, LLC | RGT-V036 |  | Ground-Water-Source | WBAHP: Heat Pump Packaged Unit | Heat Pump | 208 | 1 |  |  | No Match | Dual-Speed |  |  |  | 41500 | 1729 | 24 | 16.2 | 33400 | 2128 | 4.6 | 3.6 | Non Federally-Regulated | 12/12/2012 |  | 04/19/2013
Waterfurnace International, Inc. | Waterfurnace International, Inc. | SXH013C1 |  | Water-Source | WBAHP: Heat Pump Packaged Unit | Heat Pump | 230 | 1 |  |  | No Match | No Match |  |  |  | 12700 | 858 | 14.8 | 9.3 | 15100 | 921 | 4.8 | 3.8 | Federally-Regulated Commercial & Industrial Equipment | 03/31/1998 |  | 05/10/1998
ClimateMaster Inc. | Climate Master | TZV/H030 |  | Water-Source | WBAHP: Heat Pump Packaged Unit | Heat Pump | 208 | 1 |  |  | No Match | Single-Speed |  |  |  | 28500 | 2065 | 13.8 | 12 | 35800 | 2281 | 4.6 | 4.2 | Federally-Regulated Commercial & Industrial Equipment | 03/02/2012 |  | 05/02/2012
McQuay International | McQuay | WCCH/WCCW-048-E |  | Water-Source | WBAHP-CB: Heat Pump Split Syst | Heat Pump | 230 | 1 |  |  | No Match | No Match |  |  |  | 49900 | 3838 | 13 | 9 | 60900 | 4956 | 3.6 | 3.5 | Non Federally-Regulated | 11/19/2002 |  | 03/12/2009
Heat Controller | Heat Controller | DWPG042-1B-XL* |  | Water-Source | WBAHP-CB: Heat Pump Split Syst | Heat Pump | 208 | 1 |  |  | No Match | No Match |  |  |  | 42000 | 2896 | 14.5 | 9 | 46000 | 3209 | 4.2 | 3.5 | Non Federally-Regulated | 12/14/1998 |  | 04/12/2000
Waterfurnace International, Inc. | Geotility Geothermal Installations | ZS023**3*4 |  | Ground-Source | WBAHP: Heat Pump Packaged Unit | Heat Pump | 230 | 3 |  |  | No Match | Single-Speed |  |  |  | 23900 | 1406 | 17 | 13.4 | 17000 | 1384 | 3.6 | 3.1 | Non Federally-Regulated | 06/14/2011 |  | 04/19/2013
Mammoth | Hydrobank II | F045VLH |  | Ground-Water-Source | WBAHP: Heat Pump Packaged Unit | Heat Pump | 208 | 3 |  |  | No Match | No Match |  |  |  | 44500 | 3178 | 14 | 9 | 33000 | 3021 | 3.2 |  | Non Federally-Regulated | 06/27/2003 |  | 03/12/2009
Mammoth | Geox | ZG052HHF |  | Water-Source | WBAHP: Heat Pump Packaged Unit | Heat Pump | 460 | 3 |  |  | No Match | No Match |  |  |  | 53000 | 4818 | 11 | 9 | 67000 | 5305 | 3.7 | 3.2 | Federally-Regulated Commercial & Industrial Equipment | 12/26/1990 |  | 07/27/1992
Florida Heat Pump | Florida Heat Pump | GT022-2CF/HZ/VT |  | Water-Source | WBAHP-CB: Heat Pump Split Syst | Heat Pump | 265 | 1 |  |  | No Match | No Match |  |  |  | 21600 | 1785 | 12.1 | 9 | 22000 | 1841 | 3.5 | 3.5 | Non Federally-Regulated | 04/12/2000 |  | 05/23/2001
Addison Products | Addison Products | VWPG012-0A* |  | Water-Source | WBAHP: Heat Pump Packaged Unit | Heat Pump | 115 | 1 |  |  | No Match | No Match |  |  |  | 11500 | 751 | 15.3 | 10 | 13600 | 830 | 4.8 |  | Federally-Regulated Commercial & Industrial Equipment | 12/14/1998 |  | 04/12/2000
Geosystems, LLC | Geosystems, LLC | GV380 |  | Ground-Water-Source | WBAHP: Heat Pump Packaged Unit | Both Heat Pump and Electric Re | 208 | 1 |  |  | No Match | Dual-Speed |  |  |  | 37000 | 2202 | 16.8 | 16.2 | 34500 | 2466 | 4.1 | 3.6 | Non Federally-Regulated | 06/23/2011 |  | 03/02/2012
Addison Products | Heat Controller | HWPH44-3JRA/3JLA |  | Water-Source | WBAHP-CB: Heat Pump Split Syst | Heat Pump | 208 | 3 |  |  | No Match | No Match |  |  |  | 44500 | 4045 | 11 | 9 | 49500 | 4143 | 3.5 | 3.5 | Non Federally-Regulated | 10/05/1999 |  | 04/12/2000
ClimateMaster Inc. | Climate Master Series | VT/DT 072 |  | Ground-Source | WBAHP: Heat Pump Packaged Unit | Heat Pump | 230 | 1 |  |  | No Match | No Match |  |  |  | 70000 | 5109 | 13.7 |  | 50000 | 4579 | 3.2 |  | Non Federally-Regulated | 03/31/1998 |  | 05/10/1998
Waterfurnace International, Inc. | Waterfurnace International, Inc. | P040**1 |  | Water-Source | WBAHP: Heat Pump Packaged Unit | Heat Pump | 230 | 1 |  |  | No Match | No Match |  |  |  | 40200 | 2350 | 17.1 | 10 | 46700 | 2911 | 4.7 |  | Federally-Regulated Commercial & Industrial Equipment | 05/19/2000 |  | 02/17/2011
Carrier Corp. | Carrier | 50HQ,VQ0333 |  | Water-Source | WBAHP: Heat Pump Packaged Unit | Heat Pump | 230 | 1 |  |  | No Match | No Match |  |  |  | 33000 | 3837 | 8.6 | 7.5 | 40000 | 4350 | 2.7 | 2.5 | Non Federally-Regulated | 08/30/1983 |  | 05/11/1988
Enertech Global, LLC | Enertech | GHT024A2 |  | Ground-Source | WBAHP: Heat Pump Packaged Unit | Heat Pump | 230 | 3 |  |  | No Match | Single-Speed |  |  |  | 22200 | 1442 | 15.4 | 13.4 | 19000 | 1638 | 3.4 | 3.1 | Non Federally-Regulated | 12/12/2012 |  | 05/11/2015
Friedrich Climate Master | Climate Master Series | 813-036-E******** |  | Water-Source | WBAHP: Heat Pump Packaged Unit | Heat Pump | 265 | 1 |  |  | No Match | No Match |  |  |  | 36000 | 3190 | 11.3 | 7.5 | 42500 | 3190 | 3.9 | 2.5 | Non Federally-Regulated | 08/29/1986 |  | 05/11/1988
Waterfurnace International, Inc. | Johnson Controls | RJSV/RJSH048**0*0 |  | Ground-Source | WBAHP: Heat Pump Packaged Unit | Heat Pump | 230 | 1 |  |  | No Match | Single-Speed |  |  |  | 48900 | 2827 | 17.3 | 13.4 | 35300 | 2874 | 3.6 | 3.1 | Non Federally-Regulated | 01/24/2011 |  | 10/24/2014
American Air Filter | Enercon | DVW19 |  | Water-Source | WBAHP: Heat Pump Packaged Unit | Heat Pump | 208 | 1 |  |  | No Match | No Match |  |  |  | 18200 | 1600 | 11.4 | 7.5 | 22800 | 1820 | 3.7 | 2.5 | Non Federally-Regulated | 05/16/1984 |  | 06/11/1985
Command-Aire | Command-Aire | RUWP-603 |  | Water-Source | WBAHP: Heat Pump Packaged Unit | Heat Pump | 208 | 3 |  |  | No Match | No Match |  |  |  | 73900 | 7590 | 9.7 | 9.2 | 94300 | 7500 | 3.7 |  | Non Federally-Regulated | 05/11/1988 |  | 03/15/1989
California Heat Pump | California Heat Pump | 36R*-12-** |  | Water-Source | WBAHP: Heat Pump Packaged Unit | Heat Pump | 208 | 1 |  |  | No Match | No Match |  |  |  | 32400 | 3250 | 10 | 7.5 | 37600 | 3350 | 3.3 | 2.5 | Non Federally-Regulated | 06/11/1985 |  | 05/11/1988
Heat Controller | Heat Controller | VWPG060-1B-XL* |  | Ground-Water-Source | WBAHP: Heat Pump Packaged Unit | Heat Pump | 208 | 1 |  |  | No Match | No Match |  |  |  | 59000 | 4538 | 13 | 11 | 66000 | 4959 | 3.9 | 3.5 | Non Federally-Regulated | 03/31/1998 |  | 05/10/1998
Friedrich Air Conditioning Co. | Climate Master Series | 803-048-F******** |  | Water-Source | WBAHP: Heat Pump Packaged Unit | Heat Pump | 460 | 3 |  |  | No Match | No Match |  |  |  | 48000 | 4750 | 10.1 | 7.5 | 59000 | 4650 | 3.7 | 2.5 | Non Federally-Regulated | 08/30/1983 |  | 08/29/1986
Mammoth | Hydrobank II | F064HLG |  | Ground-Water-Source | WBAHP: Heat Pump Packaged Unit | Heat Pump | 230 | 3 |  |  | No Match | No Match |  |  |  | 62000 | 4275 | 14.5 | 9 | 49500 | 4532 | 3.2 |  | Non Federally-Regulated | 01/18/2001 |  | 07/18/2002
ClimateMaster Inc. | Carrier Corp. | 50RTP08 |  | Ground-Source | WBAHP: Heat Pump Packaged Unit | Heat Pump | 208 | 3 |  |  | No Match | Single-Speed | 2746 | 1477 | 236 | 101000 | 6474 | 15.6 | 13.4 | 74000 | 6777 | 3.2 | 3.1 | Non Federally-Regulated | 10/24/2014 |  | 04/22/2015
Addison Products | Addison Products | VGY012-1A |  | Ground-Water-Source | WBAHP: Heat Pump Packaged Unit | Heat Pump | 208 | 1 |  |  | No Match | No Match |  |  |  | 11400 | 820 | 13.9 | 9 | 8200 | 750 | 3.2 |  | Non Federally-Regulated | 11/14/2000 |  | 07/18/2002
ClimateMaster Inc. | Climate Master Series | VT/DT 048(P) |  | Ground-Source | WBAHP: Heat Pump Packaged Unit | Heat Pump | 230 | 1 |  |  | No Match | No Match |  |  |  | 23400 | 1278 | 18.3 |  | 18200 | 1367 | 3.9 |  | Non Federally-Regulated | 03/31/1998 |  | 05/10/1998
ClimateMaster Inc. | Climate Master | ACA/B048 |  | Ground-Source | WBAHP: Heat Pump Packaged Unit | Heat Pump | 208 | 1 |  |  | No Match | Single-Speed |  |  |  | 47900 | 3131 | 15.3 | 13.4 | 35400 | 2882 | 3.6 | 3.1 | Non Federally-Regulated | 03/02/2012 |  | 06/09/2015
Hydro Delta Corp. | Hydro Delta Corp. | 03-036-WTAR-HE |  | Ground-Water-Source | WBAHP: Heat Pump Packaged Unit | Heat Pump | 230 | 1 |  |  | No Match | No Match |  |  |  | 38000 | 2923 | 13 | 11 | 43000 | 3150 | 4 | 3.5 | Non Federally-Regulated | 03/31/1998 |  | 05/10/1998
Waterfurnace International, Inc. | Waterfurnace International, Inc. | SXH095A3 |  | Water-Source | WBAHP: Heat Pump Packaged Unit | Heat Pump | 208 | 3 |  |  | No Match | No Match |  |  |  | 95000 | 7089 | 13.4 | 9 | 118000 | 7518 | 4.6 | 3.8 | Federally-Regulated Commercial & Industrial Equipment | 12/14/1998 |  | 10/05/1999
Florida Heat Pump | Geomaster, LLC | EC060-3CF/HZ/VT |  | Ground-Source | WBAHP: Heat Pump Packaged Unit | Heat Pump | 208 | 3 |  |  | No Match | Single-Speed |  |  |  | 63600 | 4327 | 14.7 | 13.4 | 50000 | 4443 | 3.3 | 3.1 | Non Federally-Regulated | 04/30/2009 |  | 04/20/2015
Mammoth | Hydrobank II | D020HHG |  | Water-Source | WBAHP: Heat Pump Packaged Unit | Heat Pump | 208 | 1 |  |  | No Match | No Match |  |  |  | 19300 | 1462 | 13.2 | 10 | 26300 | 1675 | 4.6 |  | Federally-Regulated Commercial & Industrial Equipment | 05/23/2000 |  | 11/14/2000
Addison Products | Addison Products | DWPG030-1B-XL* |  | Ground-Water-Source | WBAHP: Heat Pump Packaged Unit | Heat Pump | 230 | 1 |  |  | No Match | No Match |  |  |  | 28800 | 2133 | 13.5 | 11 | 31400 | 2191 | 4.2 | 3.5 | Non Federally-Regulated | 03/31/1998 |  | 05/10/1998
Waterfurnace International, Inc. | Waterfurnace International, Inc. | SXV095A3 |  | Ground-Water-Source | WBAHP: Heat Pump Packaged Unit | Heat Pump | 208 | 3 |  |  | No Match | No Match |  |  |  | 99000 | 6875 | 14.4 | 9 | 65500 | 6398 | 3 |  | Non Federally-Regulated | 12/14/1998 |  | 10/06/1999
Snyder General Corp. | McQuay | WM190C5 |  | Water-Source | WBAHP-O: Heat Pump Packaged Un | Heat Pump | 208 | 1 |  |  | No Match | No Match |  |  |  | 18200 | 1825 | 10 | 9 | 22600 | 2000 | 3.3 | 3.2 | Non Federally-Regulated | 02/22/1990 |  | 07/31/1991
Florida Heat Pump | Florida Heat Pump | GT042-5CS | GT042-5AH/AV | Water-Source | Water/Brine to Air Heat Pump S | Heat Pump | 575 | 3 |  |  | No Match | No Match |  |  |  | 41000 | 3228 | 12.7 | 10 | 51500 | 3210 | 4.7 |  | Federally-Regulated Commercial & Industrial Equipment | 04/12/2000 |  | 05/29/2001
American Air Filter | Enercon | FVW-60 |  | Water-Source | WBAHP: Heat Pump Packaged Unit | Heat Pump | 230 | 3 |  |  | No Match | No Match |  |  |  | 58000 | 5800 | 10 | 9 | 75000 | 6667 | 3.3 | 3.2 | Non Federally-Regulated | 02/22/1990 |  | 07/31/1991
Florida Heat Pump | Florida Heat Pump | GT009-1VT/HZ/CF |  | Ground-Water-Source | WBAHP: Heat Pump Packaged Unit | Heat Pump | 208 | 1 |  |  | No Match | No Match |  |  |  | 9800 | 753 | 13 | 9 | 7500 | 732 | 3 |  | Non Federally-Regulated | 10/06/1999 |  | 04/10/2000
Addison Products | Addison Products | WSH028-3AR |  | Water-Source | WBAHP: Heat Pump Packaged Unit | Heat Pump | 208 | 3 |  |  | No Match | No Match |  |  |  | 27000 | 2177 | 12.4 | 10 | 34600 | 2304 | 4.4 |  | Federally-Regulated Commercial & Industrial Equipment | 12/14/1998 |  | 05/19/2000
Addison Products | Addison Products | VWPG036-3B-XL* |  | Ground-Water-Source | WBAHP: Heat Pump Packaged Unit | Heat Pump | 230 | 3 |  |  | No Match | No Match |  |  |  | 36000 | 2465 | 14.6 | 9 | 25000 | 2363 | 3.1 |  | Non Federally-Regulated | 05/10/1998 |  | 10/02/1998
Waterfurnace International, Inc. | Waterfurnace International, Inc. | SXH010C1 |  | Water-Source | WBAHP: Heat Pump Packaged Unit | Heat Pump | 208 | 1 |  |  | No Match | No Match |  |  |  | 9800 | 653 | 15 | 10 | 12600 | 710 | 5.2 |  | Federally-Regulated Commercial & Industrial Equipment | 02/02/1998 |  | 03/31/1998
Command-Aire | Command-Aire | SWP-833 |  | Water-Source | WBAHP: Heat Pump Packaged Unit | Heat Pump | 208 | 3 |  |  | No Match | No Match |  |  |  | 88700 | 9200 | 9.6 | 9.2 | 128000 | 10300 | 3.6 |  | Federally-Regulated Commercial & Industrial Equipment | 01/23/1988 |  | 05/11/1988
Geoflex Systems, Inc. | Geoflex Systems, Inc. | GF1S-V/H/D/M-036WACBP |  | Water-Source | WBAHP: Heat Pump Packaged Unit | Both Heat Pump and Electric Re | 200 | 3 |  |  | No Match | Single-Speed |  |  |  | 33100 | 1780 | 18.6 | 12 | 37900 | 1851 | 6 | 4.2 | Federally-Regulated Commercial & Industrial Equipment | 11/30/2011 |  | 03/02/2012
Snyder General Corp. | McQuay | WE090C3 |  | Water-Source | WBAHP-O: Heat Pump Packaged Un | Heat Pump | 208 | 1 |  |  | No Match | No Match |  |  |  | 8700 | 825 | 10.5 | 9 | 10000 | 850 | 3.4 | 3.2 | Non Federally-Regulated | 02/22/1990 |  | 07/31/1991
Climate Control / Snyder General | Electro-Hydronics | LHV20AP |  | Water-Source | WBAHP: Heat Pump Packaged Unit | Heat Pump | 460 | 3 |  |  | No Match | No Match |  |  |  | 214000 | 18000 | 11.9 |  | 240000 | 18400 | 3.8 | 2.5 | Non Federally-Regulated | 06/11/1985 |  | 08/29/1986
Addison Products | Heat Controller | WRH28-1J | HRH28-1J | Water-Source | WBAH: Heating Only Packaged Un | Heat Pump | 230 | 1 |  |  | No Match | No Match |  |  |  | 27400 | 2490 | 11 | 9 | 32400 | 2712 | 3.5 | 3.5 | Non Federally-Regulated | 10/05/1999 |  | 04/12/2000
Geoflex Systems, Inc. | Geoflex Systems, Inc. | GF1T-V/H/D/M-038WAEBP |  | Water-Source | WBAHP: Heat Pump Packaged Unit | Both Heat Pump and Electric Re | 575 | 3 |  |  | No Match | Dual-Speed |  |  |  | 36500 | 2267 | 16.1 | 12 | 44800 | 2477 | 5.3 | 4.2 | Federally-Regulated Commercial & Industrial Equipment | 11/30/2011 |  | 01/09/2014
Snyder General Corp. | McQuay | CCW009A*A |  | Water-Source | WBAHP: Heat Pump Packaged Unit | Heat Pump | 115 | 1 |  |  | No Match | No Match |  |  |  | 8800 | 815 | 10.8 | 9 | 11200 | 864 | 3.8 | 3.2 | Non Federally-Regulated | 02/22/1990 |  | 07/31/1991
Climate Control / Snyder General | Electro-Hydronics | FC350F3 |  | Water-Source | WBAHP: Heat Pump Packaged Unit | Heat Pump | 230 | 1 |  |  | No Match | No Match |  |  |  | 35600 | 3360 | 10.6 | 7.5 | 43000 | 3500 | 3.6 | 2.5 | Non Federally-Regulated | 06/11/1985 |  | 08/29/1986
Bard Manufacturing Company, Inc. | Bard | QW361-B |  | Ground-Water-Source | WBAHP: Heat Pump Packaged Unit | Heat Pump | 208 | 3 |  |  | No Match | No Match |  |  |  | 33400 | 2113 | 15.8 | 9 | 23200 | 2124 | 3.2 |  | Non Federally-Regulated | 07/22/2002 |  | 03/12/2009
Waterfurnace International, Inc. | Waterfurnace International, Inc. | ATV045*3 |  | Ground-Water-Source | WBAHP: Heat Pump Packaged Unit | Heat Pump | 208 | 3 |  |  | No Match | No Match |  |  |  | 50000 | 3571 | 14 | 9 | 33000 | 3119 | 3.1 |  | Non Federally-Regulated | 10/06/1999 |  | 05/19/2000
Snyder General Corp. | McQuay | VE330F3 |  | Water-Source | WBAHP: Heat Pump Packaged Unit | Heat Pump | 230 | 1 |  |  | No Match | No Match |  |  |  | 30800 | 2852 | 10.8 | 9 | 35000 | 2900 | 3.5 | 3.2 | Non Federally-Regulated | 02/22/1990 |  | 07/31/1991
Waterfurnace International, Inc. | Johnson Controls | RJSV/RJSH042**4*0 |  | Ground-Source | WBAHP: Heat Pump Packaged Unit | Heat Pump | 460 | 3 |  |  | No Match | Single-Speed |  |  |  | 41600 | 2237 | 18.6 | 13.4 | 27500 | 2178 | 3.7 | 3.1 | Non Federally-Regulated | 01/24/2011 |  | 10/24/2014
Florida Heat Pump | Florida Heat Pump | GT026-4CF/HZ/VT |  | Water-Source | WBAHP: Heat Pump Packaged Unit | Heat Pump | 460 | 3 |  |  | No Match | No Match |  |  |  | 26500 | 1879 | 14.1 | 10 | 32500 | 2116 | 4.5 |  | Federally-Regulated Commercial & Industrial Equipment | 04/12/2000 |  | 05/29/2001
McQuay / Snyder General | Electro-Hydronics | RC150A5 |  | Water-Source | WBAHP: Heat Pump Packaged Unit | Heat Pump | 208 | 1 |  |  | No Match | No Match |  |  |  | 14500 | 1305 | 11.1 | 7.5 | 20000 | 1465 | 4 | 2.5 | Non Federally-Regulated | 08/29/1986 |  | 05/11/1988
Florida Heat Pump | Florida Heat Pump | EM070-5CF/HZ/VT |  | Water-Source | WBAHP-CB: Heat Pump Split Syst | Heat Pump | 575 | 3 |  |  | No Match | No Match |  |  |  | 75500 | 5551 | 13.6 | 9 | 83000 | 6755 | 3.6 | 3.5 | Non Federally-Regulated | 05/23/2001 |  | 07/18/2002
Waterfurnace International, Inc. | Waterfurnace International, Inc. | SXH068*1 |  | Ground-Water-Source | WBAHP: Heat Pump Packaged Unit | Heat Pump | 230 | 1 |  |  | No Match | No Match |  |  |  | 66000 | 5500 | 12 | 9 | 52000 | 5078 | 3 |  | Non Federally-Regulated | 10/06/1999 |  | 05/19/2000
Carrier Corp. - Syracuse | Carrier | 50YAV/YAH 048 |  | Ground-Water-Source | WBAHP: Heat Pump Packaged Unit | Heat Pump | 208 | 1 |  |  | No Match | No Match |  |  |  | 48000 | 3555 | 13.5 | 9 | 38000 | 3480 | 3.2 |  | Non Federally-Regulated | 01/30/1998 |  | 10/02/1998
Addison Products | Addison Products | DWPG024-1B-XL* |  | Ground-Water-Source | WBAHP: Heat Pump Packaged Unit | Heat Pump | 208 | 1 |  |  | No Match | No Match |  |  |  | 22000 | 1496 | 14.7 | 9 | 16000 | 1512 | 3.1 |  | Non Federally-Regulated | 07/29/1998 |  | 10/02/1998
Mammoth | Geox | ZD072HHDXXX |  | Water-Source | WBAHP: Heat Pump Packaged Unit | Heat Pump | 230 | 1 |  |  | No Match | No Match |  |  |  | 70000 | 6550 | 10.7 | 9.2 | 81000 | 6430 | 3.7 |  | Non Federally-Regulated | 05/11/1988 |  | 03/15/1989
Enertech Global, LLC | Enertech | GTC036 | MPD036 | Ground-Source | WBAHP-CB: Heat Pump Split Syst | Heat Pump | 208 | 1 |  |  | No Match | Single-Speed |  |  |  | 37400 | 2187 | 17.1 | 13.4 | 39800 | 3433 | 3.4 | 3.1 | Non Federally-Regulated | 07/16/2009 |  | 04/19/2013
Florida Heat Pump | Florida Heat Pump | EM012-1CS | EM012-1AV | Water-Source | WBAHP-C: Heat Pump Split Syste | Heat Pump | 230 | 1 |  |  | No Match | No Match |  |  |  | 11300 | 1008 | 11.2 | 9.3 | 14300 | 1074 | 3.9 | 3.8 | Federally-Regulated Commercial & Industrial Equipment | 03/31/1998 |  | 05/10/1998
Waterfurnace International, Inc. | Rybacki - Hart Enterprises | ZS036**0*0 |  | Ground-Source | WBAHP: Heat Pump Packaged Unit | Heat Pump | 208 | 1 |  |  | No Match | Single-Speed |  |  |  | 34500 | 2078 | 16.6 | 13.4 | 26000 | 2309 | 3.3 | 3.1 | Non Federally-Regulated | 01/24/2011 |  | 04/19/2013
American Air Filter | Enercon | FHW-36 |  | Water-Source | WBAHP: Heat Pump Packaged Unit | Heat Pump | 265 | 1 |  |  | No Match | No Match |  |  |  | 35600 | 3266 | 10.9 | 9 | 43000 | 3407 | 3.7 | 3.2 | Non Federally-Regulated | 05/11/1988 |  | 03/15/1989
Command-Aire | Command-Aire | RWP-201 |  | Water-Source | WBAHP: Heat Pump Packaged Unit | Heat Pump | 230 | 1 |  |  | No Match | No Match |  |  |  | 25800 | 2440 | 10.6 | 9 | 31200 | 2420 | 3.8 | 3.2 | Non Federally-Regulated | 05/11/1988 |  | 03/15/1989
ClimateMaster Inc. | Climate Master Series | 803-024-G******** |  | Water-Source | WBAHP: Heat Pump Packaged Unit | Heat Pump | 208 | 1 |  |  | No Match | No Match |  |  |  | 25400 | 2275 | 11.2 | 9 | 35000 | 2650 | 3.9 | 3.2 | Federally-Regulated Commercial & Industrial Equipment | 01/23/1988 |  | 05/11/1988
ClimateMaster Inc. | Climate Master Series | HS/VS019G |  | Water-Source | WBAHP: Heat Pump Packaged Unit | Heat Pump | 208 | 1 |  |  | No Match | No Match |  |  |  | 20000 | 1492 | 13.4 | 10 | 23000 | 1567 | 4.3 |  | Federally-Regulated Commercial & Industrial Equipment | 11/14/2000 |  | 01/18/2001
Waterfurnace International, Inc. | Waterfurnace International, Inc. | SXH042C3 |  | Ground-Water-Source | WBAHP: Heat Pump Packaged Unit | Heat Pump | 208 | 3 |  |  | No Match | No Match |  |  |  | 44000 | 3358 | 13.1 | 11 | 46000 | 3370 | 4 | 3.5 | Non Federally-Regulated | 03/31/1998 |  | 05/10/1998
Mammoth | Hydrobank II | K072HHH/VHH |  | Water-Source | WBAHP: Heat Pump Packaged Unit | Heat Pump | 575 | 3 |  |  | No Match | No Match |  |  |  | 70000 | 5833 | 12 | 9 | 85000 | 6555 | 3.8 | 3.8 | Federally-Regulated Commercial & Industrial Equipment | 12/14/1998 |  | 05/23/2000
Waterfurnace International, Inc. | Geotility Geothermal Installations | YS030**1*4 |  | Water-Source | WBAHP: Heat Pump Packaged Unit | Heat Pump | 230 | 1 |  |  | No Match | Single-Speed |  |  |  | 29500 | 1879 | 15.7 | 12 | 34600 | 1988 | 5.1 | 4.2 | Federally-Regulated Commercial & Industrial Equipment | 01/24/2011 |  | 04/19/2013
Waterfurnace International, Inc. | Waterfurnace International, Inc. | SXH024A1 |  | Water-Source | WBAHP: Heat Pump Packaged Unit | Heat Pump | 208 | 1 |  |  | No Match | No Match |  |  |  | 25500 | 1688 | 15.1 | 10 | 30700 | 1697 | 5.3 |  | Federally-Regulated Commercial & Industrial Equipment | 02/02/1998 |  | 03/31/1998
Waterfurnace International, Inc. | Waterfurnace International, Inc. | NSV/NSH012F1*0 |  | Ground-Source | WBAHP: Heat Pump Packaged Unit | Heat Pump | 230 | 1 |  |  | No Match | Single-Speed |  |  |  | 13000 | 722 | 18 | 13.4 | 9600 | 760 | 3.7 | 3.1 | Non Federally-Regulated | 05/02/2012 |  | 04/19/2013
Enertech Global, LLC | Enertech | GSC042 | ACD048 | Ground-Source | WBAHP-C: Heat Pump Split Syste | Heat Pump | 230 | 1 |  |  | No Match | Single-Speed |  |  |  | 43800 | 2561 | 17.1 | 13.4 | 35000 | 3019 | 3.4 | 3.1 | Non Federally-Regulated | 06/15/2009 |  | 03/02/2012
Waterfurnace International, Inc. | Waterfurnace International, Inc. | NSZ036A0 | NAH036* | Water-Source | WBAHP-CB: Heat Pump Split Syst | Heat Pump | 230 | 1 |  |  | No Match | Single-Speed |  |  |  | 31400 | 1784 | 17.6 | 12 | 37600 | 2004 | 5.5 | 4.2 | Federally-Regulated Commercial & Industrial Equipment | 01/24/2011 |  | 10/24/2014
Command-Aire | Command-Aire | RUWP-1033 |  | Water-Source | WBAHP: Heat Pump Packaged Unit | Heat Pump | 208 | 3 |  |  | No Match | No Match |  |  |  | 117000 | 11800 | 9.9 | 7.5 | 149000 | 11700 | 3.7 | 2.2 | Non Federally-Regulated | 01/05/1982 |  | 05/16/1984
Waterfurnace International, Inc. | Geotility Geothermal Installations | ZS036**3*0 |  | Ground-Source | WBAHP: Heat Pump Packaged Unit | Heat Pump | 230 | 3 |  |  | No Match | Single-Speed |  |  |  | 34500 | 2078 | 16.6 | 13.4 | 26000 | 2309 | 3.3 | 3.1 | Non Federally-Regulated | 01/24/2011 |  | 04/19/2013
Singer | Electro-Hydronics | UC400 D |  | Water-Source | WBAHP: Heat Pump Packaged Unit | Heat Pump | 230 | 3 |  |  | No Match | No Match |  |  |  | 40000 | 4350 | 9.2 | 7.5 | 4300 | 4500 | 2.8 | 2.5 | Non Federally-Regulated | 09/08/1982 |  | 05/16/1984
Waterfurnace International, Inc. | American Standard, Inc. | A1GX030***1**1 |  | Ground-Water-Source | WBAHP: Heat Pump Packaged Unit | Heat Pump | 230 | 1 |  |  | No Match | Single-Speed |  |  |  | 31300 | 1513 | 28.8 | 16.2 | 25800 | 1087 | 5 | 3.6 | Non Federally-Regulated | 08/23/2011 |  | 10/24/2014
ClimateMaster Inc. | Climate Master | ACA/B030 |  | Water-Source | WBAHP: Heat Pump Packaged Unit | Heat Pump | 208 | 1 |  |  | No Match | Single-Speed |  |  |  | 28300 | 2081 | 13.6 | 12 | 35600 | 2319 | 4.5 | 4.2 | Federally-Regulated Commercial & Industrial Equipment | 03/02/2012 |  | 06/09/2015
ClimateMaster Inc. | Climate Master Series | GSV/GSH060AF |  | Ground-Water-Source | WBAHP: Heat Pump Packaged Unit | Heat Pump | 460 | 3 |  |  | No Match | No Match |  |  |  | 61100 | 4333 | 14.1 | 9 | 49700 | 4550 | 3.2 |  | Non Federally-Regulated | 07/22/2002 |  | 01/22/2003
ClimateMaster Inc. | Climate Master Series | HE/VE012G |  | Ground-Water-Source | WBAHP: Heat Pump Packaged Unit | Heat Pump | 230 | 1 |  |  | No Match | No Match |  |  |  | 12000 | 1034 | 11.6 | 9 | 9500 | 959 | 2.9 |  | Non Federally-Regulated | 04/10/2000 |  | 11/14/2000
Trane U.S. Inc. | Trane | WPHD0351 |  | Water-Source | WBAHP: Heat Pump Packaged Unit | Heat Pump | 265 | 1 |  |  | No Match | No Match |  |  |  | 36100 | 3281 | 11 | 10 | 45800 | 3532 | 3.8 |  | Federally-Regulated Commercial & Industrial Equipment | 12/14/1998 |  | 10/05/1999
Enertech Global, LLC | Enertech | GXT036C2 |  | Ground-Source | WBAHP: Heat Pump Packaged Unit | Heat Pump | 208 | 3 |  |  | No Match | Single-Speed |  |  |  | 37500 | 2038 | 18.4 | 13.4 | 28100 | 2009 | 4.1 | 3.1 | Non Federally-Regulated | 12/12/2012 |  | 04/21/2014
Thermal Energy Systems | Thermaflo II | 18***5**** |  | Water-Source | WBAHP: Heat Pump Packaged Unit | Heat Pump | 265 | 1 |  |  | No Match | No Match |  |  |  | 19000 | 1650 | 11.5 | 9 | 23200 | 1850 | 3.7 | 3.2 | Non Federally-Regulated | 02/22/1990 |  | 07/31/1991
ClimateMaster Inc. | Carrier | 50HQA/HQD006 |  | Water-Source | WBAHP: Heat Pump Packaged Unit | Heat Pump | 230 | 1 |  |  | No Match | No Match |  |  |  | 7400 | 627 | 11.8 | 10 | 8800 | 644 | 4 |  | Federally-Regulated Commercial & Industrial Equipment | 10/05/1999 |  | 04/12/2000
Waterfurnace International, Inc. | Waterfurnace International, Inc. | SXV068B1 |  | Ground-Source | WBAHP: Heat Pump Packaged Unit | Heat Pump | 208 | 1 |  |  | No Match | No Match |  |  |  | 66000 | 5500 | 12 |  | 52000 | 5080 | 3 |  | Non Federally-Regulated | 03/31/1998 |  | 05/10/1998
Mammoth | Hydrobank II | A013VHJ |  | Water-Source | WBAHP: Heat Pump Packaged Unit | Heat Pump | 115 | 1 |  |  | No Match | No Match |  |  |  | 12500 | 1190 | 10.5 | 10 | 17200 | 1326 | 3.8 |  | Federally-Regulated Commercial & Industrial Equipment | 05/23/2000 |  | 01/18/2001
Snyder General Corp. | McQuay | CCH030A*F |  | Water-Source | WBAHP: Heat Pump Packaged Unit | Heat Pump | 208 | 3 |  |  | No Match | No Match |  |  |  | 29400 | 2800 | 10.5 | 9 | 37400 | 3045 | 3.6 | 3.2 | Non Federally-Regulated | 02/22/1990 |  | 07/31/1991
Mammoth | Hydrobank II | D064HLG |  | Ground-Water-Source | WBAHP: Heat Pump Packaged Unit | Heat Pump | 230 | 1 |  |  | No Match | No Match |  |  |  | 65000 | 4850 | 13.4 | 9 | 50000 | 4883 | 3 |  | Non Federally-Regulated | 05/23/2000 |  | 01/18/2001
McQuay / Snyder General | Electro-Hydronics | FW350F7 |  | Water-Source | WBAHP: Heat Pump Packaged Unit | Heat Pump | 265 | 1 |  |  | No Match | No Match |  |  |  | 35600 | 3360 | 10.6 | 7.5 | 43000 | 3500 | 3.6 | 2.5 | Non Federally-Regulated | 08/29/1986 |  | 05/11/1988
Addison Products | Addison Products | VGY042-1A |  | Ground-Water-Source | WBAHP: Heat Pump Packaged Unit | Heat Pump | 208 | 1 |  |  | No Match | No Match |  |  |  | 47000 | 3560 | 13.2 | 9 | 30900 | 3017 | 3 |  | Non Federally-Regulated | 07/22/2002 |  | 03/12/2009
ClimateMaster Inc. | Climate Master Series | VL012E********* |  | Water-Source | WBAHP: Heat Pump Packaged Unit | Heat Pump | 265 | 1 |  |  | No Match | No Match |  |  |  | 12200 | 1100 | 11.1 | 9 | 16200 | 1195 | 4 | 3.2 | Federally-Regulated Commercial & Industrial Equipment | 07/17/1991 |  | 07/27/1992
Climate Control / Snyder General | Electro-Hydronics | UC500FK |  | Water-Source | WBAHP: Heat Pump Packaged Unit | Heat Pump | 208 | 3 |  |  | No Match | No Match |  |  |  | 50000 | 4850 | 10.3 | 7.5 | 65000 | 4900 | 3.9 | 2.5 | Non Federally-Regulated | 05/16/1984 |  | 08/29/1986
ClimateMaster Inc. | Climate Master Series | 802051F******** |  | Water-Source | WBAHP: Heat Pump Packaged Unit | Heat Pump | 460 | 3 |  |  | No Match | No Match |  |  |  | 52000 | 5300 | 9.8 | 9 | 62500 | 5720 | 3.2 | 3.2 | Federally-Regulated Commercial & Industrial Equipment | 02/16/1988 |  | 05/11/1988
ClimateMaster Inc. | Carrier Corp. | 50P1H/V018 |  | Ground-Source | WBAHP: Heat Pump Packaged Unit | Heat Pump | 230 | 1 |  |  | No Match | Single-Speed |  |  |  | 18400 | 1129 | 16.3 | 13.4 | 13900 | 1198 | 3.4 | 3.1 | Non Federally-Regulated | 10/24/2014 |  | 04/22/2015
Waterfurnace International, Inc. | Waterfurnace International, Inc. | NSV/NSH048G1*0 |  | Water-Source | WBAHP: Heat Pump Packaged Unit | Heat Pump | 230 | 1 |  |  | No Match | Single-Speed |  |  |  | 46400 | 2994 | 15.5 | 12 | 53100 | 3176 | 4.9 | 4.2 | Federally-Regulated Commercial & Industrial Equipment | 09/03/2012 |  | 04/19/2013
Waterfurnace International, Inc. | Waterfurnace International, Inc. | SXH030A2 |  | Ground-Source | WBAHP: Heat Pump Packaged Unit | Heat Pump | 265 | 1 |  |  | No Match | No Match |  |  |  | 31200 | 2181 | 14.3 |  | 21600 | 1808 | 3.5 |  | Non Federally-Regulated | 03/31/1998 |  | 05/10/1998
ClimateMaster Inc. | Carrier Corp. | 50RTP03 |  | Ground-Water-Source | WBAHP: Heat Pump Packaged Unit | Heat Pump | 208 | 3 |  |  | No Match | Single-Speed |  |  |  | 39800 | 1834 | 21.7 | 16.2 | 35400 | 2358 | 4.4 | 3.6 | Non Federally-Regulated | 10/24/2014 |  | 04/22/2015
Waterfurnace International, Inc. | Waterfurnace International, Inc. | SXV013C0 |  | Water-Source | WBAHP: Heat Pump Packaged Unit | Heat Pump | 208 | 1 |  |  | No Match | No Match |  |  |  | 12700 | 858 | 14.8 | 10 | 15100 | 921 | 4.8 |  | Federally-Regulated Commercial & Industrial Equipment | 12/14/1998 |  | 10/05/1999
Geoflex Systems, Inc. | Geoflex Systems, Inc. | GF1S-V/H/D/M-030WABBP |  | Water-Source | WBAHP: Heat Pump Packaged Unit | Both Heat Pump and Electric Re | 265 | 1 |  |  | No Match | Single-Speed |  |  |  | 26900 | 1601 | 16.8 | 12 | 32200 | 2052 | 4.6 | 4.2 | Federally-Regulated Commercial & Industrial Equipment | 03/02/2012 |  | 01/09/2014
Florida Heat Pump | Florida Heat Pump | EM036-4CS | EM036-4AV | Water-Source | WBAHP-C: Heat Pump Split Syste | Heat Pump | 460 | 3 |  |  | No Match | No Match |  |  |  | 34500 | 2500 | 13.8 | 10 | 41000 | 2730 | 4.4 |  | Federally-Regulated Commercial & Industrial Equipment | 12/14/1998 |  | 10/05/1999
Trane U.S. Inc. | Trane | GEVA048 |  | Water-Source | WBAHP: Heat Pump Packaged Unit | Heat Pump | 208 | 1 |  |  | No Match | No Match |  |  |  | 48412 | 3797 | 12.8 | 10 | 53918 | 3788 | 4.2 |  | Federally-Regulated Commercial & Industrial Equipment | 04/12/2000 |  | 09/25/2002
Florida Heat Pump | Florida Heat Pump | TA035-1CS | DX035CC/UC | Ground-Water-Source | WBAHP-C: Heat Pump Split Syste | Heat Pump | 208 | 1 |  |  | No Match | Dual-Speed |  |  |  | 42000 | 1875 | 22.4 | 16.2 | 33000 | 2303 | 4.2 | 3.6 | Non Federally-Regulated | 03/02/2012 |  | 04/20/2015
Command-Aire | Command-Aire | SWP-833 |  | Water-Source | WBAHP: Heat Pump Packaged Unit | Heat Pump | 230 | 3 |  |  | No Match | No Match |  |  |  | 88700 | 9200 | 9.6 | 9.2 | 128000 | 10300 | 3.6 | 2.5 | Non Federally-Regulated | 05/16/1984 |  | 05/11/1988
Waterfurnace International, Inc. | Waterfurnace International, Inc. | SXH019A1 |  | Water-Source | WBAHP: Heat Pump Packaged Unit | Heat Pump | 230 | 1 |  |  | No Match | No Match |  |  |  | 18600 | 1338 | 13.9 | 10 | 24200 | 1447 | 4.9 |  | Federally-Regulated Commercial & Industrial Equipment | 02/02/1998 |  | 03/31/1998
Carrier Corp. | Carrier | 50VQA012 |  | Water-Source | WBAHP: Heat Pump Packaged Unit | Heat Pump | 208 | 1 |  |  | No Match | No Match |  |  |  | 12200 | 1090 | 11.2 | 10 | 16200 | 1186 | 4 |  | Federally-Regulated Commercial & Industrial Equipment | 12/14/1994 |  | 04/07/1996
Waterfurnace International, Inc. | Johnson Controls | RKV/RKH024**0*1 |  | Ground-Water-Source | WBAHP: Heat Pump Packaged Unit | Heat Pump | 208 | 1 |  |  | No Match | Single-Speed |  |  |  | 28100 | 1171 | 24 | 16.2 | 23900 | 1629 | 4.3 | 3.6 | Non Federally-Regulated | 09/03/2012 |  | 01/09/2014
Florida Heat Pump | Florida Heat Pump | EM060-4CS | EM060-4AV | Water-Source | WBAHP-C: Heat Pump Split Syste | Heat Pump | 460 | 3 |  |  | No Match | No Match |  |  |  | 59000 | 4609 | 12.8 | 10 | 78000 | 5316 | 4.3 |  | Federally-Regulated Commercial & Industrial Equipment | 12/14/1998 |  | 10/05/1999
Enertech Global, LLC | Enertech | HST036A | ACD036 | Ground-Water-Source | WBAHP-CB: Heat Pump Split Syst | Heat Pump | 230 | 1 |  |  | No Match | Single-Speed |  |  |  | 40200 | 1787 | 22.5 | 16.2 | 36900 | 2351 | 4.6 | 3.6 | Non Federally-Regulated | 11/30/2011 |  | 03/02/2012
Singer | Electro-Hydronics | WE120C7 |  | Water-Source | WBAHP: Heat Pump Packaged Unit | Heat Pump | 265 | 1 |  |  | No Match | No Match |  |  |  | 11500 | 1200 | 9.6 | 7.5 | 14000 | 4200 | 3.3 | 2.5 | Non Federally-Regulated | 01/05/1982 |  | 09/08/1982
Waterfurnace International, Inc. | Waterfurnace International, Inc. | CXW012*0 |  | Water-Source | WBAHP-O: Heat Pump Packaged Un | Heat Pump | 208 | 1 |  |  | No Match | No Match |  |  |  | 11200 | 777 | 14.4 | 10 | 14900 | 928 | 4.7 |  | Federally-Regulated Commercial & Industrial Equipment | 10/05/1999 |  | 04/12/2000
Florida Heat Pump | Florida Heat Pump | EM036-1CF/HZ/VT |  | Ground-Water-Source | WBAHP: Heat Pump Packaged Unit | Heat Pump | 230 | 1 |  |  | No Match | No Match |  |  |  | 36500 | 2534 | 14.4 | 9 | 26000 | 2308 | 3.3 |  | Non Federally-Regulated | 05/29/2001 |  | 07/18/2002
American Air Filter | Enercon | FVW-12 |  | Water-Source | WBAHP: Heat Pump Packaged Unit | Heat Pump | 208 | 1 |  |  | No Match | No Match |  |  |  | 11200 | 1056 | 10.6 | 9 | 14800 | 1172 | 3.7 | 3.2 | Non Federally-Regulated | 05/11/1988 |  | 03/15/1989
ClimateMaster Inc. | Trane | WPHA10XD* |  | Water-Source | WBAHP: Heat Pump Packaged Unit | Heat Pump | 265 | 1 |  |  | No Match | No Match |  |  |  | 9500 | 848 | 11.2 | 9 | 12600 | 879 | 4.2 | 3.2 | Non Federally-Regulated | 05/11/1988 |  | 03/15/1989
Command-Aire | Command-Aire | SWPHXR611E |  | Water-Source | WBAHP: Heat Pump Packaged Unit | Heat Pump | 230 | 1 |  |  | No Match | No Match |  |  |  | 62000 | 5640 | 11 | 7.5 | 74000 | 5290 | 4.1 | 2.5 | Non Federally-Regulated | 05/16/1984 |  | 05/11/1988
Florida Heat Pump | Energy Miser | HE15CF-1 |  | Water-Source | WBAHP: Heat Pump Packaged Unit | Heat Pump | 230 | 1 |  |  | No Match | No Match |  |  |  | 14700 | 1335 | 11 | 9.3 | 20000 | 1465 | 4 | 3.8 | Non Federally-Regulated | 07/31/1991 |  | 03/31/1998
Command-Aire | Command-Aire | SWP-603 |  | Water-Source | WBAHP: Heat Pump Packaged Unit | Heat Pump | 208 | 3 |  |  | No Match | No Match |  |  |  | 71300 | 7500 | 9.5 | 9.2 | 98700 | 7150 | 4 | 2.5 | Non Federally-Regulated | 05/16/1984 |  | 01/23/1988
Waterfurnace International, Inc. | Waterfurnace International, Inc. | SXV068B3 |  | Ground-Water-Source | WBAHP: Heat Pump Packaged Unit | Heat Pump | 230 | 3 |  |  | No Match | No Match |  |  |  | 69000 | 5750 | 12 | 11 | 80000 | 6169 | 3.8 | 3.5 | Non Federally-Regulated | 03/31/1998 |  | 05/10/1998
Heat Controller | Heat Controller | HWPG024-1B** |  | Water-Source | WBAHP-CB: Heat Pump Split Syst | Heat Pump | 208 | 1 |  |  | No Match | No Match |  |  |  | 21800 | 1639 | 13.3 | 9 | 24200 | 1729 | 4.1 | 3.5 | Non Federally-Regulated | 12/14/1998 |  | 04/12/2000
Mammoth | Mammoth | E019C |  | Water-Source | WBAHP: Heat Pump Packaged Unit | Heat Pump | 265 | 1 |  |  | No Match | No Match |  |  |  | 20000 | 2100 | 9.5 | 7.5 | 19000 | 2000 | 2.8 | 2.5 | Non Federally-Regulated | 01/05/1982 |  | 06/11/1985
ClimateMaster Inc. | Climate Master | GSS024BG | FK4CNF003 | Ground-Source | WBAHP-CB: Heat Pump Split Syst | Heat Pump | 208 | 1 |  |  | No Match | Single-Speed |  |  |  | 25200 | 1518 | 16.6 | 13.4 | 18600 | 1558 | 3.5 | 3.1 | Non Federally-Regulated | 09/15/2009 |  | 02/17/2011
Hydro Delta Corp. | Hydro Delta Corp. | 03-042-WTAR-MT(P) |  | Water-Source | WBAHP-CB: Heat Pump Split Syst | Heat Pump | 230 | 1 |  |  | No Match | No Match |  |  |  | 24000 | 1304 | 18.4 | 9 | 26000 | 1524 | 5 | 3.5 | Non Federally-Regulated | 02/02/1998 |  | 10/02/1998
Waterfurnace International, Inc. | Waterfurnace International, Inc. | NSZ060A0 | NAH060* | Water-Source | WBAHP-CB: Heat Pump Split Syst | Heat Pump | 208 | 1 |  |  | No Match | Single-Speed |  |  |  | 54600 | 3792 | 14.4 | 12 | 66300 | 4224 | 4.6 | 4.2 | Federally-Regulated Commercial & Industrial Equipment | 01/24/2011 |  | 03/02/2012
Florida Heat Pump | Geosystems, LLC | CFS-*036 |  | Ground-Water-Source | WBAHP: Heat Pump Packaged Unit | Heat Pump | 230 | 1 |  |  | No Match | Single-Speed |  |  |  | 38500 | 1689 | 22.8 | 16.2 | 33500 | 2134 | 4.6 | 3.6 | Non Federally-Regulated | 09/03/2012 |  | 12/12/2012
Mammoth | Hydrobank II | F090HHG |  | Water-Source | WBAHP: Heat Pump Packaged Unit | Heat Pump | 208 | 3 |  |  | No Match | No Match |  |  |  | 86300 | 6345 | 13.6 | 9 | 111000 | 7227 | 4.5 | 3.8 | Federally-Regulated Commercial & Industrial Equipment | 05/23/2000 |  | 01/18/2001
Enertech Global, LLC | Enertech | TST024A | ACD024 | Ground-Source | WBAHP-CB: Heat Pump Split Syst | Heat Pump | 208 | 1 |  |  | No Match | Single-Speed |  |  |  | 25700 | 1477 | 17.4 | 13.4 | 18400 | 1383 | 3.9 | 3.1 | Non Federally-Regulated | 11/30/2011 |  | 03/02/2012
McQuay / Snyder General | Electro-Hydronics | CW1000GP |  | Water-Source | WBAHP: Heat Pump Packaged Unit | Heat Pump | 460 | 3 |  |  | No Match | No Match |  |  |  | 107000 | 10000 | 10.7 | 9.2 | 136000 | 10400 | 3.8 | 2.5 | Non Federally-Regulated | 08/29/1986 |  | 05/11/1988
Enertech Global, LLC | Enertech | H050C | ACD048 | Ground-Source | WBAHP-C: Heat Pump Split Syste | Heat Pump | 208 | 1 |  |  | No Match | Single-Speed |  |  |  | 54300 | 3251 | 16.7 | 13.4 | 43300 | 3848 | 3.3 | 3.1 | Non Federally-Regulated | 06/15/2009 |  | 08/23/2011
Florida Heat Pump | Florida Heat Pump | EM060-3CS | EM060-1AH/AV | Water-Source | WBAH: Heating Only Packaged Un | Heat Pump | 230 | 3 |  |  | No Match | No Match |  |  |  | 64000 | 5245 | 12.2 | 9 | 79000 | 6429 | 3.6 | 3.5 | Non Federally-Regulated | 05/23/2001 |  | 07/18/2002
Addison Products | Addison Products | WPH064-4JC/4JBC |  | Ground-Water-Source | WBAHP: Heat Pump Packaged Unit | Heat Pump | 460 | 3 |  |  | No Match | No Match |  |  |  | 63500 | 5080 | 12.5 | 11 | 76000 | 6364 | 3.5 | 3.5 | Non Federally-Regulated | 03/31/1998 |  | 05/10/1998
Florida Heat Pump | Geomaster, LLC | ES071-1CF/HZ/VT |  | Water-Source | WBAHP: Heat Pump Packaged Unit | Heat Pump | 230 | 1 |  |  | No Match | Single-Speed | 4406 | 803 | 1 | 72000 | 4966 | 14.5 | 12 | 80000 | 5209 | 4.5 | 4.2 | Federally-Regulated Commercial & Industrial Equipment | 04/23/2009 |  | 01/25/2011
Addison Products | Addison Products | HWPG042-1B** |  | Ground-Water-Source | WBAHP: Heat Pump Packaged Unit | Heat Pump | 230 | 1 |  |  | No Match | No Match |  |  |  | 42000 | 2896 | 14.5 | 11 | 46000 | 3209 | 4.2 | 3.5 | Non Federally-Regulated | 03/31/1998 |  | 05/10/1998
Command-Aire | Command-Aire | SWP514E |  | Water-Source | WBAHP: Heat Pump Packaged Unit | Heat Pump | 460 | 3 |  |  | No Match | No Match |  |  |  | 49000 | 4380 | 11.2 | 9 | 65000 | 4760 | 4 | 3.2 | Non Federally-Regulated | 05/11/1988 |  | 03/15/1989
McQuay / Snyder General | Electro-Hydronics | CC550GK |  | Water-Source | WBAHP: Heat Pump Packaged Unit | Heat Pump | 208 | 3 |  |  | No Match | No Match |  |  |  | 55000 | 5670 | 9.7 | 7.5 | 67000 | 5610 | 3.5 | 2.5 | Non Federally-Regulated | 08/29/1986 |  | 05/11/1988
Command-Aire | Command-Aire | SWPH-413 |  | Water-Source | WBAHP: Heat Pump Packaged Unit | Heat Pump | 208 | 3 |  |  | No Match | No Match |  |  |  | 42000 | 4250 |  | 7.5 | 56000 | 4400 | 3.7 | 2.5 | Non Federally-Regulated | 09/08/1982 |  | 08/30/1983
Trane U.S. Inc. | Trane | GXHA0351 |  | Water-Source | WBAHP: Heat Pump Packaged Unit | Heat Pump | 208 | 1 |  |  | No Match | No Match |  |  |  | 36100 | 3281 | 11 | 10 | 45800 | 3532 | 3.8 |  | Federally-Regulated Commercial & Industrial Equipment | 12/14/1998 |  | 04/12/2000
ClimateMaster Inc. | Climate Master Series | HS/VS015G |  | Water-Source | WBAHP: Heat Pump Packaged Unit | Heat Pump | 208 | 1 |  |  | No Match | No Match |  |  |  | 14100 | 1281 | 11 | 10 | 18800 | 1377 | 4 |  | Federally-Regulated Commercial & Industrial Equipment | 01/22/2003 |  | 03/12/2009
Carrier Corp. | Carrier | 50HQA019 |  | Water-Source | WBAHP: Heat Pump Packaged Unit | Heat Pump | 208 | 1 |  |  | No Match | No Match |  |  |  | 20600 | 1715 | 12 | 10 | 23600 | 1773 | 3.9 |  | Federally-Regulated Commercial & Industrial Equipment | 12/14/1994 |  | 04/07/1996
McQuay / Snyder General | Electro-Hydronics | UC420FK |  | Water-Source | WBAHP: Heat Pump Packaged Unit | Heat Pump | 208 | 3 |  |  | No Match | No Match |  |  |  | 42000 | 3850 | 10.9 | 7.5 | 52000 | 4100 | 3.7 | 2.5 | Non Federally-Regulated | 08/29/1986 |  | 05/11/1988
Florida Heat Pump | Energy Miser | LT 40 CF -1 |  | Ground-Water-Source | WBAHP: Heat Pump Packaged Unit | Heat Pump | 208 | 1 |  |  | No Match | No Match |  |  |  | 36400 | 3250 | 11.2 |  | 42000 | 3515 | 3.5 |  | Non Federally-Regulated | 02/22/1990 |  | 07/31/1991
Bard Manufacturing Company, Inc. | Bard | QW301-A |  | Ground-Water-Source | WBAHP: Heat Pump Packaged Unit | Heat Pump | 230 | 1 |  |  | No Match | No Match |  |  |  | 29000 | 1757 | 16.5 | 9 | 20400 | 1757 | 3.4 |  | Non Federally-Regulated | 03/21/2001 |  | 07/18/2002
Waterfurnace International, Inc. | Waterfurnace International, Inc. | V080**3 |  | Ground-Water-Source | WBAHP: Heat Pump Packaged Unit | Heat Pump | 208 | 3 |  |  | No Match | No Match |  |  |  | 84000 | 6000 | 14 | 9 | 54500 | 5506 | 2.9 |  | Non Federally-Regulated | 05/19/2000 |  | 11/14/2000
Trane U.S. Inc. | Trane | WPHD0611 |  | Water-Source | WBAHP: Heat Pump Packaged Unit | Heat Pump | 208 | 1 |  |  | No Match | No Match |  |  |  | 58200 | 4974 | 11.7 | 10 | 65400 | 5043 | 3.8 |  | Federally-Regulated Commercial & Industrial Equipment | 02/02/1998 |  | 03/31/1998
Waterfurnace International, Inc. | Waterfurnace International, Inc. | P022D | N-VSB1206A/G+FD03617A | Ground-Water-Source | WBAHP-CB: Heat Pump Split Syst | Heat Pump | 230 | 1 |  |  | No Match | No Match |  |  |  | 23000 | 1742 | 13.2 | 9 | 15800 | 1543 | 3 |  | Non Federally-Regulated | 05/19/2000 |  | 07/18/2002
Addison Products | Addison Products | HWY120-3A |  | Water-Source | WBAHP: Heat Pump Packaged Unit | Heat Pump | 208 | 3 |  |  | No Match | No Match |  |  |  | 110000 | 10091 | 10.9 | 9 | 140000 | 10254 | 4 | 3.8 | Federally-Regulated Commercial & Industrial Equipment | 11/17/1999 |  | 01/18/2001
Florida Heat Pump | Geomaster, LLC | EC024-1CF/HZ/VT |  | Water-Source | WBAHP: Heat Pump Packaged Unit | Heat Pump | 230 | 1 |  |  | No Match | Single-Speed |  |  |  | 25000 | 1812 | 13.8 | 12 | 30000 | 1953 | 4.5 | 4.2 | Federally-Regulated Commercial & Industrial Equipment | 04/23/2009 |  | 04/20/2015
Waterfurnace International, Inc. | Waterfurnace International, Inc. | ATV019C0 |  | Ground-Source | WBAHP: Heat Pump Packaged Unit | Heat Pump | 208 | 1 |  |  | No Match | No Match |  |  |  | 19400 | 1168 | 16.6 |  | 13700 | 1115 | 3.6 |  | Non Federally-Regulated | 03/31/1998 |  | 05/10/1998
Waterfurnace International, Inc. | Waterfurnace International, Inc. | NDV/NDH038*1*1 |  | Ground-Water-Source | WBAHP: Heat Pump Packaged Unit | Heat Pump | 230 | 1 |  |  | No Match | Dual-Speed |  |  |  | 39400 | 1635 | 24.1 | 16.2 | 34800 | 2040 | 5 | 3.6 | Non Federally-Regulated | 01/24/2011 |  | 06/14/2011
Waterfurnace International, Inc. | Waterfurnace International, Inc. | SXV036C1 |  | Ground-Water-Source | WBAHP: Heat Pump Packaged Unit | Heat Pump | 230 | 1 |  |  | No Match | No Match |  |  |  | 36400 | 2676 | 13.6 | 9 | 26000 | 2381 | 3.2 |  | Non Federally-Regulated | 12/14/1998 |  | 10/06/1999
Mammoth | Hydrobank II | E014HHG |  | Water-Source | WBAHP: Heat Pump Packaged Unit | Heat Pump | 265 | 1 |  |  | No Match | No Match |  |  |  | 13400 | 1030 | 13 | 10 | 18000 | 1318 | 4 |  | Federally-Regulated Commercial & Industrial Equipment | 05/23/2000 |  | 11/14/2000
Waterfurnace International, Inc. | Eagle Mountain | ZS030**2*1 |  | Ground-Water-Source | WBAHP: Heat Pump Packaged Unit | Heat Pump | 265 | 1 |  |  | No Match | Single-Speed |  |  |  | 32900 | 1377 | 23.9 | 16.2 | 28300 | 1885 | 4.4 | 3.6 | Non Federally-Regulated | 01/24/2011 |  | 04/19/2013
Waterfurnace International, Inc. | Standard Range | WSH/WSV059A*3*** |  | Water-Source | WBAHP: Heat Pump Packaged Unit | Heat Pump | 230 | 3 |  |  | No Match | No Match |  |  |  | 59000 | 5784 | 10.2 | 9 | 71000 | 5779 | 3.6 | 3.2 | Non Federally-Regulated | 10/10/1989 |  | 07/31/1991
Mammoth | Hydrobank II | G100VLL |  | Ground-Water-Source | WBAHP: Heat Pump Packaged Unit | Heat Pump | 460 | 3 |  |  | No Match | No Match |  |  |  | 100000 | 7407 | 13.5 | 9 | 79000 | 7233 | 3.2 |  | Non Federally-Regulated | 06/27/2003 |  | 03/12/2009
Waterfurnace International, Inc. | Waterfurnace International, Inc. | USV/USH060**4*4 |  | Water-Source | WBAHP: Heat Pump Packaged Unit | Heat Pump | 460 | 3 |  |  | No Match | Single-Speed |  |  |  | 58400 | 3817 | 15.3 | 12 | 72500 | 4521 | 4.7 | 4.2 | Federally-Regulated Commercial & Industrial Equipment | 06/14/2011 |  | 03/02/2012
McQuay International | McQuay | FCV/FCW/VWH/VWW009B-N |  | Water-Source | WBAHP: Heat Pump Packaged Unit | Heat Pump | 265 | 1 |  |  | No Match | No Match |  |  |  | 8800 | 822 | 10.7 | 9.3 | 12000 | 901 | 3.9 | 3.8 | Federally-Regulated Commercial & Industrial Equipment | 03/31/1998 |  | 05/10/1998
Climate Control / Snyder General | Electro-Hydronics | UC550GP |  | Water-Source | WBAHP: Heat Pump Packaged Unit | Heat Pump | 460 | 3 |  |  | No Match | No Match |  |  |  | 55000 | 5670 | 9.7 | 7.5 | 67000 | 5610 | 3.5 | 2.5 | Non Federally-Regulated | 06/11/1985 |  | 08/29/1986
ClimateMaster Inc. | Climate Master Series | GRV/GRH060AG |  | Water-Source | WBAHP-CB: Heat Pump Split Syst | Heat Pump | 208 | 1 |  |  | No Match | No Match |  |  |  | 61500 | 4270 | 14.4 | 9 | 73000 | 4974 | 4.3 | 3.5 | Non Federally-Regulated | 04/12/2000 |  | 07/18/2002
Trane U.S. Inc. | Trane | EXHE0368 |  | Ground-Source | WBAHP: Heat Pump Packaged Unit | Heat Pump | 230 | 3 |  |  | No Match | Single-Speed |  |  |  | 36500 | 2028 | 18 | 13.4 | 27400 | 2113 | 3.8 | 3.1 | Non Federally-Regulated | 06/14/2011 |  | 08/15/2014
Addison Products | Addison Products | HWPG060-1B** |  | Water-Source | WBAHP-CB: Heat Pump Split Syst | Heat Pump | 230 | 1 |  |  | No Match | No Match |  |  |  | 59000 | 4538 | 13 | 9 | 66000 | 4959 | 3.9 | 3.5 | Non Federally-Regulated | 12/14/1998 |  | 10/05/1999
Addison Products | Addison Products | VWPG024-1B-XL* |  | Ground-Water-Source | WBAHP: Heat Pump Packaged Unit | Heat Pump | 230 | 1 |  |  | No Match | No Match |  |  |  | 21800 | 1626 | 13.4 | 11 | 24200 | 1729 | 4.1 | 3.5 | Non Federally-Regulated | 03/31/1998 |  | 05/10/1998
Enertech Global, LLC | Enertech | GXT036A |  | Ground-Water-Source | WBAHP: Heat Pump Packaged Unit | Heat Pump | 208 | 1 |  |  | No Match | Single-Speed |  |  |  | 39800 | 1809 | 22 | 16.2 | 34300 | 2234 | 4.5 | 3.6 | Non Federally-Regulated | 01/24/2011 |  | 04/19/2013
Command-Aire | Command-Aire | SWPR511E |  | Water-Source | WBAHP: Heat Pump Packaged Unit | Heat Pump | 208 | 1 |  |  | No Match | No Match |  |  |  | 51000 | 4550 | 11.2 | 9 | 64000 | 4690 | 4 | 3.2 | Non Federally-Regulated | 05/11/1988 |  | 03/15/1989
Waterfurnace International, Inc. | Waterfurnace International, Inc. | ATV046D1 |  | Ground-Water-Source | WBAHP: Heat Pump Packaged Unit | Heat Pump | 208 | 1 |  |  | No Match | No Match |  |  |  | 47000 | 2919 | 16.1 | 9 | 34500 | 3063 | 3.3 |  | Non Federally-Regulated | 12/14/1998 |  | 10/06/1999
Power-Save International, Inc. | S.O.E.S.I. | PSD-200 |  | Water-Source | WBAHP: Heat Pump Packaged Unit | Heat Pump | 230 | 1 |  |  | No Match | No Match |  |  |  | 26000 | 2070 | 12.6 | 9 | 27000 | 1980 | 4 | 3.2 | Federally-Regulated Commercial & Industrial Equipment | 01/23/1988 |  | 05/11/1988
Command-Aire | Command-Aire | SWPH-2033 |  | Water-Source | WBAHP: Heat Pump Packaged Unit | Heat Pump | 208 | 3 |  |  | No Match | No Match |  |  |  | 240000 | 24700 | 9.7 |  | 336000 | 27900 | 3.5 | 2.5 | Non Federally-Regulated | 06/11/1985 |  | 01/23/1988
Mammoth | Hydrobank II | E031HHH |  | Water-Source | WBAHP: Heat Pump Packaged Unit | Heat Pump | 265 | 1 |  |  | No Match | No Match |  |  |  | 29600 | 2487 | 11.9 | 10 | 37000 | 2581 | 4.2 |  | Federally-Regulated Commercial & Industrial Equipment | 06/27/2003 |  | 03/12/2009
Waterfurnace International, Inc. | Waterfurnace International, Inc. | ATV040D1 |  | Ground-Source | WBAHP: Heat Pump Packaged Unit | Heat Pump | 230 | 1 |  |  | No Match | No Match |  |  |  | 41500 | 2441 | 17 |  | 29200 | 2516 | 3.4 |  | Non Federally-Regulated | 03/31/1998 |  | 05/10/1998
Waterfurnace International, Inc. | Waterfurnace International, Inc. | SXV036C1 |  | Water-Source | WBAHP: Heat Pump Packaged Unit | Heat Pump | 208 | 1 |  |  | No Match | No Match |  |  |  | 36000 | 2647 | 13.6 | 10 | 44500 | 2774 | 4.7 |  | Federally-Regulated Commercial & Industrial Equipment | 02/02/1998 |  | 03/31/1998
ClimateMaster Inc. | Carrier | 50HQA/HQD/VQA/VQD009 |  | Water-Source | WBAHP: Heat Pump Packaged Unit | Heat Pump | 265 | 1 |  |  | No Match | No Match |  |  |  | 9800 | 844 | 11.6 | 10 | 12000 | 837 | 4.2 |  | Federally-Regulated Commercial & Industrial Equipment | 12/14/1998 |  | 10/05/1999
Waterfurnace International, Inc. | Waterfurnace International, Inc. | NSV/NSH060G1*4 |  | Water-Source | WBAHP: Heat Pump Packaged Unit | Heat Pump | 208 | 1 |  |  | No Match | Single-Speed |  |  |  | 61300 | 3693 | 16.6 | 12 | 69000 | 3816 | 5.3 | 4.2 | Federally-Regulated Commercial & Industrial Equipment | 09/03/2012 |  | 04/19/2013
California Heat Pump | California Heat Pump | CHP-36R*-12-** |  | Water-Source | WBAHP: Heat Pump Packaged Unit | Heat Pump | 230 | 1 |  |  | No Match | No Match |  |  |  | 32500 | 3250 | 10 | 7.5 | 37500 | 3350 | 3.3 | 2.5 | Non Federally-Regulated | 01/05/1982 |  | 09/08/1982
Command-Aire | Command-Aire | SWP197E |  | Water-Source | WBAHP: Heat Pump Packaged Unit | Heat Pump | 265 | 1 |  |  | No Match | No Match |  |  |  | 18500 | 1680 | 11 | 9 | 24500 | 1750 | 4 | 3.2 | Non Federally-Regulated | 05/11/1988 |  | 03/15/1989
ClimateMaster Inc. | Carrier | 50HQA/HQD006 |  | Water-Source | WBAHP: Heat Pump Packaged Unit | Heat Pump | 265 | 1 |  |  | No Match | No Match |  |  |  | 7400 | 627 | 11.8 | 10 | 8800 | 644 | 4 |  | Federally-Regulated Commercial & Industrial Equipment | 12/14/1998 |  | 10/05/1999
Florida Heat Pump | Florida Heat Pump | EM041-3CS | EM041-1AV/AH | Water-Source | WBAHP-C: Heat Pump Split Syste | Heat Pump | 208 | 3 |  |  | No Match | No Match |  |  |  | 39000 | 3000 | 13 | 10 | 49000 | 3501 | 4.1 |  | Federally-Regulated Commercial & Industrial Equipment | 10/05/1999 |  | 04/12/2000
Marvair | Marvair | H-V300-01-A |  | Water-Source | WBAHP: Heat Pump Packaged Unit | Heat Pump | 208 | 1 |  |  | No Match | No Match |  |  |  | 28800 | 2900 | 10 | 7.5 | 31000 | 3350 | 2.7 | 2.5 | Non Federally-Regulated | 09/08/1982 |  | 08/30/1983
Power-Save International, Inc. | S.O.E.S.I. | PSD-600 (1) |  | Water-Source | WBAHP: Heat Pump Packaged Unit | Heat Pump | 230 | 1 |  |  | No Match | No Match |  |  |  | 72200 | 7061 | 10.2 | 9.2 | 94500 | 7150 | 3.9 | 2.5 | Non Federally-Regulated | 02/22/1990 |  | 07/31/1991
Waterfurnace International, Inc. | Eagle Mountain | ZS023**0*4 |  | Ground-Water-Source | WBAHP: Heat Pump Packaged Unit | Heat Pump | 208 | 1 |  |  | No Match | Single-Speed |  |  |  | 25400 | 1104 | 23 | 16.2 | 21900 | 1493 | 4.3 | 3.6 | Non Federally-Regulated | 06/14/2011 |  | 04/19/2013
Inter-City Products Corp. | McQuay | WMH012B*N |  | Water-Source | WBAHP-O: Heat Pump Packaged Un | Heat Pump | 265 | 1 |  |  | No Match | No Match |  |  |  | 11500 | 920 | 12.5 | 9.3 | 14400 | 1115 | 3.8 | 3.8 | Non Federally-Regulated | 07/31/1991 |  | 03/31/1998
Waterfurnace International, Inc. | Rybacki - Hart Enterprises | ZS036**0*4 |  | Ground-Source | WBAHP: Heat Pump Packaged Unit | Heat Pump | 208 | 1 |  |  | No Match | Single-Speed |  |  |  | 34500 | 1994 | 17.3 | 13.4 | 26000 | 2177 | 3.5 | 3.1 | Non Federally-Regulated | 06/14/2011 |  | 03/02/2012
Addison Products | Addison Products | WSH036-1AR |  | Water-Source | WBAHP: Heat Pump Packaged Unit | Heat Pump | 208 | 1 |  |  | No Match | No Match |  |  |  | 35000 | 2868 | 12.2 | 10 | 44000 | 3070 | 4.2 |  | Federally-Regulated Commercial & Industrial Equipment | 12/14/1998 |  | 05/19/2000
Command-Aire | Command-Aire | SWP-091 |  | Water-Source | WBAHP: Heat Pump Packaged Unit | Heat Pump | 230 | 1 |  |  | No Match | No Match |  |  |  | 10600 | 1175 | 9 | 7.5 | 14000 | 1225 | 3.3 | 2.5 | Non Federally-Regulated | 01/05/1982 |  | 05/11/1988
ClimateMaster Inc. | Climate Master Series | VP/HP048 F/H |  | Water-Source | WBAHP: Heat Pump Packaged Unit | Heat Pump | 460 | 3 |  |  | No Match | No Match |  |  |  | 48000 | 3555 | 13.5 | 10 | 57000 | 3796 | 4.4 |  | Federally-Regulated Commercial & Industrial Equipment | 02/02/1998 |  | 03/31/1998
ClimateMaster Inc. | Climate Master Series | VT060G |  | Ground-Water-Source | WBAHP: Heat Pump Packaged Unit | Heat Pump | 230 | 1 |  |  | No Match | No Match |  |  |  | 57500 | 4020 | 14.3 | 9 | 38900 | 3352 | 3.4 |  | Non Federally-Regulated | 04/10/2000 |  | 05/24/2001
Waterfurnace International, Inc. | Waterfurnace International, Inc. | SXH042B1 |  | Ground-Water-Source | WBAHP: Heat Pump Packaged Unit | Heat Pump | 208 | 1 |  |  | No Match | No Match |  |  |  | 44500 | 3201 | 13.9 | 9 | 31800 | 2824 | 3.3 |  | Non Federally-Regulated | 01/30/1998 |  | 03/31/1998
Carrier Corp. | Carrier | 50QEH0601 |  | Water-Source | WBAHP: Heat Pump Packaged Unit | Heat Pump | 575 | 3 |  |  | No Match | No Match |  |  |  | 58000 | 5000 | 11.6 | 9 | 65000 | 4763 | 4 | 3.2 | Federally-Regulated Commercial & Industrial Equipment | 09/25/1989 |  | 10/10/1989
Climate Control / Snyder General | Trane | WPRA40HEXBX |  | Water-Source | WBAHP: Heat Pump Packaged Unit | Heat Pump | 208 | 3 |  |  | No Match | No Match |  |  |  | 41000 | 3800 | 10.8 | 7.5 | 45000 | 3770 | 3.5 | 2.5 | Non Federally-Regulated | 05/16/1984 |  | 05/11/1988
Waterfurnace International, Inc. | Waterfurnace International, Inc. | SXV024B0 |  | Ground-Water-Source | WBAHP: Heat Pump Packaged Unit | Heat Pump | 230 | 1 |  |  | No Match | No Match |  |  |  | 27000 | 1741 | 15.5 | 9 | 18000 | 1551 | 3.4 |  | Non Federally-Regulated | 08/21/1998 |  | 10/02/1998
Waterfurnace International, Inc. | Waterfurnace International, Inc. | SXH068B3 |  | Ground-Water-Source | WBAHP: Heat Pump Packaged Unit | Heat Pump | 208 | 3 |  |  | No Match | No Match |  |  |  | 66000 | 5500 | 12 | 9 | 52000 | 5080 | 3 |  | Non Federally-Regulated | 01/30/1998 |  | 10/02/1998
Waterfurnace International, Inc. | Johnson Controls | RCLC/RCLW/RCLS/RCLX09*0 |  | Ground-Water-Source | WBAHP-O: Heat Pump Packaged Un | Heat Pump | 208 | 1 |  |  | No Match | Single-Speed |  |  |  | 10000 | 538 | 18.6 | 16.2 | 9200 | 749 | 3.6 | 3.6 | Non Federally-Regulated | 05/02/2012 |  | 01/09/2014
McQuay / Snyder General | Electro-Hydronics | CW260FK |  | Water-Source | WBAHP: Heat Pump Packaged Unit | Heat Pump | 208 | 3 |  |  | No Match | No Match |  |  |  | 26000 | 2450 | 10.6 | 7.5 | 31600 | 2500 | 3.7 | 2.5 | Non Federally-Regulated | 08/29/1986 |  | 05/11/1988
Florida Heat Pump | Florida Heat Pump | GT070-1CS | GT070-1AH/AV | Ground-Water-Source | WBAHP-CB: Heat Pump Split Syst | Heat Pump | 208 | 1 |  |  | No Match | No Match |  |  |  | 70500 | 4895 | 14.4 | 9 | 52000 | 4914 | 3.1 |  | Non Federally-Regulated | 05/19/2000 |  | 07/18/2002
McQuay International | McQuay | W-CDL/CDS/CMS-1-012-A |  | Water-Source | WBAHP: Heat Pump Packaged Unit | Heat Pump | 115 | 1 |  |  | No Match | No Match |  |  |  | 11700 | 1063 | 11 | 10 | 14200 | 1094 | 3.8 |  | Federally-Regulated Commercial & Industrial Equipment | 09/21/2000 |  | 11/14/2000
Waterfurnace International, Inc. | Waterfurnace International, Inc. | SXV048C3 |  | Water-Source | WBAHP: Heat Pump Packaged Unit | Heat Pump | 208 | 3 |  |  | No Match | No Match |  |  |  | 49000 | 3629 | 13.5 | 9.3 | 60500 | 3772 | 4.7 | 3.8 | Federally-Regulated Commercial & Industrial Equipment | 03/31/1998 |  | 05/10/1998
Enertech Global, LLC | Enertech | GTC036 | ACD036 | Ground-Source | WBAHP-C: Heat Pump Split Syste | Heat Pump | 208 | 1 |  |  | No Match | Single-Speed |  |  |  | 37400 | 2187 | 17.1 | 13.4 | 29800 | 2570 | 3.4 | 3.1 | Non Federally-Regulated | 04/30/2009 |  | 04/19/2013
ClimateMaster Inc. | Carrier | 50YAV/YAH012 |  | Ground-Water-Source | WBAHP: Heat Pump Packaged Unit | Heat Pump | 230 | 1 |  |  | No Match | No Match |  |  |  | 12000 | 1034 | 11.6 | 9 | 9500 | 959 | 2.9 |  | Non Federally-Regulated | 11/17/1999 |  | 04/10/2000
ClimateMaster Inc. | Climate Master Series | PDW 42 | AH16-U23R42W | Ground-Source | WBAHP-CB: Heat Pump Split Syst | Heat Pump | 230 | 1 |  |  | No Match | No Match |  |  |  | 43000 | 2866 | 15 |  | 33000 | 2844 | 3.4 |  | Non Federally-Regulated | 03/31/1998 |  | 05/10/1998
Trane U.S. Inc. | Trane | EXVE0422 |  | Ground-Source | WBAHP: Heat Pump Packaged Unit | Heat Pump | 230 | 1 |  |  | No Match | Single-Speed |  |  |  | 43000 | 2486 | 17.3 | 13.4 | 30700 | 2368 | 3.8 | 3.1 | Non Federally-Regulated | 06/14/2011 |  | 08/15/2014
ClimateMaster Inc. | Trane | WPHB0192 |  | Water-Source | WBAHP: Heat Pump Packaged Unit | Heat Pump | 208 | 1 |  |  | No Match | No Match |  |  |  | 18500 | 1770 | 10.5 | 9 | 22000 | 1760 | 3.7 | 3.2 | Federally-Regulated Commercial & Industrial Equipment | 07/05/1988 |  | 02/22/1990
Waterfurnace International, Inc. | Eagle Mountain | ZS070**3*1 |  | Water-Source | WBAHP: Heat Pump Packaged Unit | Heat Pump | 208 | 3 |  |  | No Match | Single-Speed |  |  |  | 63000 | 4406 | 14.3 | 12 | 79000 | 4926 | 4.7 | 4.2 | Federally-Regulated Commercial & Industrial Equipment | 01/24/2011 |  | 03/02/2012
McQuay / Snyder General | Electro-Hydronics | UW400FD |  | Water-Source | WBAHP: Heat Pump Packaged Unit | Heat Pump | 230 | 3 |  |  | No Match | No Match |  |  |  | 39600 | 3960 | 10 | 7.5 | 45000 | 3880 | 3.4 | 2.5 | Non Federally-Regulated | 08/29/1986 |  | 05/11/1988
Econar | Econar | GH491 |  | Ground-Water-Source | WBAHP: Heat Pump Packaged Unit | Heat Pump | 208 | 1 |  |  | No Match | No Match |  |  |  | 47000 | 3790 | 12.4 | 9 | 45000 | 4396 | 3 |  | Non Federally-Regulated | 08/07/1998 |  | 10/02/1998
Enertech Global, LLC | Enertech | TCT036C |  | Ground-Source | WBAHP: Heat Pump Packaged Unit | Heat Pump | 208 | 1 |  |  | No Match | Single-Speed |  |  |  | 37500 | 2072 | 18.1 | 13.4 | 28100 | 2009 | 4.1 | 3.1 | Non Federally-Regulated | 12/12/2012 |  | 04/21/2014
Command-Aire | Command-Aire | RUWP-204 |  | Water-Source | WBAHP: Heat Pump Packaged Unit | Heat Pump | 460 | 3 |  |  | No Match | No Match |  |  |  | 25000 | 2360 | 10.6 | 7.5 | 31200 | 2420 | 3.8 | 2.5 | Non Federally-Regulated | 09/08/1982 |  | 08/30/1983
McQuay / Snyder General | Electro-Hydronics | VF390FP |  | Water-Source | WBAHP: Heat Pump Packaged Unit | Heat Pump | 460 | 3 |  |  | No Match | No Match |  |  |  | 39000 | 3700 | 10.5 | 9 | 48000 | 4020 | 3.5 | 3.2 | Non Federally-Regulated | 05/11/1988 |  | 03/15/1989
Enertech Global, LLC | Enertech | GT060 |  | Ground-Source | WBAHP: Heat Pump Packaged Unit | Heat Pump | 230 | 1 |  |  | No Match | Single-Speed |  |  |  | 61000 | 4067 | 15 | 13.4 | 49100 | 4111 | 3.5 | 3.1 | Non Federally-Regulated | 01/10/2012 |  | 04/19/2013
McQuay / Snyder General | Electro-Hydronics | FC500GP |  | Water-Source | WBAHP: Heat Pump Packaged Unit | Heat Pump | 460 | 3 |  |  | No Match | No Match |  |  |  | 50000 | 4850 | 10.3 | 9 | 65000 | 5149 | 3.7 | 3.2 | Non Federally-Regulated | 05/11/1988 |  | 03/15/1989
Waterfurnace International, Inc. | Eagle Mountain | ZS036**3*4 |  | Ground-Water-Source | WBAHP: Heat Pump Packaged Unit | Heat Pump | 230 | 3 |  |  | No Match | Single-Speed |  |  |  | 37700 | 1639 | 23 | 16.2 | 33000 | 2249 | 4.3 | 3.6 | Non Federally-Regulated | 06/14/2011 |  | 03/02/2012
McQuay / Snyder General | Electro-Hydronics | CC420F3 |  | Water-Source | WBAHP: Heat Pump Packaged Unit | Heat Pump | 230 | 1 |  |  | No Match | No Match |  |  |  | 42000 | 3850 | 10.9 | 7.5 | 52000 | 4100 | 3.7 | 2.5 | Non Federally-Regulated | 08/29/1986 |  | 05/11/1988
Florida Heat Pump | Florida Heat Pump | EM042-4CF |  | Water-Source | WBAHP: Heat Pump Packaged Unit | Heat Pump | 460 | 3 |  |  | No Match | No Match |  |  |  | 42000 | 3181 | 13.2 | 9.3 | 51000 | 3475 | 4.3 | 3.8 | Federally-Regulated Commercial & Industrial Equipment | 03/31/1998 |  | 05/10/1998
ClimateMaster Inc. | Climate Master Series | V113-32/34 |  | Water-Source | WBAHP: Heat Pump Packaged Unit | Heat Pump | 460 | 3 |  |  | No Match | No Match |  |  |  | 113000 | 10462 | 10.8 | 9 | 130000 | 10026 | 3.8 | 3.8 | Federally-Regulated Commercial & Industrial Equipment | 02/02/1998 |  | 03/31/1998
Addison Products | Addison Products | VWPG060-1B-XL* |  | Ground-Water-Source | WBAHP: Heat Pump Packaged Unit | Heat Pump | 230 | 1 |  |  | No Match | No Match |  |  |  | 58000 | 4461 | 13 | 9 | 44000 | 4446 | 2.9 |  | Non Federally-Regulated | 05/10/1998 |  | 10/02/1998
Waterfurnace International, Inc. | Waterfurnace International, Inc. | SXS048* | SBC048* | Ground-Water-Source | WBAHP-CB: Heat Pump Split Syst | Heat Pump | 230 | 1 |  |  | No Match | No Match |  |  |  | 44500 | 3803 | 11.7 | 9 | 31600 | 3306 | 2.8 |  | Non Federally-Regulated | 10/06/1999 |  | 05/19/2000
Carrier Corp. - Syracuse | Carrier | 50YAV/YAH 030 |  | Ground-Water-Source | WBAHP: Heat Pump Packaged Unit | Heat Pump | 208 | 1 |  |  | No Match | No Match |  |  |  | 30000 | 2173 | 13.8 | 9 | 22000 | 2014 | 3.2 |  | Non Federally-Regulated | 12/14/1998 |  | 04/10/2000
Climate Control / Snyder General | Electro-Hydronics | CC260FK |  | Water-Source | WBAHP: Heat Pump Packaged Unit | Heat Pump | 208 | 3 |  |  | No Match | No Match |  |  |  | 26000 | 2450 | 10.6 | 7.5 | 31600 | 2500 | 3.7 | 2.5 | Non Federally-Regulated | 05/16/1984 |  | 08/29/1986
Florida Heat Pump | Florida Heat Pump | EM072-3CS | EM072-3AH/AV | Ground-Water-Source | WBAHP-CB: Heat Pump Split Syst | Heat Pump | 230 | 3 |  |  | No Match | No Match |  |  |  | 70500 | 5145 | 13.7 | 9 | 49000 | 4486 | 3.2 |  | Non Federally-Regulated | 07/22/2002 |  | 03/12/2009
Florida Heat Pump | Florida Heat Pump | EM031-1CF/HZ/VT |  | Water-Source | WBAHP-CB: Heat Pump Split Syst | Heat Pump | 230 | 1 |  |  | No Match | No Match |  |  |  | 35000 | 2651 | 13.2 | 9 | 42000 | 3325 | 3.7 | 3.5 | Non Federally-Regulated | 07/22/2002 |  | 03/12/2009
Florida Heat Pump | DeMarco Energy Systems | GT026-1VT/HZ/CF |  | Water-Source | WBAHP-CB: Heat Pump Split Syst | Heat Pump | 208 | 1 |  |  | No Match | No Match |  |  |  | 27000 | 2000 | 13.5 | 9 | 30600 | 2298 | 3.9 | 3.5 | Non Federally-Regulated | 10/05/1999 |  | 04/12/2000
Waterfurnace International, Inc. | Waterfurnace International, Inc. | SXH068B3 |  | Ground-Water-Source | WBAHP: Heat Pump Packaged Unit | Heat Pump | 230 | 3 |  |  | No Match | No Match |  |  |  | 66000 | 5500 | 12 | 9 | 52000 | 5080 | 3 |  | Non Federally-Regulated | 12/14/1998 |  | 10/06/1999
McQuay / Snyder General | Electro-Hydronics | LE75C7 |  | Water-Source | WBAHP: Heat Pump Packaged Unit | Heat Pump | 265 | 1 |  |  | No Match | No Match |  |  |  | 6900 | 645 | 10.7 | 7.5 | 9500 | 730 | 3.8 | 2.5 | Non Federally-Regulated | 08/29/1986 |  | 05/11/1988
Florida Heat Pump | Florida Heat Pump | CW012-2 |  | Water-Source | WBAHP-O: Heat Pump Packaged Un | Heat Pump | 230 | 1 |  |  | No Match | No Match |  |  |  | 11000 | 714 | 15.4 | 10 | 11300 | 704 | 4.7 |  | Federally-Regulated Commercial & Industrial Equipment | 02/02/1998 |  | 03/31/1998
Maritime Geothermal, Ltd. | Nordic | R-45-HACW |  | Ground-Water-Source | WBAHP: Heat Pump Packaged Unit | Heat Pump | 208 | 1 |  |  | No Match | No Match |  |  |  | 38502 | 2725 | 14.1 | 9 | 52875 | 3695 | 4.2 |  | Non Federally-Regulated | 07/03/1997 |  | 03/31/1998
Mammoth | Geox | GDH20 |  | Water-Source | WBAHP-CB: Heat Pump Split Syst | Heat Pump | 208 | 1 |  |  | No Match | No Match |  |  |  | 19000 | 1809 | 10.5 | 9 | 23000 | 1871 | 3.6 |  | Non Federally-Regulated | 12/28/1990 |  | 07/27/1992
Waterfurnace International, Inc. | Waterfurnace International, Inc. | P046**1 |  | Ground-Water-Source | WBAHP: Heat Pump Packaged Unit | Heat Pump | 230 | 1 |  |  | No Match | No Match |  |  |  | 47000 | 2919 | 16.1 | 9 | 34500 | 3063 | 3.3 |  | Non Federally-Regulated | 05/19/2000 |  | 07/18/2002
Waterfurnace International, Inc. | Standard Range | WSH/WSV025B*3*** |  | Water-Source | WBAHP: Heat Pump Packaged Unit | Heat Pump | 230 | 3 |  |  | No Match | No Match |  |  |  | 27000 | 2454 | 11 | 9 | 33000 | 2613 | 3.7 | 3.2 | Non Federally-Regulated | 03/15/1989 |  | 09/13/1989
Jacobsen Energy Ind., Inc. | Thermaflo II | 48***3**** |  | Water-Source | WBAHP: Heat Pump Packaged Unit | Heat Pump | 230 | 1 |  |  | No Match | No Match |  |  |  | 49000 | 4350 | 11.3 | 9 | 59000 | 4400 | 3.9 | 3.2 | Non Federally-Regulated | 05/11/1988 |  | 03/15/1989
Waterfurnace International, Inc. | Waterfurnace International, Inc. | NSV/NSH022F1*0 |  | Water-Source | WBAHP: Heat Pump Packaged Unit | Heat Pump | 230 | 1 |  |  | No Match | Single-Speed |  |  |  | 21000 | 1200 | 17.5 | 12 | 22600 | 1183 | 5.6 | 4.2 | Federally-Regulated Commercial & Industrial Equipment | 05/02/2012 |  | 04/19/2013
Waterfurnace International, Inc. | Waterfurnace International, Inc. | SXH048C1 |  | Ground-Water-Source | WBAHP: Heat Pump Packaged Unit | Heat Pump | 208 | 1 |  |  | No Match | No Match |  |  |  | 51500 | 3843 | 13.4 | 9 | 36000 | 3403 | 3.1 |  | Non Federally-Regulated | 01/30/1998 |  | 10/02/1998
Addison Products | Addison Products | HWPH064-3JC/3JBC |  | Water-Source | WBAHP: Heat Pump Packaged Unit | Heat Pump | 230 | 3 |  |  | No Match | No Match |  |  |  | 59500 | 4760 | 12.5 | 10 | 78000 | 5861 | 3.9 |  | Federally-Regulated Commercial & Industrial Equipment | 12/14/1998 |  | 09/21/2000
ClimateMaster Inc. | Carrier Corp. | 50P1H/V042 |  | Ground-Source | WBAHP: Heat Pump Packaged Unit | Heat Pump | 230 | 1 |  |  | No Match | Single-Speed |  |  |  | 40500 | 2813 | 14.4 | 13.4 | 34300 | 3046 | 3.3 | 3.1 | Non Federally-Regulated | 10/24/2014 |  | 04/22/2015
Addison Products | Addison Products | HGY036-1A |  | Ground-Water-Source | WBAHP: Heat Pump Packaged Unit | Heat Pump | 208 | 1 |  |  | No Match | No Match |  |  |  | 38100 | 2627 | 14.5 | 9 | 23600 | 2095 | 3.3 |  | Non Federally-Regulated | 11/14/2000 |  | 07/18/2002
Command-Aire | Command-Aire | RWP-604 |  | Water-Source | WBAHP: Heat Pump Packaged Unit | Heat Pump | 460 | 3 |  |  | No Match | No Match |  |  |  | 73900 | 7590 | 9.7 | 9.2 | 94300 | 7500 | 3.7 | 2.5 | Non Federally-Regulated | 05/16/1984 |  | 01/23/1988
Waterfurnace International, Inc. | Waterfurnace International, Inc. | SXV010C1 |  | Ground-Water-Source | WBAHP: Heat Pump Packaged Unit | Heat Pump | 208 | 1 |  |  | No Match | No Match |  |  |  | 9900 | 642 | 15.4 | 9 | 7400 | 657 | 3.3 |  | Non Federally-Regulated | 01/30/1998 |  | 03/31/1998
Hydro Delta Corp. | Hydro Delta Corp. | 03-068-WTARW-HE |  | Ground-Water-Source | WBAHP: Heat Pump Packaged Unit | Heat Pump | 208 | 1 |  |  | No Match | No Match |  |  |  | 67500 | 5400 | 12.5 | 9 | 50000 | 4725 | 3.1 |  | Non Federally-Regulated | 10/06/1999 |  | 04/10/2000
Mammoth | Mammoth | D124VSC |  | Water-Source | WBAHP: Heat Pump Packaged Unit | Heat Pump | 208 | 1 |  |  | No Match | No Match |  |  |  | 116000 | 11590 | 10 | 9.2 | 142000 | 11364 | 3.7 | 2.5 | Non Federally-Regulated | 05/16/1984 |  | 05/11/1988
Enertech Global, LLC | Enertech | THT036A2 |  | Ground-Water-Source | WBAHP: Heat Pump Packaged Unit | Heat Pump | 230 | 3 |  |  | No Match | Single-Speed |  |  |  | 38200 | 1705 | 22.4 | 16.2 | 36900 | 2207 | 4.9 | 3.6 | Non Federally-Regulated | 03/02/2012 |  | 12/12/2012
Trane U.S. Inc. | Trane | GSUF0301B |  | Ground-Water-Source | WBAHP: Heat Pump Packaged Unit | Heat Pump | 208 | 1 |  |  | No Match | No Match |  |  |  | 30200 | 1766 | 17.1 | 9 | 22000 | 2079 | 3.1 |  | Non Federally-Regulated | 12/14/1998 |  | 10/06/1999
Carrier Corp. | Carrier | 50QEV0183 |  | Water-Source | WBAHP: Heat Pump Packaged Unit | Heat Pump | 208 | 1 |  |  | No Match | No Match |  |  |  | 18400 | 1670 | 11 | 9 | 23400 | 1900 | 3.6 | 3.2 | Non Federally-Regulated | 02/22/1990 |  | 07/31/1991
Mammoth | Hydrobank II | A009VHJ |  | Water-Source | WBAHP: Heat Pump Packaged Unit | Heat Pump | 115 | 1 |  |  | No Match | No Match |  |  |  | 8800 | 880 | 10 | 10 | 12000 | 901 | 3.9 |  | Federally-Regulated Commercial & Industrial Equipment | 11/14/2000 |  | 07/18/2002
Florida Heat Pump | Florida Heat Pump | EM041-3CS | EM041-1AH/AV | Water-Source | Water/Brine to Air Heat Pump S | Heat Pump | 230 | 3 |  |  | No Match | No Match |  |  |  | 39000 | 3000 | 13 | 10 | 49000 | 3501 | 4.1 |  | Federally-Regulated Commercial & Industrial Equipment | 04/12/2000 |  | 03/12/2009
Florida Heat Pump | Florida Heat Pump | CE049-1CS | DX049 | Ground-Water-Source | WBAHP-CB: Heat Pump Split Syst | Heat Pump | 208 | 1 |  |  | No Match | Dual-Speed |  |  |  | 55500 | 2293 | 24.2 | 16.2 | 47500 | 3026 | 4.6 | 3.6 | Non Federally-Regulated | 01/10/2012 |  | 03/02/2012
Waterfurnace International, Inc. | Spectra | SXV048A4 |  | Water-Source | WBAHP-CB: Heat Pump Split Syst | Heat Pump | 460 | 3 |  |  | No Match | No Match |  |  |  | 52000 | 4000 | 13 | 9 | 55500 | 4170 | 3.9 | 3.5 | Non Federally-Regulated | 06/02/1993 |  | 06/03/1993
Waterfurnace International, Inc. | Eagle Mountain | ZS018**0*0 |  | Water-Source | WBAHP: Heat Pump Packaged Unit | Heat Pump | 208 | 1 |  |  | No Match | Single-Speed |  |  |  | 17600 | 1205 | 14.6 | 12 | 21000 | 1309 | 4.7 | 4.2 | Federally-Regulated Commercial & Industrial Equipment | 01/24/2011 |  | 04/19/2013
Trane U.S. Inc. | Trane | WPHF0271 |  | Water-Source | WBAHP: Heat Pump Packaged Unit | Heat Pump | 265 | 1 |  |  | No Match | No Match |  |  |  | 27600 | 1903 | 14.5 | 9.3 | 31600 | 2104 | 4.4 | 3.8 | Federally-Regulated Commercial & Industrial Equipment | 03/31/1998 |  | 05/10/1998
Addison Products | Addison Products | VGY036-3A |  | Ground-Water-Source | WBAHP: Heat Pump Packaged Unit | Heat Pump | 230 | 3 |  |  | No Match | No Match |  |  |  | 38100 | 2627 | 14.5 | 9 | 23600 | 2095 | 3.3 |  | Non Federally-Regulated | 11/14/2000 |  | 07/18/2002
Florida Heat Pump | Geomaster, LLC | EV018-1CF/HZ/VT |  | Ground-Water-Source | WBAHP: Heat Pump Packaged Unit | Heat Pump | 230 | 1 |  |  | No Match | Single-Speed |  |  |  | 22000 | 866 | 25.4 | 16.2 | 19000 | 866 | 4.3 | 3.6 | Non Federally-Regulated | 04/30/2009 |  | 08/23/2011
McQuay International | McQuay | CCW036E-G |  | Ground-Water-Source | WBAHP: Heat Pump Packaged Unit | Heat Pump | 230 | 1 |  |  | No Match | No Match |  |  |  | 36200 | 2701 | 13.4 | 9 | 25400 | 2566 | 2.9 |  | Non Federally-Regulated | 10/06/1999 |  | 04/10/2000
Addison Products | Addison Products | WSH042-3AL |  | Water-Source | WBAHP: Heat Pump Packaged Unit | Heat Pump | 208 | 3 |  |  | No Match | No Match |  |  |  | 42000 | 3500 | 12 | 10 | 52500 | 3846 | 4 |  | Federally-Regulated Commercial & Industrial Equipment | 02/02/1998 |  | 03/31/1998
ClimateMaster Inc. | Carrier Corp. | 50YCS0243 | FK4CNF003 | Water-Source | WBAHP-CB: Heat Pump Split Syst | Heat Pump | 230 | 1 |  |  | No Match | Single-Speed |  |  |  | 23500 | 1621 | 14.5 | 12 | 29200 | 1822 | 4.7 | 4.2 | Federally-Regulated Commercial & Industrial Equipment | 09/15/2009 |  | 02/17/2011
ClimateMaster Inc. | Carrier Corp. | 50P1H/V036 |  | Ground-Source | WBAHP: Heat Pump Packaged Unit | Heat Pump | 230 | 1 |  |  | No Match | Single-Speed |  |  |  | 35300 | 2369 | 14.9 | 13.4 | 29600 | 2629 | 3.3 | 3.1 | Non Federally-Regulated | 10/24/2014 |  | 04/22/2015
Bard Manufacturing Company, Inc. | Bard | WPVD30 |  | Water-Source | WBAHP: Heat Pump Packaged Unit | Heat Pump | 230 | 1 |  |  | No Match | No Match |  |  |  | 28000 | 2620 | 10.7 | 9 | 32200 | 2570 | 3.7 | 3.2 | Non Federally-Regulated | 05/11/1988 |  | 03/15/1989
Marvair | Marvair | WHP47HPC |  | Water-Source | WBAHP: Heat Pump Packaged Unit | Heat Pump | 230 | 3 |  |  | No Match | No Match |  |  |  | 47500 | 4318 | 11 | 9 | 60000 | 4628 | 3.8 | 3.2 | Non Federally-Regulated | 05/11/1988 |  | 03/15/1989
McQuay International | McQuay | W-CMG-1-019-J |  | Ground-Water-Source | WBAHP: Heat Pump Packaged Unit | Heat Pump | 265 | 1 |  |  | No Match | No Match |  |  |  | 19800 | 1394 | 14.2 | 9 | 14500 | 1416 | 3 |  | Non Federally-Regulated | 09/21/2000 |  | 07/18/2002
ClimateMaster Inc. | Climate Master Series | 814-027-H******** |  | Water-Source | WBAHP: Heat Pump Packaged Unit | Heat Pump | 208 | 3 |  |  | No Match | No Match |  |  |  | 26500 | 2284 | 11.6 | 9 | 29500 | 2275 | 3.7 | 3.2 | Non Federally-Regulated | 02/22/1990 |  | 07/31/1991
Waterfurnace International, Inc. | Waterfurnace International, Inc. | VLH070A4 |  | Water-Source | WBAHP: Heat Pump Packaged Unit | Heat Pump | 460 | 3 |  |  | No Match | No Match |  |  |  | 68000 | 5528 | 12.3 | 9 | 83200 | 5805 | 4.2 | 3.8 | Federally-Regulated Commercial & Industrial Equipment | 12/14/1998 |  | 10/05/1999
ClimateMaster Inc. | Carrier Corp. | 50PCH/V012 |  | Ground-Water-Source | WBAHP: Heat Pump Packaged Unit | Heat Pump | 230 | 1 |  |  | No Match | Single-Speed |  |  |  | 13700 | 659 | 20.8 | 16.2 | 12500 | 964 | 3.8 | 3.6 | Non Federally-Regulated | 10/24/2014 |  | 04/22/2015
Singer | Electro-Hydronics | FW600D6 |  | Water-Source | WBAHP: Heat Pump Packaged Unit | Heat Pump | 230 | 1 |  |  | No Match | No Match |  |  |  | 50000 | 5300 | 9.4 | 7.5 | 60000 | 5700 | 3.1 | 2.5 | Non Federally-Regulated | 09/08/1982 |  | 05/16/1984
Trane U.S. Inc. | Trane | GSUF0421A |  | Ground-Source | WBAHP: Heat Pump Packaged Unit | Heat Pump | 208 | 1 |  |  | No Match | No Match |  |  |  | 39500 | 2904 | 13.6 |  | 30400 | 3072 | 2.9 |  | Non Federally-Regulated | 03/31/1998 |  | 05/10/1998
Singer | Electro-Hydronics | FV260B88 |  | Water-Source | WBAHP: Heat Pump Packaged Unit | Heat Pump | 460 | 3 |  |  | No Match | No Match |  |  |  | 24000 | 2850 | 8.4 | 7.5 | 28500 | 2900 | 2.9 | 2.5 | Non Federally-Regulated | 01/05/1982 |  | 09/08/1982
McQuay International | McQuay | VWH/VWW036B-F |  | Water-Source | WBAHP: Heat Pump Packaged Unit | Heat Pump | 230 | 3 |  |  | No Match | No Match |  |  |  | 35200 | 2957 | 11.9 | 10 | 45000 | 3296 | 4 |  | Federally-Regulated Commercial & Industrial Equipment | 11/17/1999 |  | 09/21/2000
Florida Heat Pump | Florida Heat Pump | EM120-3CS | EM120-3AH/AV | Ground-Water-Source | WBAHP-CB: Heat Pump Split Syst | Heat Pump | 208 | 3 |  |  | No Match | No Match |  |  |  | 121500 | 8617 | 14.1 | 9 | 92000 | 8423 | 3.2 |  | Non Federally-Regulated | 07/22/2002 |  | 03/12/2009
Command-Aire | Command-Aire | SWPH197E |  | Water-Source | WBAHP: Heat Pump Packaged Unit | Heat Pump | 265 | 1 |  |  | No Match | No Match |  |  |  | 18500 | 1650 | 11.2 | 7.5 | 24500 | 1750 | 4 | 2.5 | Non Federally-Regulated | 05/16/1984 |  | 06/11/1985
Mammoth | Hydrobank II | F031HHG |  | Water-Source | WBAHP: Heat Pump Packaged Unit | Heat Pump | 208 | 3 |  |  | No Match | No Match |  |  |  | 29400 | 2470 | 11.9 | 10 | 36800 | 2567 | 4.2 |  | Federally-Regulated Commercial & Industrial Equipment | 01/18/2001 |  | 03/12/2009
Addison Products | Addison Products | HPY096-3A |  | Water-Source | WBAHP-CB: Heat Pump Split Syst | Heat Pump | 208 | 3 |  |  | No Match | No Match |  |  |  | 97900 | 8900 | 11 | 9 | 123600 | 10346 | 3.5 | 3.5 | Non Federally-Regulated | 01/24/2002 |  | 07/18/2002
Carrier Corp. | Carrier | 50QEV0183 |  | Water-Source | WBAHP: Heat Pump Packaged Unit | Heat Pump | 230 | 1 |  |  | No Match | No Match |  |  |  | 18000 | 1635 | 11 | 9 | 23000 | 1872 | 3.6 | 3.2 | Non Federally-Regulated | 03/15/1989 |  | 02/22/1990
Addison Products | Addison Products | WSH041-4AL |  | Water-Source | WBAHP: Heat Pump Packaged Unit | Heat Pump | 460 | 3 |  |  | No Match | No Match |  |  |  | 41000 | 3106 | 13.2 | 10 | 51000 | 3557 | 4.2 |  | Federally-Regulated Commercial & Industrial Equipment | 10/05/1999 |  | 05/19/2000
Bard Manufacturing Company, Inc. | Bard | QW421-A |  | Ground-Water-Source | WBAHP: Heat Pump Packaged Unit | Heat Pump | 208 | 1 |  |  | No Match | No Match |  |  |  | 40000 | 2484 | 16.1 | 9 | 26200 | 2398 | 3.2 |  | Non Federally-Regulated | 05/23/2001 |  | 01/24/2002
Singer | Electro-Hydronics | CW160D6 |  | Water-Source | WBAHP: Heat Pump Packaged Unit | Heat Pump | 208 | 1 |  |  | No Match | No Match |  |  |  | 14000 | 1850 | 7.6 | 7.5 | 18000 | 2050 | 2.6 | 2.5 | Non Federally-Regulated | 09/08/1982 |  | 05/16/1984
Waterfurnace International, Inc. | Waterfurnace International, Inc. | NSZ030A0 | NAH030* | Ground-Water-Source | WBAHP-CB: Heat Pump Split Syst | Heat Pump | 208 | 1 |  |  | No Match | Single-Speed |  |  |  | 28500 | 1145 | 24.9 | 16.2 | 25300 | 1513 | 4.9 | 3.6 | Non Federally-Regulated | 01/24/2011 |  | 10/24/2014
Mammoth | Hydrobank II | D013VHJ |  | Water-Source | WBAHP: Heat Pump Packaged Unit | Heat Pump | 230 | 1 |  |  | No Match | No Match |  |  |  | 12500 | 1190 | 10.5 | 10 | 17200 | 1326 | 3.8 |  | Federally-Regulated Commercial & Industrial Equipment | 05/23/2000 |  | 01/18/2001
Trane U.S. Inc. | Trane | WPRD0131 |  | Water-Source | WBAHP-O: Heat Pump Packaged Un | Heat Pump | 265 | 1 |  |  | No Match | No Match |  |  |  | 12000 | 1090 | 11 | 10 | 14500 | 1118 | 3.8 |  | Federally-Regulated Commercial & Industrial Equipment | 02/02/1998 |  | 03/31/1998
DeMarco Energy Systems | DeMarco Energy Systems | GT026-3VT/HZ/CF |  | Water-Source | WBAHP-CB: Heat Pump Split Syst | Heat Pump | 208 | 3 |  |  | No Match | No Match |  |  |  | 27000 | 2000 | 13.5 | 9 | 30600 | 2299 | 3.9 | 3.5 | Non Federally-Regulated | 10/02/1998 |  | 04/12/2000
McQuay International | McQuay | FCV/FCW/VWH/VWW024B-T |  | Water-Source | WBAHP: Heat Pump Packaged Unit | Heat Pump | 460 | 3 |  |  | No Match | No Match |  |  |  | 24400 | 2033 | 12 | 10 | 32000 | 2344 | 4 |  | Federally-Regulated Commercial & Industrial Equipment | 02/02/1998 |  | 03/31/1998
Hydro Delta Corp. | Hydro Delta Corp. | 03-036-WTARD-HE |  | Water-Source | WBAHP-CB: Heat Pump Split Syst | Heat Pump | 230 | 1 |  |  | No Match | No Match |  |  |  | 38000 | 2923 | 13 | 9 | 43000 | 3150 | 4 | 3.5 | Non Federally-Regulated | 02/02/1998 |  | 10/02/1998
Addison Products | Addison Products | WPH036-4JC/4JBC |  | Water-Source | WBAHP: Heat Pump Packaged Unit | Heat Pump | 460 | 3 |  |  | No Match | No Match |  |  |  | 33400 | 2982 | 11.2 | 10 | 43000 | 3316 | 3.8 |  | Federally-Regulated Commercial & Industrial Equipment | 12/14/1998 |  | 09/21/2000
Mammoth | Hydrobank II | D019HHJ |  | Water-Source | WBAHP: Heat Pump Packaged Unit | Heat Pump | 208 | 1 |  |  | No Match | No Match |  |  |  | 18200 | 1654 | 11 | 10 | 26800 | 2066 | 3.8 |  | Federally-Regulated Commercial & Industrial Equipment | 05/23/2000 |  | 11/14/2000
Mammoth | Hydrobank II | D035VHG |  | Water-Source | WBAHP: Heat Pump Packaged Unit | Heat Pump | 208 | 1 |  |  | No Match | No Match |  |  |  | 36600 | 2595 | 14.1 | 10 | 44600 | 2840 | 4.6 |  | Federally-Regulated Commercial & Industrial Equipment | 05/23/2000 |  | 11/14/2000
McQuay / Snyder General | Electro-Hydronics | LM90C3 |  | Water-Source | WBAHP: Heat Pump Packaged Unit | Heat Pump | 230 | 1 |  |  | No Match | No Match |  |  |  | 8700 | 825 | 10.5 | 9 | 10000 | 850 | 3.4 | 3.2 | Non Federally-Regulated | 05/11/1988 |  | 03/15/1989
Climate Control / Snyder General | Electro-Hydronics | LWP25AK |  | Water-Source | WBAHP: Heat Pump Packaged Unit | Heat Pump | 208 | 3 |  |  | No Match | No Match |  |  |  | 256000 | 22000 | 11.6 |  | 284000 | 22400 | 3.7 | 2.5 | Non Federally-Regulated | 06/11/1985 |  | 08/29/1986
Carrier Corp. | Carrier | 50QXV0601 |  | Water-Source | WBAHP: Heat Pump Packaged Unit | Heat Pump | 575 | 3 |  |  | No Match | No Match |  |  |  | 59900 | 4900 | 12.2 | 9 | 70000 | 5106 | 4 | 3.2 | Non Federally-Regulated | 03/15/1989 |  | 09/25/1989
Enertech Global, LLC | Enertech | HXT060D3 |  | Ground-Source | WBAHP: Heat Pump Packaged Unit | Heat Pump | 460 | 3 |  |  | No Match | Single-Speed |  |  |  | 64500 | 3544 | 18.2 | 13.4 | 48600 | 3652 | 3.9 | 3.1 | Non Federally-Regulated | 09/03/2012 |  | 12/12/2012
Florida Heat Pump | Florida Heat Pump | TA061-1CS | DX061 | Ground-Source | WBAHP-CB: Heat Pump Split Syst | Both Heat Pump and Electric Re | 208 | 1 |  |  | No Match | Dual-Speed |  |  |  | 63000 | 3913 | 16.1 | 13.4 | 48500 | 3948 | 3.6 | 3.1 | Non Federally-Regulated | 03/02/2012 |  | 05/01/2015
Mammoth | Hydrobank II | D020HHG |  | Water-Source | WBAHP: Heat Pump Packaged Unit | Heat Pump | 230 | 1 |  |  | No Match | No Match |  |  |  | 19500 | 1477 | 13.2 | 10 | 26500 | 1687 | 4.6 |  | Federally-Regulated Commercial & Industrial Equipment | 05/23/2000 |  | 11/14/2000
California Heat Pump | Carrier | 50BQ00930 |  | Water-Source | WBAHP: Heat Pump Packaged Unit | Heat Pump | 208 | 1 |  |  | No Match | No Match |  |  |  | 9000 | 900 | 10 | 7.5 | 10300 | 900 | 3.4 | 2.5 | Non Federally-Regulated | 06/11/1985 |  | 05/11/1988
ClimateMaster Inc. | Climate Master Series | 80117G |  | Water-Source | WBAHP: Heat Pump Packaged Unit | Heat Pump | 208 | 1 |  |  | No Match | No Match |  |  |  | 15700 | 1390 | 11.3 | 9 | 18400 | 1395 | 3.9 | 3.2 | Non Federally-Regulated | 02/22/1990 |  | 07/31/1991
Command-Aire | Command-Aire | RUWP-504 |  | Water-Source | WBAHP: Heat Pump Packaged Unit | Heat Pump | 460 | 3 |  |  | No Match | No Match |  |  |  | 58600 | 5925 | 9.9 | 9 | 74700 | 5890 | 3.7 | 3.2 | Non Federally-Regulated | 05/11/1988 |  | 03/15/1989
Mammoth | Hydrobank II | D027HHE/VHE |  | Water-Source | WBAHP: Heat Pump Packaged Unit | Heat Pump | 208 | 1 |  |  | No Match | No Match |  |  |  | 25000 | 1851 | 13.5 | 10 | 33000 | 2014 | 4.8 |  | Federally-Regulated Commercial & Industrial Equipment | 07/29/1998 |  | 10/02/1998
Florida Heat Pump | Florida Heat Pump | EP015-1HZ/VT |  | Ground-Source | WBAHP: Heat Pump Packaged Unit | Heat Pump | 208 | 1 |  |  | No Match | Single-Speed |  |  |  | 16200 | 786 | 20.6 | 13.4 | 11000 | 827 | 3.9 | 3.1 | Non Federally-Regulated | 01/24/2011 |  | 06/14/2011
Waterfurnace International, Inc. | WFI Industries, Ltd. | VLV/VXV036*1 |  | Ground-Water-Source | WBAHP: Heat Pump Packaged Unit | Heat Pump | 230 | 1 |  |  | No Match | No Match |  |  |  | 36100 | 2755 | 13.1 | 9 | 24500 | 2563 | 2.8 |  | Non Federally-Regulated | 06/20/2003 |  | 03/12/2009
Florida Heat Pump | Florida Heat Pump | AP049-3CF/HZ/VT |  | Water-Source | WBAHP: Heat Pump Packaged Unit | Heat Pump | 208 | 3 |  |  | No Match | Dual-Speed |  |  |  | 50000 | 3165 | 15.8 | 12 | 53000 | 2987 | 5.2 | 4.2 | Federally-Regulated Commercial & Industrial Equipment | 11/30/2011 |  | 04/20/2015
Geoflex Systems, Inc. | Geoflex Systems, Inc. | GF1S-V/H/D/M-042WABBP |  | Ground-Water-Source | WBAHP: Heat Pump Packaged Unit | Both Heat Pump and Electric Re | 265 | 1 |  |  | No Match | Single-Speed |  |  |  | 44000 | 1555 | 28.3 | 16.2 | 36400 | 2092 | 5.1 | 3.6 | Non Federally-Regulated | 11/30/2011 |  | 03/02/2012
Waterfurnace International, Inc. | Waterfurnace International, Inc. | NSZ036A1 | NRAC036* | Ground-Source | WBAHP-CB: Heat Pump Split Syst | Heat Pump | 230 | 1 |  |  | No Match | Single-Speed |  |  |  | 31900 | 1611 | 19.8 | 13.4 | 24000 | 1760 | 4 | 3.1 | Non Federally-Regulated | 04/30/2009 |  | 10/24/2014
Florida Heat Pump | Florida Heat Pump | EM060-3CS | EM060-1AV/AH | Water-Source | WBAHP-C: Heat Pump Split Syste | Heat Pump | 208 | 3 |  |  | No Match | No Match |  |  |  | 59000 | 4609 | 12.8 | 10 | 78000 | 5314 | 4.3 |  | Federally-Regulated Commercial & Industrial Equipment | 10/05/1999 |  | 04/12/2000
Waterfurnace International, Inc. | Waterfurnace International, Inc. | P066**0 |  | Water-Source | WBAHP: Heat Pump Packaged Unit | Heat Pump | 230 | 1 |  |  | No Match | No Match |  |  |  | 64900 | 4807 | 13.5 | 10 | 75000 | 5232 | 4.2 |  | Federally-Regulated Commercial & Industrial Equipment | 05/19/2000 |  | 02/17/2011
Florida Heat Pump | Florida Heat Pump | GT024-1CS | GT024-1AH/AV | Water-Source | Water/Brine to Air Heat Pump S | Heat Pump | 208 | 3 |  |  | No Match | No Match |  |  |  | 23000 | 1755 | 13.1 | 10 | 26500 | 1805 | 4.3 |  | Federally-Regulated Commercial & Industrial Equipment | 05/29/2001 |  | 07/16/2001
Waterfurnace International, Inc. | Waterfurnace International, Inc. | SXH042C1 |  | Water-Source | WBAHP: Heat Pump Packaged Unit | Heat Pump | 208 | 1 |  |  | No Match | No Match |  |  |  | 42000 | 3000 | 14 | 10 | 54500 | 3131 | 5.1 |  | Federally-Regulated Commercial & Industrial Equipment | 02/02/1998 |  | 03/31/1998
Waterfurnace International, Inc. | Geotility Geothermal Installations | ZS060**4*0 |  | Ground-Source | WBAHP: Heat Pump Packaged Unit | Heat Pump | 460 | 3 |  |  | No Match | Single-Speed |  |  |  | 60900 | 3669 | 16.6 | 13.4 | 47100 | 4183 | 3.3 | 3.1 | Non Federally-Regulated | 01/24/2011 |  | 04/19/2013
Florida Heat Pump | Geomaster, LLC | EC061-3CF/HZ/VT |  | Ground-Source | WBAHP: Heat Pump Packaged Unit | Heat Pump | 208 | 3 |  |  | No Match | Single-Speed |  |  |  | 61000 | 3861 | 15.8 | 13.4 | 44600 | 3734 | 3.5 | 3.1 | Non Federally-Regulated | 04/23/2009 |  | 04/20/2015
Addison Products | Heat Controller | DWPG066-1B-XL |  | Ground-Water-Source | WBAHP: Heat Pump Packaged Unit | Heat Pump | 208 | 1 |  |  | No Match | No Match |  |  |  | 65000 | 5038 | 12.9 | 9 | 48000 | 5022 | 2.8 |  | Non Federally-Regulated | 10/06/1999 |  | 04/10/2000
The Whalen Company | Whalen | VI-A-1201-BO |  | Water-Source | WBAHP: Heat Pump Packaged Unit | Heat Pump | 208 | 1 |  |  | No Match | No Match |  |  |  | 6900 | 565 | 12.2 | 10 | 46200 | 3470 | 3.9 |  | Federally-Regulated Commercial & Industrial Equipment | 11/19/2002 |  | 03/12/2009
Mammoth | Hydrobank II | D030VHJ |  | Water-Source | WBAHP: Heat Pump Packaged Unit | Heat Pump | 230 | 1 |  |  | No Match | No Match |  |  |  | 31000 | 2695 | 11.5 | 10 | 38500 | 2968 | 3.8 |  | Federally-Regulated Commercial & Industrial Equipment | 05/23/2000 |  | 11/14/2000
Carrier Corp. | Carrier | 50QEV0423 |  | Water-Source | WBAHP: Heat Pump Packaged Unit | Heat Pump | 208 | 1 |  |  | No Match | No Match |  |  |  | 42000 | 3660 | 11.5 | 9 | 50500 | 3764 | 3.9 | 3.2 | Federally-Regulated Commercial & Industrial Equipment | 09/25/1989 |  | 10/10/1989
Waterfurnace International, Inc. | Waterfurnace International, Inc. | SXV042B3 |  | Water-Source | WBAHP-CB: Heat Pump Split Syst | Heat Pump | 208 | 3 |  |  | No Match | No Match |  |  |  | 44000 | 3358 | 13.1 | 9 | 46000 | 3370 | 4 | 3.5 | Non Federally-Regulated | 02/02/1998 |  | 10/02/1998
Friedrich Climate Master | Climate Master Series | 803-009-G******** |  | Water-Source | WBAHP: Heat Pump Packaged Unit | Heat Pump | 230 | 1 |  |  | No Match | No Match |  |  |  | 9100 | 825 | 11 | 7.5 | 10800 | 850 | 3.7 | 2.5 | Non Federally-Regulated | 08/29/1986 |  | 05/11/1988
Climate Control / Snyder General | Electro-Hydronics | UC500GK |  | Water-Source | WBAHP: Heat Pump Packaged Unit | Heat Pump | 208 | 3 |  |  | No Match | No Match |  |  |  | 50000 | 4850 | 10.3 | 7.5 | 65000 | 4900 | 3.9 | 2.5 | Non Federally-Regulated | 05/16/1984 |  | 08/29/1986
Waterfurnace International, Inc. | Waterfurnace International, Inc. | NSZ048A5 | NRAC048* | Water-Source | WBAHP-CB: Heat Pump Split Syst | Heat Pump | 575 | 3 |  |  | No Match | Single-Speed |  |  |  | 44200 | 2852 | 15.5 | 12 | 55400 | 3122 | 5.2 | 4.2 | Federally-Regulated Commercial & Industrial Equipment | 08/23/2011 |  | 10/24/2014
Waterfurnace International, Inc. | Waterfurnace International, Inc. | SXH024*1 |  | Ground-Water-Source | WBAHP: Heat Pump Packaged Unit | Heat Pump | 208 | 1 |  |  | No Match | No Match |  |  |  | 27000 | 1741 | 15.5 | 9 | 18000 | 1551 | 3.4 |  | Non Federally-Regulated | 10/06/1999 |  | 05/19/2000
Bard Manufacturing Company, Inc. | Bard | GTC36S1-A | GTA3600UD1-A+GTB1-A | Ground-Water-Source | WBAHP-CB: Heat Pump Split Syst | Heat Pump | 230 | 1 |  |  | No Match | Dual-Speed |  |  |  | 41600 | 1908 | 21.8 | 16.2 | 34000 | 2214 | 4.5 | 3.6 | Non Federally-Regulated | 01/24/2011 |  | 01/09/2014
Addison Products | Addison Products | HPY120-5A |  | Water-Source | WBAHP: Heat Pump Packaged Unit | Heat Pump | 575 | 3 |  |  | No Match | No Match |  |  |  | 108000 | 9391 | 11.5 | 9 | 136000 | 9961 | 4 | 3.8 | Federally-Regulated Commercial & Industrial Equipment | 11/19/2001 |  | 03/12/2009
McQuay / Snyder General | Electro-Hydronics | FW630GK |  | Water-Source | WBAHP: Heat Pump Packaged Unit | Heat Pump | 208 | 3 |  |  | No Match | No Match |  |  |  | 63000 | 6430 | 9.8 | 7.5 | 79000 | 6430 | 3.6 | 2.5 | Non Federally-Regulated | 08/29/1986 |  | 05/11/1988
California Heat Pump | Aqua-Matic | 19H**-12-** |  | Water-Source | WBAHP: Heat Pump Packaged Unit | Heat Pump | 208 | 1 |  |  | No Match | No Match |  |  |  | 18500 | 1762 | 10.5 | 7.5 | 22000 | 1742 | 3.7 | 2.5 | Non Federally-Regulated | 06/11/1985 |  | 05/11/1988
ClimateMaster Inc. | Climate Master Series | 814-013-E |  | Water-Source | WBAHP: Heat Pump Packaged Unit | Heat Pump | 230 | 1 |  |  | No Match | No Match |  |  |  | 12400 | 1190 | 10.4 | 9 | 14100 | 1250 | 3.3 | 3.2 | Non Federally-Regulated | 05/11/1988 |  | 03/15/1989
ClimateMaster Inc. | Climate Master Series | VP/HP036 G/E |  | Water-Source | WBAHP: Heat Pump Packaged Unit | Heat Pump | 265 | 1 |  |  | No Match | No Match |  |  |  | 35000 | 2692 | 13 | 10 | 43000 | 2930 | 4.3 |  | Federally-Regulated Commercial & Industrial Equipment | 02/02/1998 |  | 03/31/1998
McQuay International | McQuay | W-FDS/FDL/FDD-1-048-K |  | Water-Source | WBAHP: Heat Pump Packaged Unit | Heat Pump | 460 | 3 |  |  | No Match | No Match |  |  |  | 46000 | 3833 | 12 | 10 | 56000 | 3815 | 4.3 |  | Federally-Regulated Commercial & Industrial Equipment | 10/05/1999 |  | 09/21/2000
Waterfurnace International, Inc. | Geotility Geothermal Installations | YS048**1*4 |  | Ground-Water-Source | WBAHP: Heat Pump Packaged Unit | Heat Pump | 208 | 1 |  |  | No Match | Single-Speed |  |  |  | 52000 | 2222 | 23.4 | 16.2 | 45900 | 3203 | 4.2 | 3.6 | Non Federally-Regulated | 01/24/2011 |  | 04/19/2013
ClimateMaster Inc. | Climate Master Series | HS/HL/VS/VL036G |  | Water-Source | WBAHP: Heat Pump Packaged Unit | Heat Pump | 230 | 1 |  |  | No Match | No Match |  |  |  | 35000 | 3181 | 11 | 10 | 42500 | 3192 | 3.9 |  | Federally-Regulated Commercial & Industrial Equipment | 04/12/2000 |  | 11/14/2000
Florida Heat Pump | Florida Heat Pump | BP036-1HZ/VT |  | Ground-Source | WBAHP: Heat Pump Packaged Unit | Heat Pump | 208 | 1 |  |  | No Match | Single-Speed |  |  |  | 37500 | 1903 | 19.7 | 13.4 | 28000 | 2001 | 4.1 | 3.1 | Non Federally-Regulated | 06/14/2011 |  | 04/21/2014
Trane U.S. Inc. | Trane | WPVF0367 |  | Water-Source | WBAHP: Heat Pump Packaged Unit | Heat Pump | 265 | 1 |  |  | No Match | No Match |  |  |  | 34600 | 2489 | 13.9 | 10 | 42000 | 2796 | 4.4 |  | Federally-Regulated Commercial & Industrial Equipment | 10/05/1999 |  | 04/12/2000
McQuay / Snyder General | Electro-Hydronics | CW750FK |  | Water-Source | WBAHP: Heat Pump Packaged Unit | Heat Pump | 208 | 3 |  |  | No Match | No Match |  |  |  | 74000 | 7000 | 10.6 | 9.2 | 92000 | 7500 | 3.6 |  | Non Federally-Regulated | 05/11/1988 |  | 03/15/1989
Climate Control / Snyder General | Electro-Hydronics | CC610GD |  | Water-Source | WBAHP: Heat Pump Packaged Unit | Heat Pump | 230 | 3 |  |  | No Match | No Match |  |  |  | 61500 | 5850 | 10.5 | 7.5 | 77000 | 5785 | 3.9 | 2.5 | Non Federally-Regulated | 06/11/1985 |  | 08/29/1986
McQuay / Snyder General | Electro-Hydronics | FC260FP |  | Water-Source | WBAHP: Heat Pump Packaged Unit | Heat Pump | 460 | 3 |  |  | No Match | No Match |  |  |  | 26000 | 2450 | 10.6 | 7.5 | 31600 | 2500 | 3.7 | 2.5 | Non Federally-Regulated | 08/29/1986 |  | 05/11/1988
Carrier Corp. | Carrier | 50QXV0725 |  | Water-Source | WBAHP: Heat Pump Packaged Unit | Heat Pump | 230 | 3 |  |  | No Match | No Match |  |  |  | 72000 | 6100 | 11.8 | 9.2 | 88000 | 6410 | 4 |  | Federally-Regulated Commercial & Industrial Equipment | 02/05/1990 |  | 03/08/1996
McQuay / Snyder General | Electro-Hydronics | VF90F5 |  | Water-Source | WBAHP: Heat Pump Packaged Unit | Heat Pump | 208 | 1 |  |  | No Match | No Match |  |  |  | 9000 | 855 | 10.5 | 7.5 | 11000 | 920 | 3.5 | 2.5 | Non Federally-Regulated | 08/29/1986 |  | 05/11/1988
Mammoth | Hydrobank II | G054VLG |  | Ground-Water-Source | WBAHP: Heat Pump Packaged Unit | Heat Pump | 460 | 3 |  |  | No Match | No Match |  |  |  | 54500 | 3978 | 13.7 | 9 | 42500 | 4016 | 3.1 |  | Non Federally-Regulated | 05/23/2000 |  | 01/18/2001
Addison Products | Addison Products | WSH041-3AL |  | Water-Source | WBAHP: Heat Pump Packaged Unit | Heat Pump | 208 | 3 |  |  | No Match | No Match |  |  |  | 41000 | 3106 | 13.2 | 10 | 51000 | 3557 | 4.2 |  | Federally-Regulated Commercial & Industrial Equipment | 10/05/1999 |  | 05/19/2000
Enertech Global, LLC | Enertech | TXT048C |  | Ground-Source | WBAHP: Heat Pump Packaged Unit | Heat Pump | 208 | 1 |  |  | No Match | Single-Speed |  |  |  | 49900 | 2697 | 18.5 | 13.4 | 39500 | 2756 | 4.2 | 3.1 | Non Federally-Regulated | 05/08/2012 |  | 12/12/2012
Florida Heat Pump | Florida Heat Pump | EP060-3HZ/VT |  | Water-Source | WBAHP: Heat Pump Packaged Unit | Heat Pump | 230 | 3 |  |  | No Match | Single-Speed |  |  |  | 62000 | 3626 | 17.1 | 12 | 72000 | 3638 | 5.8 | 4.2 | Federally-Regulated Commercial & Industrial Equipment | 01/24/2011 |  | 04/21/2014
Waterfurnace International, Inc. | Waterfurnace International, Inc. | SXV030B0 |  | Ground-Water-Source | WBAHP: Heat Pump Packaged Unit | Heat Pump | 208 | 1 |  |  | No Match | No Match |  |  |  | 31200 | 2181 | 14.3 | 9 | 21600 | 1808 | 3.5 |  | Non Federally-Regulated | 08/21/1998 |  | 10/02/1998
Mammoth | Mammoth | G043HHC |  | Water-Source | WBAHP: Heat Pump Packaged Unit | Heat Pump | 460 | 3 |  |  | No Match | No Match |  |  |  | 41000 | 3888 | 10.5 | 7.5 | 47500 | 3965 | 3.5 | 2.5 | Non Federally-Regulated | 05/16/1984 |  | 05/11/1988
ClimateMaster Inc. | Trane | WPRA26HCXBX |  | Water-Source | WBAHP: Heat Pump Packaged Unit | Heat Pump | 230 | 1 |  |  | No Match | No Match |  |  |  | 25000 | 2380 | 10.5 | 9 | 29000 | 2430 | 3.5 | 3.2 | Non Federally-Regulated | 05/11/1988 |  | 03/15/1989
Waterfurnace International, Inc. | Spectra | SXH016A1 |  | Water-Source | WBAHP-CB: Heat Pump Split Syst | Heat Pump | 208 | 1 |  |  | No Match | No Match |  |  |  | 17100 | 1248 | 13.7 | 9 | 18700 | 1336 | 4.1 | 3.5 | Non Federally-Regulated | 06/02/1993 |  | 06/03/1993
Waterfurnace International, Inc. | Waterfurnace International, Inc. | SXV010C0 |  | Water-Source | WBAHP: Heat Pump Packaged Unit | Heat Pump | 208 | 1 |  |  | No Match | No Match |  |  |  | 9800 | 653 | 15 | 10 | 12600 | 710 | 5.2 |  | Federally-Regulated Commercial & Industrial Equipment | 12/14/1998 |  | 10/05/1999
Climate Control / Snyder General | Electro-Hydronics | CW260FP |  | Water-Source | WBAHP: Heat Pump Packaged Unit | Heat Pump | 460 | 3 |  |  | No Match | No Match |  |  |  | 26000 | 2450 | 10.6 | 7.5 | 31600 | 2500 | 3.7 | 2.5 | Non Federally-Regulated | 05/16/1984 |  | 08/29/1986
Waterfurnace International, Inc. | Rybacki - Hart Enterprises | ZS042**4*1 |  | Water-Source | WBAHP: Heat Pump Packaged Unit | Heat Pump | 460 | 3 |  |  | No Match | Single-Speed |  |  |  | 40800 | 2615 | 15.6 | 12 | 45400 | 2661 | 5 | 4.2 | Federally-Regulated Commercial & Industrial Equipment | 01/24/2011 |  | 04/19/2013
Waterfurnace International, Inc. | Waterfurnace International, Inc. | ATV028C1 |  | Ground-Source | WBAHP: Heat Pump Packaged Unit | Heat Pump | 230 | 1 |  |  | No Match | No Match |  |  |  | 28200 | 1762 | 16 |  | 20400 | 1660 | 3.6 |  | Non Federally-Regulated | 03/31/1998 |  | 05/10/1998
McQuay International | McQuay | CCH/CCW/HWH/HWW120C-T |  | Water-Source | WBAHP: Heat Pump Packaged Unit | Heat Pump | 460 | 3 |  |  | No Match | No Match |  |  |  | 118500 | 10486 | 11.3 | 9 | 148000 | 10087 | 4.3 | 3.8 | Federally-Regulated Commercial & Industrial Equipment | 02/02/1998 |  | 03/31/1998
Climate Control / Snyder General | Electro-Hydronics | CW630FP |  | Water-Source | WBAHP: Heat Pump Packaged Unit | Heat Pump | 460 | 3 |  |  | No Match | No Match |  |  |  | 63000 | 6430 | 9.8 | 7.5 | 79000 | 6430 | 3.6 | 2.5 | Non Federally-Regulated | 06/11/1985 |  | 08/29/1986
Waterfurnace International, Inc. | Waterfurnace International, Inc. | SXH058*1 |  | Ground-Water-Source | WBAHP: Heat Pump Packaged Unit | Heat Pump | 230 | 1 |  |  | No Match | No Match |  |  |  | 56500 | 4216 | 13.4 | 9 | 45500 | 4300 | 3.1 |  | Non Federally-Regulated | 10/06/1999 |  | 05/19/2000
Trane U.S. Inc. | Trane | EXVE0428 |  | Water-Source | WBAHP: Heat Pump Packaged Unit | Heat Pump | 230 | 3 |  |  | No Match | Single-Speed |  |  |  | 41800 | 2697 | 15.5 | 12 | 45800 | 2632 | 5.1 | 4.2 | Federally-Regulated Commercial & Industrial Equipment | 06/14/2011 |  | 08/15/2014
Florida Heat Pump | Geomaster, LLC | EC030-1CS | EC030-1AH/AV | Ground-Water-Source | WBAHP-CB: Heat Pump Split Syst | Heat Pump | 230 | 1 |  |  | No Match | Single-Speed |  |  |  | 32300 | 1775 | 18.2 | 16.2 | 27800 | 1775 | 3.7 | 3.6 | Non Federally-Regulated | 04/30/2009 |  | 04/20/2015
Geoflex Systems, Inc. | Geoflex Systems, Inc. | GF1T-V/H/D/M-038WACBE |  | Ground-Water-Source | WBAHP: Heat Pump Packaged Unit | Both Heat Pump and Electric Re | 200 | 3 |  |  | No Match | Dual-Speed |  |  |  | 40300 | 1708 | 23.6 | 16.2 | 35700 | 2135 | 4.9 | 3.6 | Non Federally-Regulated | 11/30/2011 |  | 01/09/2014
Marvair | Marvair | WVP57HPA |  | Water-Source | WBAHP: Heat Pump Packaged Unit | Heat Pump | 208 | 1 |  |  | No Match | No Match |  |  |  | 56400 | 5371 | 10.5 | 9 | 71400 | 5656 | 3.7 | 3.2 | Federally-Regulated Commercial & Industrial Equipment | 02/22/1988 |  | 05/11/1988
ClimateMaster Inc. | Climate Master Series | 814-060-H******** |  | Water-Source | WBAHP: Heat Pump Packaged Unit | Heat Pump | 230 | 3 |  |  | No Match | No Match |  |  |  | 62000 | 5535 | 11.2 | 9 | 75000 | 5785 | 3.8 | 3.2 | Non Federally-Regulated | 05/11/1988 |  | 03/15/1989
ClimateMaster Inc. | Climate Master Series | 80117G |  | Water-Source | WBAHP: Heat Pump Packaged Unit | Heat Pump | 230 | 1 |  |  | No Match | No Match |  |  |  | 16000 | 1415 | 11.3 | 9 | 18700 | 1415 | 3.9 | 3.2 | Non Federally-Regulated | 02/22/1990 |  | 07/31/1991
McQuay International | McQuay | W-WD*/WL*/WM*-1-019-E |  | Water-Source | WBAHP-O: Heat Pump Packaged Un | Heat Pump | 208 | 1 |  |  | No Match | No Match |  |  |  | 18200 | 1444 | 12.6 | 10 | 20300 | 1525 | 3.9 |  | Federally-Regulated Commercial & Industrial Equipment | 11/14/2000 |  | 03/12/2009
California Heat Pump | California Heat Pump | 36R*-12-** |  | Water-Source | WBAHP: Heat Pump Packaged Unit | Heat Pump | 230 | 1 |  |  | No Match | No Match |  |  |  | 32400 | 3250 | 10 | 7.5 | 37600 | 3350 | 3.3 | 2.5 | Non Federally-Regulated | 06/11/1985 |  | 05/11/1988
Waterfurnace International, Inc. | Waterfurnace International, Inc. | NSZ042A5 | NRAC048* | Ground-Source | WBAHP-CB: Heat Pump Split Syst | Heat Pump | 575 | 3 |  |  | No Match | Single-Speed |  |  |  | 39900 | 2005 | 19.9 | 13.4 | 25300 | 2004 | 3.7 | 3.1 | Non Federally-Regulated | 08/23/2011 |  | 10/24/2014
Florida Heat Pump | Bosch | ES024-3CF/HZ/VT |  | Ground-Water-Source | WBAHP: Heat Pump Packaged Unit | Heat Pump | 230 | 3 |  |  |  | Single-Speed |  |  |  | 29500 | 1347 | 21.9 | 16.2 | 26500 | 2099 | 3.7 | 3.6 | Non Federally-Regulated | 04/22/2015 |  | 05/01/2015
Florida Heat Pump | Florida Heat Pump | GT042-1CS | GT042-1AV/AH | Water-Source | WBAH: Heating Only Packaged Un | Heat Pump | 230 | 1 |  |  | No Match | No Match |  |  |  | 44000 | 3384 | 13 | 9 | 49200 | 3515 | 4.1 | 3.5 | Non Federally-Regulated | 10/05/1999 |  | 04/12/2000
Addison Products | Addison Products | WRH022-1J | HRH022-1J | Water-Source | WBAHP-C: Heat Pump Split Syste | Heat Pump | 230 | 1 |  |  | No Match | No Match |  |  |  | 20800 | 1840 | 11.3 | 10 | 27200 | 2097 | 3.8 |  | Federally-Regulated Commercial & Industrial Equipment | 10/05/1999 |  | 04/12/2000
Bard Manufacturing Company, Inc. | Bard | GTC60S1-A | GTA4860UD1-A+GTB1-A | Ground-Water-Source | WBAHP-CB: Heat Pump Split Syst | Heat Pump | 208 | 1 |  |  | No Match | Dual-Speed |  |  |  | 63000 | 3351 | 18.8 | 16.2 | 57500 | 4213 | 4 | 3.6 | Non Federally-Regulated | 01/24/2011 |  | 01/09/2014
Enertech Global, LLC | Enertech | HHT048A |  | Ground-Source | WBAHP: Heat Pump Packaged Unit | Heat Pump | 208 | 1 |  |  | No Match | Single-Speed |  |  |  | 45000 | 2980 | 15.1 | 13.4 | 37800 | 3165 | 3.5 | 3.1 | Non Federally-Regulated | 12/12/2012 |  | 05/11/2015
Waterfurnace International, Inc. | Waterfurnace International, Inc. | E060**1 |  | Ground-Water-Source | WBAHP: Heat Pump Packaged Unit | Heat Pump | 230 | 1 |  |  | No Match | No Match |  |  |  | 59600 | 4082 | 14.6 | 9 | 37800 | 3572 | 3.1 |  | Non Federally-Regulated | 05/24/2001 |  | 07/16/2001
American Air Filter | Enercon | VW81 |  | Water-Source | WBAHP: Heat Pump Packaged Unit | Heat Pump | 230 | 3 |  |  | No Match | No Match |  |  |  | 81000 | 6720 | 11.7 | 9.2 | 104000 | 7247 | 4 | 2.5 | Non Federally-Regulated | 06/11/1985 |  | 08/29/1986
ClimateMaster Inc. | Climate Master | TCH/V042AG |  | Ground-Water-Source | WBAHP: Heat Pump Packaged Unit | Heat Pump | 208 | 1 |  |  | No Match | Single-Speed |  |  |  | 45900 | 2342 | 19.6 | 16.2 | 44000 | 3396 | 3.8 | 3.6 | Non Federally-Regulated | 07/07/2011 |  | 10/24/2014
Carrier Corp. - Syracuse | Carrier | 50VQG/HQG042 |  | Ground-Water-Source | WBAHP: Heat Pump Packaged Unit | Heat Pump | 208 | 1 |  |  | No Match | No Match |  |  |  | 43000 | 3805 | 11.3 | 9 | 31400 | 3286 | 2.8 |  | Non Federally-Regulated | 01/30/1998 |  | 10/02/1998
Florida Heat Pump | Florida Heat Pump | CE025-1CS | DX025 | Ground-Source | WBAHP-CB: Heat Pump Split Syst | Heat Pump | 208 | 1 |  |  | No Match | Variable-Speed |  |  |  | 25500 | 1584 | 16.1 | 13.4 | 20500 | 1669 | 3.6 | 3.1 | Non Federally-Regulated | 03/02/2012 |  | 05/01/2015
Florida Heat Pump | Florida Heat Pump | EM018-1VT |  | Water-Source | WBAHP: Heat Pump Packaged Unit | Heat Pump | 230 | 1 |  |  | No Match | No Match |  |  |  | 18500 | 1370 | 13.5 | 9.3 | 25000 | 1526 | 4.8 | 3.8 | Federally-Regulated Commercial & Industrial Equipment | 03/31/1998 |  | 05/10/1998
McQuay International | McQuay | CCH/CCW009C-G |  | Water-Source | WBAHP: Heat Pump Packaged Unit | Heat Pump | 230 | 1 |  |  | No Match | No Match |  |  |  | 8700 | 790 | 11 | 10 | 12000 | 901 | 3.9 |  | Federally-Regulated Commercial & Industrial Equipment | 11/17/1999 |  | 09/21/2000
ClimateMaster Inc. | Trane | WPHA74XE* |  | Water-Source | WBAHP: Heat Pump Packaged Unit | Heat Pump | 208 | 3 |  |  | No Match | No Match |  |  |  | 74000 | 7048 | 10.5 | 9.2 | 92000 | 7490 | 3.6 |  | Non Federally-Regulated | 05/11/1988 |  | 03/15/1989
Addison Products | Heat Controller | HWY096-4A |  | Water-Source | WBAHP: Heat Pump Packaged Unit | Heat Pump | 460 | 3 |  |  | No Match | No Match |  |  |  | 98000 | 8166 | 12 | 9 | 12500 | 915 | 4 | 3.8 | Federally-Regulated Commercial & Industrial Equipment | 11/17/1999 |  | 04/12/2000
Waterfurnace International, Inc. | Geotility Geothermal Installations | YS030**1*4 |  | Ground-Water-Source | WBAHP: Heat Pump Packaged Unit | Heat Pump | 208 | 1 |  |  | No Match | Single-Speed |  |  |  | 32900 | 1377 | 23.9 | 16.2 | 28300 | 1885 | 4.4 | 3.6 | Non Federally-Regulated | 01/24/2011 |  | 04/19/2013
Command-Aire | Command-Aire | SWPC-097 |  | Water-Source | WBAHP: Heat Pump Packaged Unit | Heat Pump | 265 | 1 |  |  | No Match | No Match |  |  |  | 9700 | 1100 | 8.8 | 7.5 | 12000 | 1150 | 3.1 | 2.5 | Non Federally-Regulated | 01/05/1982 |  | 05/11/1988
Florida Heat Pump | Florida Heat Pump | GT018-1CS | GT018-1AH/AV | Water-Source | WBAH: Heating Only Packaged Un | Heat Pump | 230 | 1 |  |  | No Match | No Match |  |  |  | 16300 | 1086 | 15 | 9 | 17400 | 1185 | 4.3 | 3.5 | Non Federally-Regulated | 04/12/2000 |  | 11/14/2000
McQuay / Snyder General | Electro-Hydronics | VE90F3 |  | Water-Source | WBAHP: Heat Pump Packaged Unit | Heat Pump | 230 | 1 |  |  | No Match | No Match |  |  |  | 9000 | 855 | 10.5 | 7.5 | 11000 | 920 | 3.5 | 2.5 | Non Federally-Regulated | 08/29/1986 |  | 05/11/1988
Waterfurnace International, Inc. | Rybacki - Hart Enterprises | YS030**1*4 |  | Water-Source | WBAHP: Heat Pump Packaged Unit | Heat Pump | 230 | 1 |  |  | No Match | Single-Speed |  |  |  | 29500 | 1879 | 15.7 | 12 | 34600 | 1988 | 5.1 | 4.2 | Federally-Regulated Commercial & Industrial Equipment | 01/24/2011 |  | 04/19/2013
California Heat Pump | California Heat Pump | CHP-61V*B-34-** |  | Water-Source | WBAHP: Heat Pump Packaged Unit | Heat Pump | 460 | 3 |  |  | No Match | No Match |  |  |  | 61000 | 6120 | 10 | 7.5 | 77000 | 6450 | 3.5 | 2.5 | Non Federally-Regulated | 05/16/1984 |  | 06/11/1985
McQuay / Snyder General | Electro-Hydronics | LWP27BD |  | Water-Source | WBAHP: Heat Pump Packaged Unit | Heat Pump | 230 | 3 |  |  | No Match | No Match |  |  |  | 295200 | 25350 | 11.6 |  | 348000 | 28300 | 3.6 | 2.5 | Non Federally-Regulated | 08/29/1986 |  | 05/11/1988
Econar | Econar | GH290 |  | Ground-Water-Source | WBAHP: Heat Pump Packaged Unit | Heat Pump | 208 | 1 |  |  | No Match | No Match |  |  |  | 28600 | 2087 | 13.7 | 9 | 25800 | 2291 | 3.3 |  | Non Federally-Regulated | 12/14/1998 |  | 03/18/2002
Waterfurnace International, Inc. | Rybacki - Hart Enterprises | ZS060**3*0 |  | Ground-Source | WBAHP: Heat Pump Packaged Unit | Heat Pump | 208 | 3 |  |  | No Match | Single-Speed |  |  |  | 60900 | 3669 | 16.6 | 13.4 | 47100 | 4183 | 3.3 | 3.1 | Non Federally-Regulated | 01/24/2011 |  | 04/19/2013
ClimateMaster Inc. | Climate Master | TES/P049A | TAH049B | Water-Source | WBAHP-CB: Heat Pump Split Syst | Heat Pump | 208 | 1 |  |  | No Match | Single-Speed |  |  |  | 48100 | 2933 | 16.4 | 12 | 53200 | 3057 | 5.1 | 4.2 | Federally-Regulated Commercial & Industrial Equipment | 12/12/2012 |  | 06/09/2015
Waterfurnace International, Inc. | Waterfurnace International, Inc. | SXV010B0 |  | Water-Source | WBAHP: Heat Pump Packaged Unit | Heat Pump | 208 | 1 |  |  | No Match | No Match |  |  |  | 9800 | 653 | 15 | 10 | 12600 | 710 | 5.2 |  | Federally-Regulated Commercial & Industrial Equipment | 08/21/1998 |  | 10/02/1998
Florida Heat Pump | Florida Heat Pump | TA071-1CS | DX071 | Ground-Water-Source | WBAHP-CB: Heat Pump Split Syst | Both Heat Pump and Electric Re | 208 | 1 |  |  | No Match | Dual-Speed | 3100 | 840 | 1 | 75000 | 3927 | 19.1 | 16.2 | 69500 | 4968 | 4.1 | 3.6 | Non Federally-Regulated | 03/02/2012 |  | 05/01/2015
Snyder General Corp. | American Air Filter | HWW024C*N |  | Water-Source | WBAHP: Heat Pump Packaged Unit | Heat Pump | 265 | 1 |  |  | No Match | No Match |  |  |  | 23500 | 2009 | 11.7 | 9.3 | 30400 | 2346 | 3.8 | 3.8 | Non Federally-Regulated | 07/31/1991 |  | 03/31/1998
Florida Heat Pump | Energy Miser | LTH30-1 |  | Ground-Water-Source | WBAHP: Heat Pump Packaged Unit | Heat Pump | 208 | 1 |  |  | No Match | No Match |  |  |  | 28000 | 2333 | 12 | 11 | 33000 | 2845 | 3.4 | 3.4 | Non Federally-Regulated | 07/31/1991 |  | 03/31/1998
American Air Filter | Enercon | HW36 |  | Water-Source | WBAHP: Heat Pump Packaged Unit | Heat Pump | 230 | 1 |  |  | No Match | No Match |  |  |  | 36000 | 3280 | 11 | 7.5 | 43000 | 3525 | 3.6 | 2.5 | Non Federally-Regulated | 06/11/1985 |  | 05/11/1988
Climate Control / Snyder General | Electro-Hydronics | LHP25AD |  | Water-Source | WBAHP: Heat Pump Packaged Unit | Heat Pump | 230 | 3 |  |  | No Match | No Match |  |  |  | 256000 | 22000 | 11.6 | 7.5 | 284000 | 22400 | 3.7 | 2.2 | Non Federally-Regulated | 05/16/1984 |  | 06/11/1985
Snyder General Corp. | McQuay | VE330GK |  | Water-Source | WBAHP: Heat Pump Packaged Unit | Heat Pump | 208 | 3 |  |  | No Match | No Match |  |  |  | 30800 | 2852 | 10.8 | 9 | 35000 | 2900 | 3.5 | 3.2 | Non Federally-Regulated | 02/22/1990 |  | 07/31/1991
Florida Heat Pump | Florida Heat Pump | GO072-1HZ/VT(P) |  | Ground-Water-Source | WBAHP: Heat Pump Packaged Unit | Heat Pump | 230 | 1 |  |  | No Match | No Match |  |  |  | 41000 | 2277 | 18 | 9 | 21000 | 2050 | 3 |  | Non Federally-Regulated | 05/29/2001 |  | 07/18/2002
Waterfurnace International, Inc. | Waterfurnace International, Inc. | VLV/VXV030*4 |  | Water-Source | WBAHP: Heat Pump Packaged Unit | Heat Pump | 460 | 3 |  |  | No Match | No Match |  |  |  | 29500 | 2107 | 14 | 10 | 35200 | 2291 | 4.5 |  | Federally-Regulated Commercial & Industrial Equipment | 10/05/1999 |  | 06/20/2003
Thermal Energy Systems | Jacobsen Energy Ind., Inc. | 36***2**** |  | Water-Source | WBAHP: Heat Pump Packaged Unit | Heat Pump | 208 | 3 |  |  | No Match | No Match |  |  |  | 36500 | 3100 | 11.8 | 9 | 43800 | 3425 | 3.7 | 3.2 | Federally-Regulated Commercial & Industrial Equipment | 01/23/1988 |  | 07/27/1992
McQuay / Snyder General | Electro-Hydronics | VF200F3 |  | Water-Source | WBAHP: Heat Pump Packaged Unit | Heat Pump | 230 | 1 |  |  | No Match | No Match |  |  |  | 19000 | 1780 | 10.7 | 9 | 25600 | 1920 | 3.9 | 3.2 | Non Federally-Regulated | 05/11/1988 |  | 03/15/1989
McQuay / Snyder General | Electro-Hydronics | FW260FK |  | Water-Source | WBAHP: Heat Pump Packaged Unit | Heat Pump | 208 | 3 |  |  | No Match | No Match |  |  |  | 26000 | 2450 | 10.6 | 7.5 | 31600 | 2500 | 3.7 | 2.5 | Non Federally-Regulated | 08/29/1986 |  | 05/11/1988
American Air Filter | Enercon | CW19 |  | Water-Source | WBAHP: Heat Pump Packaged Unit | Heat Pump | 208 | 1 |  |  | No Match | No Match |  |  |  | 19100 | 2000 | 9.6 | 7.5 | 26000 | 2175 | 3.4 | 2.5 | Non Federally-Regulated | 08/29/1986 |  | 05/11/1988
Florida Heat Pump | Florida Heat Pump | GT036-1CS | GT036-1AH/AV | Ground-Water-Source | WBAHP-CB: Heat Pump Split Syst | Heat Pump | 208 | 1 |  |  | No Match | No Match |  |  |  | 35000 | 2500 | 14 | 9 | 24500 | 2392 | 3 |  | Non Federally-Regulated | 04/10/2000 |  | 05/29/2001
Addison Products | Comfort-Aire | SWP-3533 |  | Water-Source | WBAHP: Heat Pump Packaged Unit | Heat Pump | 208 | 3 |  |  | No Match | No Match |  |  |  | 438000 | 47400 | 9.2 |  | 608000 | 49700 | 3.6 | 3.8 | Non Federally-Regulated | 07/31/1991 |  | 03/31/1998
McQuay / Snyder General | Electro-Hydronics | VE070G7 |  | Water-Source | WBAHP: Heat Pump Packaged Unit | Heat Pump | 265 | 1 |  |  | No Match | No Match |  |  |  | 6900 | 645 | 10.7 | 9 | 8800 | 700 | 3.7 | 3.2 | Non Federally-Regulated | 05/11/1988 |  | 03/15/1989
Command-Aire | Command-Aire | RUWP-301 |  | Water-Source | WBAHP: Heat Pump Packaged Unit | Heat Pump | 230 | 1 |  |  | No Match | No Match |  |  |  | 40600 | 4770 | 8.5 | 9 | 51600 | 4540 | 3.3 | 3.2 | Non Federally-Regulated | 05/11/1988 |  | 03/15/1989
Mammoth | Hydrobank II | F043HHF-CR1,VHF-CR1 |  | Water-Source | WBAHP: Heat Pump Packaged Unit | Heat Pump | 208 | 3 |  |  | No Match | No Match |  |  |  | 42000 | 3761 | 11.2 | 9.3 | 53000 | 3982 | 3.9 | 3.8 | Non Federally-Regulated | 07/31/1991 |  | 03/31/1998
Waterfurnace International, Inc. | Eagle Mountain | YS030**1*0 |  | Ground-Water-Source | WBAHP: Heat Pump Packaged Unit | Heat Pump | 230 | 1 |  |  | No Match | Single-Speed |  |  |  | 32900 | 1430 | 23 | 16.2 | 28300 | 2074 | 4 | 3.6 | Non Federally-Regulated | 01/24/2011 |  | 04/19/2013
Waterfurnace International, Inc. | Johnson Controls | RCLC/RCLW/RCLS/RCLX12*2 |  | Water-Source | WBAHP-O: Heat Pump Packaged Un | Heat Pump | 265 | 1 |  |  | No Match | Single-Speed |  |  |  | 10900 | 948 | 11.5 | 11.2 | 14700 | 1026 | 4.2 | 4.2 | Federally-Regulated Commercial & Industrial Equipment | 05/02/2012 |  | 01/09/2014
ClimateMaster Inc. | Carrier Corp. | 50YEH/V/D018 |  | Ground-Source | WBAHP: Heat Pump Packaged Unit | Heat Pump | 230 | 1 |  |  | No Match | Single-Speed |  |  |  | 19500 | 1060 | 18.4 | 13.4 | 14500 | 1180 | 3.6 | 3.1 | Non Federally-Regulated | 10/24/2014 |  | 04/22/2015
McQuay International | McQuay | FCV/FCW/VWH/VWW024B-N |  | Water-Source | WBAHP: Heat Pump Packaged Unit | Heat Pump | 265 | 1 |  |  | No Match | No Match |  |  |  | 24400 | 2033 | 12 | 10 | 32000 | 2344 | 4 |  | Federally-Regulated Commercial & Industrial Equipment | 12/14/1998 |  | 11/17/1999
Trane U.S. Inc. | Trane | GXHA0131 |  | Water-Source | WBAHP: Heat Pump Packaged Unit | Heat Pump | 208 | 1 |  |  | No Match | No Match |  |  |  | 11400 | 1055 | 10.8 | 10 | 15600 | 1114 | 4.1 |  | Federally-Regulated Commercial & Industrial Equipment | 12/14/1998 |  | 04/12/2000
Florida Heat Pump | Florida Heat Pump | ES042-4CF/HZ/VT |  | Ground-Source | WBAHP: Heat Pump Packaged Unit | Heat Pump | 460 | 3 |  |  | No Match | Single-Speed |  |  |  | 45500 | 2708 | 16.8 | 13.4 | 33500 | 2727 | 3.6 | 3.1 | Non Federally-Regulated | 06/14/2011 |  | 04/20/2015
Florida Heat Pump | Florida Heat Pump | GT030-4CF/HZ/VT |  | Ground-Water-Source | WBAHP: Heat Pump Packaged Unit | Heat Pump | 460 | 3 |  |  | No Match | No Match |  |  |  | 31200 | 2080 | 15 | 9 | 20600 | 1886 | 3.2 |  | Non Federally-Regulated | 04/10/2000 |  | 05/29/2001
Snyder General Corp. | McQuay | LE190C3 |  | Water-Source | WBAHP-O: Heat Pump Packaged Un | Heat Pump | 208 | 1 |  |  | No Match | No Match |  |  |  | 18200 | 1825 | 10 | 9 | 22600 | 2000 | 3.3 | 3.2 | Non Federally-Regulated | 02/22/1990 |  | 07/31/1991
Enertech Global, LLC | Enertech | H024C | MPD024 | Ground-Source | WBAHP-CB: Heat Pump Split Syst | Heat Pump | 230 | 1 |  |  | No Match | Single-Speed |  |  |  | 25000 | 1462 | 17.1 | 13.4 | 20000 | 1676 | 3.5 | 3.1 | Non Federally-Regulated | 07/16/2009 |  | 03/02/2012
McQuay / Snyder General | Electro-Hydronics | VE330G5 |  | Water-Source | WBAHP: Heat Pump Packaged Unit | Heat Pump | 208 | 1 |  |  | No Match | No Match |  |  |  | 30800 | 2852 | 10.8 | 9 | 35000 | 2900 | 3.5 | 3.2 | Non Federally-Regulated | 05/11/1988 |  | 03/15/1989
Command-Aire | Command-Aire | SWPHXR351E |  | Water-Source | WBAHP: Heat Pump Packaged Unit | Heat Pump | 230 | 1 |  |  | No Match | No Match |  |  |  | 36000 | 3270 | 11 | 9 | 49000 | 3500 | 4 | 3.2 | Non Federally-Regulated | 05/11/1988 |  | 03/15/1989
Florida Heat Pump | Geomaster, LLC | AU061-1CS | AU061-1AV/AH | Ground-Source | WBAHP-CB: Heat Pump Split Syst | Heat Pump | 230 | 1 |  |  | No Match | Single-Speed |  |  |  | 61000 | 3961 | 15.4 | 13.4 | 48000 | 4018 | 3.5 | 3.1 | Non Federally-Regulated | 04/23/2009 |  | 12/12/2012
ClimateMaster Inc. | Carrier | 50KQA/D007 |  | Water-Source | WBAHP-O: Heat Pump Packaged Un | Heat Pump | 208 | 1 |  |  | No Match | No Match |  |  |  | 6800 | 531 | 12.8 | 9.3 | 8600 | 547 | 4.6 | 3.8 | Federally-Regulated Commercial & Industrial Equipment | 03/31/1998 |  | 05/10/1998
Waterfurnace International, Inc. | Johnson Controls | RJSV/RJSH022**2*1 |  | Ground-Water-Source | WBAHP: Heat Pump Packaged Unit | Heat Pump | 265 | 1 |  |  | No Match | Single-Speed |  |  |  | 23500 | 783 | 30 | 16.2 | 19800 | 1095 | 5.3 | 3.6 | Non Federally-Regulated | 01/24/2011 |  | 10/24/2014
Waterfurnace International, Inc. | Rybacki - Hart Enterprises | ZS060**3*0 |  | Ground-Source | WBAHP: Heat Pump Packaged Unit | Heat Pump | 230 | 3 |  |  | No Match | Single-Speed |  |  |  | 60900 | 3669 | 16.6 | 13.4 | 47100 | 4183 | 3.3 | 3.1 | Non Federally-Regulated | 01/24/2011 |  | 04/19/2013
ClimateMaster Inc. | Carrier | 50HQA/HQD006 |  | Water-Source | WBAHP: Heat Pump Packaged Unit | Heat Pump | 208 | 1 |  |  | No Match | No Match |  |  |  | 7400 | 627 | 11.8 | 10 | 8800 | 644 | 4 |  | Federally-Regulated Commercial & Industrial Equipment | 12/14/1998 |  | 04/12/2000
ClimateMaster Inc. | Climate Master Series | 814-060-H******** |  | Water-Source | WBAHP: Heat Pump Packaged Unit | Heat Pump | 208 | 3 |  |  | No Match | No Match |  |  |  | 62000 | 5535 | 11.2 | 9 | 75000 | 5785 | 3.8 | 3.2 | Non Federally-Regulated | 05/11/1988 |  | 03/15/1989
Climate Control / Snyder General | Electro-Hydronics | CW610G5 |  | Water-Source | WBAHP: Heat Pump Packaged Unit | Heat Pump | 208 | 1 |  |  | No Match | No Match |  |  |  | 61500 | 5850 | 10.5 | 7.5 | 77000 | 5785 | 3.9 | 2.5 | Non Federally-Regulated | 06/11/1985 |  | 08/29/1986
Florida Heat Pump | Florida Heat Pump | EM031-3CS | EM031-1AH/AV | Water-Source | WBAH: Heating Only Packaged Un | Heat Pump | 208 | 3 |  |  | No Match | No Match |  |  |  | 34500 | 2695 | 12.8 | 9 | 41000 | 3336 | 3.6 | 3.5 | Non Federally-Regulated | 07/22/2002 |  | 03/12/2009
Florida Heat Pump | Florida Heat Pump | GO048-1VT/HZ/CF(P) |  | Ground-Water-Source | WBAHP: Heat Pump Packaged Unit | Heat Pump | 208 | 1 |  |  | No Match | No Match |  |  |  | 25800 | 1162 | 22.2 | 9 | 17000 | 1245 | 4 |  | Non Federally-Regulated | 11/17/1999 |  | 04/10/2000
Enertech Global, LLC | Enertech | HHT048A2 |  | Ground-Source | WBAHP: Heat Pump Packaged Unit | Heat Pump | 230 | 3 |  |  | No Match | Single-Speed |  |  |  | 45000 | 2980 | 15.1 | 13.4 | 37800 | 3165 | 3.5 | 3.1 | Non Federally-Regulated | 12/12/2012 |  | 05/11/2015
Hydro Delta Corp. | Hydro Delta Corp. | 03-060-WTAR-MT |  | Water-Source | WBAHP-CB: Heat Pump Split Syst | Heat Pump | 208 | 1 |  |  | No Match | No Match |  |  |  | 67000 | 4926 | 13.6 | 9 | 76000 | 6185 | 3.6 | 3.5 | Non Federally-Regulated | 10/05/1999 |  | 01/21/2000
Florida Heat Pump | Florida Heat Pump | GT048-1VT/HZ/CF |  | Water-Source | WBAHP-CB: Heat Pump Split Syst | Heat Pump | 230 | 1 |  |  | No Match | No Match |  |  |  | 49000 | 3951 | 12.4 | 9 | 58500 | 4394 | 3.9 | 3.5 | Non Federally-Regulated | 10/05/1999 |  | 04/12/2000
Enertech Global, LLC | Enertech | GHT036A2 |  | Ground-Water-Source | WBAHP: Heat Pump Packaged Unit | Heat Pump | 208 | 3 |  |  | No Match | Single-Speed |  |  |  | 36700 | 1932 | 19 | 16.2 | 35900 | 2566 | 4.1 | 3.6 | Non Federally-Regulated | 12/12/2012 |  | 05/11/2015
Addison Products | Addison Products | HGY036-8A |  | Ground-Water-Source | WBAHP: Heat Pump Packaged Unit | Heat Pump | 265 | 1 |  |  | No Match | No Match |  |  |  | 38100 | 2627 | 14.5 | 9 | 23600 | 2095 | 3.3 |  | Non Federally-Regulated | 07/22/2002 |  | 03/12/2009
USPower Climate Control | USPower Climate Control | GSDXC2400 | GSDXV2400 | Water-Source | WBAHP-C: Heat Pump Split Syste | Heat Pump | 230 | 1 |  |  | No Match | No Match |  |  |  | 24000 | 1454 | 16.5 | 9 | 24000 | 1481 | 4.7 | 3.2 | Federally-Regulated Commercial & Industrial Equipment | 03/20/1991 |  | 07/31/1991
Florida Heat Pump | Florida Heat Pump | EM036-3CF/HZ/VT |  | Water-Source | WBAHP-CB: Heat Pump Split Syst | Heat Pump | 230 | 3 |  |  | No Match | No Match |  |  |  | 38000 | 2900 | 13.1 | 9 | 42000 | 3418 | 3.6 | 3.5 | Non Federally-Regulated | 05/23/2001 |  | 07/18/2002
Carrier Corp. | Carrier | 50QEV0366 |  | Water-Source | WBAHP: Heat Pump Packaged Unit | Heat Pump | 460 | 3 |  |  | No Match | No Match |  |  |  | 35000 | 3180 | 11 | 9 | 41500 | 3131 | 3.9 | 3.2 | Federally-Regulated Commercial & Industrial Equipment | 02/05/1990 |  | 02/22/1990
Florida Heat Pump | Florida Heat Pump | EM120-5VT/HZ |  | Water-Source | WBAHP: Heat Pump Packaged Unit | Heat Pump | 575 | 3 |  |  | No Match | No Match |  |  |  | 123000 | 8601 | 14.3 | 9 | 145000 | 8496 | 5 | 3.8 | Federally-Regulated Commercial & Industrial Equipment | 10/05/1999 |  | 04/12/2000
Geoflex Systems, Inc. | Geoflex Systems, Inc. | GS1S-V/H/D/M-024WACBP |  | Ground-Water-Source | WBAHP: Heat Pump Packaged Unit | Both Heat Pump and Electric Re | 200 | 3 |  |  | No Match | Single-Speed |  |  |  | 22900 | 798 | 28.7 | 16.2 | 19900 | 1166 | 5 | 3.6 | Non Federally-Regulated | 11/30/2011 |  | 03/02/2012
Command-Aire | Command-Aire | SWP-413 |  | Water-Source | WBAHP: Heat Pump Packaged Unit | Heat Pump | 230 | 3 |  |  | No Match | No Match |  |  |  | 42000 | 4250 |  | 7.5 | 56000 | 4400 | 3.7 | 2.5 | Non Federally-Regulated | 09/08/1982 |  | 08/30/1983
ClimateMaster Inc. | Climate Master | TCV041AG |  | Ground-Source | WBAHP: Heat Pump Packaged Unit | Heat Pump | 230 | 1 |  |  | No Match | Single-Speed |  |  |  | 38000 | 2568 | 14.8 | 13.4 | 30100 | 2846 | 3.1 | 3.1 | Non Federally-Regulated | 09/03/2012 |  | 10/24/2014
Mammoth | Hydrobank II | G090HHF/VHF |  | Water-Source | WBAHP: Heat Pump Packaged Unit | Heat Pump | 460 | 3 |  |  | No Match | No Match |  |  |  | 87300 | 6419 | 13.6 | 9 | 112000 | 7292 | 4.5 | 3.8 | Federally-Regulated Commercial & Industrial Equipment | 10/05/1999 |  | 05/23/2000
Enertech Global, LLC | Roth Industries, Inc. | RCT060D2 |  | Ground-Source | WBAHP: Heat Pump Packaged Unit | Heat Pump | 230 | 3 |  |  | No Match | Single-Speed |  |  |  | 61300 | 3523 | 17.4 | 13.4 | 46500 | 3683 | 3.7 | 3.1 | Non Federally-Regulated | 12/12/2012 |  | 04/21/2014
McQuay / Snyder General | Electro-Hydronics | CC400GK |  | Water-Source | WBAHP: Heat Pump Packaged Unit | Heat Pump | 208 | 3 |  |  | No Match | No Match |  |  |  | 39600 | 3960 | 10 | 7.5 | 45000 | 3880 | 3.4 | 2.5 | Non Federally-Regulated | 08/29/1986 |  | 05/11/1988
ClimateMaster Inc. | Carrier | 50YAV/YAH009 |  | Ground-Water-Source | WBAHP: Heat Pump Packaged Unit | Heat Pump | 230 | 1 |  |  | No Match | No Match |  |  |  | 9500 | 778 | 12.2 | 9 | 7200 | 659 | 3.2 |  | Non Federally-Regulated | 11/17/1999 |  | 04/10/2000
Carrier Corp. | Carrier | 50Q*H07260 |  | Water-Source | WBAHP: Heat Pump Packaged Unit | Heat Pump | 460 | 3 |  |  | No Match | No Match |  |  |  | 72000 | 6316 | 11.4 | 9.2 | 92000 | 6913 | 3.9 |  | Federally-Regulated Commercial & Industrial Equipment | 08/02/1993 |  | 03/08/1996
Mammoth | Mammoth | D027V |  | Water-Source | WBAHP: Heat Pump Packaged Unit | Heat Pump | 230 | 1 |  |  | No Match | No Match |  |  |  | 29600 | 2510 | 10.4 | 7.5 | 32000 | 2570 | 3.2 | 2.5 | Non Federally-Regulated | 05/16/1984 |  | 06/11/1985
Addison Products | Addison Products | HWPG030-1B** |  | Ground-Water-Source | WBAHP: Heat Pump Packaged Unit | Heat Pump | 208 | 1 |  |  | No Match | No Match |  |  |  | 28000 | 1866 | 15 | 9 | 19800 | 1871 | 3.1 |  | Non Federally-Regulated | 07/29/1998 |  | 10/02/1998
Waterfurnace International, Inc. | Geotility Geothermal Installations | ZS048**0*1 |  | Ground-Water-Source | WBAHP: Heat Pump Packaged Unit | Heat Pump | 208 | 1 |  |  | No Match | Single-Speed |  |  |  | 52000 | 2222 | 23.4 | 16.2 | 45900 | 3203 | 4.2 | 3.6 | Non Federally-Regulated | 01/24/2011 |  | 04/19/2013
Addison Products | Comfort-Aire | RUWP-3044 |  | Water-Source | WBAHP: Heat Pump Packaged Unit | Heat Pump | 460 | 3 |  |  | No Match | No Match |  |  |  | 351000 | 38500 | 9.1 |  | 451000 | 38600 | 3.4 | 3.8 | Non Federally-Regulated | 07/31/1991 |  | 03/31/1998
Waterfurnace International, Inc. | Waterfurnace International, Inc. | SXH048C1 |  | Ground-Water-Source | WBAHP: Heat Pump Packaged Unit | Heat Pump | 230 | 1 |  |  | No Match | No Match |  |  |  | 51500 | 3843 | 13.4 | 9 | 36000 | 3403 | 3.1 |  | Non Federally-Regulated | 12/14/1998 |  | 10/06/1999
Waterfurnace International, Inc. | Waterfurnace International, Inc. | SXV030A4 |  | Ground-Source | WBAHP: Heat Pump Packaged Unit | Heat Pump | 460 | 3 |  |  | No Match | No Match |  |  |  | 31200 | 2181 | 14.3 |  | 21600 | 1808 | 3.5 |  | Non Federally-Regulated | 03/31/1998 |  | 05/10/1998
Florida Heat Pump | Florida Heat Pump | EM012-2CF |  | Water-Source | WBAHP: Heat Pump Packaged Unit | Heat Pump | 265 | 1 |  |  | No Match | No Match |  |  |  | 11500 | 1008 | 11.4 | 10 | 14600 | 1069 | 4 |  | Federally-Regulated Commercial & Industrial Equipment | 02/02/1998 |  | 03/31/1998
Addison Products | Addison Products | HGY009-1A |  | Ground-Water-Source | WBAHP: Heat Pump Packaged Unit | Heat Pump | 230 | 1 |  |  | No Match | No Match |  |  |  | 9300 | 709 | 13.1 | 9 | 7300 | 668 | 3.2 |  | Non Federally-Regulated | 11/14/2000 |  | 07/18/2002
American Air Filter | Enercon | GHW-15 |  | Water-Source | WBAHP: Heat Pump Packaged Unit | Heat Pump | 230 | 1 |  |  | No Match | No Match |  |  |  | 13800 | 1311 | 10.5 | 9 | 16600 | 1309 | 3.7 | 3.2 | Non Federally-Regulated | 02/22/1990 |  | 07/31/1991
Addison Products | Addison Products | VPY054-3A |  | Water-Source | WBAHP-CB: Heat Pump Split Syst | Heat Pump | 208 | 3 |  |  | No Match | No Match |  |  |  | 57700 | 4931 | 11.7 | 9 | 67100 | 5461 | 3.6 | 3.5 | Non Federally-Regulated | 07/22/2002 |  | 03/12/2009
McQuay International | McQuay | W-CDD/CDE/CMG-1-048-F |  | Water-Source | WBAHP: Heat Pump Packaged Unit | Heat Pump | 208 | 3 |  |  | No Match | No Match |  |  |  | 44000 | 3548 | 12.4 | 10 | 56000 | 3646 | 4.5 |  | Federally-Regulated Commercial & Industrial Equipment | 10/05/1999 |  | 09/21/2000
McQuay / Snyder General | Electro-Hydronics | CC260GD |  | Water-Source | WBAHP: Heat Pump Packaged Unit | Heat Pump | 230 | 3 |  |  | No Match | No Match |  |  |  | 26000 | 2450 | 10.6 | 7.5 | 31600 | 2500 | 3.7 | 2.5 | Non Federally-Regulated | 08/29/1986 |  | 05/11/1988
McQuay International | McQuay | W-CDS/CME/CMS-1-009-E |  | Water-Source | WBAHP: Heat Pump Packaged Unit | Heat Pump | 208 | 1 |  |  | No Match | No Match |  |  |  | 8700 | 790 | 11 | 10 | 12000 | 901 | 3.9 |  | Federally-Regulated Commercial & Industrial Equipment | 10/05/1999 |  | 09/21/2000
Waterfurnace International, Inc. | Eagle Mountain | ZS036**0*0 |  | Ground-Water-Source | WBAHP: Heat Pump Packaged Unit | Heat Pump | 208 | 1 |  |  | No Match | Single-Speed |  |  |  | 37700 | 1778 | 21.2 | 16.2 | 33000 | 2480 | 3.9 | 3.6 | Non Federally-Regulated | 01/24/2011 |  | 04/19/2013
McQuay International | McQuay | FCV/FCW/VWH/VWW060B-G |  | Water-Source | WBAHP: Heat Pump Packaged Unit | Heat Pump | 208 | 1 |  |  | No Match | No Match |  |  |  | 58000 | 5321 | 10.9 | 9.3 | 78000 | 5861 | 3.9 | 3.8 | Federally-Regulated Commercial & Industrial Equipment | 03/31/1998 |  | 05/10/1998
Enertech Global, LLC | Roth Industries, Inc. | RRT072A | MPD072 | Ground-Source | WBAHP-CB: Heat Pump Split Syst | Heat Pump | 230 | 1 |  |  | No Match | Single-Speed | 3447 | 660 | 1 | 69400 | 4107 | 16.9 | 13.4 | 52300 | 4379 | 3.5 | 3.1 | Non Federally-Regulated | 09/03/2012 |  | 01/09/2014
Power-Save International, Inc. | S.O.E.S.I. | PSS-250 |  | Water-Source | WBAHP: Heat Pump Packaged Unit | Heat Pump | 230 | 1 |  |  | No Match | No Match |  |  |  | 30000 | 2185 | 13.7 | 9 | 33000 | 2140 | 4.5 | 3.2 | Non Federally-Regulated | 05/11/1988 |  | 03/15/1989
Florida Heat Pump | Florida Heat Pump | EM060-1CF/HZ/VT |  | Water-Source | WBAHP-CB: Heat Pump Split Syst | Heat Pump | 208 | 1 |  |  | No Match | No Match |  |  |  | 65000 | 5200 | 12.5 | 9 | 80000 | 6335 | 3.7 | 3.5 | Non Federally-Regulated | 07/22/2002 |  | 03/12/2009
Florida Heat Pump | Florida Heat Pump | EM018-1CS | EM018-1AV | Water-Source | WBAHP-C: Heat Pump Split Syste | Heat Pump | 208 | 1 |  |  | No Match | No Match |  |  |  | 18200 | 1368 | 13.3 | 9.3 | 24500 | 1527 | 4.7 | 3.8 | Federally-Regulated Commercial & Industrial Equipment | 03/31/1998 |  | 05/10/1998
Enertech Global, LLC | Enertech | HXT072B |  | Ground-Source | WBAHP: Heat Pump Packaged Unit | Heat Pump | 230 | 1 |  |  | No Match | Single-Speed | 3411 | 937 | 1 | 65400 | 4360 | 15 | 13.4 | 57000 | 4515 | 3.7 | 3.1 | Non Federally-Regulated | 11/30/2011 |  | 01/09/2014
Mammoth | Hydrobank II | F035VLG |  | Ground-Water-Source | WBAHP: Heat Pump Packaged Unit | Heat Pump | 230 | 3 |  |  | No Match | No Match |  |  |  | 35000 | 2500 | 14 | 9 | 27000 | 2551 | 3.1 |  | Non Federally-Regulated | 07/22/2002 |  | 03/12/2009
Addison Products | Addison Products | HGY048-3A |  | Ground-Water-Source | WBAHP: Heat Pump Packaged Unit | Heat Pump | 230 | 3 |  |  | No Match | No Match |  |  |  | 53900 | 4052 | 13.3 | 9 | 36800 | 3478 | 3.1 |  | Non Federally-Regulated | 11/14/2000 |  | 07/18/2002
Inter-City Products Corp. | McQuay | CCH015C*N |  | Water-Source | WBAHP: Heat Pump Packaged Unit | Heat Pump | 265 | 1 |  |  | No Match | No Match |  |  |  | 13200 | 1128 | 11.7 | 9.3 | 16000 | 1203 | 3.9 | 3.8 | Non Federally-Regulated | 07/31/1991 |  | 03/31/1998
McQuay / Snyder General | Electro-Hydronics | FW350F5 |  | Water-Source | WBAHP: Heat Pump Packaged Unit | Heat Pump | 208 | 1 |  |  | No Match | No Match |  |  |  | 35600 | 3360 | 10.6 | 7.5 | 43000 | 3500 | 3.6 | 2.5 | Non Federally-Regulated | 08/29/1986 |  | 05/11/1988
Addison Products | Addison Products | HGY015-1A |  | Ground-Water-Source | WBAHP: Heat Pump Packaged Unit | Heat Pump | 208 | 1 |  |  | No Match | No Match |  |  |  | 15900 | 1074 | 14.8 | 9 | 11400 | 1077 | 3.1 |  | Non Federally-Regulated | 07/22/2002 |  | 03/12/2009
Addison Products | Addison Products | VWPG048-1B-XL* |  | Water-Source | WBAHP-CB: Heat Pump Split Syst | Heat Pump | 230 | 1 |  |  | No Match | No Match |  |  |  | 49500 | 3485 | 14.2 | 9 | 53500 | 3824 | 4.1 | 3.5 | Non Federally-Regulated | 02/02/1998 |  | 10/02/1998
Command-Aire | Command-Aire | SWPH-614 |  | Water-Source | WBAHP: Heat Pump Packaged Unit | Heat Pump | 460 | 3 |  |  | No Match | No Match |  |  |  | 62000 | 6500 | 9.5 | 7.5 | 78000 | 6600 | 3.5 | 2.5 | Non Federally-Regulated | 01/05/1982 |  | 01/23/1988
Waterfurnace International, Inc. | Waterfurnace International, Inc. | SXH042C0 |  | Water-Source | WBAHP: Heat Pump Packaged Unit | Heat Pump | 208 | 1 |  |  | No Match | No Match |  |  |  | 42000 | 3000 | 14 | 10 | 54500 | 3131 | 5.1 |  | Federally-Regulated Commercial & Industrial Equipment | 12/14/1998 |  | 10/05/1999
Jacobsen Energy Ind., Inc. | Jacobsen Energy Ind., Inc. | 48***1**** |  | Water-Source | WBAHP: Heat Pump Packaged Unit | Heat Pump | 208 | 1 |  |  | No Match | No Match |  |  |  | 49000 | 4350 | 11.3 | 9 | 59000 | 4400 | 3.9 | 3.2 | Non Federally-Regulated | 05/11/1988 |  | 03/15/1989
Florida Heat Pump | Florida Heat Pump | AP049-1CS | AP049-1AV/AH | Water-Source | WBAHP-CB: Heat Pump Split Syst | Heat Pump | 230 | 1 |  |  | No Match | Single-Speed |  |  |  | 50000 | 2976 | 15.7 | 12 | 53000 | 3045 | 5.1 | 4.2 | Federally-Regulated Commercial & Industrial Equipment | 06/23/2011 |  | 10/03/2011
McQuay / Snyder General | Electro-Hydronics | CW140F3 |  | Water-Source | WBAHP: Heat Pump Packaged Unit | Heat Pump | 230 | 1 |  |  | No Match | No Match |  |  |  | 13500 | 1300 | 10.4 | 7.5 | 17500 | 1350 | 3.8 | 2.5 | Non Federally-Regulated | 08/29/1986 |  | 05/11/1988
McQuay / Snyder General | Electro-Hydronics | CC140F3 |  | Water-Source | WBAHP: Heat Pump Packaged Unit | Heat Pump | 230 | 1 |  |  | No Match | No Match |  |  |  | 13500 | 1300 | 10.4 | 7.5 | 17500 | 1350 | 3.8 | 2.5 | Non Federally-Regulated | 08/29/1986 |  | 05/11/1988
Florida Heat Pump | Florida Heat Pump | EM060-5HZ |  | Water-Source | WBAHP: Heat Pump Packaged Unit | Heat Pump | 575 | 3 |  |  | No Match | No Match |  |  |  | 60000 | 4615 | 13 | 9.3 | 80000 | 5328 | 4.4 | 3.8 | Federally-Regulated Commercial & Industrial Equipment | 03/31/1998 |  | 05/10/1998
Mammoth | Mammoth | G024HHA |  | Water-Source | WBAHP: Heat Pump Packaged Unit | Heat Pump | 460 | 3 |  |  | No Match | Dual-Speed |  |  |  | 27800 | 1616 | 17.2 | 12 | 28700 | 1717 | 4.9 | 4.2 | Federally-Regulated Commercial & Industrial Equipment | 11/30/2011 |  | 12/12/2012
Addison Products | Addison Products | WSH042-1AR |  | Water-Source | WBAHP: Heat Pump Packaged Unit | Heat Pump | 230 | 1 |  |  | No Match | No Match |  |  |  | 42000 | 3500 | 12 | 10 | 52500 | 3846 | 4 |  | Federally-Regulated Commercial & Industrial Equipment | 02/02/1998 |  | 03/31/1998
Climate Control / Snyder General | Trane | WPHA99XE* |  | Water-Source | WBAHP: Heat Pump Packaged Unit | Heat Pump | 208 | 3 |  |  | No Match | No Match |  |  |  | 107000 | 10000 | 10.7 | 9.2 | 136000 | 10489 | 3.8 | 2.5 | Non Federally-Regulated | 05/16/1984 |  | 05/11/1988
Florida Heat Pump | Florida Heat Pump | GT042-1CS | GT042-1AH/AV | Ground-Water-Source | WBAHP-CB: Heat Pump Split Syst | Heat Pump | 230 | 1 |  |  | No Match | No Match |  |  |  | 41500 | 3143 | 13.2 | 9 | 30600 | 2801 | 3.2 |  | Non Federally-Regulated | 04/10/2000 |  | 05/29/2001
Command-Aire | Command-Aire | SWPHXR411E |  | Water-Source | WBAHP: Heat Pump Packaged Unit | Heat Pump | 208 | 1 |  |  | No Match | No Match |  |  |  | 42000 | 3780 | 11.1 | 9 | 53000 | 3880 | 4 | 3.2 | Federally-Regulated Commercial & Industrial Equipment | 01/23/1988 |  | 05/11/1988
Enertech Global, LLC | Enertech | GXT048C3 |  | Ground-Water-Source | WBAHP: Heat Pump Packaged Unit | Heat Pump | 460 | 3 |  |  | No Match | Single-Speed |  |  |  | 55100 | 2277 | 24.2 | 16.2 | 48700 | 2973 | 4.8 | 3.6 | Non Federally-Regulated | 05/02/2012 |  | 12/12/2012
Friedrich Climate Master | Climate Master Series | 804-009-G******** |  | Water-Source | WBAHP: Heat Pump Packaged Unit | Heat Pump | 208 | 1 |  |  | No Match | No Match |  |  |  | 8900 | 809 | 11 | 7.5 | 10600 | 840 | 3.7 | 2.5 | Non Federally-Regulated | 08/29/1986 |  | 05/11/1988
Waterfurnace International, Inc. | Waterfurnace International, Inc. | CC/CE/CS/CW18*0 |  | Water-Source | WBAHP-O: Heat Pump Packaged Un | Heat Pump | 230 | 1 |  |  | No Match | Single-Speed |  |  |  | 17500 | 1353 | 12.9 | 12 | 22800 | 1531 | 4.4 | 4.2 | Federally-Regulated Commercial & Industrial Equipment | 02/09/2009 |  | 02/17/2011
Waterfurnace International, Inc. | Waterfurnace International, Inc. | NDV/NDH026F1*4 |  | Ground-Water-Source | WBAHP: Heat Pump Packaged Unit | Heat Pump | 208 | 1 |  |  | No Match | Dual-Speed |  |  |  | 29000 | 1208 | 24 | 16.2 | 25100 | 1471 | 5 | 3.6 | Non Federally-Regulated | 05/02/2012 |  | 04/19/2013
Trane U.S. Inc. | Command-Aire | SPCE0067 |  | Water-Source | WBAHP-O: Heat Pump Packaged Un | Heat Pump | 265 | 1 |  |  | No Match | No Match |  |  |  | 6700 | 644 | 10.4 | 10 | 9000 | 659 | 4 |  | Federally-Regulated Commercial & Industrial Equipment | 10/05/1999 |  | 04/12/2000
Waterfurnace International, Inc. | Waterfurnace International, Inc. | SXV036C3 |  | Ground-Water-Source | WBAHP: Heat Pump Packaged Unit | Heat Pump | 208 | 3 |  |  | No Match | No Match |  |  |  | 36400 | 2676 | 13.6 | 9 | 26000 | 2381 | 3.2 |  | Non Federally-Regulated | 01/30/1998 |  | 10/02/1998
Enertech Global, LLC | Enertech | GHT060A |  | Ground-Water-Source | WBAHP: Heat Pump Packaged Unit | Heat Pump | 230 | 1 |  |  | No Match | Single-Speed |  |  |  | 60700 | 3178 | 19.1 | 16.2 | 56800 | 4162 | 4 | 3.6 | Non Federally-Regulated | 12/12/2012 |  | 05/11/2015
Mammoth | Hydrobank II | D019HHH/VHH |  | Water-Source | WBAHP: Heat Pump Packaged Unit | Heat Pump | 208 | 1 |  |  | No Match | No Match |  |  |  | 18400 | 1672 | 11 | 10 | 27000 | 2082 | 3.8 |  | Federally-Regulated Commercial & Industrial Equipment | 07/29/1998 |  | 10/02/1998
Waterfurnace International, Inc. | Eagle Mountain | ZS018**2*0 |  | Ground-Water-Source | WBAHP: Heat Pump Packaged Unit | Heat Pump | 265 | 1 |  |  | No Match | Single-Speed |  |  |  | 20600 | 877 | 23.5 | 16.2 | 17500 | 1282 | 4 | 3.6 | Non Federally-Regulated | 01/24/2011 |  | 04/19/2013
Waterfurnace International, Inc. | Geotility Geothermal Installations | ZS023**0*0 |  | Ground-Source | WBAHP: Heat Pump Packaged Unit | Heat Pump | 208 | 1 |  |  | No Match | Single-Speed |  |  |  | 23900 | 1423 | 16.8 | 13.4 | 17000 | 1465 | 3.4 | 3.1 | Non Federally-Regulated | 01/24/2011 |  | 04/19/2013
ClimateMaster Inc. | Trane | WPCC0192 |  | Water-Source | WBAHP-O: Heat Pump Packaged Un | Heat Pump | 208 | 1 |  |  | No Match | No Match |  |  |  | 19000 | 1705 | 11.1 | 9 | 21200 | 1735 | 3.6 | 3.2 | Federally-Regulated Commercial & Industrial Equipment | 07/05/1988 |  | 02/22/1990
Waterfurnace International, Inc. | Waterfurnace International, Inc. | SXV058B1 |  | Ground-Water-Source | WBAHP: Heat Pump Packaged Unit | Heat Pump | 208 | 1 |  |  | No Match | No Match |  |  |  | 56500 | 4216 | 13.4 | 9 | 45500 | 4301 | 3.1 |  | Non Federally-Regulated | 01/30/1998 |  | 10/02/1998
Command-Aire | Command-Aire | SWPR411E |  | Water-Source | WBAHP: Heat Pump Packaged Unit | Heat Pump | 230 | 1 |  |  | No Match | No Match |  |  |  | 42000 | 3780 | 11.1 | 9 | 53000 | 3880 | 4 | 3.2 | Non Federally-Regulated | 05/11/1988 |  | 03/15/1989
Waterfurnace International, Inc. | Eagle Mountain | YS036**1*0 |  | Ground-Water-Source | WBAHP: Heat Pump Packaged Unit | Heat Pump | 230 | 1 |  |  | No Match | Single-Speed |  |  |  | 37700 | 1778 | 21.2 | 16.2 | 33000 | 2480 | 3.9 | 3.6 | Non Federally-Regulated | 01/24/2011 |  | 04/19/2013
Waterfurnace International, Inc. | Waterfurnace International, Inc. | SXH030B0 |  | Water-Source | WBAHP: Heat Pump Packaged Unit | Heat Pump | 208 | 1 |  |  | No Match | No Match |  |  |  | 30600 | 2125 | 14.4 | 10 | 36600 | 2145 | 5 |  | Federally-Regulated Commercial & Industrial Equipment | 12/14/1998 |  | 10/05/1999
McQuay International | McQuay | CCW042E-F |  | Water-Source | WBAHP: Heat Pump Packaged Unit | Heat Pump | 230 | 3 |  |  | No Match | No Match |  |  |  | 39000 | 3000 | 13 | 10 | 47000 | 2930 | 4.7 |  | Federally-Regulated Commercial & Industrial Equipment | 02/02/1998 |  | 03/31/1998
Friedrich Air Conditioning Co. | Climate Master Series | 804-012-G******** |  | Water-Source | WBAHP: Heat Pump Packaged Unit | Heat Pump | 208 | 1 |  |  | No Match | No Match |  |  |  | 12500 | 1225 | 10.2 | 7.5 | 15700 | 1325 | 3.5 | 2.5 | Non Federally-Regulated | 08/30/1983 |  | 08/29/1986
Waterfurnace International, Inc. | Waterfurnace International, Inc. | SXV013C1 |  | Water-Source | WBAHP-CB: Heat Pump Split Syst | Heat Pump | 208 | 1 |  |  | No Match | No Match |  |  |  | 13500 | 906 | 14.9 | 9 | 14100 | 961 | 4.3 | 3.5 | Non Federally-Regulated | 02/02/1998 |  | 10/02/1998
Waterfurnace International, Inc. | Waterfurnace International, Inc. | VLV/VXV030*3 |  | Water-Source | WBAHP: Heat Pump Packaged Unit | Heat Pump | 230 | 3 |  |  | No Match | No Match |  |  |  | 29500 | 2107 | 14 | 10 | 35200 | 2291 | 4.5 |  | Federally-Regulated Commercial & Industrial Equipment | 06/20/2003 |  | 02/17/2011
Mammoth | Hydrobank II | G110HLG |  | Ground-Water-Source | WBAHP: Heat Pump Packaged Unit | Heat Pump | 460 | 3 |  |  | No Match | No Match |  |  |  | 105730 | 7949 | 13.3 | 9 | 82450 | 8052 | 3 |  | Non Federally-Regulated | 05/23/2000 |  | 01/18/2001
McQuay / Snyder General | Electro-Hydronics | VF200G7 |  | Water-Source | WBAHP: Heat Pump Packaged Unit | Heat Pump | 265 | 1 |  |  | No Match | No Match |  |  |  | 19000 | 1780 | 10.7 | 9 | 25600 | 1920 | 3.9 | 3.2 | Non Federally-Regulated | 05/11/1988 |  | 03/15/1989
Enertech Global, LLC | Enertech | H060C | ACD060 | Ground-Water-Source | WBAHP-C: Heat Pump Split Syste | Heat Pump | 230 | 1 |  |  | No Match | Single-Speed |  |  |  | 62500 | 3531 | 17.7 | 16.2 | 54800 | 4217 | 3.8 | 3.6 | Non Federally-Regulated | 11/25/2009 |  | 03/02/2012
McQuay International | McQuay | FCV/FCW/VWH/VWW036B-G |  | Water-Source | WBAHP: Heat Pump Packaged Unit | Heat Pump | 208 | 1 |  |  | No Match | No Match |  |  |  | 35200 | 2957 | 11.9 | 10 | 45000 | 3297 | 4 |  | Federally-Regulated Commercial & Industrial Equipment | 02/02/1998 |  | 03/31/1998
McQuay International | McQuay | LHP/LWP7D-T |  | Water-Source | WBAHP: Heat Pump Packaged Unit | Heat Pump | 460 | 3 |  |  | No Match | No Match |  |  |  | 70000 | 6194 | 11.3 | 10.5 | 83000 | 6401 | 3.8 | 3.8 | Federally-Regulated Commercial & Industrial Equipment | 03/31/1998 |  | 05/10/1998
Enertech Global, LLC | Enertech | HXT060B |  | Ground-Water-Source | WBAHP: Heat Pump Packaged Unit | Heat Pump | 230 | 1 |  |  | No Match | Single-Speed | 2285 | 710 | 1 | 65400 | 2986 | 21.9 | 16.2 | 59200 | 3856 | 4.5 | 3.6 | Non Federally-Regulated | 11/30/2011 |  | 01/09/2014
Climate Control / Snyder General | Electro-Hydronics | CC610GP |  | Water-Source | WBAHP: Heat Pump Packaged Unit | Heat Pump | 460 | 3 |  |  | No Match | No Match |  |  |  | 61500 | 5850 | 10.5 | 7.5 | 77000 | 5785 | 3.9 | 2.5 | Non Federally-Regulated | 06/11/1985 |  | 08/29/1986
Mammoth | Hydrobank II | F054VLH |  | Ground-Water-Source | WBAHP: Heat Pump Packaged Unit | Heat Pump | 230 | 3 |  |  | No Match | No Match |  |  |  | 52000 | 3714 | 14 | 9 | 41500 | 3684 | 3.3 |  | Non Federally-Regulated | 06/27/2003 |  | 03/12/2009
McQuay International | McQuay | W-CMG-1-042-E |  | Ground-Water-Source | WBAHP: Heat Pump Packaged Unit | Heat Pump | 230 | 1 |  |  | No Match | No Match |  |  |  | 41000 | 3059 | 13.4 | 9 | 27600 | 2788 | 2.9 |  | Non Federally-Regulated | 07/22/2002 |  | 03/12/2009
Mammoth | Hydrobank II | F120VHL |  | Water-Source | WBAHP: Heat Pump Packaged Unit | Heat Pump | 230 | 3 |  |  | No Match | No Match |  |  |  | 115500 | 8619 | 13.4 | 9 | 151000 | 11060 | 4 | 3.8 | Federally-Regulated Commercial & Industrial Equipment | 06/27/2003 |  | 03/12/2009
Waterfurnace International, Inc. | Waterfurnace International, Inc. | ATV057*1 |  | Ground-Water-Source | WBAHP: Heat Pump Packaged Unit | Heat Pump | 208 | 1 |  |  | No Match | No Match |  |  |  | 60000 | 4761 | 12.6 | 9 | 42000 | 4101 | 3 |  | Non Federally-Regulated | 10/06/1999 |  | 05/19/2000
Florida Heat Pump | Florida Heat Pump | EP036-1HZ/VT |  | Water-Source | WBAHP: Heat Pump Packaged Unit | Heat Pump | 230 | 1 |  |  | No Match | Single-Speed |  |  |  | 36000 | 2093 | 17.2 | 12 | 41000 | 2145 | 5.6 | 4.2 | Federally-Regulated Commercial & Industrial Equipment | 06/14/2011 |  | 04/21/2014
Command-Aire | Command-Aire | SWPHXR137E |  | Water-Source | WBAHP: Heat Pump Packaged Unit | Heat Pump | 265 | 1 |  |  | No Match | No Match |  |  |  | 12500 | 1140 | 11 | 9 | 18000 | 1290 | 4.1 | 3.2 | Non Federally-Regulated | 02/22/1990 |  | 07/31/1991
McQuay / Snyder General | Electro-Hydronics | CW400F3 |  | Water-Source | WBAHP: Heat Pump Packaged Unit | Heat Pump | 230 | 1 |  |  | No Match | No Match |  |  |  | 39600 | 3960 | 10 | 7.5 | 45000 | 3880 | 3.4 | 2.5 | Non Federally-Regulated | 08/29/1986 |  | 05/11/1988
ClimateMaster Inc. | Climate Master Series | VS/VL/HS/HL 042 F/H |  | Water-Source | WBAHP: Heat Pump Packaged Unit | Heat Pump | 460 | 3 |  |  | No Match | No Match |  |  |  | 41500 | 3705 | 11.2 | 10 | 52500 | 3846 | 4 |  | Federally-Regulated Commercial & Industrial Equipment | 02/02/1998 |  | 03/31/1998
Florida Heat Pump | Florida Heat Pump | EM041-1VT |  | Water-Source | WBAHP: Heat Pump Packaged Unit | Heat Pump | 208 | 1 |  |  | No Match | No Match |  |  |  | 39500 | 2992 | 13.2 | 9.3 | 50000 | 3488 | 4.2 | 3.8 | Federally-Regulated Commercial & Industrial Equipment | 03/31/1998 |  | 05/10/1998
Florida Heat Pump | Geomaster, LLC | AP049-1CF/HZ/VT |  | Ground-Water-Source | WBAHP: Heat Pump Packaged Unit | Heat Pump | 230 | 1 |  |  | No Match | Single-Speed |  |  |  | 56000 | 2333 | 24 | 16.2 | 45500 | 2333 | 4.8 | 3.6 | Non Federally-Regulated | 07/06/2011 |  | 04/20/2015
Mammoth | Hydrobank II | D014HHE/VHE |  | Water-Source | WBAHP: Heat Pump Packaged Unit | Heat Pump | 208 | 1 |  |  | No Match | No Match |  |  |  | 13400 | 1030 | 13 | 10 | 18000 | 1318 | 4 |  | Federally-Regulated Commercial & Industrial Equipment | 07/29/1998 |  | 10/02/1998
Florida Heat Pump | Geomaster, LLC | EP060-3HZ/VT |  | Water-Source | WBAHP: Heat Pump Packaged Unit | Heat Pump | 230 | 3 |  |  | No Match | Single-Speed | 3585 | 207 |  | 62000 | 3626 | 17.1 | 12 | 72000 | 3638 | 5.8 | 4.2 | Federally-Regulated Commercial & Industrial Equipment | 08/23/2011 |  | 04/21/2014
Addison Products | Addison Products | DWPG030-3B-XL* |  | Ground-Water-Source | WBAHP: Heat Pump Packaged Unit | Heat Pump | 230 | 3 |  |  | No Match | No Match |  |  |  | 28400 | 1931 | 14.7 | 9 | 20200 | 1909 | 3.1 |  | Non Federally-Regulated | 05/10/1998 |  | 10/02/1998
Waterfurnace International, Inc. | Waterfurnace International, Inc. | ATV010C1 |  | Ground-Water-Source | WBAHP: Heat Pump Packaged Unit | Heat Pump | 230 | 1 |  |  | No Match | No Match |  |  |  | 9900 | 642 | 15.4 | 9 | 7400 | 657 | 3.3 |  | Non Federally-Regulated | 01/30/1998 |  | 03/31/1998
Econar | Econar | GH230 |  | Water-Source | WBAHP-CB: Heat Pump Split Syst | Heat Pump | 208 | 1 |  |  | No Match | No Match |  |  |  | 26200 | 1858 | 14.1 | 9 | 26400 | 2036 | 3.8 | 3.5 | Non Federally-Regulated | 12/14/1998 |  | 04/12/2000
Florida Heat Pump | Florida Heat Pump | GT030-3CF/HZ/VT |  | Water-Source | WBAHP-CB: Heat Pump Split Syst | Heat Pump | 208 | 3 |  |  | No Match | No Match |  |  |  | 30000 | 2112 | 14.2 | 9 | 34500 | 2350 | 4.3 | 3.5 | Non Federally-Regulated | 05/23/2001 |  | 07/18/2002
Waterfurnace International, Inc. | Johnson Controls | RKV/RKH030**0*4 |  | Ground-Source | WBAHP: Heat Pump Packaged Unit | Heat Pump | 208 | 1 |  |  | No Match | Single-Speed |  |  |  | 29200 | 1384 | 21.1 | 13.4 | 19800 | 1527 | 3.8 | 3.1 | Non Federally-Regulated | 09/03/2012 |  | 01/09/2014
Waterfurnace International, Inc. | Waterfurnace International, Inc. | NSZ060A0 | NRAC060* | Water-Source | WBAHP-CB: Heat Pump Split Syst | Heat Pump | 230 | 1 |  |  | No Match | Single-Speed |  |  |  | 54600 | 3792 | 14.4 | 12 | 66300 | 4224 | 4.6 | 4.2 | Federally-Regulated Commercial & Industrial Equipment | 01/24/2011 |  | 03/02/2012
McQuay / Snyder General | Electro-Hydronics | UW610GP |  | Water-Source | WBAHP: Heat Pump Packaged Unit | Heat Pump | 460 | 3 |  |  | No Match | No Match |  |  |  | 61500 | 5850 | 10.5 | 7.5 | 77000 | 5785 | 3.9 | 2.5 | Non Federally-Regulated | 08/29/1986 |  | 05/11/1988
Addison Products | Heat Controller | HWPH54-3JC/3JBC |  | Water-Source | WBAHP-CB: Heat Pump Split Syst | Heat Pump | 208 | 3 |  |  | No Match | No Match |  |  |  | 53500 | 4458 | 12 | 9 | 64000 | 5357 | 3.5 | 3.5 | Non Federally-Regulated | 10/05/1999 |  | 04/12/2000
ClimateMaster Inc. | Climate Master Series | PDW18 | GAH18 | Water-Source | Water/Brine to Air Heat Pump S | Heat Pump | 208 | 1 |  |  | No Match | No Match |  |  |  | 18000 | 1333 | 13.5 | 10 | 20200 | 1443 | 4.1 |  | Federally-Regulated Commercial & Industrial Equipment | 04/12/2000 |  | 11/19/2001
Waterfurnace International, Inc. | Waterfurnace International, Inc. | SXH080A3 |  | Ground-Water-Source | WBAHP: Heat Pump Packaged Unit | Heat Pump | 230 | 3 |  |  | No Match | No Match |  |  |  | 84000 | 6000 | 14 | 9 | 54500 | 5507 | 2.9 |  | Non Federally-Regulated | 01/30/1998 |  | 10/02/1998
Waterfurnace International, Inc. | Waterfurnace International, Inc. | VLH048A1 |  | Water-Source | WBAHP: Heat Pump Packaged Unit | Heat Pump | 208 | 1 |  |  | No Match | No Match |  |  |  | 47000 | 3852 | 12.2 | 10 | 59800 | 4274 | 4.1 |  | Federally-Regulated Commercial & Industrial Equipment | 07/29/1998 |  | 10/02/1998
Waterfurnace International, Inc. | Rybacki - Hart Enterprises | ZS042**4*1 |  | Ground-Water-Source | WBAHP: Heat Pump Packaged Unit | Heat Pump | 460 | 3 |  |  | No Match | Single-Speed |  |  |  | 45800 | 1949 | 23.5 | 16.2 | 37000 | 2522 | 4.3 | 3.6 | Non Federally-Regulated | 01/24/2011 |  | 04/19/2013
ClimateMaster Inc. | Climate Master Series | GSV/GSH042AG |  | Ground-Water-Source | WBAHP: Heat Pump Packaged Unit | Heat Pump | 208 | 1 |  |  | No Match | No Match |  |  |  | 43800 | 2881 | 15.2 | 9 | 32800 | 2912 | 3.3 |  | Non Federally-Regulated | 07/22/2002 |  | 03/12/2009
McQuay / Snyder General | Electro-Hydronics | LM190C5 |  | Water-Source | WBAHP: Heat Pump Packaged Unit | Heat Pump | 208 | 1 |  |  | No Match | No Match |  |  |  | 18200 | 1825 | 10 | 9 | 22600 | 2000 | 3.3 | 3.2 | Non Federally-Regulated | 05/11/1988 |  | 03/15/1989
Enertech Global, LLC | Enertech | TXT060D |  | Ground-Source | WBAHP: Heat Pump Packaged Unit | Heat Pump | 230 | 1 |  |  | No Match | Single-Speed |  |  |  | 64500 | 3544 | 18.2 | 13.4 | 48600 | 3652 | 3.9 | 3.1 | Non Federally-Regulated | 09/03/2012 |  | 12/12/2012
Waterfurnace International, Inc. | Premier | ATV/ATH040A |  | Ground-Water-Source | WBAHP: Heat Pump Packaged Unit | Heat Pump | 230 | 1 |  |  | No Match | No Match |  |  |  | 41500 | 2882 | 14.4 | 11 | 44000 | 2930 | 4.4 | 3.4 | Non Federally-Regulated | 07/31/1991 |  | 03/31/1998
Waterfurnace International, Inc. | Rybacki - Hart Enterprises | QT049**1 |  | Ground-Source | WBAHP: Heat Pump Packaged Unit | Heat Pump | 230 | 1 |  |  | No Match | Dual-Speed |  |  |  | 43800 | 2687 | 16.3 | 13.4 | 33400 | 2719 | 3.6 | 3.1 | Non Federally-Regulated | 01/24/2011 |  | 04/19/2013
Mammoth | Mammoth | G072VHA |  | Water-Source | WBAHP: Heat Pump Packaged Unit | Heat Pump | 460 | 3 |  |  | No Match | Dual-Speed | 4160 | 900 | 1 | 76700 | 4794 | 16 | 12 | 80500 | 5243 | 4.5 | 4.2 | Federally-Regulated Commercial & Industrial Equipment | 11/30/2011 |  | 12/12/2012
Geoflex Systems, Inc. | Geoflex Systems, Inc. | GF1S-V/H/D/M-024WADBP |  | Water-Source | WBAHP: Heat Pump Packaged Unit | Both Heat Pump and Electric Re | 460 | 3 |  |  | No Match | Single-Speed |  |  |  | 20300 | 1216 | 16.7 | 12 | 24300 | 1295 | 5.5 | 4.2 | Federally-Regulated Commercial & Industrial Equipment | 03/02/2012 |  | 01/09/2014
Carrier Corp. - Syracuse | Carrier | 50YAV/YAH009 |  | Ground-Source | WBAHP: Heat Pump Packaged Unit | Heat Pump | 208 | 1 |  |  | No Match | No Match |  |  |  | 9500 | 778 | 12.2 |  | 7200 | 659 | 3.2 |  | Non Federally-Regulated | 03/31/1998 |  | 05/10/1998
Climate Control / Snyder General | Electro-Hydronics | UC350GK |  | Water-Source | WBAHP: Heat Pump Packaged Unit | Heat Pump | 208 | 3 |  |  | No Match | No Match |  |  |  | 35600 | 3360 | 10.6 | 7.5 | 43000 | 3500 | 3.6 | 2.5 | Non Federally-Regulated | 06/11/1985 |  | 08/29/1986
ClimateMaster Inc. | Trane | WPHB0277 |  | Water-Source | WBAHP: Heat Pump Packaged Unit | Heat Pump | 265 | 1 |  |  | No Match | No Match |  |  |  | 27000 | 2330 | 11.6 | 9 | 29600 | 2280 | 3.8 | 3.2 | Federally-Regulated Commercial & Industrial Equipment | 07/05/1988 |  | 02/22/1990
Trane U.S. Inc. | Trane | GEHA006 |  | Water-Source | WBAHP: Heat Pump Packaged Unit | Heat Pump | 208 | 1 |  |  | No Match | No Match |  |  |  | 6975 | 435 | 16 | 10 | 7956 | 457 | 5.1 |  | Federally-Regulated Commercial & Industrial Equipment | 05/19/2000 |  | 09/25/2002
Enertech Global, LLC | Enertech | GTC048 | ACD060 | Ground-Water-Source | WBAHP-C: Heat Pump Split Syste | Heat Pump | 230 | 1 |  |  | No Match | Single-Speed |  |  |  | 57000 | 2969 | 19.2 | 16.2 | 49700 | 3835 | 3.8 | 3.6 | Non Federally-Regulated | 04/30/2009 |  | 06/15/2009
Addison Products | Comfort-Aire | RUWP-1833 |  | Water-Source | WBAHP: Heat Pump Packaged Unit | Heat Pump | 208 | 3 |  |  | No Match | No Match |  |  |  | 195000 | 22800 | 8.6 |  | 257000 | 22700 | 3.3 | 3.8 | Non Federally-Regulated | 07/31/1991 |  | 03/31/1998
Florida Heat Pump | Florida Heat Pump | EM096-3CS | EM096-3AH/AV | Ground-Water-Source | WBAHP-CB: Heat Pump Split Syst | Heat Pump | 230 | 3 |  |  | No Match | No Match |  |  |  | 95500 | 7234 | 13.2 | 9 | 65500 | 6190 | 3.1 |  | Non Federally-Regulated | 04/10/2000 |  | 07/18/2002
Enertech Global, LLC | Enertech | TRT024A | ACD024 | Ground-Source | WBAHP-CB: Heat Pump Split Syst | Heat Pump | 208 | 1 |  |  | No Match | Single-Speed |  |  |  | 24700 | 1506 | 16.4 | 13.4 | 17600 | 1474 | 3.5 | 3.1 | Non Federally-Regulated | 12/12/2012 |  | 04/29/2015
Waterfurnace International, Inc. | Waterfurnace International, Inc. | SXH019*1 |  | Ground-Water-Source | WBAHP: Heat Pump Packaged Unit | Heat Pump | 230 | 1 |  |  | No Match | No Match |  |  |  | 19200 | 1371 | 14 | 9 | 15100 | 1301 | 3.4 |  | Non Federally-Regulated | 10/06/1999 |  | 05/19/2000
ClimateMaster Inc. | Climate Master Series | HS/VS030F |  | Water-Source | WBAHP: Heat Pump Packaged Unit | Heat Pump | 460 | 3 |  |  | No Match | No Match |  |  |  | 28900 | 2312 | 12.5 | 10 | 37000 | 2409 | 4.5 |  | Federally-Regulated Commercial & Industrial Equipment | 11/14/2000 |  | 01/18/2001
Hydro Delta Corp. | Hydro Delta Corp. | 03-042-WTAR-MT(P) |  | Ground-Water-Source | WBAHP: Heat Pump Packaged Unit | Heat Pump | 208 | 1 |  |  | No Match | No Match |  |  |  | 22500 | 1086 | 20.7 | 9 | 18000 | 1318 | 4 |  | Non Federally-Regulated | 11/17/1999 |  | 04/10/2000
Command-Aire | Command-Aire | SWPHXR097E |  | Water-Source | WBAHP: Heat Pump Packaged Unit | Heat Pump | 265 | 1 |  |  | No Match | No Match |  |  |  | 9000 | 860 | 10.5 | 9 | 12000 | 880 | 4 | 3.2 | Non Federally-Regulated | 05/11/1988 |  | 03/15/1989
California Heat Pump | California Heat Pump | CHP-19C*-12-** |  | Water-Source | WBAHP: Heat Pump Packaged Unit | Heat Pump | 208 | 1 |  |  | No Match | No Match |  |  |  | 18500 | 2100 | 8.8 | 7.5 | 21900 | 2225 | 2.9 | 2.5 | Non Federally-Regulated | 09/08/1982 |  | 06/11/1985
Singer | Electro-Hydronics | WE90B3 |  | Water-Source | WBAHP: Heat Pump Packaged Unit | Heat Pump | 230 | 1 |  |  | No Match | No Match |  |  |  | 9600 | 1200 | 8 | 7.5 | 13000 | 1325 | 2.9 | 2.5 | Non Federally-Regulated | 01/05/1982 |  | 09/08/1982
Trane U.S. Inc. | Trane | GSUF0481B |  | Water-Source | WBAHP-CB: Heat Pump Split Syst | Heat Pump | 208 | 1 |  |  | No Match | No Match |  |  |  | 51000 | 3207 | 15.9 | 9 | 54000 | 3858 | 4.1 | 3.5 | Non Federally-Regulated | 10/05/1999 |  | 04/12/2000
Florida Heat Pump | Florida Heat Pump | GT062-5CS | GT062-5AV/AH | Ground-Water-Source | WBAHP-CB: Heat Pump Split Syst | Heat Pump | 575 | 3 |  |  | No Match | No Match |  |  |  | 59000 | 4538 | 13 | 9 | 49000 | 4785 | 3 |  | Non Federally-Regulated | 10/06/1999 |  | 04/10/2000
Florida Heat Pump | Florida Heat Pump | EM120-5HZ/VT |  | Water-Source | WBAHP-CB: Heat Pump Split Syst | Heat Pump | 575 | 3 |  |  | No Match | No Match |  |  |  | 132000 | 9850 | 13.4 | 9 | 145000 | 10893 | 3.9 | 3.5 | Non Federally-Regulated | 07/22/2002 |  | 03/12/2009
ClimateMaster Inc. | Climate Master Series | VT 048 |  | Ground-Water-Source | WBAHP: Heat Pump Packaged Unit | Heat Pump | 230 | 1 |  |  | No Match | No Match |  |  |  | 46300 | 2789 | 16.6 | 9 | 33200 | 2629 | 3.7 |  | Non Federally-Regulated | 12/14/1998 |  | 04/10/2000
Command-Aire | Command-Aire | SWPH-611 |  | Water-Source | WBAHP: Heat Pump Packaged Unit | Heat Pump | 208 | 1 |  |  | No Match | No Match |  |  |  | 62000 | 6500 | 9.5 | 7.5 | 78000 | 6600 | 3.5 | 2.5 | Non Federally-Regulated | 01/05/1982 |  | 01/23/1988
ClimateMaster Inc. | Climate Master Series | 803-030-G******** |  | Water-Source | WBAHP: Heat Pump Packaged Unit | Heat Pump | 208 | 1 |  |  | No Match | No Match |  |  |  | 30000 | 2900 | 10.3 | 9 | 40500 | 3200 | 3.7 | 3.2 | Non Federally-Regulated | 02/22/1990 |  | 07/31/1991
Heat Controller | Heat Controller | DWPG054-1B-XL* |  | Water-Source | WBAHP-CB: Heat Pump Split Syst | Heat Pump | 208 | 1 |  |  | No Match | No Match |  |  |  | 55000 | 4166 | 13.2 | 9 | 61500 | 4506 | 4 | 3.5 | Non Federally-Regulated | 12/14/1998 |  | 04/12/2000
ClimateMaster Inc. | Climate Master Series | HS/HL/VS/VL048H |  | Water-Source | WBAHP: Heat Pump Packaged Unit | Heat Pump | 208 | 3 |  |  | No Match | No Match |  |  |  | 47500 | 4318 | 11 | 10 | 57000 | 4394 | 3.8 |  | Federally-Regulated Commercial & Industrial Equipment | 04/12/2000 |  | 11/14/2000
McQuay International | McQuay | CCH/CCW/HWH/HWW024C-N |  | Water-Source | WBAHP: Heat Pump Packaged Unit | Heat Pump | 265 | 1 |  |  | No Match | No Match |  |  |  | 25000 | 2066 | 12.1 | 10 | 30000 | 2313 | 3.8 |  | Federally-Regulated Commercial & Industrial Equipment | 12/14/1998 |  | 11/17/1999
Florida Heat Pump | Energy Miser | HEH42-4 |  | Water-Source | WBAHP: Heat Pump Packaged Unit | Heat Pump | 460 | 3 |  |  | No Match | No Match |  |  |  | 42000 | 3620 | 11.6 | 9.3 | 53500 | 3825 | 4.1 | 3.8 | Non Federally-Regulated | 07/31/1991 |  | 03/31/1998
Florida Heat Pump | Florida Heat Pump | GO048-1CF/HZ/VT(P) |  | Ground-Water-Source | WBAHP: Heat Pump Packaged Unit | Heat Pump | 230 | 1 |  |  | No Match | No Match |  |  |  | 25800 | 1162 | 22.2 | 9 | 17000 | 1245 | 4 |  | Non Federally-Regulated | 05/29/2001 |  | 07/18/2002
Trane U.S. Inc. | Trane | GSSD030 | TWE031E | Ground-Water-Source | WBAHP-CB: Heat Pump Split Syst | Heat Pump | 208 | 1 |  |  | No Match | No Match |  |  |  | 29200 | 1871 | 15.6 | 9 | 22600 | 2207 | 3 |  | Non Federally-Regulated | 04/10/2000 |  | 07/18/2002
Waterfurnace International, Inc. | Geotility Geothermal Installations | ZS030**3*4 |  | Ground-Water-Source | WBAHP: Heat Pump Packaged Unit | Heat Pump | 208 | 3 |  |  | No Match | Single-Speed |  |  |  | 32900 | 1377 | 23.9 | 16.2 | 28300 | 1885 | 4.4 | 3.6 | Non Federally-Regulated | 06/14/2011 |  | 04/19/2013
American Air Filter | Enercon | BCW15 |  | Water-Source | WBAHP: Heat Pump Packaged Unit | Heat Pump | 208 | 1 |  |  | No Match | No Match |  |  |  | 14600 | 1450 | 10.1 | 7.5 | 17600 | 1500 | 3.4 | 2.5 | Non Federally-Regulated | 01/05/1982 |  | 05/16/1984
Command-Aire | Command-Aire | SHWP-844 |  | Water-Source | WBAHP: Heat Pump Packaged Unit | Heat Pump | 460 | 3 |  |  | No Match | No Match |  |  |  | 88700 | 9200 | 9.6 | 9.2 | 128000 | 10300 | 3.6 |  | Non Federally-Regulated | 05/11/1988 |  | 03/15/1989
Waterfurnace International, Inc. | Waterfurnace International, Inc. | ATH016C1 |  | Water-Source | WBAHP-CB: Heat Pump Split Syst | Heat Pump | 230 | 1 |  |  | No Match | No Match |  |  |  | 17300 | 1123 | 15.4 | 9 | 17700 | 1152 | 4.5 | 3.5 | Non Federally-Regulated | 02/02/1998 |  | 10/02/1998
Singer | Electro-Hydronics | WM120C5 |  | Water-Source | WBAHP: Heat Pump Packaged Unit | Heat Pump | 208 | 1 |  |  | No Match | No Match |  |  |  | 11500 | 1200 | 9.6 | 7.5 | 14000 | 1300 | 3.3 | 2.5 | Non Federally-Regulated | 09/08/1982 |  | 05/16/1984
Florida Heat Pump | Florida Heat Pump | EP018-1HZ/VT |  | Ground-Source | WBAHP: Heat Pump Packaged Unit | Heat Pump | 208 | 1 |  |  | No Match | Single-Speed |  |  |  | 20500 | 1079 | 19 | 13.4 | 14800 | 1141 | 3.8 | 3.1 | Non Federally-Regulated | 01/24/2011 |  | 06/14/2011
Enertech Global, LLC | Enertech | H036C | MPD036 | Ground-Source | WBAHP-CB: Heat Pump Split Syst | Heat Pump | 208 | 1 |  |  | No Match | Single-Speed |  |  |  | 37600 | 2199 | 17.1 | 13.4 | 30000 | 2588 | 3.4 | 3.1 | Non Federally-Regulated | 07/16/2009 |  | 03/02/2012
Waterfurnace International, Inc. | Waterfurnace International, Inc. | ATV028C1 |  | Ground-Source | WBAHP: Heat Pump Packaged Unit | Heat Pump | 208 | 1 |  |  | No Match | No Match |  |  |  | 28200 | 1762 | 16 |  | 20400 | 1660 | 3.6 |  | Non Federally-Regulated | 03/31/1998 |  | 05/10/1998
Carrier Corp. | Carrier | 50QEH0303 |  | Water-Source | WBAHP: Heat Pump Packaged Unit | Heat Pump | 230 | 1 |  |  | No Match | No Match |  |  |  | 30400 | 2521 | 12.1 | 9 | 39000 | 2858 | 4 | 3.2 | Non Federally-Regulated | 02/22/1990 |  | 07/31/1991
Singer | Electro-Hydronics | VF190A3 |  | Water-Source | WBAHP: Heat Pump Packaged Unit | Heat Pump | 230 | 1 |  |  | No Match | No Match |  |  |  | 17500 | 2250 | 7.8 | 7.5 | 21000 | 2350 | 2.6 | 2.5 | Non Federally-Regulated | 01/05/1982 |  | 09/08/1982
Mammoth | Hydrobank II | A013VHJ |  | Water-Source | WBAHP: Heat Pump Packaged Unit | Heat Pump | 115 | 1 |  |  | No Match | No Match |  |  |  | 12500 | 1190 | 10.5 | 10 | 16000 | 1202 | 3.9 |  | Federally-Regulated Commercial & Industrial Equipment | 01/18/2001 |  | 03/12/2009
Waterfurnace International, Inc. | Waterfurnace International, Inc. | SXH120A3 |  | Water-Source | WBAHP: Heat Pump Packaged Unit | Heat Pump | 208 | 3 |  |  | No Match | No Match |  |  |  | 118500 | 9634 | 12.3 | 10.5 | 160000 | 10905 | 4.3 | 3.8 | Federally-Regulated Commercial & Industrial Equipment | 03/31/1998 |  | 05/10/1998
Waterfurnace International, Inc. | Waterfurnace International, Inc. | NTV024A1 |  | Ground-Source | WBAHP: Heat Pump Packaged Unit | Heat Pump | 230 | 1 |  |  | No Match | No Match |  |  |  | 22600 | 1527 | 14.8 |  | 26000 | 2721 | 2.8 |  | Non Federally-Regulated | 03/31/1998 |  | 05/10/1998
Addison Products | Addison Products | HGY018-1A |  | Ground-Water-Source | WBAHP: Heat Pump Packaged Unit | Heat Pump | 208 | 1 |  |  | No Match | No Match |  |  |  | 18200 | 1358 | 13.4 | 9 | 14100 | 1291 | 3.2 |  | Non Federally-Regulated | 07/22/2002 |  | 03/12/2009
Waterfurnace International, Inc. | Waterfurnace International, Inc. | P057**3(P) |  | Ground-Water-Source | WBAHP: Heat Pump Packaged Unit | Heat Pump | 230 | 3 |  |  | No Match | No Match |  |  |  | 34000 | 1808 | 18.8 | 9 | 26000 | 2116 | 3.6 |  | Non Federally-Regulated | 05/19/2000 |  | 07/18/2002
Addison Products | Addison Products | HPY036-1A |  | Water-Source | WBAHP-CB: Heat Pump Split Syst | Heat Pump | 208 | 1 |  |  | No Match | No Match |  |  |  | 39400 | 2755 | 14.3 | 9 | 42700 | 3381 | 3.7 | 3.5 | Non Federally-Regulated | 07/22/2002 |  | 03/12/2009
Enertech Global, LLC | Enertech | H048C | ACD048 | Ground-Source | WBAHP-C: Heat Pump Split Syste | Heat Pump | 208 | 1 |  |  | No Match | Single-Speed |  |  |  | 53200 | 3148 | 16.9 | 13.4 | 42200 | 3750 | 3.3 | 3.1 | Non Federally-Regulated | 06/15/2009 |  | 03/02/2012
Waterfurnace International, Inc. | Trane Unitary Products Group | T1GX036***1**0 |  | Water-Source | WBAHP: Heat Pump Packaged Unit | Heat Pump | 230 | 1 |  |  | No Match | Single-Speed |  |  |  | 34100 | 1938 | 17.6 | 12 | 37900 | 1985 | 5.6 | 4.2 | Federally-Regulated Commercial & Industrial Equipment | 08/23/2011 |  | 10/24/2014
Addison Products | Addison Products | HGY007-8A |  | Ground-Water-Source | WBAHP: Heat Pump Packaged Unit | Heat Pump | 265 | 1 |  |  | No Match | No Match |  |  |  | 8900 | 613 | 14.5 | 9 | 6700 | 594 | 3.3 |  | Non Federally-Regulated | 07/16/2001 |  | 07/18/2002
The Whalen Company | Whalen | VI-A-401-1 |  | Water-Source | WBAHP-O: Heat Pump Packaged Un | Heat Pump | 208 | 1 |  |  | No Match | No Match |  |  |  | 12300 | 1108 | 11.1 | 10 | 16000 | 1233 | 3.8 |  | Federally-Regulated Commercial & Industrial Equipment | 02/02/1998 |  | 03/31/1998
ClimateMaster Inc. | Carrier | 50HQA/HQD/VQA/VQD012 |  | Water-Source | WBAHP: Heat Pump Packaged Unit | Heat Pump | 230 | 1 |  |  | No Match | No Match |  |  |  | 12200 | 1089 | 11.2 | 10 | 16200 | 1186 | 4 |  | Federally-Regulated Commercial & Industrial Equipment | 10/05/1999 |  | 04/12/2000
Enertech Global, LLC | Enertech | TCT060D2 |  | Ground-Water-Source | WBAHP: Heat Pump Packaged Unit | Heat Pump | 208 | 3 |  |  | No Match | Single-Speed | 2388 | 644 | 1 | 68200 | 3031 | 22.5 | 16.2 | 59900 | 3816 | 4.6 | 3.6 | Non Federally-Regulated | 09/03/2012 |  | 12/12/2012
Waterfurnace International, Inc. | Extended Range | WXS019A*1 | RCS-019A | Ground-Water-Source | WBAHP-C: Heat Pump Split Syste | Heat Pump | 230 | 1 |  |  | No Match | No Match |  |  |  | 19300 | 1787 | 10.8 |  | 23000 | 2042 | 3.3 |  | Non Federally-Regulated | 03/15/1989 |  | 07/31/1991
Snyder General Corp. | McQuay | LHP12AK |  | Water-Source | WBAHP: Heat Pump Packaged Unit | Heat Pump | 208 | 3 |  |  | No Match | No Match |  |  |  | 128000 | 11000 | 11.6 | 9.2 | 142000 | 11200 | 3.7 | 2.5 | Non Federally-Regulated | 02/22/1990 |  | 07/31/1991
Florida Heat Pump | Florida Heat Pump | EM072-3HZ/VT |  | Water-Source | WBAHP: Heat Pump Packaged Unit | Heat Pump | 208 | 3 |  |  | No Match | No Match |  |  |  | 71000 | 5107 | 13.9 | 9 | 76000 | 4840 | 4.6 | 3.8 | Federally-Regulated Commercial & Industrial Equipment | 04/12/2000 |  | 02/17/2011
Florida Heat Pump | Energy Miser | HLTH40-3 |  | Water-Source | WBAH-O: Heating Only Packaged | Heat Pump | 208 | 3 |  |  | No Match | No Match |  |  |  | 0 | 0 | 0 | 9 | 49000 | 4100 | 3.5 |  | Non Federally-Regulated | 03/07/1989 |  | 07/28/1992
McQuay / Snyder General | Electro-Hydronics | LM120E5 |  | Water-Source | WBAHP: Heat Pump Packaged Unit | Heat Pump | 208 | 1 |  |  | No Match | No Match |  |  |  | 11500 | 927 | 12.4 | 9 | 12800 | 1103 | 3.4 | 3.2 | Non Federally-Regulated | 05/11/1988 |  | 03/15/1989
Waterfurnace International, Inc. | Waterfurnace International, Inc. | NSV/NSH030F1*0 |  | Ground-Water-Source | WBAHP: Heat Pump Packaged Unit | Heat Pump | 208 | 1 |  |  | No Match | Single-Speed |  |  |  | 30800 | 1137 | 27.1 | 16.2 | 24400 | 1521 | 4.7 | 3.6 | Non Federally-Regulated | 05/02/2012 |  | 04/19/2013
Waterfurnace International, Inc. | Waterfurnace International, Inc. | SXH024C0 |  | Ground-Source | WBAHP: Heat Pump Packaged Unit | Heat Pump | 208 | 1 |  |  | No Match | No Match |  |  |  | 27000 | 1741 | 15.5 |  | 18000 | 1551 | 3.4 |  | Non Federally-Regulated | 03/31/1998 |  | 05/10/1998
Waterfurnace International, Inc. | Waterfurnace International, Inc. | SXV080A4 |  | Water-Source | WBAHP: Heat Pump Packaged Unit | Heat Pump | 460 | 3 |  |  | No Match | No Match |  |  |  | 84000 | 5600 | 15 | 9 | 99000 | 5803 | 5 | 3.8 | Federally-Regulated Commercial & Industrial Equipment | 12/14/1998 |  | 10/05/1999
McQuay International | McQuay | CCW060E-G |  | Water-Source | WBAHP: Heat Pump Packaged Unit | Heat Pump | 208 | 1 |  |  | No Match | No Match |  |  |  | 55000 | 4365 | 12.6 | 10 | 67000 | 4675 | 4.2 |  | Federally-Regulated Commercial & Industrial Equipment | 02/02/1998 |  | 03/31/1998
Waterfurnace International, Inc. | Waterfurnace International, Inc. | ATH019D1 |  | Ground-Water-Source | WBAHP: Heat Pump Packaged Unit | Heat Pump | 230 | 1 |  |  | No Match | No Match |  |  |  | 19400 | 1168 | 16.6 | 9 | 13700 | 1115 | 3.6 |  | Non Federally-Regulated | 12/14/1998 |  | 10/06/1999
Florida Heat Pump | Geomaster, LLC | AU035-1CF/HZ/VT |  | Ground-Water-Source | WBAHP: Heat Pump Packaged Unit | Heat Pump | 208 | 1 |  |  | No Match | Single-Speed |  |  |  | 42000 | 1944 | 21.6 | 16.2 | 36000 | 1944 | 4.2 | 3.6 | Non Federally-Regulated | 04/30/2009 |  | 12/12/2012
Friedrich Climate Master | Climate Master Series | 814-031-G******** |  | Water-Source | WBAHP: Heat Pump Packaged Unit | Heat Pump | 230 | 1 |  |  | No Match | No Match |  |  |  | 31000 | 2897 | 10.7 | 7.5 | 39500 | 3046 | 3.8 | 2.5 | Non Federally-Regulated | 08/29/1986 |  | 05/11/1988
Waterfurnace International, Inc. | Waterfurnace International, Inc. | ATH016C0 |  | Ground-Water-Source | WBAHP: Heat Pump Packaged Unit | Heat Pump | 208 | 1 |  |  | No Match | No Match |  |  |  | 17100 | 1082 | 15.8 | 9 | 11800 | 987 | 3.5 |  | Non Federally-Regulated | 05/10/1998 |  | 10/02/1998
Waterfurnace International, Inc. | Waterfurnace International, Inc. | SXV013C1 |  | Ground-Water-Source | WBAHP: Heat Pump Packaged Unit | Heat Pump | 208 | 1 |  |  | No Match | No Match |  |  |  | 13500 | 906 | 14.9 | 11 | 14100 | 961 | 4.3 | 3.5 | Non Federally-Regulated | 03/31/1998 |  | 05/10/1998
Waterfurnace International, Inc. | Geotility Geothermal Installations | ZS048**0*0 |  | Ground-Source | WBAHP: Heat Pump Packaged Unit | Heat Pump | 208 | 1 |  |  | No Match | Single-Speed |  |  |  | 49500 | 2946 | 16.8 | 13.4 | 36900 | 3277 | 3.3 | 3.1 | Non Federally-Regulated | 01/24/2011 |  | 04/19/2013
Enertech Global, LLC | Enertech | GHT036A |  | Ground-Source | WBAHP: Heat Pump Packaged Unit | Heat Pump | 230 | 1 |  |  | No Match | Single-Speed |  |  |  | 33400 | 2242 | 14.9 | 13.4 | 28500 | 2457 | 3.4 | 3.1 | Non Federally-Regulated | 12/12/2012 |  | 05/11/2015
Snyder General Corp. | McQuay | CCH009A*G |  | Water-Source | WBAHP: Heat Pump Packaged Unit | Heat Pump | 208 | 1 |  |  | No Match | No Match |  |  |  | 8800 | 802 | 11 | 9 | 11200 | 850 | 3.9 | 3.2 | Non Federally-Regulated | 02/22/1990 |  | 07/31/1991
Addison Products | Addison Products | HPY042-4A |  | Water-Source | WBAHP-CB: Heat Pump Split Syst | Heat Pump | 460 | 3 |  |  | No Match | No Match |  |  |  | 48700 | 4058 | 12 | 9 | 52300 | 4378 | 3.5 | 3.5 | Non Federally-Regulated | 07/22/2002 |  | 03/12/2009
Waterfurnace International, Inc. | Waterfurnace International, Inc. | NSZ030A1 | NRAC026* | Water-Source | WBAHP-CB: Heat Pump Split Syst | Heat Pump | 230 | 1 |  |  | No Match | Single-Speed |  |  |  | 25800 | 1491 | 17.3 | 12 | 32000 | 1706 | 5.5 | 4.2 | Federally-Regulated Commercial & Industrial Equipment | 04/30/2009 |  | 10/24/2014
Florida Heat Pump | Florida Heat Pump | GT042-4CS | GT042-4AH/AV | Ground-Water-Source | WBAHP-CB: Heat Pump Split Syst | Heat Pump | 460 | 3 |  |  | No Match | No Match |  |  |  | 41500 | 3143 | 13.2 | 9 | 30600 | 2801 | 3.2 |  | Non Federally-Regulated | 04/10/2000 |  | 05/29/2001
Econar | Econar | GH361 |  | Ground-Source | WBAHP: Heat Pump Packaged Unit | Heat Pump | 208 | 1 |  |  | No Match | No Match |  |  |  | 35200 | 2550 | 13.8 |  | 32000 | 2930 | 3.2 |  | Non Federally-Regulated | 03/31/1998 |  | 05/10/1998
Addison Products | Addison Products | VWPG024-1B-XL* |  | Ground-Water-Source | WBAHP: Heat Pump Packaged Unit | Heat Pump | 208 | 1 |  |  | No Match | No Match |  |  |  | 22000 | 7096 | 3.1 | 9 | 16000 | 1512 | 3.1 |  | Non Federally-Regulated | 05/15/1998 |  | 07/29/1998
Friedrich Climate Master | Climate Master Series | 803-009-E******** |  | Water-Source | WBAHP: Heat Pump Packaged Unit | Heat Pump | 265 | 1 |  |  | No Match | No Match |  |  |  | 9100 | 825 | 11 | 7.5 | 10800 | 850 | 3.7 | 2.5 | Non Federally-Regulated | 08/29/1986 |  | 05/11/1988
Command-Aire | Command-Aire | SWPHXR613E |  | Water-Source | WBAHP: Heat Pump Packaged Unit | Heat Pump | 208 | 3 |  |  | No Match | No Match |  |  |  | 62000 | 5640 | 11 | 9 | 74000 | 5290 | 4.1 | 3.2 | Non Federally-Regulated | 05/11/1988 |  | 03/15/1989
McQuay / Snyder General | Electro-Hydronics | LM150B5 |  | Water-Source | WBAHP: Heat Pump Packaged Unit | Heat Pump | 208 | 1 |  |  | No Match | No Match |  |  |  | 14700 | 1875 | 7.8 | 9 | 19000 | 1900 | 2.9 | 3.2 | Non Federally-Regulated | 05/11/1988 |  | 03/15/1989
Snyder General Corp. | McQuay | FCV019A*N |  | Water-Source | WBAHP: Heat Pump Packaged Unit | Heat Pump | 265 | 1 |  |  | No Match | No Match |  |  |  | 19400 | 1687 | 11.5 | 9 | 23300 | 1707 | 4 | 3.2 | Non Federally-Regulated | 02/22/1990 |  | 07/31/1991
Waterfurnace International, Inc. | Waterfurnace International, Inc. | CXC007*0 |  | Water-Source | WBAHP-O: Heat Pump Packaged Un | Heat Pump | 230 | 1 |  |  | No Match | No Match |  |  |  | 7100 | 507 | 14 | 10 | 9300 | 579 | 4.7 |  | Federally-Regulated Commercial & Industrial Equipment | 10/05/1999 |  | 04/12/2000
Mammoth | Mammoth | G034VHC |  | Water-Source | WBAHP: Heat Pump Packaged Unit | Heat Pump | 460 | 3 |  |  | No Match | No Match |  |  |  | 31200 | 2920 | 10.7 | 7.5 | 38000 | 3270 | 3.4 | 2.5 | Non Federally-Regulated | 06/11/1985 |  | 05/11/1988
Waterfurnace International, Inc. | WFI Industries, Ltd. | VLV/VXV024*0 |  | Water-Source | WBAHP: Heat Pump Packaged Unit | Heat Pump | 230 | 1 |  |  | No Match | No Match |  |  |  | 23800 | 1676 | 14.2 | 10 | 28200 | 1757 | 4.7 |  | Federally-Regulated Commercial & Industrial Equipment | 06/20/2003 |  | 02/17/2011
ClimateMaster Inc. | Climate Master Series | GRV/GRH030AH |  | Water-Source | WBAHP-CB: Heat Pump Split Syst | Heat Pump | 230 | 3 |  |  | No Match | No Match |  |  |  | 29700 | 1903 | 15.6 | 9 | 35100 | 2391 | 4.3 | 3.5 | Non Federally-Regulated | 04/12/2000 |  | 07/18/2002
ClimateMaster Inc. | Trane | WPHA26XF* |  | Water-Source | WBAHP: Heat Pump Packaged Unit | Heat Pump | 230 | 3 |  |  | No Match | No Match |  |  |  | 26000 | 2453 | 10.6 | 9 | 31600 | 2503 | 3.7 | 3.2 | Non Federally-Regulated | 05/11/1988 |  | 03/15/1989
Thermal Energy Systems | Thermaflo II | 36***2**** |  | Water-Source | WBAHP: Heat Pump Packaged Unit | Heat Pump | 208 | 3 |  |  | No Match | No Match |  |  |  | 36500 | 3100 | 11.8 | 9 | 43800 | 3425 | 3.7 | 3.2 | Federally-Regulated Commercial & Industrial Equipment | 01/23/1988 |  | 02/22/1990
Addison Products | Addison Products | HGY060-1A |  | Water-Source | WBAHP-CB: Heat Pump Split Syst | Heat Pump | 230 | 1 |  |  | No Match | No Match |  |  |  | 68000 | 5354 | 12.7 | 9 | 77200 | 6113 | 3.7 | 3.5 | Non Federally-Regulated | 11/14/2000 |  | 07/18/2002
Waterfurnace International, Inc. | WFI Industries, Ltd. | VLV009*0 |  | Water-Source | WBAHP: Heat Pump Packaged Unit | Heat Pump | 230 | 1 |  |  | No Match | No Match |  |  |  | 9000 | 703 | 12.8 | 10 | 12000 | 817 | 4.3 |  | Federally-Regulated Commercial & Industrial Equipment | 06/20/2003 |  | 02/17/2011
Friedrich Air Conditioning Co. | Climate Master Series | 804-060-H******** |  | Water-Source | WBAHP: Heat Pump Packaged Unit | Heat Pump | 208 | 3 |  |  | No Match | No Match |  |  |  | 62000 | 6100 | 10.2 | 7.5 | 68000 | 5600 | 3.6 | 2.5 | Non Federally-Regulated | 08/30/1983 |  | 08/29/1986
Waterfurnace International, Inc. | Geosmart Energy, Inc. | YS036**1*4 |  | Water-Source | WBAHP: Heat Pump Packaged Unit | Heat Pump | 230 | 1 |  |  | No Match | Single-Speed |  |  |  | 33300 | 2220 | 15 | 12 | 40600 | 2479 | 4.8 | 4.2 | Federally-Regulated Commercial & Industrial Equipment | 01/09/2014 |  | 05/01/2015
Waterfurnace International, Inc. | Waterfurnace International, Inc. | SXH068*0 |  | Water-Source | WBAHP: Heat Pump Packaged Unit | Heat Pump | 208 | 1 |  |  | No Match | No Match |  |  |  | 65000 | 5200 | 12.5 | 9 | 84000 | 5469 | 4.5 | 3.8 | Federally-Regulated Commercial & Industrial Equipment | 10/05/1999 |  | 05/19/2000
Florida Heat Pump | Florida Heat Pump | EM096-3VT |  | Water-Source | WBAHP: Heat Pump Packaged Unit | Heat Pump | 230 | 3 |  |  | No Match | No Match |  |  |  | 96000 | 7111 | 13.5 | 10.5 | 109000 | 6796 | 4.7 | 3.8 | Federally-Regulated Commercial & Industrial Equipment | 03/31/1998 |  | 05/10/1998
ClimateMaster Inc. | Climate Master Series | PDW 42 | AH16-U23R42W | Ground-Water-Source | WBAHP-CB: Heat Pump Split Syst | Heat Pump | 230 | 1 |  |  | No Match | No Match |  |  |  | 43000 | 2866 | 15 | 9 | 33000 | 2844 | 3.4 |  | Non Federally-Regulated | 01/30/1998 |  | 10/02/1998
Waterfurnace International, Inc. | Waterfurnace International, Inc. | ATH016C0 |  | Ground-Water-Source | WBAHP: Heat Pump Packaged Unit | Heat Pump | 230 | 1 |  |  | No Match | No Match |  |  |  | 17300 | 1123 | 15.4 | 11 | 17700 | 1152 | 4.5 | 3.5 | Non Federally-Regulated | 03/31/1998 |  | 05/10/1998
Mammoth | Hydrobank II | D013CHE |  | Water-Source | WBAHP-O: Heat Pump Packaged Un | Heat Pump | 230 | 1 |  |  | No Match | No Match |  |  |  | 12600 | 1024 | 12.3 | 10 | 15200 | 1113 | 4 |  | Federally-Regulated Commercial & Industrial Equipment | 02/02/1998 |  | 03/31/1998
Waterfurnace International, Inc. | Waterfurnace International, Inc. | SXV095A3 |  | Water-Source | WBAHP: Heat Pump Packaged Unit | Heat Pump | 208 | 3 |  |  | No Match | No Match |  |  |  | 95000 | 6934 | 13.7 | 9 | 115000 | 7838 | 4.3 | 3.8 | Federally-Regulated Commercial & Industrial Equipment | 12/14/1998 |  | 10/05/1999
Florida Heat Pump | Florida Heat Pump | EM036-2HZ |  | Water-Source | WBAHP: Heat Pump Packaged Unit | Heat Pump | 265 | 1 |  |  | No Match | No Match |  |  |  | 35000 | 2500 | 14 | 10 | 42000 | 2735 | 4.5 |  | Federally-Regulated Commercial & Industrial Equipment | 12/14/1998 |  | 10/05/1999
McQuay International | McQuay | CCW042E-T |  | Water-Source | WBAHP: Heat Pump Packaged Unit | Heat Pump | 460 | 3 |  |  | No Match | No Match |  |  |  | 39000 | 3000 | 13 | 10 | 47000 | 2930 | 4.7 |  | Federally-Regulated Commercial & Industrial Equipment | 02/02/1998 |  | 03/31/1998
Waterfurnace International, Inc. | Waterfurnace International, Inc. | E030**1 |  | Ground-Water-Source | WBAHP: Heat Pump Packaged Unit | Heat Pump | 208 | 1 |  |  | No Match | No Match |  |  |  | 29800 | 1806 | 16.5 | 9 | 20800 | 1846 | 3.3 |  | Non Federally-Regulated | 06/20/2003 |  | 03/12/2009
Waterfurnace International, Inc. | Waterfurnace International, Inc. | NTV024A1 |  | Ground-Water-Source | WBAHP: Heat Pump Packaged Unit | Heat Pump | 208 | 1 |  |  | No Match | No Match |  |  |  | 22600 | 1527 | 14.8 | 9 | 26000 | 2721 | 2.8 |  | Non Federally-Regulated | 01/30/1998 |  | 10/02/1998
Carrier Corp. | Carrier | 50QXH0483 |  | Water-Source | WBAHP: Heat Pump Packaged Unit | Heat Pump | 208 | 1 |  |  | No Match | No Match |  |  |  | 47000 | 4273 | 11 | 9 | 59000 | 4550 | 3.8 | 3.2 | Non Federally-Regulated | 03/15/1989 |  | 09/25/1989
Enertech Global, LLC | Enertech | TCT036C2 |  | Ground-Water-Source | WBAHP: Heat Pump Packaged Unit | Heat Pump | 208 | 3 |  |  | No Match | Single-Speed |  |  |  | 41000 | 1723 | 23.8 | 16.2 | 35700 | 2052 | 5.1 | 3.6 | Non Federally-Regulated | 12/12/2012 |  | 04/21/2014
Waterfurnace International, Inc. | Geotility Geothermal Installations | YS048**1*0 |  | Water-Source | WBAHP: Heat Pump Packaged Unit | Heat Pump | 208 | 1 |  |  | No Match | Single-Speed |  |  |  | 47700 | 3245 | 14.7 | 12 | 56000 | 3730 | 4.4 | 4.2 | Federally-Regulated Commercial & Industrial Equipment | 01/24/2011 |  | 04/19/2013
McQuay / Snyder General | Electro-Hydronics | UW260G5 |  | Water-Source | WBAHP: Heat Pump Packaged Unit | Heat Pump | 208 | 1 |  |  | No Match | No Match |  |  |  | 26000 | 2450 | 10.6 | 7.5 | 31600 | 2500 | 3.7 | 2.5 | Non Federally-Regulated | 08/29/1986 |  | 05/11/1988
ClimateMaster Inc. | Carrier Corp. | 50YFV/H036*2 |  | Ground-Water-Source | WBAHP: Heat Pump Packaged Unit | Heat Pump | 230 | 1 |  |  | No Match | Single-Speed |  |  |  | 38000 | 1719 | 22.1 | 16.2 | 34900 | 2435 | 4.2 | 3.6 | Non Federally-Regulated | 01/09/2014 |  | 04/22/2015
Waterfurnace International, Inc. | Waterfurnace International, Inc. | SXV019*1 |  | Water-Source | WBAHP: Heat Pump Packaged Unit | Heat Pump | 230 | 1 |  |  | No Match | No Match |  |  |  | 18600 | 1338 | 13.9 | 10 | 24200 | 1447 | 4.9 |  | Federally-Regulated Commercial & Industrial Equipment | 10/05/1999 |  | 05/19/2000
ClimateMaster Inc. | Climate Master Series | VT 060(P) |  | Ground-Water-Source | WBAHP: Heat Pump Packaged Unit | Heat Pump | 230 | 1 |  |  | No Match | No Match |  |  |  | 29500 | 1867 | 15.8 | 9 | 22900 | 1813 | 3.7 |  | Non Federally-Regulated | 12/14/1998 |  | 04/10/2000
Addison Products | Heat Controller | WRH064-1JC | HRH064-1J/1JB | Water-Source | WBAHP-C: Heat Pump Split Syste | Heat Pump | 208 | 1 |  |  | No Match | No Match |  |  |  | 58000 | 4715 | 12.3 | 10 | 76000 | 5859 | 3.8 |  | Federally-Regulated Commercial & Industrial Equipment | 10/05/1999 |  | 04/12/2000
Waterfurnace International, Inc. | Geotility Geothermal Installations | ZS042**5*0 |  | Water-Source | WBAHP: Heat Pump Packaged Unit | Heat Pump | 575 | 3 |  |  | No Match | Single-Speed |  |  |  | 40800 | 2814 | 14.5 | 12 | 45400 | 2957 | 4.5 | 4.2 | Federally-Regulated Commercial & Industrial Equipment | 01/24/2011 |  | 04/19/2013
Addison Products | Addison Products | HWPG060-1B** |  | Ground-Water-Source | WBAHP: Heat Pump Packaged Unit | Heat Pump | 208 | 1 |  |  | No Match | No Match |  |  |  | 58000 | 4393 | 13.2 | 9 | 44000 | 4298 | 3 |  | Non Federally-Regulated | 12/14/1998 |  | 04/10/2000
Command-Aire | Command-Aire | SPVE0351 |  | Water-Source | WBAHP: Heat Pump Packaged Unit | Heat Pump | 208 | 1 |  |  | No Match | No Match |  |  |  | 34200 | 2923 | 11.7 | 10 | 42200 | 3092 | 4 |  | Federally-Regulated Commercial & Industrial Equipment | 08/07/1998 |  | 10/02/1998
American Air Filter | Enercon | GHW-30 |  | Water-Source | WBAHP: Heat Pump Packaged Unit | Heat Pump | 265 | 1 |  |  | No Match | No Match |  |  |  | 29200 | 2755 | 10.6 | 9 | 38000 | 3094 | 3.6 | 3.2 | Non Federally-Regulated | 02/22/1990 |  | 07/31/1991
McQuay / Snyder General | Electro-Hydronics | CC610GP |  | Water-Source | WBAHP: Heat Pump Packaged Unit | Heat Pump | 460 | 3 |  |  | No Match | No Match |  |  |  | 61500 | 5850 | 10.5 | 7.5 | 77000 | 5785 | 3.9 | 2.5 | Non Federally-Regulated | 08/29/1986 |  | 05/11/1988
Inter-City Products Corp. | McQuay | WMH012B*G |  | Water-Source | WBAHP-O: Heat Pump Packaged Un | Heat Pump | 208 | 1 |  |  | No Match | No Match |  |  |  | 11500 | 920 | 12.5 | 9.3 | 14400 | 1115 | 3.8 | 3.8 | Non Federally-Regulated | 07/31/1991 |  | 03/31/1998
Mammoth | Hydrobank II | F120VHF |  | Water-Source | WBAHP: Heat Pump Packaged Unit | Heat Pump | 230 | 3 |  |  | No Match | No Match |  |  |  | 120000 | 11320 | 10.6 | 10.5 | 160000 | 13022 | 3.6 | 3.8 | Non Federally-Regulated | 07/31/1991 |  | 03/31/1998
Climate Control / Snyder General | Electro-Hydronics | CW330FD |  | Water-Source | WBAHP: Heat Pump Packaged Unit | Heat Pump | 230 | 3 |  |  | No Match | No Match |  |  |  | 33000 | 3050 | 10.8 | 7.5 | 39000 | 3090 | 3.7 | 2.5 | Non Federally-Regulated | 05/16/1984 |  | 08/29/1986
Waterfurnace International, Inc. | Standard Range | WSH/WSV059A*4*** |  | Water-Source | WBAHP: Heat Pump Packaged Unit | Heat Pump | 460 | 3 |  |  | No Match | No Match |  |  |  | 59000 | 5784 | 10.2 | 9 | 71000 | 5779 | 3.6 | 3.2 | Non Federally-Regulated | 03/15/1989 |  | 09/18/1989
Enertech Global, LLC | Enertech | THT048A2 |  | Ground-Source | WBAHP: Heat Pump Packaged Unit | Heat Pump | 208 | 3 |  |  | No Match | Single-Speed |  |  |  | 49400 | 2760 | 17.9 | 13.4 | 38500 | 2821 | 4 | 3.1 | Non Federally-Regulated | 03/02/2012 |  | 12/12/2012
Mammoth | Hydrobank II | D054VHG |  | Water-Source | WBAHP: Heat Pump Packaged Unit | Heat Pump | 208 | 1 |  |  | No Match | No Match |  |  |  | 53500 | 3767 | 14.2 | 10 | 67000 | 4267 | 4.6 |  | Federally-Regulated Commercial & Industrial Equipment | 05/23/2000 |  | 01/18/2001
Addison Products | Addison Products | HWY072-3A |  | Water-Source | WBAHP: Heat Pump Packaged Unit | Heat Pump | 208 | 3 |  |  | No Match | No Match |  |  |  | 75000 | 6000 | 12.5 | 9 | 90200 | 5872 | 4.5 | 3.8 | Federally-Regulated Commercial & Industrial Equipment | 11/17/1999 |  | 04/12/2000
ClimateMaster Inc. | Climate Master Series | VT/DT 072 |  | Ground-Water-Source | WBAHP: Heat Pump Packaged Unit | Heat Pump | 230 | 1 |  |  | No Match | No Match |  |  |  | 70000 | 5109 | 13.7 | 9 | 50000 | 4579 | 3.2 |  | Non Federally-Regulated | 01/30/1998 |  | 10/02/1998
Waterfurnace International, Inc. | Waterfurnace International, Inc. | V095T*3 |  | Ground-Water-Source | WBAHP: Heat Pump Packaged Unit | Heat Pump | 230 | 3 |  |  | No Match | No Match |  |  |  | 99000 | 6875 | 14.4 | 9 | 65500 | 6397 | 3 |  | Non Federally-Regulated | 05/19/2000 |  | 11/14/2000
Waterfurnace International, Inc. | Waterfurnace International, Inc. | SXV010A0 |  | Ground-Water-Source | WBAHP: Heat Pump Packaged Unit | Heat Pump | 230 | 1 |  |  | No Match | No Match |  |  |  | 9900 | 642 | 15.4 | 9 | 7400 | 657 | 3.3 |  | Non Federally-Regulated | 01/30/1998 |  | 08/21/1998
McQuay / Snyder General | Electro-Hydronics | LM190C7 |  | Water-Source | WBAHP: Heat Pump Packaged Unit | Heat Pump | 265 | 1 |  |  | No Match | No Match |  |  |  | 18200 | 1825 | 10 | 9 | 22600 | 2000 | 3.3 | 3.2 | Non Federally-Regulated | 05/11/1988 |  | 03/15/1989
Enertech Global, LLC | Enertech | GTC048 | MPD048 | Ground-Source | WBAHP-CB: Heat Pump Split Syst | Heat Pump | 230 | 1 |  |  | No Match | Single-Speed |  |  |  | 54300 | 3251 | 16.7 | 13.4 | 43300 | 3430 | 3.7 | 3.1 | Non Federally-Regulated | 08/23/2011 |  | 04/19/2013
Florida Heat Pump | Florida Heat Pump | EM036-2CS | EM036-2AH/AV | Water-Source | WBAH: Heating Only Packaged Un | Heat Pump | 265 | 1 |  |  | No Match | No Match |  |  |  | 37500 | 2929 | 12.8 | 9 | 41000 | 3432 | 3.5 | 3.5 | Non Federally-Regulated | 05/23/2001 |  | 07/18/2002
Waterfurnace International, Inc. | Waterfurnace International, Inc. | SXV013A1 |  | Water-Source | WBAHP: Heat Pump Packaged Unit | Heat Pump | 208 | 1 |  |  | No Match | No Match |  |  |  | 12700 | 858 | 14.8 | 10 | 15100 | 921 | 4.8 |  | Federally-Regulated Commercial & Industrial Equipment | 02/02/1998 |  | 03/31/1998
Command-Aire | Command-Aire | SWP614E |  | Water-Source | WBAHP: Heat Pump Packaged Unit | Heat Pump | 460 | 3 |  |  | No Match | No Match |  |  |  | 62000 | 5640 | 11 | 9 | 78000 | 5710 | 4 | 3.2 | Federally-Regulated Commercial & Industrial Equipment | 01/23/1988 |  | 05/11/1988
American Air Filter | Enercon | VW81 |  | Water-Source | WBAHP: Heat Pump Packaged Unit | Heat Pump | 200 | 3 |  |  | No Match | No Match |  |  |  | 79500 | 6720 |  | 9.2 | 101500 | 7247 | 3.9 | 2.5 | Non Federally-Regulated | 08/29/1986 |  | 05/11/1988
Waterfurnace International, Inc. | Rybacki - Hart Enterprises | ZS024**2*0 |  | Ground-Water-Source | WBAHP: Heat Pump Packaged Unit | Heat Pump | 265 | 1 |  |  | No Match | Single-Speed |  |  |  | 26400 | 1158 | 22.8 | 16.2 | 22300 | 1634 | 4 | 3.6 | Non Federally-Regulated | 01/24/2011 |  | 04/19/2013
Mammoth | Geox | ZD034VSEXXX |  | Water-Source | WBAHP: Heat Pump Packaged Unit | Heat Pump | 208 | 1 |  |  | No Match | No Match |  |  |  | 33700 | 3060 | 11 | 9 | 44200 | 3500 | 3.7 | 3.2 | Non Federally-Regulated | 05/11/1988 |  | 03/15/1989
Addison Products | Addison Products | HGY120-5A |  | Ground-Water-Source | WBAHP: Heat Pump Packaged Unit | Heat Pump | 575 | 3 |  |  | No Match | No Match |  |  |  | 106800 | 8900 | 12 | 9 | 88500 | 8643 | 3 |  | Non Federally-Regulated | 11/19/2001 |  | 07/18/2002
Florida Heat Pump | Florida Heat Pump | EM009-1VT |  | Water-Source | WBAHP: Heat Pump Packaged Unit | Heat Pump | 230 | 1 |  |  | No Match | No Match |  |  |  | 9500 | 760 | 12.5 | 9.3 | 13000 | 846 | 4.5 | 3.8 | Federally-Regulated Commercial & Industrial Equipment | 03/31/1998 |  | 05/10/1998
Florida Heat Pump | Florida Heat Pump | EM031-1CS | EM031-1AV | Water-Source | WBAHP-C: Heat Pump Split Syste | Heat Pump | 208 | 1 |  |  | No Match | No Match |  |  |  | 31400 | 2275 | 13.8 | 10 | 41000 | 2730 | 4.4 |  | Federally-Regulated Commercial & Industrial Equipment | 02/02/1998 |  | 03/31/1998
Enertech Global, LLC | Enertech | HCT072D |  | Ground-Source | WBAHP: Heat Pump Packaged Unit | Heat Pump | 230 | 1 |  |  | No Match | Single-Speed | 3612 | 710 | 1 | 72600 | 4321 | 16.8 | 13.4 | 58000 | 4594 | 3.7 | 3.1 | Non Federally-Regulated | 09/03/2012 |  | 12/12/2012
Waterfurnace International, Inc. | Waterfurnace International, Inc. | NSZ022A2 | NRAC026* | Ground-Source | WBAHP-CB: Heat Pump Split Syst | Heat Pump | 265 | 1 |  |  | No Match | Single-Speed |  |  |  | 21800 | 1118 | 19.5 | 13.4 | 14000 | 1109 | 3.7 | 3.1 | Non Federally-Regulated | 08/23/2011 |  | 10/24/2014
Florida Heat Pump | Florida Heat Pump | EM031-4CF/HZ/VT |  | Water-Source | WBAHP-CB: Heat Pump Split Syst | Heat Pump | 460 | 3 |  |  | No Match | No Match |  |  |  | 35000 | 2651 | 13.2 | 9 | 42000 | 3325 | 3.7 | 3.5 | Non Federally-Regulated | 05/23/2001 |  | 07/18/2002
Addison Products | Addison Products | WRH036-1JC | HRH036-1J/1JB | Water-Source | WBAHP-C: Heat Pump Split Syste | Heat Pump | 230 | 1 |  |  | No Match | No Match |  |  |  | 33000 | 3000 | 11 | 10 | 42000 | 3239 | 3.8 |  | Federally-Regulated Commercial & Industrial Equipment | 02/02/1998 |  | 03/31/1998
Mammoth | Mammoth | D013VHDXXX |  | Water-Source | WBAHP: Heat Pump Packaged Unit | Heat Pump | 230 | 1 |  |  | No Match | No Match |  |  |  | 12800 | 1250 | 10.2 | 9 | 16000 | 1340 | 3.5 | 3.2 | Non Federally-Regulated | 05/11/1988 |  | 03/15/1989
Florida Heat Pump | Florida Heat Pump | EM009-2HZ |  | Water-Source | WBAHP: Heat Pump Packaged Unit | Heat Pump | 265 | 1 |  |  | No Match | No Match |  |  |  | 9500 | 760 | 12.5 | 10 | 13000 | 846 | 4.5 |  | Federally-Regulated Commercial & Industrial Equipment | 02/02/1998 |  | 03/31/1998
Waterfurnace International, Inc. | Waterfurnace International, Inc. | SXV030C3 |  | Ground-Water-Source | WBAHP: Heat Pump Packaged Unit | Heat Pump | 230 | 3 |  |  | No Match | No Match |  |  |  | 31800 | 2338 | 13.6 | 11 | 33400 | 2330 | 4.2 | 3.5 | Non Federally-Regulated | 03/31/1998 |  | 05/10/1998
Florida Heat Pump | Florida Heat Pump | AP049-1CS | AP049-1AV/AH | Ground-Water-Source | WBAHP-CB: Heat Pump Split Syst | Heat Pump | 230 | 1 |  |  | No Match | Single-Speed |  |  |  | 56000 | 2343 | 23.9 | 16.2 | 45500 | 2837 | 4.7 | 3.6 | Non Federally-Regulated | 10/03/2011 |  | 04/20/2015
ClimateMaster Inc. | Climate Master Series | VS/VL/HS/HL 060 G |  | Water-Source | WBAHP: Heat Pump Packaged Unit | Heat Pump | 230 | 1 |  |  | No Match | No Match |  |  |  | 62000 | 5535 | 11.2 | 10 | 75000 | 5784 | 3.8 |  | Federally-Regulated Commercial & Industrial Equipment | 12/14/1998 |  | 04/12/2000
Singer | Electro-Hydronics | UC240CD |  | Water-Source | WBAHP: Heat Pump Packaged Unit | Heat Pump | 230 | 3 |  |  | No Match | No Match |  |  |  | 24000 | 2850 | 8.4 | 7.5 | 28500 | 2900 | 2.9 | 2.5 | Non Federally-Regulated | 01/05/1982 |  | 09/08/1982
Mammoth | Hydrobank II | E016HHH |  | Water-Source | WBAHP: Heat Pump Packaged Unit | Heat Pump | 265 | 1 |  |  | No Match | No Match |  |  |  | 16000 | 1454 | 11 | 10 | 20000 | 1502 | 3.9 |  | Federally-Regulated Commercial & Industrial Equipment | 01/18/2001 |  | 11/19/2001
Waterfurnace International, Inc. | Geosmart Energy, Inc. | ZS070**4*4 |  | Water-Source | WBAHP: Heat Pump Packaged Unit | Heat Pump | 460 | 3 |  |  | No Match | Single-Speed |  |  |  | 63000 | 4406 | 14.3 | 12 | 79000 | 4926 | 4.7 | 4.2 | Federally-Regulated Commercial & Industrial Equipment | 06/14/2011 |  | 03/02/2012
ClimateMaster Inc. | Climate Master Series | VP/HP036H |  | Ground-Water-Source | WBAHP: Heat Pump Packaged Unit | Heat Pump | 208 | 3 |  |  | No Match | No Match |  |  |  | 36000 | 2608 | 13.8 | 9 | 27000 | 2472 | 3.2 |  | Non Federally-Regulated | 04/10/2000 |  | 11/14/2000
McQuay International | McQuay | W-CMG-1-024-J |  | Ground-Water-Source | WBAHP: Heat Pump Packaged Unit | Heat Pump | 265 | 1 |  |  | No Match | No Match |  |  |  | 26200 | 1858 | 14.1 | 9 | 18400 | 1797 | 3 |  | Non Federally-Regulated | 07/22/2002 |  | 03/12/2009
Waterfurnace International, Inc. | Waterfurnace International, Inc. | NSZ042A4 | NRAC048* | Ground-Water-Source | WBAHP-CB: Heat Pump Split Syst | Heat Pump | 460 | 3 |  |  | No Match | Single-Speed |  |  |  | 42900 | 1696 | 25.3 | 16.2 | 33000 | 2149 | 4.5 | 3.6 | Non Federally-Regulated | 08/23/2011 |  | 10/24/2014
Enertech Global, LLC | Enertech | THT048A |  | Ground-Source | WBAHP: Heat Pump Packaged Unit | Heat Pump | 230 | 1 |  |  | No Match | Single-Speed |  |  |  | 45000 | 2980 | 15.1 | 13.4 | 37800 | 3165 | 3.5 | 3.1 | Non Federally-Regulated | 12/12/2012 |  | 05/11/2015
Florida Heat Pump | Florida Heat Pump | GT036-1CF/HZ/VT |  | Water-Source | WBAHP-CB: Heat Pump Split Syst | Heat Pump | 230 | 1 |  |  | No Match | No Match |  |  |  | 36600 | 2731 | 13.4 | 9 | 42000 | 3076 | 4 | 3.5 | Non Federally-Regulated | 05/23/2001 |  | 07/18/2002
Command-Aire | Command-Aire | SWP137E |  | Water-Source | WBAHP: Heat Pump Packaged Unit | Heat Pump | 265 | 1 |  |  | No Match | No Match |  |  |  | 12000 | 1050 | 11.6 | 7.5 | 18000 | 1290 | 4.1 | 2.5 | Non Federally-Regulated | 06/11/1985 |  | 08/29/1986
Mammoth | Hydrobank II | F052HHF |  | Water-Source | WBAHP: Heat Pump Packaged Unit | Heat Pump | 208 | 3 |  |  | No Match | No Match |  |  |  | 52500 | 4772 | 11 | 9 | 66000 | 5226 | 3.7 | 3.2 | Federally-Regulated Commercial & Industrial Equipment | 01/22/1990 |  | 07/27/1992
Mammoth | Hydrobank II | E014VHG |  | Water-Source | WBAHP: Heat Pump Packaged Unit | Heat Pump | 265 | 1 |  |  | No Match | No Match |  |  |  | 13400 | 1030 | 13 | 10 | 18000 | 1318 | 4 |  | Federally-Regulated Commercial & Industrial Equipment | 05/23/2000 |  | 11/14/2000
ClimateMaster Inc. | Climate Master Series | 814-013-G******** |  | Water-Source | WBAHP: Heat Pump Packaged Unit | Heat Pump | 208 | 1 |  |  | No Match | No Match |  |  |  | 12400 | 1192 | 10.4 | 9 | 14100 | 1252 | 3.3 | 3.2 | Non Federally-Regulated | 05/11/1988 |  | 03/15/1989
Waterfurnace International, Inc. | Waterfurnace International, Inc. | SXH042B1 |  | Water-Source | WBAHP: Heat Pump Packaged Unit | Heat Pump | 230 | 1 |  |  | No Match | No Match |  |  |  | 42000 | 3000 | 14 | 9.3 | 54500 | 3131 | 5.1 | 3.8 | Federally-Regulated Commercial & Industrial Equipment | 03/31/1998 |  | 05/10/1998
Waterfurnace International, Inc. | Rybacki - Hart Enterprises | ZS018**2*1 |  | Ground-Water-Source | WBAHP: Heat Pump Packaged Unit | Heat Pump | 265 | 1 |  |  | No Match | Single-Speed |  |  |  | 20600 | 858 | 24 | 16.2 | 17500 | 1166 | 4.4 | 3.6 | Non Federally-Regulated | 01/24/2011 |  | 04/19/2013
Waterfurnace International, Inc. | Eagle Mountain | ZS042**0*1 |  | Water-Source | WBAHP: Heat Pump Packaged Unit | Heat Pump | 208 | 1 |  |  | No Match | Single-Speed |  |  |  | 40800 | 2615 | 15.6 | 12 | 45400 | 2661 | 5 | 4.2 | Federally-Regulated Commercial & Industrial Equipment | 01/24/2011 |  | 04/19/2013
Waterfurnace International, Inc. | American Standard, Inc. | A1GC060***1**0 |  | Ground-Source | WBAHP: Heat Pump Packaged Unit | Heat Pump | 230 | 1 |  |  | No Match | Single-Speed |  |  |  | 60900 | 3669 | 16.6 | 13.4 | 47100 | 4183 | 3.3 | 3.1 | Non Federally-Regulated | 08/23/2011 |  | 10/24/2014
California Heat Pump | California Heat Pump | 52H**-32-** |  | Water-Source | WBAHP: Heat Pump Packaged Unit | Heat Pump | 208 | 3 |  |  | No Match | No Match |  |  |  | 52000 | 5000 | 10.4 | 7.5 | 59000 | 4900 | 3.5 | 2.5 | Non Federally-Regulated | 06/11/1985 |  | 05/11/1988
Waterfurnace International, Inc. | Waterfurnace International, Inc. | NTV036A1 |  | Ground-Source | WBAHP: Heat Pump Packaged Unit | Heat Pump | 230 | 1 |  |  | No Match | No Match |  |  |  | 39000 | 2785 | 14 |  | 44500 | 4830 | 2.7 |  | Non Federally-Regulated | 03/31/1998 |  | 05/10/1998
Waterfurnace International, Inc. | Waterfurnace International, Inc. | NSZ048A3 | NRAC048* | Ground-Water-Source | WBAHP-CB: Heat Pump Split Syst | Heat Pump | 208 | 3 |  |  | No Match | Single-Speed |  |  |  | 48900 | 2055 | 23.8 | 16.2 | 45100 | 2937 | 4.5 | 3.6 | Non Federally-Regulated | 08/23/2011 |  | 10/24/2014
Waterfurnace International, Inc. | Waterfurnace International, Inc. | VLV030A3 |  | Water-Source | WBAHP: Heat Pump Packaged Unit | Heat Pump | 230 | 3 |  |  | No Match | No Match |  |  |  | 29500 | 2107 | 14 | 10 | 35200 | 2292 | 4.5 |  | Federally-Regulated Commercial & Industrial Equipment | 12/14/1998 |  | 10/05/1999
Addison Products | Heat Controller | HWY009-1A |  | Water-Source | WBAHP: Heat Pump Packaged Unit | Heat Pump | 230 | 1 |  |  | No Match | No Match |  |  |  | 9700 | 836 | 11.6 | 10 | 13600 | 926 | 4.3 |  | Federally-Regulated Commercial & Industrial Equipment | 11/17/1999 |  | 04/12/2000
Florida Heat Pump | Florida Heat Pump | GO030-1CF/HZ/VT |  | Water-Source | WBAHP: Heat Pump Packaged Unit | Heat Pump | 208 | 3 |  |  | No Match | No Match |  |  |  | 27800 | 1841 | 15.1 | 10 | 34000 | 1778 | 5.6 |  | Federally-Regulated Commercial & Industrial Equipment | 05/29/2001 |  | 07/16/2001
Florida Heat Pump | Florida Heat Pump | EM048-1VT |  | Water-Source | WBAHP: Heat Pump Packaged Unit | Heat Pump | 208 | 1 |  |  | No Match | No Match |  |  |  | 49000 | 3920 | 12.5 | 9.3 | 58000 | 3863 | 4.4 | 3.8 | Federally-Regulated Commercial & Industrial Equipment | 03/31/1998 |  | 05/10/1998
Florida Heat Pump | Florida Heat Pump | GT062-4VT/HZ/CF |  | Water-Source | WBAHP-CB: Heat Pump Split Syst | Heat Pump | 460 | 3 |  |  | No Match | No Match |  |  |  | 61500 | 4920 | 12.5 | 9 | 78000 | 6015 | 3.8 | 3.5 | Non Federally-Regulated | 12/14/1998 |  | 10/05/1999
McQuay International | McQuay | FCV/FCW/VWH/VWW012B-N |  | Water-Source | WBAHP: Heat Pump Packaged Unit | Heat Pump | 265 | 1 |  |  | No Match | No Match |  |  |  | 11600 | 1035 | 11.2 | 10 | 14000 | 1079 | 3.8 |  | Federally-Regulated Commercial & Industrial Equipment | 02/02/1998 |  | 03/31/1998
Florida Heat Pump | Florida Heat Pump | GT026-1CS | GT026-1AH/AV | Ground-Water-Source | WBAHP-CB: Heat Pump Split Syst | Heat Pump | 208 | 1 |  |  | No Match | No Match |  |  |  | 26500 | 1906 | 13.9 | 9 | 19000 | 1795 | 3.1 |  | Non Federally-Regulated | 04/10/2000 |  | 05/29/2001
Mammoth | Hydrobank II | E024HHH/VHH |  | Water-Source | WBAHP: Heat Pump Packaged Unit | Heat Pump | 265 | 1 |  |  | No Match | No Match |  |  |  | 24600 | 2157 | 11.4 | 10 | 31700 | 2444 | 3.8 |  | Federally-Regulated Commercial & Industrial Equipment | 12/14/1998 |  | 05/23/2000
Bard Manufacturing Company, Inc. | Bard | QW481-B |  | Ground-Water-Source | WBAHP: Heat Pump Packaged Unit | Heat Pump | 208 | 3 |  |  | No Match | No Match |  |  |  | 45000 | 3020 | 14.9 | 9 | 30200 | 2854 | 3.1 |  | Non Federally-Regulated | 07/22/2002 |  | 03/12/2009
Florida Heat Pump | Geomaster, LLC | ES042-1CS | ES042-1AV/AH | Ground-Source | WBAHP-CB: Heat Pump Split Syst | Heat Pump | 208 | 1 |  |  | No Match | Single-Speed |  |  |  | 43500 | 2685 | 16.2 | 13.4 | 30000 | 2666 | 3.3 | 3.1 | Non Federally-Regulated | 06/15/2009 |  | 04/20/2015
ClimateMaster Inc. | Climate Master Series | 802122H******** |  | Water-Source | WBAHP: Heat Pump Packaged Unit | Heat Pump | 230 | 3 |  |  | No Match | No Match |  |  |  | 121000 | 12000 | 10.1 | 9.2 | 141001 | 2500 | 3.3 |  | Non Federally-Regulated | 05/11/1988 |  | 03/15/1989
McQuay International | McQuay | W-CDD/CDE/CDL-1-007-E |  | Water-Source | WBAHP: Heat Pump Packaged Unit | Heat Pump | 208 | 1 |  |  | No Match | No Match |  |  |  | 7000 | 654 | 10.7 | 10 | 9800 | 736 | 3.9 |  | Federally-Regulated Commercial & Industrial Equipment | 10/05/1999 |  | 09/21/2000
Florida Heat Pump | Geomaster, LLC | EC030-2CF/HZ/VT |  | Water-Source | WBAHP: Heat Pump Packaged Unit | Heat Pump | 265 | 1 |  |  | No Match | Single-Speed |  |  |  | 29000 | 2231 | 13 | 12 | 35000 | 2385 | 4.3 | 4.2 | Federally-Regulated Commercial & Industrial Equipment | 04/23/2009 |  | 04/20/2015
McQuay International | McQuay | CCH/CCW/HWH/HWW019C-G |  | Water-Source | WBAHP: Heat Pump Packaged Unit | Heat Pump | 230 | 1 |  |  | No Match | No Match |  |  |  | 18400 | 1520 | 12.1 | 9.3 | 23200 | 1789 | 3.8 | 3.8 | Federally-Regulated Commercial & Industrial Equipment | 03/31/1998 |  | 05/10/1998
Addison Products | Addison Products | VWPG017-1B-XL* |  | Water-Source | WBAHP-CB: Heat Pump Split Syst | Heat Pump | 230 | 1 |  |  | No Match | No Match |  |  |  | 16700 | 1176 | 14.2 | 9 | 18100 | 1262 | 4.2 | 3.5 | Non Federally-Regulated | 02/02/1998 |  | 10/02/1998
Mammoth | Hydrobank II | D052VHF |  | Water-Source | WBAHP: Heat Pump Packaged Unit | Heat Pump | 208 | 1 |  |  | No Match | No Match |  |  |  | 52500 | 4772 | 11 | 9 | 66000 | 5226 | 3.7 | 3.2 | Federally-Regulated Commercial & Industrial Equipment | 01/22/1990 |  | 07/27/1992
Waterfurnace International, Inc. | Waterfurnace International, Inc. | VLV/VXV036*0 |  | Water-Source | WBAHP: Heat Pump Packaged Unit | Heat Pump | 208 | 1 |  |  | No Match | No Match |  |  |  | 34800 | 2697 | 12.9 | 10 | 42000 | 2861 | 4.3 |  | Federally-Regulated Commercial & Industrial Equipment | 11/14/2000 |  | 06/20/2003
Climate Control / Snyder General | Electro-Hydronics | VE330FK |  | Water-Source | WBAHP: Heat Pump Packaged Unit | Heat Pump | 208 | 3 |  |  | No Match | No Match |  |  |  | 33000 | 3050 | 10.8 | 7.5 | 35000 | 2900 | 3.5 | 2.5 | Non Federally-Regulated | 05/16/1984 |  | 08/29/1986
USPower Climate Control | USPower Climate Control | GSDXC3000 | GSDXA3000 | Water-Source | WBAHP-C: Heat Pump Split Syste | Heat Pump | 230 | 1 |  |  | No Match | No Match |  |  |  | 30000 | 1818 | 16.5 | 9 | 30000 | 1852 | 4.7 | 3.2 | Federally-Regulated Commercial & Industrial Equipment | 03/29/1991 |  | 07/29/1992
Florida Heat Pump | Florida Heat Pump | EM060-1CF |  | Water-Source | WBAHP: Heat Pump Packaged Unit | Heat Pump | 230 | 1 |  |  | No Match | No Match |  |  |  | 60000 | 4615 | 13 | 9.3 | 80000 | 5328 | 4.4 | 3.8 | Federally-Regulated Commercial & Industrial Equipment | 03/31/1998 |  | 05/10/1998
Florida Heat Pump | Energy Miser | LTV30-1 |  | Ground-Water-Source | WBAHP: Heat Pump Packaged Unit | Heat Pump | 208 | 1 |  |  | No Match | No Match |  |  |  | 28000 | 2333 | 12 | 11 | 33000 | 2845 | 3.4 | 3.4 | Non Federally-Regulated | 07/31/1991 |  | 03/31/1998
Florida Heat Pump | Geomaster, LLC | AP049-1CS | AP049-1AV/AH | Ground-Water-Source | WBAHP-CB: Heat Pump Split Syst | Heat Pump | 208 | 1 |  |  | No Match | Single-Speed |  |  |  | 56000 | 2343 | 23.9 | 16.2 | 45500 | 2837 | 4.7 | 3.6 | Non Federally-Regulated | 10/03/2011 |  | 04/20/2015
Waterfurnace International, Inc. | Johnson Controls | RJSV/RJSH042**3*1 |  | Ground-Source | WBAHP: Heat Pump Packaged Unit | Heat Pump | 230 | 3 |  |  | No Match | Single-Speed |  |  |  | 42000 | 1963 | 21.4 | 13.4 | 27500 | 1919 | 4.2 | 3.1 | Non Federally-Regulated | 01/24/2011 |  | 10/24/2014
ClimateMaster Inc. | Carrier Corp. | 50YDS049 | FV4***006 | Ground-Source | WBAHP-CB: Heat Pump Split Syst | Heat Pump | 230 | 1 |  |  | No Match | Single-Speed |  |  |  | 50200 | 3024 | 16.6 | 13.4 | 37200 | 2726 | 4 | 3.1 | Non Federally-Regulated | 01/24/2011 |  | 08/23/2011
Waterfurnace International, Inc. | Waterfurnace International, Inc. | ATV034*0 |  | Ground-Water-Source | WBAHP: Heat Pump Packaged Unit | Heat Pump | 208 | 1 |  |  | No Match | No Match |  |  |  | 34400 | 2150 | 16 | 9 | 25000 | 2219 | 3.3 |  | Non Federally-Regulated | 10/06/1999 |  | 05/19/2000
Mammoth | Hydrobank II | F045HLG |  | Ground-Water-Source | WBAHP: Heat Pump Packaged Unit | Heat Pump | 230 | 3 |  |  | No Match | No Match |  |  |  | 45000 | 3214 | 14 | 9 | 33500 | 3067 | 3.2 |  | Non Federally-Regulated | 07/22/2002 |  | 03/12/2009
Florida Heat Pump | Florida Heat Pump | EM096-5HZ/VT |  | Water-Source | WBAHP-CB: Heat Pump Split Syst | Heat Pump | 575 | 3 |  |  | No Match | No Match |  |  |  | 104000 | 8062 | 12.9 | 9 | 109000 | 8188 | 3.9 | 3.5 | Non Federally-Regulated | 05/23/2001 |  | 07/18/2002
McQuay / Snyder General | Electro-Hydronics | VE200F7 |  | Water-Source | WBAHP: Heat Pump Packaged Unit | Heat Pump | 265 | 1 |  |  | No Match | No Match |  |  |  | 19000 | 1780 | 10.7 | 9 | 25600 | 1920 | 3.9 | 3.2 | Non Federally-Regulated | 05/11/1988 |  | 03/15/1989
Enertech Global, LLC | Enertech | TST066 | MPD060 | Ground-Water-Source | WBAHP-CB: Heat Pump Split Syst | Heat Pump | 208 | 1 |  |  | No Match | Single-Speed | 3591 | 682 | 1 | 65100 | 3426 | 19 | 16.2 | 57000 | 4386 | 3.8 | 3.6 | Non Federally-Regulated | 11/25/2009 |  | 08/23/2011
Mammoth | Hydrobank II | D043VHK |  | Water-Source | WBAHP: Heat Pump Packaged Unit | Heat Pump | 230 | 1 |  |  | No Match | No Match |  |  |  | 41500 | 3705 | 11.2 | 10 | 51500 | 3869 | 3.9 |  | Federally-Regulated Commercial & Industrial Equipment | 06/27/2003 |  | 03/12/2009
Waterfurnace International, Inc. | Geotility Geothermal Installations | YS042**1*4 |  | Water-Source | WBAHP: Heat Pump Packaged Unit | Heat Pump | 230 | 1 |  |  | No Match | Single-Speed |  |  |  | 40800 | 2615 | 15.6 | 12 | 45400 | 2661 | 5 | 4.2 | Federally-Regulated Commercial & Industrial Equipment | 01/24/2011 |  | 04/19/2013
Econar | Econar | GH231 |  | Ground-Water-Source | WBAHP: Heat Pump Packaged Unit | Heat Pump | 208 | 1 |  |  | No Match | No Match |  |  |  | 24800 | 1710 | 14.5 | 9 | 21200 | 1827 | 3.4 |  | Non Federally-Regulated | 01/30/1998 |  | 03/31/1998
Mammoth | Hydrobank II | F/G064VHF/HHF/DHF |  | Ground-Water-Source | WBAHP: Heat Pump Packaged Unit | Heat Pump | 230 | 3 |  |  | No Match | No Match |  |  |  | 65000 | 4850 | 13.4 | 9 | 50000 | 4884 | 3 |  | Non Federally-Regulated | 01/30/1998 |  | 07/29/1998
Snyder General Corp. | McQuay | LWP7.5BD |  | Water-Source | WBAHP: Heat Pump Packaged Unit | Heat Pump | 230 | 3 |  |  | No Match | No Match |  |  |  | 76000 | 7100 | 10.7 | 9.2 | 95000 | 7500 | 3.7 | 2.5 | Non Federally-Regulated | 02/22/1990 |  | 07/31/1991
Addison Products | Addison Products | WSH034-3AL |  | Water-Source | WBAHP: Heat Pump Packaged Unit | Heat Pump | 208 | 3 |  |  | No Match | No Match |  |  |  | 33500 | 2463 | 13.6 | 10 | 42500 | 2767 | 4.5 |  | Federally-Regulated Commercial & Industrial Equipment | 12/14/1998 |  | 05/19/2000
ClimateMaster Inc. | Climate Master Series | PDW 36 | AH14-U23R42W | Ground-Source | WBAHP-CB: Heat Pump Split Syst | Heat Pump | 230 | 1 |  |  | No Match | No Match |  |  |  | 36000 | 2400 | 15 |  | 29000 | 2499 | 3.4 |  | Non Federally-Regulated | 03/31/1998 |  | 05/10/1998
Climate Control / Snyder General | Electro-Hydronics | CW610G3 |  | Water-Source | WBAHP: Heat Pump Packaged Unit | Heat Pump | 230 | 1 |  |  | No Match | No Match |  |  |  | 61500 | 5850 | 10.5 | 7.5 | 69000 | 5790 | 3.5 | 2.5 | Non Federally-Regulated | 05/16/1984 |  | 06/11/1985
Trane U.S. Inc. | Trane | GEHA036 |  | Water-Source | WBAHP: Heat Pump Packaged Unit | Heat Pump | 208 | 1 |  |  | No Match | No Match |  |  |  | 36556 | 2583 | 14.2 | 10 | 40755 | 2590 | 4.6 |  | Federally-Regulated Commercial & Industrial Equipment | 04/12/2000 |  | 05/19/2000
Climate Control / Snyder General | Electro-Hydronics | FW630G5 |  | Water-Source | WBAHP: Heat Pump Packaged Unit | Heat Pump | 208 | 1 |  |  | No Match | No Match |  |  |  | 63000 | 6430 | 9.8 | 7.5 | 79000 | 6430 | 3.6 | 2.5 | Non Federally-Regulated | 06/11/1985 |  | 08/29/1986
Florida Heat Pump | Florida Heat Pump | EM036-4VT |  | Water-Source | WBAHP: Heat Pump Packaged Unit | Heat Pump | 460 | 3 |  |  | No Match | No Match |  |  |  | 35000 | 2500 | 14 | 10 | 42000 | 2735 | 4.5 |  | Federally-Regulated Commercial & Industrial Equipment | 02/02/1998 |  | 03/31/1998
Waterfurnace International, Inc. | Waterfurnace International, Inc. | SXV058C3 |  | Ground-Water-Source | WBAHP: Heat Pump Packaged Unit | Heat Pump | 230 | 3 |  |  | No Match | No Match |  |  |  | 56500 | 4216 | 13.4 | 9 | 45500 | 4301 | 3.1 |  | Non Federally-Regulated | 12/14/1998 |  | 10/06/1999
Mammoth | Hydrobank II | F024HHH/VHH |  | Water-Source | WBAHP: Heat Pump Packaged Unit | Heat Pump | 230 | 3 |  |  | No Match | No Match |  |  |  | 24600 | 2157 | 11.4 | 10 | 31700 | 2444 | 3.8 |  | Federally-Regulated Commercial & Industrial Equipment | 12/14/1998 |  | 05/23/2000
McQuay International | McQuay | CCH/CCW/HWH/HWW009C-G |  | Water-Source | WBAHP: Heat Pump Packaged Unit | Heat Pump | 230 | 1 |  |  | No Match | No Match |  |  |  | 8700 | 790 | 11 | 10 | 12000 | 901 | 3.9 |  | Federally-Regulated Commercial & Industrial Equipment | 02/02/1998 |  | 03/31/1998
Waterfurnace International, Inc. | Johnson Controls | RJSV/RJSH030**0*0 |  | Ground-Source | WBAHP: Heat Pump Packaged Unit | Heat Pump | 208 | 1 |  |  | No Match | Single-Speed |  |  |  | 29200 | 1384 | 21.1 | 13.4 | 19800 | 1527 | 3.8 | 3.1 | Non Federally-Regulated | 01/24/2011 |  | 10/24/2014
Florida Heat Pump | Florida Heat Pump | EM072-4HZ |  | Water-Source | WBAHP: Heat Pump Packaged Unit | Heat Pump | 460 | 3 |  |  | No Match | No Match |  |  |  | 71000 | 5107 | 13.9 | 10.5 | 76000 | 4842 | 4.6 | 3.8 | Federally-Regulated Commercial & Industrial Equipment | 03/31/1998 |  | 05/10/1998
Waterfurnace International, Inc. | Waterfurnace International, Inc. | SXH010B1 |  | Water-Source | WBAHP: Heat Pump Packaged Unit | Heat Pump | 208 | 1 |  |  | No Match | No Match |  |  |  | 9800 | 653 | 15 | 10 | 12600 | 710 | 5.2 |  | Federally-Regulated Commercial & Industrial Equipment | 08/21/1998 |  | 10/02/1998
Friedrich Climate Master | Friedrich Climate Master | 80117G********A |  | Water-Source | WBAHP: Heat Pump Packaged Unit | Heat Pump | 208 | 1 |  |  | No Match | No Match |  |  |  | 15700 | 1390 | 11.3 | 7.5 | 18400 | 1395 | 3.9 | 2.5 | Non Federally-Regulated | 08/29/1986 |  | 05/11/1988
Waterfurnace International, Inc. | Rybacki - Hart Enterprises | ZS023**3*0 |  | Ground-Water-Source | WBAHP: Heat Pump Packaged Unit | Heat Pump | 208 | 3 |  |  | No Match | Single-Speed |  |  |  | 25400 | 1129 | 22.5 | 16.2 | 21900 | 1646 | 3.9 | 3.6 | Non Federally-Regulated | 01/24/2011 |  | 04/19/2013
McQuay / Snyder General | Electro-Hydronics | LHP7.5AK |  | Water-Source | WBAHP: Heat Pump Packaged Unit | Heat Pump | 208 | 3 |  |  | No Match | No Match |  |  |  | 76000 | 7100 | 10.7 | 9.2 | 95000 | 7500 | 3.7 | 2.5 | Non Federally-Regulated | 08/29/1986 |  | 05/11/1988
ClimateMaster Inc. | Climate Master Series | 802222F******** |  | Water-Source | WBAHP: Heat Pump Packaged Unit | Heat Pump | 460 | 3 |  |  | No Match | No Match |  |  |  | 21900 | 2130 | 10.3 | 9 | 246000 | 20600 | 3.5 | 3.2 | Non Federally-Regulated | 02/22/1990 |  | 07/31/1991
Waterfurnace International, Inc. | Waterfurnace International, Inc. | SXH042*4 |  | Water-Source | WBAHP: Heat Pump Packaged Unit | Heat Pump | 460 | 3 |  |  | No Match | No Match |  |  |  | 42000 | 3000 | 14 | 10 | 54500 | 3131 | 5.1 |  | Federally-Regulated Commercial & Industrial Equipment | 10/05/1999 |  | 05/19/2000
Mammoth | Mammoth | D104HSC |  | Water-Source | WBAHP: Heat Pump Packaged Unit | Heat Pump | 208 | 1 |  |  | No Match | No Match |  |  |  | 105000 | 9460 | 11.1 | 9.2 | 124000 | 9802 | 3.7 | 2.5 | Non Federally-Regulated | 05/16/1984 |  | 05/11/1988
Waterfurnace International, Inc. | Waterfurnace International, Inc. | SXH036C4 |  | Ground-Water-Source | WBAHP: Heat Pump Packaged Unit | Heat Pump | 460 | 3 |  |  | No Match | No Match |  |  |  | 36400 | 2676 | 13.6 | 9 | 26000 | 2381 | 3.2 |  | Non Federally-Regulated | 12/14/1998 |  | 10/06/1999
Bard Manufacturing Company, Inc. | Bard | WPV60C |  | Ground-Water-Source | WBAHP: Heat Pump Packaged Unit | Heat Pump | 230 | 1 |  |  | No Match | No Match |  |  |  | 54000 | 4695 | 11.5 | 9 | 40000 | 4689 | 2.5 |  | Non Federally-Regulated | 01/30/1998 |  | 10/02/1998
ClimateMaster Inc. | Carrier Corp. | 50PSV/PSH009 3 |  | Ground-Source | WBAHP: Heat Pump Packaged Unit | Heat Pump | 230 | 1 |  |  | No Match | Single-Speed |  |  |  | 10000 | 571 | 17.5 | 13.4 | 7200 | 639 | 3.3 | 3.1 | Non Federally-Regulated | 02/09/2009 |  | 04/29/2015
Command-Aire | Command-Aire | SWPHXR281E |  | Water-Source | WBAHP: Heat Pump Packaged Unit | Heat Pump | 230 | 1 |  |  | No Match | No Match |  |  |  | 30000 | 2702 | 11.1 | 7.5 | 42000 | 3000 | 4 | 2.5 | Non Federally-Regulated | 05/16/1984 |  | 05/11/1988
Command-Aire | Command-Aire | RUWP-3533 |  | Water-Source | WBAHP: Heat Pump Packaged Unit | Heat Pump | 208 | 3 |  |  | No Match | No Match |  |  |  | 411000 | 47400 | 8.7 |  | 500000 | 43000 | 3.4 |  | Non Federally-Regulated | 05/11/1988 |  | 03/15/1989
ClimateMaster Inc. | Carrier Corp. | 50PCH/V009 |  | Ground-Water-Source | WBAHP: Heat Pump Packaged Unit | Heat Pump | 230 | 1 |  |  | No Match | Single-Speed |  |  |  | 10100 | 481 | 21 | 16.2 | 9800 | 736 | 3.9 | 3.6 | Non Federally-Regulated | 10/24/2014 |  | 04/22/2015
Addison Products | Addison Products | WRH028-1J | HRH028-1J | Water-Source | WBAH: Heating Only Packaged Un | Heat Pump | 208 | 1 |  |  | No Match | No Match |  |  |  | 27400 | 2490 | 11 | 9 | 32400 | 2712 | 3.5 | 3.5 | Non Federally-Regulated | 10/05/1999 |  | 11/14/2000
Mammoth | Hydrobank II | F031HLG |  | Ground-Water-Source | WBAHP: Heat Pump Packaged Unit | Heat Pump | 208 | 3 |  |  | No Match | No Match |  |  |  | 29800 | 2274 | 13.1 | 9 | 23600 | 2230 | 3.1 |  | Non Federally-Regulated | 01/18/2001 |  | 07/18/2002
Enertech Global, LLC | Enertech | GSC024 | ACD024 | Ground-Water-Source | WBAHP-C: Heat Pump Split Syste | Heat Pump | 230 | 1 |  |  | No Match | Single-Speed |  |  |  | 26300 | 1335 | 19.7 | 16.2 | 22900 | 1679 | 4 | 3.6 | Non Federally-Regulated | 04/30/2009 |  | 03/02/2012
Command-Aire | Command-Aire | SWPH281E |  | Water-Source | WBAHP: Heat Pump Packaged Unit | Heat Pump | 230 | 1 |  |  | No Match | No Match |  |  |  | 30000 | 2720 | 11 | 9 | 42000 | 3000 | 4 | 3.2 | Non Federally-Regulated | 05/11/1988 |  | 03/15/1989
Florida Heat Pump | Florida Heat Pump | EM070-1CF/HZ/VT |  | Water-Source | WBAHP-CB: Heat Pump Split Syst | Heat Pump | 208 | 1 |  |  | No Match | No Match |  |  |  | 75500 | 5551 | 13.6 | 9 | 83000 | 6755 | 3.6 | 3.5 | Non Federally-Regulated | 07/22/2002 |  | 03/12/2009
ClimateMaster Inc. | Climate Master Series | 814-011-G******** |  | Water-Source | WBAHP: Heat Pump Packaged Unit | Heat Pump | 208 | 1 |  |  | No Match | No Match |  |  |  | 10800 | 982 | 11 | 9 | 14000 | 1100 | 3.7 | 3.2 | Non Federally-Regulated | 02/22/1990 |  | 07/31/1991
ClimateMaster Inc. | Trane | WPVC0247 |  | Water-Source | WBAHP: Heat Pump Packaged Unit | Heat Pump | 265 | 1 |  |  | No Match | No Match |  |  |  | 25400 | 2275 | 11.2 | 9 | 35000 | 2650 | 3.9 | 3.2 | Non Federally-Regulated | 02/22/1990 |  | 07/31/1991
Inter-City Products Corp. | McQuay | CCW036C*N |  | Water-Source | WBAHP: Heat Pump Packaged Unit | Heat Pump | 265 | 1 |  |  | No Match | No Match |  |  |  | 35600 | 3017 | 11.8 | 9.3 | 43000 | 3243 | 3.9 | 3.8 | Non Federally-Regulated | 07/31/1991 |  | 03/31/1998
Waterfurnace International, Inc. | Waterfurnace International, Inc. | SXV036A2 |  | Ground-Water-Source | WBAHP: Heat Pump Packaged Unit | Heat Pump | 265 | 1 |  |  | No Match | No Match |  |  |  | 36400 | 2676 | 13.6 | 9 | 26000 | 2381 | 3.2 |  | Non Federally-Regulated | 01/30/1998 |  | 03/31/1998
Waterfurnace International, Inc. | Eagle Mountain | GS012**0*0 |  | Water-Source | WBAHP: Heat Pump Packaged Unit | Heat Pump | 208 | 1 |  |  | No Match | Single-Speed |  |  |  | 11700 | 760 | 15.4 | 11.2 | 14000 | 837 | 4.9 | 4.2 | Federally-Regulated Commercial & Industrial Equipment | 01/24/2011 |  | 04/19/2013
ClimateMaster Inc. | Climate Master | TZV/H036B |  | Ground-Source | WBAHP: Heat Pump Packaged Unit | Heat Pump | 208 | 1 |  |  | No Match | Single-Speed |  |  |  | 35600 | 2094 | 17 | 13.4 | 27900 | 2210 | 3.7 | 3.1 | Non Federally-Regulated | 12/12/2012 |  | 01/09/2014
Addison Products | Addison Products | VWPG060-3B-XL* |  | Water-Source | WBAHP-CB: Heat Pump Split Syst | Heat Pump | 230 | 3 |  |  | No Match | No Match |  |  |  | 59000 | 4538 | 13 | 9 | 66000 | 4959 | 3.9 | 3.5 | Non Federally-Regulated | 02/02/1998 |  | 10/02/1998
Singer | Electro-Hydronics | FW380D6 |  | Water-Source | WBAHP: Heat Pump Packaged Unit | Heat Pump | 208 | 1 |  |  | No Match | No Match |  |  |  | 33000 | 3500 | 9.4 | 7.5 | 35400 | 3550 | 2.9 | 2.5 | Non Federally-Regulated | 09/08/1982 |  | 05/16/1984
Mammoth | Hydrobank II | E035HLG |  | Ground-Water-Source | WBAHP: Heat Pump Packaged Unit | Heat Pump | 265 | 1 |  |  | No Match | No Match |  |  |  | 35000 | 2500 | 14 | 9 | 27000 | 2551 | 3.1 |  | Non Federally-Regulated | 07/22/2002 |  | 03/12/2009
Waterfurnace International, Inc. | Eagle Mountain | ZS041**0*0 |  | Ground-Water-Source | WBAHP: Heat Pump Packaged Unit | Heat Pump | 230 | 1 |  |  | No Match | Single-Speed |  |  |  | 44500 | 2160 | 20.6 | 16.2 | 36000 | 2776 | 3.8 | 3.6 | Non Federally-Regulated | 01/24/2011 |  | 04/19/2013
Waterfurnace International, Inc. | Waterfurnace International, Inc. | SXH036A2 |  | Water-Source | WBAHP-CB: Heat Pump Split Syst | Heat Pump | 265 | 1 |  |  | No Match | No Match |  |  |  | 37600 | 2870 | 13.1 | 9 | 40500 | 2967 | 4 | 3.5 | Non Federally-Regulated | 02/02/1998 |  | 08/21/1998
Waterfurnace International, Inc. | Waterfurnace International, Inc. | NDV/NDH038F1*4 |  | Ground-Source | WBAHP: Heat Pump Packaged Unit | Heat Pump | 230 | 1 |  |  | No Match | Dual-Speed |  |  |  | 40200 | 1914 | 21 | 13.4 | 26700 | 1909 | 4.1 | 3.1 | Non Federally-Regulated | 05/02/2012 |  | 04/19/2013
Addison Products | Addison Products | HPY007-1A |  | Water-Source | WBAHP-CB: Heat Pump Split Syst | Heat Pump | 208 | 1 |  |  | No Match | No Match |  |  |  | 9300 | 688 | 13.5 | 9 | 10900 | 778 | 4.1 | 3.5 | Non Federally-Regulated | 07/22/2002 |  | 03/12/2009
Waterfurnace International, Inc. | Waterfurnace International, Inc. | SXV048B1 |  | Ground-Water-Source | WBAHP: Heat Pump Packaged Unit | Heat Pump | 230 | 1 |  |  | No Match | No Match |  |  |  | 52000 | 4000 | 13 | 11 | 55500 | 4066 | 4 | 3.5 | Non Federally-Regulated | 03/31/1998 |  | 05/10/1998
Florida Heat Pump | Florida Heat Pump | EM015-2CS | EM015-2AV | Water-Source | WBAHP-C: Heat Pump Split Syste | Heat Pump | 265 | 1 |  |  | No Match | No Match |  |  |  | 14500 | 1271 | 11.4 | 10 | 19700 | 1443 | 4 |  | Federally-Regulated Commercial & Industrial Equipment | 12/14/1998 |  | 10/05/1999
Florida Heat Pump | Geomaster, LLC | EP007-1HZ/VT |  | Water-Source | WBAHP: Heat Pump Packaged Unit | Heat Pump | 230 | 1 |  |  | No Match | Single-Speed |  |  |  | 6800 | 433 | 15.7 | 11.2 | 8800 | 452 | 5.7 | 4.2 | Federally-Regulated Commercial & Industrial Equipment | 08/23/2011 |  | 01/10/2012
Snyder General Corp. | McQuay | LWP12BP |  | Water-Source | WBAHP: Heat Pump Packaged Unit | Heat Pump | 460 | 3 |  |  | No Match | No Match |  |  |  | 128000 | 11000 | 11.6 | 9.2 | 142000 | 11200 | 3.7 | 2.5 | Non Federally-Regulated | 02/22/1990 |  | 07/31/1991
California Heat Pump | California Heat Pump | 22V*-12-** |  | Water-Source | WBAHP: Heat Pump Packaged Unit | Heat Pump | 208 | 1 |  |  | No Match | No Match |  |  |  | 20500 | 2325 | 8.8 | 7.5 | 24000 | 2400 | 2.9 | 2.5 | Non Federally-Regulated | 06/11/1985 |  | 05/11/1988
McQuay International | McQuay | FCV/FCW/VWH/VWW036B-N |  | Water-Source | WBAHP: Heat Pump Packaged Unit | Heat Pump | 265 | 1 |  |  | No Match | No Match |  |  |  | 35200 | 2957 | 11.9 | 9.3 | 45000 | 3297 | 4 | 3.8 | Federally-Regulated Commercial & Industrial Equipment | 03/31/1998 |  | 05/10/1998
ClimateMaster Inc. | Climate Master Series | GSS042AG | GAH42 | Ground-Water-Source | WBAHP-CB: Heat Pump Split Syst | Heat Pump | 230 | 1 |  |  | No Match | No Match |  |  |  | 43000 | 2866 | 15 | 9 | 33000 | 2843 | 3.4 |  | Non Federally-Regulated | 04/10/2000 |  | 11/19/2001
Florida Heat Pump | Energy Miser | HE62CF-4 |  | Water-Source | WBAHP: Heat Pump Packaged Unit | Heat Pump | 460 | 3 |  |  | No Match | No Match |  |  |  | 62000 | 5740 | 10.8 | 9.3 | 84000 | 6480 | 3.8 | 3.8 | Non Federally-Regulated | 07/31/1991 |  | 03/31/1998
California Heat Pump | California Heat Pump | CHP-61H*-32-** |  | Water-Source | WBAHP: Heat Pump Packaged Unit | Heat Pump | 208 | 3 |  |  | No Match | No Match |  |  |  | 60000 | 6900 | 8.7 | 7.5 | 69000 | 7000 | 2.9 | 2.5 | Non Federally-Regulated | 01/05/1982 |  | 06/11/1985
Mammoth | Hydrobank II | D/E014VLE/HLE/DLE |  | Ground-Source | WBAHP: Heat Pump Packaged Unit | Heat Pump | 265 | 1 |  |  | No Match | No Match |  |  |  | 14100 | 1076 | 13.1 |  | 11200 | 1058 | 3.1 |  | Non Federally-Regulated | 03/31/1998 |  | 05/10/1998
Florida Heat Pump | Florida Heat Pump | EM096-1VT |  | Water-Source | WBAHP: Heat Pump Packaged Unit | Heat Pump | 230 | 1 |  |  | No Match | No Match |  |  |  | 96000 | 7111 | 13.5 | 9 | 109000 | 6796 | 4.7 | 3.8 | Federally-Regulated Commercial & Industrial Equipment | 12/14/1998 |  | 10/05/1999
ClimateMaster Inc. | Carrier | 50VQA/VQD100 5/6 |  | Water-Source | WBAHP: Heat Pump Packaged Unit | Heat Pump | 460 | 3 |  |  | No Match | No Match |  |  |  | 101000 | 8782 | 11.5 | 9 | 109000 | 8406 | 3.8 | 3.8 | Federally-Regulated Commercial & Industrial Equipment | 12/14/1998 |  | 10/05/1999
Waterfurnace International, Inc. | Waterfurnace International, Inc. | SXV068B0 |  | Ground-Water-Source | WBAHP: Heat Pump Packaged Unit | Heat Pump | 208 | 1 |  |  | No Match | No Match |  |  |  | 66000 | 5500 | 12 | 9 | 52000 | 5080 | 3 |  | Non Federally-Regulated | 01/30/1998 |  | 10/02/1998
Florida Heat Pump | Florida Heat Pump | EM060-5CS | EM060-5AH/AV | Water-Source | WBAH: Heating Only Packaged Un | Heat Pump | 575 | 3 |  |  | No Match | No Match |  |  |  | 60000 | 4615 | 13 | 9 | 80000 | 5327 | 4.4 | 3.5 | Non Federally-Regulated | 05/23/2001 |  | 07/18/2002
Trane U.S. Inc. | Command-Aire | SPVD0191 |  | Water-Source | WBAHP: Heat Pump Packaged Unit | Heat Pump | 208 | 1 |  |  | No Match | No Match |  |  |  | 20000 | 1754 | 11.4 | 10 | 26700 | 1862 | 4.2 |  | Federally-Regulated Commercial & Industrial Equipment | 10/05/1999 |  | 04/12/2000
Florida Heat Pump | Florida Heat Pump | EM028-1CS | EM028-1AV | Water-Source | WBAHP-C: Heat Pump Split Syste | Heat Pump | 230 | 1 |  |  | No Match | No Match |  |  |  | 27500 | 1964 | 14 | 10 | 33000 | 2198 | 4.4 |  | Federally-Regulated Commercial & Industrial Equipment | 12/14/1998 |  | 10/05/1999
Waterfurnace International, Inc. | Waterfurnace International, Inc. | ATV057D3(P) |  | Water-Source | WBAHP-CB: Heat Pump Split Syst | Heat Pump | 208 | 3 |  |  | No Match | No Match |  |  |  | 35000 | 2095 | 16.7 | 9 | 35400 | 2412 | 4.3 | 3.5 | Non Federally-Regulated | 02/02/1998 |  | 05/10/1998
Florida Heat Pump | Florida Heat Pump | GT036-3VT/HZ/CF |  | Ground-Water-Source | WBAHP: Heat Pump Packaged Unit | Heat Pump | 230 | 3 |  |  | No Match | No Match |  |  |  | 35600 | 2489 | 14.3 | 9 | 25000 | 2362 | 3.1 |  | Non Federally-Regulated | 10/06/1999 |  | 04/10/2000
Florida Heat Pump | Florida Heat Pump | EM048-4CF/HZ/VT |  | Ground-Water-Source | WBAHP: Heat Pump Packaged Unit | Heat Pump | 460 | 3 |  |  | No Match | No Match |  |  |  | 51000 | 3953 | 12.9 | 9 | 38000 | 3373 | 3.3 |  | Non Federally-Regulated | 05/29/2001 |  | 07/18/2002
Waterfurnace International, Inc. | Waterfurnace International, Inc. | SXH013C0 |  | Water-Source | WBAHP-CB: Heat Pump Split Syst | Heat Pump | 208 | 1 |  |  | No Match | No Match |  |  |  | 13500 | 906 | 14.9 | 9 | 14100 | 961 | 4.3 | 3.5 | Non Federally-Regulated | 02/02/1998 |  | 10/02/1998
ClimateMaster Inc. | Climate Master Series | 804-015-E******** |  | Water-Source | WBAHP: Heat Pump Packaged Unit | Heat Pump | 265 | 1 |  |  | No Match | No Match |  |  |  | 15000 | 1442 | 10.4 | 9 | 19200 | 1440 | 3.7 | 3.2 | Federally-Regulated Commercial & Industrial Equipment | 02/11/1988 |  | 05/11/1988
McQuay / Snyder General | Electro-Hydronics | LWP7.5BD |  | Water-Source | WBAHP: Heat Pump Packaged Unit | Heat Pump | 230 | 3 |  |  | No Match | No Match |  |  |  | 76000 | 7100 | 10.7 | 9.2 | 95000 | 7500 | 3.7 | 2.5 | Non Federally-Regulated | 08/29/1986 |  | 05/11/1988
Mammoth | Hydrobank II | G064HHF/VHF |  | Water-Source | WBAHP: Heat Pump Packaged Unit | Heat Pump | 460 | 3 |  |  | No Match | No Match |  |  |  | 64000 | 4776 | 13.4 | 10 | 82000 | 5861 | 4.1 |  | Federally-Regulated Commercial & Industrial Equipment | 12/14/1998 |  | 10/05/1999
Bard Manufacturing Company, Inc. | Bard | QW242-A |  | Ground-Water-Source | WBAHP: Heat Pump Packaged Unit | Heat Pump | 208 | 1 |  |  | No Match | No Match |  |  |  | 25000 | 1533 | 16.3 | 9 | 16200 | 1531 | 3.1 |  | Non Federally-Regulated | 06/20/2003 |  | 03/12/2009
Trane U.S. Inc. | Trane | EXHE0367 |  | Ground-Water-Source | WBAHP: Heat Pump Packaged Unit | Heat Pump | 265 | 1 |  |  | No Match | Single-Speed |  |  |  | 39300 | 1611 | 24.4 | 16.2 | 34600 | 2204 | 4.6 | 3.6 | Non Federally-Regulated | 06/14/2011 |  | 08/15/2014
Addison Products | Addison Products | WRH032-1JA | HRH032-1J/1JB | Water-Source | WBAHP-C: Heat Pump Split Syste | Heat Pump | 208 | 1 |  |  | No Match | No Match |  |  |  | 30200 | 2745 | 11 | 10 | 37600 | 2899 | 3.8 |  | Federally-Regulated Commercial & Industrial Equipment | 12/14/1998 |  | 04/12/2000
Enertech Global, LLC | Enertech | GXT024C |  | Ground-Source | WBAHP: Heat Pump Packaged Unit | Heat Pump | 230 | 1 |  |  | No Match | Single-Speed |  |  |  | 27500 | 1256 | 21.9 | 13.4 | 19700 | 1228 | 4.7 | 3.1 | Non Federally-Regulated | 11/30/2011 |  | 04/21/2014
Florida Heat Pump | Geomaster, LLC | EC048-1CF/HZ/VT |  | Ground-Source | WBAHP: Heat Pump Packaged Unit | Heat Pump | 208 | 1 |  |  | No Match | Single-Speed |  |  |  | 52000 | 3377 | 15.4 | 13.4 | 36800 | 3081 | 3.5 | 3.1 | Non Federally-Regulated | 04/23/2009 |  | 04/20/2015
Waterfurnace International, Inc. | American Standard, Inc. | A1GC042***1**0 |  | Ground-Source | WBAHP: Heat Pump Packaged Unit | Heat Pump | 230 | 1 |  |  | No Match | Single-Speed |  |  |  | 42300 | 2518 | 16.8 | 13.4 | 29900 | 2655 | 3.3 | 3.1 | Non Federally-Regulated | 08/23/2011 |  | 10/24/2014
Singer | Electro-Hydronics | FV520B33 |  | Water-Source | WBAHP: Heat Pump Packaged Unit | Heat Pump | 230 | 3 |  |  | No Match | No Match |  |  |  | 47000 | 5500 | 8.5 | 7.5 | 58000 | 5600 | 3 | 2.5 | Non Federally-Regulated | 01/05/1982 |  | 09/08/1982
ClimateMaster Inc. | Carrier Corp. | 50YEH/V/D070K***3 |  | Ground-Water-Source | WBAHP: Heat Pump Packaged Unit | Heat Pump | 230 | 1 |  |  | No Match | Single-Speed | 3125 | 691 | 141 | 78100 | 3396 | 23 | 16.2 | 65200 | 4661 | 4.1 | 3.6 | Non Federally-Regulated | 10/24/2014 |  | 04/22/2015
Florida Heat Pump | Geomaster, LLC | EC042-3CF/HZ/VT |  | Ground-Water-Source | WBAHP: Heat Pump Packaged Unit | Heat Pump | 208 | 3 |  |  | No Match | Single-Speed |  |  |  | 44500 | 2405 | 18.5 | 16.2 | 42000 | 2713 | 3.8 | 3.6 | Non Federally-Regulated | 04/30/2009 |  | 04/20/2015
Marvair | Marvair | WH036HPA | WM136HPA | Water-Source | WBAHP-C: Heat Pump Split Syste | Heat Pump | 230 | 1 |  |  | No Match | No Match |  |  |  | 36000 | 3600 | 10 | 9 | 48000 | 3908 | 3.6 | 3.2 | Non Federally-Regulated | 05/11/1988 |  | 03/15/1989
Waterfurnace International, Inc. | Rybacki - Hart Enterprises | ZS023**3*4 |  | Water-Source | WBAHP: Heat Pump Packaged Unit | Heat Pump | 230 | 3 |  |  | No Match | Single-Speed |  |  |  | 23000 | 1533 | 15 | 12 | 26000 | 1621 | 4.7 | 4.2 | Federally-Regulated Commercial & Industrial Equipment | 06/14/2011 |  | 04/19/2013
Hydro Delta Corp. | Hydro Delta Corp. | 03-068-WTAR-HE |  | Water-Source | WBAHP-CB: Heat Pump Split Syst | Heat Pump | 208 | 1 |  |  | No Match | No Match |  |  |  | 67500 | 5314 | 12.7 | 9 | 77000 | 6266 | 3.6 | 3.5 | Non Federally-Regulated | 10/05/1999 |  | 04/12/2000
Waterfurnace International, Inc. | Waterfurnace International, Inc. | SXV024C1 |  | Water-Source | WBAHP: Heat Pump Packaged Unit | Heat Pump | 230 | 1 |  |  | No Match | No Match |  |  |  | 25500 | 1688 | 15.1 | 9.3 | 30700 | 1697 | 5.3 | 3.8 | Federally-Regulated Commercial & Industrial Equipment | 03/31/1998 |  | 05/10/1998
Addison Products | Addison Products | HPY096-3A |  | Water-Source | WBAHP-CB: Heat Pump Split Syst | Heat Pump | 230 | 3 |  |  | No Match | No Match |  |  |  | 97900 | 8900 | 11 | 9 | 123600 | 10346 | 3.5 | 3.5 | Non Federally-Regulated | 01/24/2002 |  | 07/18/2002
American Air Filter | Enercon | VW186 |  | Water-Source | WBAHP: Heat Pump Packaged Unit | Heat Pump | 460 | 3 |  |  | No Match | No Match |  |  |  | 186000 | 21200 | 8.8 |  | 225000 | 21300 | 3.1 | 2.5 | Non Federally-Regulated | 06/11/1985 |  | 05/11/1988
Enertech Global, LLC | Enertech | TST054 | ACD048 | Ground-Source | WBAHP-C: Heat Pump Split Syste | Heat Pump | 230 | 1 |  |  | No Match | Single-Speed |  |  |  | 54300 | 3251 | 16.7 | 13.4 | 43300 | 3837 | 3.3 | 3.1 | Non Federally-Regulated | 11/25/2009 |  | 08/23/2011
Waterfurnace International, Inc. | Eagle Mountain | USV/USH060**3*4 |  | Water-Source | WBAHP: Heat Pump Packaged Unit | Heat Pump | 230 | 3 |  |  | No Match | Single-Speed |  |  |  | 58400 | 3817 | 15.3 | 12 | 72500 | 4521 | 4.7 | 4.2 | Federally-Regulated Commercial & Industrial Equipment | 03/02/2012 |  | 04/19/2013
Florida Heat Pump | Energy Miser | HE27CF-1 |  | Water-Source | WBAHP: Heat Pump Packaged Unit | Heat Pump | 208 | 1 |  |  | No Match | No Match |  |  |  | 26600 | 2215 | 12 | 9 | 34400 | 2460 | 4.1 | 3.2 | Non Federally-Regulated | 02/22/1990 |  | 07/31/1991
ClimateMaster Inc. | Climate Master | TCV041AG |  | Ground-Source | WBAHP: Heat Pump Packaged Unit | Heat Pump | 208 | 1 |  |  | No Match | Single-Speed |  |  |  | 38000 | 2568 | 14.8 | 13.4 | 30100 | 2846 | 3.1 | 3.1 | Non Federally-Regulated | 09/03/2012 |  | 10/24/2014
Florida Heat Pump | Florida Heat Pump | GT018-2CS | GT018-2AV/AH | Water-Source | WBAH: Heating Only Packaged Un | Heat Pump | 265 | 1 |  |  | No Match | No Match |  |  |  | 16300 | 1079 | 15.1 | 9 | 17500 | 1192 | 4.3 | 3.5 | Non Federally-Regulated | 10/05/1999 |  | 04/12/2000
Waterfurnace International, Inc. | Eagle Mountain | GTS064A1 | GAH060* | Water-Source | WBAHP-CB: Heat Pump Split Syst | Heat Pump | 208 | 1 |  |  | No Match | Dual-Speed |  |  |  | 56300 | 3830 | 14.7 | 12 | 67100 | 4275 | 4.6 | 4.2 | Federally-Regulated Commercial & Industrial Equipment | 01/24/2011 |  | 04/19/2013
McQuay International | McQuay | LHP/LWP10D-T |  | Water-Source | WBAHP: Heat Pump Packaged Unit | Heat Pump | 460 | 3 |  |  | No Match | No Match |  |  |  | 107000 | 9727 | 11 | 9 | 120000 | 9252 | 3.8 | 3.8 | Federally-Regulated Commercial & Industrial Equipment | 10/05/1999 |  | 09/21/2000
Waterfurnace International, Inc. | Eagle Mountain | ZS070**3*0 |  | Water-Source | WBAHP: Heat Pump Packaged Unit | Heat Pump | 208 | 3 |  |  | No Match | Single-Speed |  |  |  | 63000 | 4437 | 14.2 | 12 | 79000 | 5262 | 4.4 | 4.2 | Federally-Regulated Commercial & Industrial Equipment | 01/24/2011 |  | 04/19/2013
McQuay / Snyder General | Electro-Hydronics | UC400G5 |  | Water-Source | WBAHP: Heat Pump Packaged Unit | Heat Pump | 208 | 1 |  |  | No Match | No Match |  |  |  | 39600 | 3960 | 10 | 7.5 | 45000 | 3880 | 3.4 | 2.5 | Non Federally-Regulated | 08/29/1986 |  | 05/11/1988
ClimateMaster Inc. | Climate Master Series | 80117C |  | Water-Source | WBAHP: Heat Pump Packaged Unit | Heat Pump | 230 | 1 |  |  | No Match | No Match |  |  |  | 16000 | 1415 | 11.3 | 9 | 18700 | 1415 | 3.9 | 3.2 | Non Federally-Regulated | 02/22/1990 |  | 07/31/1991
Waterfurnace International, Inc. | Rybacki - Hart Enterprises | ZS023**3*1 |  | Ground-Source | WBAHP: Heat Pump Packaged Unit | Heat Pump | 208 | 3 |  |  | No Match | Single-Speed |  |  |  | 23900 | 1406 | 17 | 13.4 | 17000 | 1384 | 3.6 | 3.1 | Non Federally-Regulated | 01/24/2011 |  | 04/19/2013
Snyder General Corp. | American Air Filter | EHW-39 |  | Water-Source | WBAHP: Heat Pump Packaged Unit | Heat Pump | 460 | 3 |  |  | No Match | No Match |  |  |  | 39500 | 3591 | 11 | 9 | 46000 | 3846 | 3.5 | 3.2 | Federally-Regulated Commercial & Industrial Equipment | 02/04/1988 |  | 07/27/1992
Waterfurnace International, Inc. | Waterfurnace International, Inc. | ATH016C1 |  | Ground-Water-Source | WBAHP: Heat Pump Packaged Unit | Heat Pump | 230 | 1 |  |  | No Match | No Match |  |  |  | 17100 | 1082 | 15.8 | 9 | 11800 | 987 | 3.5 |  | Non Federally-Regulated | 01/30/1998 |  | 03/31/1998
ClimateMaster Inc. | Climate Master Series | VT 060 |  | Ground-Water-Source | WBAHP: Heat Pump Packaged Unit | Heat Pump | 208 | 1 |  |  | No Match | No Match |  |  |  | 57500 | 4020 | 14.3 | 9 | 38900 | 3352 | 3.4 |  | Non Federally-Regulated | 10/06/1999 |  | 04/10/2000
Friedrich Air Conditioning Co. | Climate Master Series | 804-031-E******** |  | Water-Source | WBAHP: Heat Pump Packaged Unit | Heat Pump | 265 | 1 |  |  | No Match | No Match |  |  |  | 30000 | 2900 | 10.3 | 7.5 | 40500 | 3200 | 3.7 | 2.5 | Non Federally-Regulated | 08/30/1983 |  | 08/29/1986
Florida Heat Pump | Geomaster, LLC | EP007-1HZ/VT |  | Water-Source | WBAHP: Heat Pump Packaged Unit | Heat Pump | 208 | 1 |  |  | No Match | Single-Speed |  |  |  | 6800 | 433 | 15.7 | 11.2 | 8800 | 452 | 5.7 | 4.2 | Federally-Regulated Commercial & Industrial Equipment | 08/23/2011 |  | 01/10/2012
Singer | Electro-Hydronics | VF240CK |  | Water-Source | WBAHP: Heat Pump Packaged Unit | Heat Pump | 208 | 3 |  |  | No Match | No Match |  |  |  | 24000 | 2700 | 8.9 | 7.5 | 28000 | 2850 | 2.9 | 2.5 | Non Federally-Regulated | 01/05/1982 |  | 05/16/1984
Waterfurnace International, Inc. | Eagle Mountain | GS009**0*0 |  | Ground-Source | WBAHP: Heat Pump Packaged Unit | Heat Pump | 208 | 1 |  |  | No Match | Single-Speed |  |  |  | 9800 | 587 | 16.7 | 13.4 | 7700 | 664 | 3.4 | 3.1 | Non Federally-Regulated | 01/24/2011 |  | 04/19/2013
Bard Manufacturing Company, Inc. | Bard | QW301-C |  | Ground-Water-Source | WBAHP: Heat Pump Packaged Unit | Heat Pump | 460 | 3 |  |  | No Match | No Match |  |  |  | 29000 | 1757 | 16.5 | 9 | 20400 | 1757 | 3.4 |  | Non Federally-Regulated | 03/21/2001 |  | 07/18/2002
Waterfurnace International, Inc. | Rybacki - Hart Enterprises | ZS042**3*0 |  | Ground-Water-Source | WBAHP: Heat Pump Packaged Unit | Heat Pump | 230 | 3 |  |  | No Match | Single-Speed |  |  |  | 45800 | 2082 | 22 | 16.2 | 37000 | 2854 | 3.8 | 3.6 | Non Federally-Regulated | 01/24/2011 |  | 04/19/2013
Command-Aire | Command-Aire | SWPH-411 |  | Water-Source | WBAHP: Heat Pump Packaged Unit | Heat Pump | 230 | 1 |  |  | No Match | No Match |  |  |  | 42000 | 4250 |  | 7.5 | 56000 | 4400 | 3.7 | 2.5 | Non Federally-Regulated | 08/29/1986 |  | 05/11/1988
Waterfurnace International, Inc. | Waterfurnace International, Inc. | SXH016A1 |  | Ground-Water-Source | WBAHP: Heat Pump Packaged Unit | Heat Pump | 230 | 1 |  |  | No Match | No Match |  |  |  | 16800 | 1253 | 13.4 | 11 | 18700 | 1336 | 4.1 | 3.5 | Non Federally-Regulated | 03/31/1998 |  | 05/10/1998
McQuay International | McQuay | LHP/LWP7D-L |  | Water-Source | WBAHP: Heat Pump Packaged Unit | Heat Pump | 230 | 3 |  |  | No Match | No Match |  |  |  | 70000 | 6194 | 11.3 | 9 | 83000 | 6401 | 3.8 | 3.8 | Federally-Regulated Commercial & Industrial Equipment | 02/02/1998 |  | 03/31/1998
McQuay / Snyder General | Electro-Hydronics | CW550FK |  | Water-Source | WBAHP: Heat Pump Packaged Unit | Heat Pump | 208 | 3 |  |  | No Match | No Match |  |  |  | 55000 | 5670 | 9.7 | 7.5 | 67000 | 5610 | 3.5 | 2.5 | Non Federally-Regulated | 08/29/1986 |  | 05/11/1988
Florida Heat Pump | Florida Heat Pump | EM028-3CF/HZ/VT |  | Water-Source | WBAHP-CB: Heat Pump Split Syst | Heat Pump | 208 | 3 |  |  | No Match | No Match |  |  |  | 30500 | 2382 | 12.8 | 9 | 33400 | 2796 | 3.5 | 3.5 | Non Federally-Regulated | 07/22/2002 |  | 03/12/2009
Waterfurnace International, Inc. | Eagle Mountain | ZS048**3*1 |  | Ground-Water-Source | WBAHP: Heat Pump Packaged Unit | Heat Pump | 208 | 3 |  |  | No Match | Single-Speed |  |  |  | 52000 | 2222 | 23.4 | 16.2 | 45900 | 3203 | 4.2 | 3.6 | Non Federally-Regulated | 01/24/2011 |  | 04/19/2013
Solar Oriented Environmental Systems | S.O.E.S.I. | PSS-1200 (2) |  | Water-Source | WBAHP: Heat Pump Packaged Unit | Heat Pump | 230 | 1 |  |  | No Match | No Match |  |  |  | 144400 | 14122 | 10.2 | 7.5 | 189000 | 14300 | 3.9 | 2.2 | Non Federally-Regulated | 05/16/1984 |  | 06/11/1985
Enertech Global, LLC | Enertech | HST048A | ACD060 | Ground-Water-Source | WBAHP-CB: Heat Pump Split Syst | Heat Pump | 230 | 1 |  |  | No Match | Single-Speed |  |  |  | 55400 | 2388 | 23.2 | 16.2 | 46300 | 2887 | 4.7 | 3.6 | Non Federally-Regulated | 11/30/2011 |  | 03/02/2012
Carrier Corp. | Carrier | 50KQ0194 |  | Water-Source | WBAHP: Heat Pump Packaged Unit | Heat Pump | 265 | 1 |  |  | No Match | No Match |  |  |  | 18400 | 1615 | 11.4 | 9 | 23000 | 1820 | 3.7 | 3.2 | Federally-Regulated Commercial & Industrial Equipment | 02/06/1988 |  | 05/11/1988
Inter-City Products Corp. | McQuay | CCW012C*G |  | Water-Source | WBAHP: Heat Pump Packaged Unit | Heat Pump | 208 | 1 |  |  | No Match | No Match |  |  |  | 12000 | 1062 | 11.3 | 9.3 | 14200 | 1096 | 3.8 | 3.8 | Non Federally-Regulated | 07/31/1991 |  | 03/31/1998
Waterfurnace International, Inc. | Waterfurnace International, Inc. | NSZ022A0 | NAH022* | Ground-Water-Source | WBAHP-CB: Heat Pump Split Syst | Heat Pump | 208 | 1 |  |  | No Match | Single-Speed |  |  |  | 23300 | 835 | 27.9 | 16.2 | 18900 | 1231 | 4.5 | 3.6 | Non Federally-Regulated | 01/24/2011 |  | 10/24/2014
Waterfurnace International, Inc. | Waterfurnace International, Inc. | P019D | N-VSB1206/G+FD03617A | Ground-Water-Source | WBAHP-CB: Heat Pump Split Syst | Heat Pump | 208 | 1 |  |  | No Match | No Match |  |  |  | 18100 | 1330 | 13.6 | 9 | 14400 | 1318 | 3.2 |  | Non Federally-Regulated | 07/22/2002 |  | 03/12/2009
Mammoth | Hydrobank II | D020VLH |  | Ground-Water-Source | WBAHP: Heat Pump Packaged Unit | Heat Pump | 230 | 1 |  |  | No Match | No Match |  |  |  | 19500 | 1488 | 13.1 | 9 | 15000 | 1417 | 3.1 |  | Non Federally-Regulated | 06/27/2003 |  | 03/12/2009
Singer | Electro-Hydronics | LM90C7 |  | Water-Source | WBAHP: Heat Pump Packaged Unit | Heat Pump | 265 | 1 |  |  | No Match | No Match |  |  |  | 8700 | 825 | 10.5 | 7.5 | 10000 | 850 | 3.4 | 2.5 | Non Federally-Regulated | 09/08/1982 |  | 05/16/1984
McQuay International | McQuay | W-CDL/CDS/CMS-1-060-E |  | Water-Source | WBAHP: Heat Pump Packaged Unit | Heat Pump | 230 | 1 |  |  | No Match | No Match |  |  |  | 57000 | 5135 | 11.1 | 10 | 76000 | 5709 | 3.9 |  | Federally-Regulated Commercial & Industrial Equipment | 10/05/1999 |  | 03/12/2009
Singer | Electro-Hydronics | FC240 K |  | Water-Source | WBAHP: Heat Pump Packaged Unit | Heat Pump | 208 | 3 |  |  | No Match | No Match |  |  |  | 24000 | 2850 | 8.4 | 7.5 | 28400 | 2900 | 2.9 | 2.5 | Non Federally-Regulated | 09/08/1982 |  | 05/16/1984
Florida Heat Pump | Energy Miser | HE15CF-1 |  | Water-Source | WBAHP: Heat Pump Packaged Unit | Heat Pump | 208 | 1 |  |  | No Match | No Match |  |  |  | 14400 | 1320 | 10.9 | 9.3 | 20000 | 1465 | 4 | 3.8 | Non Federally-Regulated | 07/31/1991 |  | 03/31/1998
Mammoth | Mammoth | F104H |  | Water-Source | WBAHP: Heat Pump Packaged Unit | Heat Pump | 230 | 3 |  |  | No Match | No Match |  |  |  | 100000 | 10200 | 9.8 | 7.5 | 112000 | 10200 | 3.2 | 2.2 | Non Federally-Regulated | 01/05/1982 |  | 05/16/1984
ClimateMaster Inc. | Climate Master Series | GSV/GSH042AH |  | Ground-Water-Source | WBAHP: Heat Pump Packaged Unit | Heat Pump | 208 | 3 |  |  | No Match | No Match |  |  |  | 43800 | 2881 | 15.2 | 9 | 32800 | 2912 | 3.3 |  | Non Federally-Regulated | 04/10/2000 |  | 07/18/2002
Florida Heat Pump | Florida Heat Pump | GT022-1CS | GT022-1AH/AV | Water-Source | WBAH: Heating Only Packaged Un | Heat Pump | 208 | 1 |  |  | No Match | No Match |  |  |  | 21200 | 1781 | 11.9 | 9 | 21600 | 1808 | 3.5 | 3.5 | Non Federally-Regulated | 04/12/2000 |  | 05/23/2001
Enertech Global, LLC | Enertech | GXT060B |  | Ground-Source | WBAHP: Heat Pump Packaged Unit | Heat Pump | 208 | 1 |  |  | No Match | Single-Speed |  |  |  | 60100 | 3515 | 17.1 | 13.4 | 47400 | 3562 | 3.9 | 3.1 | Non Federally-Regulated | 11/30/2011 |  | 01/09/2014
Florida Heat Pump | Energy Miser | HEH104-3 |  | Water-Source | WBAHP: Heat Pump Packaged Unit | Heat Pump | 208 | 3 |  |  | No Match | No Match |  |  |  | 102000 | 8720 | 11.7 | 10.5 | 130000 | 9600 | 4 | 3.8 | Non Federally-Regulated | 07/31/1991 |  | 03/31/1998
McQuay International | McQuay | W-FDS/FDL/FDD-1-024-J |  | Water-Source | WBAHP: Heat Pump Packaged Unit | Heat Pump | 265 | 1 |  |  | No Match | No Match |  |  |  | 24400 | 2033 | 12 | 10 | 32000 | 2343 | 4 |  | Federally-Regulated Commercial & Industrial Equipment | 10/05/1999 |  | 09/21/2000
McQuay International | McQuay | CCH/CCW/HWH/HWW120C-T |  | Water-Source | WBAHP: Heat Pump Packaged Unit | Heat Pump | 460 | 3 |  |  | No Match | No Match |  |  |  | 118500 | 10486 | 11.3 | 10.5 | 148000 | 10087 | 4.3 | 3.8 | Federally-Regulated Commercial & Industrial Equipment | 03/31/1998 |  | 05/10/1998
Florida Heat Pump | Florida Heat Pump | GT062-5CS | GT062-5AH/AV | Ground-Water-Source | WBAHP-CB: Heat Pump Split Syst | Heat Pump | 575 | 3 |  |  | No Match | No Match |  |  |  | 59500 | 4685 | 12.7 | 9 | 49000 | 4950 | 2.9 |  | Non Federally-Regulated | 07/22/2002 |  | 03/12/2009
Florida Heat Pump | Florida Heat Pump | GO024-1CF/HZ/VT |  | Ground-Water-Source | WBAHP: Heat Pump Packaged Unit | Heat Pump | 208 | 1 |  |  | No Match | No Match |  |  |  | 27200 | 1789 | 15.2 | 9 | 18400 | 1585 | 3.4 |  | Non Federally-Regulated | 07/22/2002 |  | 03/12/2009
ClimateMaster Inc. | Climate Master Series | VS012E********* |  | Water-Source | WBAHP: Heat Pump Packaged Unit | Heat Pump | 265 | 1 |  |  | No Match | No Match |  |  |  | 12200 | 1100 | 11.1 | 9 | 16200 | 1195 | 4 | 3.2 | Federally-Regulated Commercial & Industrial Equipment | 07/17/1991 |  | 07/27/1992
Climate Control / Snyder General | Trane | WPHA08XA* |  | Water-Source | WBAHP: Heat Pump Packaged Unit | Heat Pump | 115 | 1 |  |  | No Match | No Match |  |  |  | 6900 | 645 |  | 7.5 | 8800 | 680 | 3.8 | 2.5 | Non Federally-Regulated | 08/29/1986 |  | 05/11/1988
Waterfurnace International, Inc. | Eagle Mountain | GS012**0*0 |  | Ground-Source | WBAHP: Heat Pump Packaged Unit | Heat Pump | 208 | 1 |  |  | No Match | Single-Speed |  |  |  | 12500 | 694 | 18 | 13.4 | 9500 | 773 | 3.6 | 3.1 | Non Federally-Regulated | 01/24/2011 |  | 04/19/2013
Tetco | Tetco | ESII3.5 |  | Ground-Water-Source | WBAHP: Heat Pump Packaged Unit | Heat Pump | 230 | 1 |  |  | No Match | No Match |  |  |  | 38000 | 2794 | 13.6 | 9 | 32200 | 2949 | 3.2 |  | Non Federally-Regulated | 12/14/1998 |  | 04/10/2000
Geoflex Systems, Inc. | Geoflex Systems, Inc. | GF1T-V/H/D/M-038WACBE |  | Ground-Water-Source | WBAHP: Heat Pump Packaged Unit | Both Heat Pump and Electric Re | 230 | 3 |  |  | No Match | Dual-Speed |  |  |  | 40300 | 1708 | 23.6 | 16.2 | 35700 | 2135 | 4.9 | 3.6 | Non Federally-Regulated | 11/30/2011 |  | 01/09/2014
Addison Products | Addison Products | HGY120-4A |  | Ground-Water-Source | WBAHP: Heat Pump Packaged Unit | Heat Pump | 460 | 3 |  |  | No Match | No Match |  |  |  | 106800 | 8900 | 12 | 9 | 88500 | 8643 | 3 |  | Non Federally-Regulated | 11/19/2001 |  | 07/18/2002
Waterfurnace International, Inc. | Trane Unitary Products Group | T2GX049***1*1 |  | Ground-Water-Source | WBAHP: Heat Pump Packaged Unit | Heat Pump | 230 | 1 |  |  | No Match | Dual-Speed |  |  |  | 53200 | 2945 | 22.7 | 16.2 | 47200 | 2344 | 4.7 | 3.6 | Non Federally-Regulated | 08/23/2011 |  | 10/24/2014
Singer | Electro-Hydronics | CC190 7 |  | Water-Source | WBAHP: Heat Pump Packaged Unit | Heat Pump | 265 | 1 |  |  | No Match | No Match |  |  |  | 18000 | 2175 | 8.3 | 7.5 | 21000 | 2400 | 2.6 | 2.5 | Non Federally-Regulated | 09/08/1982 |  | 05/16/1984
Mammoth | Geox | GFH50 |  | Water-Source | WBAHP-CB: Heat Pump Split Syst | Heat Pump | 208 | 3 |  |  | No Match | No Match |  |  |  | 55500 | 5045 | 11 | 9 | 67000 | 5609 | 3.5 |  | Non Federally-Regulated | 12/28/1990 |  | 07/27/1992
McQuay International | McQuay | FCV/FCW/VWH/VWW012B-G |  | Water-Source | WBAHP: Heat Pump Packaged Unit | Heat Pump | 230 | 1 |  |  | No Match | No Match |  |  |  | 11600 | 1035 | 11.2 | 10 | 14000 | 1079 | 3.8 |  | Federally-Regulated Commercial & Industrial Equipment | 12/14/1998 |  | 11/17/1999
California Heat Pump | California Heat Pump | CHP-42H*-12-** |  | Water-Source | WBAHP: Heat Pump Packaged Unit | Heat Pump | 230 | 1 |  |  | No Match | No Match |  |  |  | 39000 | 4700 | 8.3 | 7.5 | 43000 | 4100 | 3 | 2.5 | Non Federally-Regulated | 05/16/1984 |  | 06/11/1985
Florida Heat Pump | Florida Heat Pump | EM036-3CF/HZ/VT |  | Ground-Water-Source | WBAHP: Heat Pump Packaged Unit | Heat Pump | 230 | 3 |  |  | No Match | No Match |  |  |  | 36600 | 2541 | 14.4 | 9 | 25800 | 2290 | 3.3 |  | Non Federally-Regulated | 07/22/2002 |  | 03/12/2009
Addison Products | Heat Controller | HWPG024-1B-XL |  | Ground-Water-Source | WBAHP: Heat Pump Packaged Unit | Heat Pump | 208 | 1 |  |  | No Match | No Match |  |  |  | 22000 | 1496 | 14.7 | 9 | 16000 | 1512 | 3.1 |  | Non Federally-Regulated | 10/06/1999 |  | 04/10/2000
Mammoth | Hydrobank II | F070VLF/HLF |  | Ground-Water-Source | WBAHP: Heat Pump Packaged Unit | Heat Pump | 208 | 3 |  |  | No Match | No Match |  |  |  | 71780 | 5277 | 13.6 | 9 | 55000 | 5373 | 3 |  | Non Federally-Regulated | 07/29/1998 |  | 10/02/1998
McQuay / Snyder General | Electro-Hydronics | UW500FD |  | Water-Source | WBAHP: Heat Pump Packaged Unit | Heat Pump | 230 | 3 |  |  | No Match | No Match |  |  |  | 50000 | 4850 | 10.3 | 7.5 | 65000 | 4900 | 3.9 | 2.5 | Non Federally-Regulated | 08/29/1986 |  | 05/11/1988
Trane U.S. Inc. | Trane | WPHD0131 |  | Water-Source | WBAHP: Heat Pump Packaged Unit | Heat Pump | 265 | 1 |  |  | No Match | No Match |  |  |  | 11400 | 1055 | 10.8 | 10 | 15600 | 1114 | 4.1 |  | Federally-Regulated Commercial & Industrial Equipment | 02/02/1998 |  | 03/31/1998
Waterfurnace International, Inc. | Waterfurnace International, Inc. | SXV048C0 |  | Water-Source | WBAHP: Heat Pump Packaged Unit | Heat Pump | 208 | 1 |  |  | No Match | No Match |  |  |  | 49000 | 3629 | 13.5 | 10 | 60500 | 3772 | 4.7 |  | Federally-Regulated Commercial & Industrial Equipment | 12/14/1998 |  | 10/05/1999
Waterfurnace International, Inc. | Rybacki - Hart Enterprises | ZS048**0*0 |  | Ground-Water-Source | WBAHP: Heat Pump Packaged Unit | Heat Pump | 230 | 1 |  |  | No Match | Single-Speed |  |  |  | 52000 | 2476 | 21 | 16.2 | 45900 | 3540 | 3.8 | 3.6 | Non Federally-Regulated | 01/24/2011 |  | 04/19/2013
Florida Heat Pump | Florida Heat Pump | SV070-1CS*-*****A | SV070-1AV/AH*-***T/A*A | Ground-Source | WBAHP-CB: Heat Pump Split Syst | Heat Pump | 208 | 1 |  |  | No Match | Single-Speed |  |  |  | 64200 | 4115 | 15.6 | 13.4 | 47900 | 4254 | 3.3 | 3.1 | Non Federally-Regulated | 10/24/2014 |  | 04/01/2015
Florida Heat Pump | Florida Heat Pump | EV048-3CF/HZ/VT |  | Ground-Water-Source | WBAHP: Heat Pump Packaged Unit | Heat Pump | 230 | 3 |  |  | No Match | Multiple-Speed |  |  |  | 55000 | 2670 | 20.6 | 16.2 | 47000 | 2670 | 4.2 | 3.6 | Non Federally-Regulated | 07/06/2011 |  | 12/12/2012
Waterfurnace International, Inc. | Eagle Mountain | ZS030**0*1 |  | Water-Source | WBAHP: Heat Pump Packaged Unit | Heat Pump | 208 | 1 |  |  | No Match | Single-Speed |  |  |  | 29500 | 1879 | 15.7 | 12 | 34600 | 1988 | 5.1 | 4.2 | Federally-Regulated Commercial & Industrial Equipment | 01/24/2011 |  | 04/19/2013
Waterfurnace International, Inc. | Waterfurnace International, Inc. | SXH030*4 |  | Ground-Water-Source | WBAHP: Heat Pump Packaged Unit | Heat Pump | 460 | 3 |  |  | No Match | No Match |  |  |  | 31200 | 2181 | 14.3 | 9 | 21600 | 1808 | 3.5 |  | Non Federally-Regulated | 10/06/1999 |  | 05/19/2000
Addison Products | Heat Controller | HWPG066-3B-XL |  | Ground-Water-Source | WBAHP: Heat Pump Packaged Unit | Heat Pump | 230 | 3 |  |  | No Match | No Match |  |  |  | 65000 | 5118 | 12.7 | 9 | 48000 | 5022 | 2.8 |  | Non Federally-Regulated | 10/06/1999 |  | 04/10/2000
Mammoth | Hydrobank II | G062HHG/VHG |  | Water-Source | WBAHP: Heat Pump Packaged Unit | Heat Pump | 460 | 3 |  |  | No Match | No Match |  |  |  | 61000 | 5398 | 11.3 | 10 | 84500 | 6516 | 3.8 |  | Federally-Regulated Commercial & Industrial Equipment | 02/02/1998 |  | 03/31/1998
ClimateMaster Inc. | Climate Master | TCH/V042AH |  | Ground-Source | WBAHP: Heat Pump Packaged Unit | Heat Pump | 200 | 3 |  |  | No Match | Single-Speed |  |  |  | 40500 | 2813 | 14.4 | 13.4 | 34300 | 3048 | 3.3 | 3.1 | Non Federally-Regulated | 07/07/2011 |  | 10/24/2014
Waterfurnace International, Inc. | Eagle Mountain | YS036**1*4 |  | Water-Source | WBAHP: Heat Pump Packaged Unit | Heat Pump | 208 | 1 |  |  | No Match | Single-Speed |  |  |  | 33300 | 2220 | 15 | 12 | 40600 | 2479 | 4.8 | 4.2 | Federally-Regulated Commercial & Industrial Equipment | 01/24/2011 |  | 03/02/2012
Waterfurnace International, Inc. | Johnson Controls | RJSV/RJSH015**2*1 |  | Ground-Water-Source | WBAHP: Heat Pump Packaged Unit | Heat Pump | 265 | 1 |  |  | No Match | Single-Speed |  |  |  | 16700 | 619 | 27 | 16.2 | 15500 | 967 | 4.7 | 3.6 | Non Federally-Regulated | 01/24/2011 |  | 10/24/2014
Waterfurnace International, Inc. | WFI Industries, Ltd. | GTS038A1 | GAH036* | Water-Source | WBAHP-CB: Heat Pump Split Syst | Heat Pump | 208 | 1 |  |  | No Match | Dual-Speed |  |  |  | 34000 | 2329 | 14.6 | 12 | 40100 | 2350 | 5 | 4.2 | Federally-Regulated Commercial & Industrial Equipment | 01/24/2011 |  | 08/23/2011
California Heat Pump | California Heat Pump | 16C*B-12-** |  | Water-Source | WBAHP: Heat Pump Packaged Unit | Heat Pump | 208 | 1 |  |  | No Match | No Match |  |  |  | 15500 | 1345 | 11.5 | 7.5 | 17000 | 1385 | 3.6 | 2.5 | Non Federally-Regulated | 06/11/1985 |  | 05/11/1988
ClimateMaster Inc. | Carrier Corp. | 50PRH/V012 3 |  | Water-Source | WBAHP: Heat Pump Packaged Unit | Heat Pump | 208 | 1 |  |  | No Match | Single-Speed |  |  |  | 11700 | 867 | 13.5 | 11.2 | 15200 | 1036 | 4.3 | 4.2 | Federally-Regulated Commercial & Industrial Equipment | 01/24/2011 |  | 08/23/2011
Florida Heat Pump | Florida Heat Pump | GT024-1CF/HZ/VT |  | Ground-Water-Source | WBAHP: Heat Pump Packaged Unit | Heat Pump | 265 | 1 |  |  | No Match | No Match |  |  |  | 24500 | 1788 | 13.7 | 9 | 18000 | 1648 | 3.2 |  | Non Federally-Regulated | 05/29/2001 |  | 07/16/2001
Command-Aire | Command-Aire | RWP-503 |  | Water-Source | WBAHP: Heat Pump Packaged Unit | Heat Pump | 208 | 3 |  |  | No Match | No Match |  |  |  | 58600 | 5925 | 9.9 | 9 | 74700 | 5890 | 3.7 | 3.2 | Non Federally-Regulated | 05/11/1988 |  | 03/15/1989
Enertech Global, LLC | Roth Industries, Inc. | RXT036C |  | Ground-Source | WBAHP: Heat Pump Packaged Unit | Heat Pump | 208 | 1 |  |  | No Match | Single-Speed |  |  |  | 39300 | 1985 | 19.8 | 13.4 | 28600 | 1905 | 4.4 | 3.1 | Non Federally-Regulated | 11/30/2011 |  | 12/12/2012
Carrier Corp. | Carrier | 50QXV0725 |  | Water-Source | WBAHP: Heat Pump Packaged Unit | Heat Pump | 208 | 3 |  |  | No Match | No Match |  |  |  | 72000 | 6180 | 11.7 | 9.2 | 88000 | 6520 | 4 |  | Federally-Regulated Commercial & Industrial Equipment | 09/25/1989 |  | 03/08/1996
Trane U.S. Inc. | Trane | GSCC0411 |  | Water-Source | WBAHP: Heat Pump Packaged Unit | Heat Pump | 208 | 1 |  |  | No Match | No Match |  |  |  | 40100 | 3517 | 11.4 | 9.3 | 52000 | 4010 | 3.8 | 3.8 | Federally-Regulated Commercial & Industrial Equipment | 03/31/1998 |  | 05/10/1998
Addison Products | Addison Products | VGY012-8A |  | Water-Source | WBAHP-CB: Heat Pump Split Syst | Heat Pump | 265 | 1 |  |  | No Match | No Match |  |  |  | 11900 | 991 | 12 | 9 | 13500 | 1069 | 3.7 | 3.5 | Non Federally-Regulated | 07/22/2002 |  | 03/12/2009
California Heat Pump | California Heat Pump | 07C*B-12-** |  | Water-Source | WBAHP: Heat Pump Packaged Unit | Heat Pump | 230 | 1 |  |  | No Match | No Match |  |  |  | 7400 | 733 | 10.1 | 7.5 | 9000 | 775 | 3.4 | 2.5 | Non Federally-Regulated | 06/11/1985 |  | 05/11/1988
Waterfurnace International, Inc. | Geotility Geothermal Installations | GCC/GCW/GCS/GCE15*2 |  | Ground-Source | WBAHP-O: Heat Pump Packaged Un | Heat Pump | 265 | 1 |  |  | No Match | Single-Speed |  |  |  | 14200 | 893 | 15.9 | 13.4 | 10500 | 905 | 3.4 | 3.1 | Non Federally-Regulated | 01/24/2011 |  | 04/19/2013
Geoflex Systems, Inc. | Geoflex Systems, Inc. | GF1S-V/H/D/M-042WABBP |  | Water-Source | WBAHP: Heat Pump Packaged Unit | Both Heat Pump and Electric Re | 265 | 1 |  |  | No Match | Single-Speed |  |  |  | 38100 | 2337 | 16.3 | 12 | 45900 | 2491 | 5.4 | 4.2 | Federally-Regulated Commercial & Industrial Equipment | 03/02/2012 |  | 01/09/2014
ClimateMaster Inc. | Climate Master Series | VP/HP030E |  | Water-Source | WBAHP: Heat Pump Packaged Unit | Heat Pump | 265 | 1 |  |  | No Match | No Match |  |  |  | 29000 | 2230 | 13 | 10 | 36000 | 2397 | 4.4 |  | Federally-Regulated Commercial & Industrial Equipment | 04/12/2000 |  | 11/14/2000
Mammoth | Hydrobank II | F070VLG |  | Ground-Water-Source | WBAHP: Heat Pump Packaged Unit | Heat Pump | 230 | 3 |  |  | No Match | No Match |  |  |  | 71780 | 5277 | 13.6 | 9 | 55000 | 5371 | 3 |  | Non Federally-Regulated | 05/23/2000 |  | 01/18/2001
Mammoth | Hydrobank II | F064HHF/VHF |  | Water-Source | WBAHP: Heat Pump Packaged Unit | Heat Pump | 230 | 3 |  |  | No Match | No Match |  |  |  | 64000 | 4776 | 13.4 | 10 | 82000 | 5859 | 4.1 |  | Federally-Regulated Commercial & Industrial Equipment | 10/05/1999 |  | 05/23/2000
ClimateMaster Inc. | Climate Master Series | GSV/GSH030AH |  | Ground-Water-Source | WBAHP: Heat Pump Packaged Unit | Heat Pump | 230 | 3 |  |  | No Match | No Match |  |  |  | 32000 | 1987 | 16.1 | 9 | 23000 | 2042 | 3.3 |  | Non Federally-Regulated | 07/22/2002 |  | 01/22/2003
ClimateMaster Inc. | Climate Master | PDW36 | FK4CNF003 | Ground-Water-Source | WBAHP-CB: Heat Pump Split Syst | Heat Pump | 230 | 1 |  |  | No Match | Single-Speed |  |  |  | 34900 | 1736 | 20.1 | 16.2 | 31900 | 2399 | 3.9 | 3.6 | Non Federally-Regulated | 09/15/2009 |  | 02/17/2011
Florida Heat Pump | Bosch | AP061-1CF/HZ/VT |  | Ground-Water-Source | WBAHP: Heat Pump Packaged Unit | Heat Pump | 208 | 1 |  |  |  | Dual-Speed | 3079 | 730 |  | 71000 | 2983 | 23.8 | 16.2 | 65000 | 3810 | 5 | 3.6 | Non Federally-Regulated | 04/22/2015 |  | 05/01/2015
Trane U.S. Inc. | Trane | GSHC0241B |  | Ground-Water-Source | WBAHP: Heat Pump Packaged Unit | Heat Pump | 208 | 1 |  |  | No Match | No Match |  |  |  | 25200 | 1473 | 17.1 | 9 | 18600 | 1757 | 3.1 |  | Non Federally-Regulated | 07/22/2002 |  | 03/12/2009
Mammoth | Hydrobank II | G120HHL |  | Water-Source | WBAHP: Heat Pump Packaged Unit | Heat Pump | 460 | 3 |  |  | No Match | No Match |  |  |  | 115500 | 8619 | 13.4 | 9 | 151000 | 11060 | 4 | 3.8 | Federally-Regulated Commercial & Industrial Equipment | 06/27/2003 |  | 03/12/2009
Econar | Econar | GH231 |  | Ground-Water-Source | WBAHP: Heat Pump Packaged Unit | Heat Pump | 208 | 1 |  |  | No Match | No Match |  |  |  | 24800 | 1710 | 14.5 | 9 | 21200 | 1827 | 3.4 |  | Non Federally-Regulated | 12/14/1998 |  | 03/18/2002
Command-Aire | Command-Aire | SWPXR353E |  | Water-Source | WBAHP: Heat Pump Packaged Unit | Heat Pump | 230 | 3 |  |  | No Match | No Match |  |  |  | 36000 | 3270 | 11 | 9 | 49000 | 3500 | 4 | 3.2 | Non Federally-Regulated | 05/11/1988 |  | 03/15/1989
Waterfurnace International, Inc. | Waterfurnace International, Inc. | ATV028*1 |  | Ground-Water-Source | WBAHP: Heat Pump Packaged Unit | Heat Pump | 230 | 1 |  |  | No Match | No Match |  |  |  | 29000 | 1812 | 16 | 9 | 21000 | 1757 | 3.5 |  | Non Federally-Regulated | 10/06/1999 |  | 05/19/2000
Enertech Global, LLC | Enertech | GTC024 | ACD024 | Ground-Water-Source | WBAHP-C: Heat Pump Split Syste | Heat Pump | 208 | 1 |  |  | No Match | Single-Speed |  |  |  | 28800 | 1655 | 17.4 | 16.2 | 24100 | 1767 | 4 | 3.6 | Non Federally-Regulated | 04/30/2009 |  | 04/19/2013
Singer | Electro-Hydronics | WM90C5 |  | Water-Source | WBAHP: Heat Pump Packaged Unit | Heat Pump | 208 | 1 |  |  | No Match | No Match |  |  |  | 8700 | 825 | 10.5 | 7.5 | 10000 | 850 | 3.4 | 2.5 | Non Federally-Regulated | 09/08/1982 |  | 05/16/1984
Waterfurnace International, Inc. | Waterfurnace International, Inc. | SXH030*1 |  | Water-Source | WBAHP: Heat Pump Packaged Unit | Heat Pump | 208 | 1 |  |  | No Match | No Match |  |  |  | 30600 | 2125 | 14.4 | 10 | 36600 | 2144 | 5 |  | Federally-Regulated Commercial & Industrial Equipment | 10/05/1999 |  | 05/19/2000
Florida Heat Pump | Florida Heat Pump | EM018-1CS | EM018-1AH/AV | Water-Source | WBAH: Heating Only Packaged Un | Heat Pump | 230 | 1 |  |  | No Match | No Match |  |  |  | 20000 | 1694 | 11.8 | 9 | 24500 | 1994 | 3.6 | 3.5 | Non Federally-Regulated | 05/23/2001 |  | 07/18/2002
Climate Control / Snyder General | Electro-Hydronics | WM150B5 |  | Water-Source | WBAHP: Heat Pump Packaged Unit | Heat Pump | 208 | 1 |  |  | No Match | No Match |  |  |  | 14700 | 1875 | 7.8 | 7.5 | 19000 | 1900 | 2.9 | 2.5 | Non Federally-Regulated | 05/16/1984 |  | 08/29/1986
Mammoth | Geox | ZD013HHC |  | Water-Source | WBAHP: Heat Pump Packaged Unit | Heat Pump | 208 | 1 |  |  | No Match | No Match |  |  |  | 12800 | 1260 | 10.2 | 7.5 | 16500 | 1400 | 3.5 | 2.5 | Non Federally-Regulated | 06/11/1985 |  | 05/11/1988
Addison Products | Addison Products | HWPG017-1B** |  | Ground-Water-Source | WBAHP: Heat Pump Packaged Unit | Heat Pump | 230 | 1 |  |  | No Match | No Match |  |  |  | 16700 | 1176 | 14.2 | 11 | 18100 | 1262 | 4.2 | 3.5 | Non Federally-Regulated | 03/31/1998 |  | 05/10/1998
ClimateMaster Inc. | Trane | WPRB0132 |  | Water-Source | WBAHP-O: Heat Pump Packaged Un | Heat Pump | 208 | 1 |  |  | No Match | No Match |  |  |  | 12500 | 1230 | 10.2 | 9 | 16200 | 1435 | 3.4 | 3.2 | Non Federally-Regulated | 02/22/1990 |  | 07/31/1991
American Air Filter | Enercon | HW19A |  | Water-Source | WBAHP: Heat Pump Packaged Unit | Heat Pump | 240 | 1 |  |  | No Match | No Match |  |  |  | 19500 | 2200 | 8.9 | 7.5 | 24500 | 2425 | 3 | 2.5 | Non Federally-Regulated | 01/05/1982 |  | 05/16/1984
Mammoth | Hydrobank II | D043HHG/VHG |  | Water-Source | WBAHP: Heat Pump Packaged Unit | Heat Pump | 230 | 1 |  |  | No Match | No Match |  |  |  | 42000 | 3589 | 11.7 | 10 | 54300 | 4187 | 3.8 |  | Federally-Regulated Commercial & Industrial Equipment | 12/14/1998 |  | 05/23/2000
Enertech Global, LLC | Enertech | HCT024C2 |  | Ground-Source | WBAHP: Heat Pump Packaged Unit | Heat Pump | 230 | 3 |  |  | No Match | Single-Speed |  |  |  | 25900 | 1289 | 20.1 | 13.4 | 19400 | 1263 | 4.5 | 3.1 | Non Federally-Regulated | 05/02/2012 |  | 04/21/2014
Florida Heat Pump | Bosch | CP036-1HZ/VT |  | Water-Source | WBAHP: Heat Pump Packaged Unit | Heat Pump | 230 | 1 |  |  |  | Single-Speed |  |  |  | 36000 | 2093 | 17.2 | 12 | 41000 | 2146 | 5.6 | 4.2 | Federally-Regulated Commercial & Industrial Equipment | 04/22/2015 |  | 05/01/2015
Florida Heat Pump | Florida Heat Pump | EM048-4CF |  | Water-Source | WBAHP: Heat Pump Packaged Unit | Heat Pump | 460 | 3 |  |  | No Match | No Match |  |  |  | 49000 | 3920 | 12.5 | 9.3 | 58000 | 3863 | 4.4 | 3.8 | Federally-Regulated Commercial & Industrial Equipment | 03/31/1998 |  | 05/10/1998
ClimateMaster Inc. | Carrier Corp. | 50YEH/V/D030K***3 |  | Ground-Water-Source | WBAHP: Heat Pump Packaged Unit | Heat Pump | 208 | 1 |  |  | No Match | Single-Speed |  |  |  | 30800 | 1154 | 26.7 | 16.2 | 28000 | 1675 | 4.9 | 3.6 | Non Federally-Regulated | 10/24/2014 |  | 04/22/2015
Waterfurnace International, Inc. | Waterfurnace International, Inc. | NSZ048A3 | NRAC048* | Ground-Water-Source | WBAHP-CB: Heat Pump Split Syst | Heat Pump | 230 | 3 |  |  | No Match | Single-Speed |  |  |  | 48900 | 2055 | 23.8 | 16.2 | 45100 | 2937 | 4.5 | 3.6 | Non Federally-Regulated | 08/23/2011 |  | 10/24/2014
Climate Control / Snyder General | Electro-Hydronics | LHP15BP |  | Water-Source | WBAHP: Heat Pump Packaged Unit | Heat Pump | 460 | 3 |  |  | No Match | No Match |  |  |  | 178000 | 16950 | 10.5 |  | 227000 | 17600 | 3.8 | 2.5 | Non Federally-Regulated | 06/11/1985 |  | 08/29/1986
Florida Heat Pump | Energy Miser | HLTH50-4 |  | Water-Source | WBAH-O: Heating Only Packaged | Heat Pump | 460 | 3 |  |  | No Match | No Match |  |  |  | 0 | 0 | 0 | 9 | 56500 | 5015 | 3.3 |  | Non Federally-Regulated | 03/07/1989 |  | 07/28/1992
Florida Heat Pump | Bosch | ES035-3CF/HZ/VT |  | Ground-Source | WBAHP: Heat Pump Packaged Unit | Heat Pump | 230 | 3 |  |  |  | Dual-Speed |  |  |  | 38000 | 2209 | 17.2 | 13.4 | 28000 | 2159 | 3.8 | 3.1 | Non Federally-Regulated | 04/22/2015 |  | 04/29/2015
Enertech Global, LLC | Enertech | TCT048A |  | Ground-Water-Source | WBAHP: Heat Pump Packaged Unit | Heat Pump | 230 | 1 |  |  | No Match | Single-Speed |  |  |  | 55600 | 2562 | 21.7 | 16.2 | 50000 | 3186 | 4.6 | 3.6 | Non Federally-Regulated | 06/14/2011 |  | 01/09/2014
Waterfurnace International, Inc. | Waterfurnace International, Inc. | ATV034*0 |  | Ground-Water-Source | WBAHP: Heat Pump Packaged Unit | Heat Pump | 230 | 1 |  |  | No Match | No Match |  |  |  | 34400 | 2150 | 16 | 9 | 25000 | 2219 | 3.3 |  | Non Federally-Regulated | 10/06/1999 |  | 05/19/2000
Addison Products | Addison Products | WPH064-1JC/1JBC |  | Water-Source | WBAHP: Heat Pump Packaged Unit | Heat Pump | 230 | 1 |  |  | No Match | No Match |  |  |  | 59500 | 4760 | 12.5 | 10 | 78000 | 5861 | 3.9 |  | Federally-Regulated Commercial & Industrial Equipment | 02/02/1998 |  | 03/31/1998
Snyder General Corp. | McQuay | VE140G5 |  | Water-Source | WBAHP: Heat Pump Packaged Unit | Heat Pump | 208 | 1 |  |  | No Match | No Match |  |  |  | 13500 | 1300 | 10.4 | 9 | 16000 | 1320 | 3.5 | 3.2 | Non Federally-Regulated | 02/22/1990 |  | 07/31/1991
Climate Control / Snyder General | Electro-Hydronics | CW330G3 |  | Water-Source | WBAHP: Heat Pump Packaged Unit | Heat Pump | 230 | 1 |  |  | No Match | No Match |  |  |  | 33000 | 3050 | 10.8 | 7.5 | 39000 | 3090 | 3.7 | 2.5 | Non Federally-Regulated | 05/16/1984 |  | 08/29/1986
Waterfurnace International, Inc. | Waterfurnace International, Inc. | CXC018*0 |  | Water-Source | WBAHP-O: Heat Pump Packaged Un | Heat Pump | 208 | 1 |  |  | No Match | No Match |  |  |  | 17800 | 1338 | 13.3 | 10 | 23500 | 1530 | 4.5 |  | Federally-Regulated Commercial & Industrial Equipment | 10/05/1999 |  | 04/12/2000
Johnson Controls | Johnson Controls | VSCS12B6****0 |  | Ground-Water-Source | WBAHP: Heat Pump Packaged Unit | Heat Pump | 265 | 1 |  |  | No Match | Single-Speed |  |  |  | 14400 | 727 | 19.8 | 16.2 | 12200 | 993 | 3.6 | 3.6 | Non Federally-Regulated | 03/02/2012 |  | 10/24/2014
ClimateMaster Inc. | Climate Master Series | 80108G |  | Water-Source | WBAHP: Heat Pump Packaged Unit | Heat Pump | 208 | 1 |  |  | No Match | No Match |  |  |  | 7000 | 673 | 10.4 | 9 | 9200 | 729 | 3.7 | 3.2 | Federally-Regulated Commercial & Industrial Equipment | 02/07/1988 |  | 05/11/1988
Trane U.S. Inc. | Command-Aire | GSUF0181A |  | Ground-Water-Source | WBAHP: Heat Pump Packaged Unit | Heat Pump | 208 | 1 |  |  | No Match | No Match |  |  |  | 19600 | 1306 | 15 | 9 | 14400 | 1622 | 2.6 |  | Non Federally-Regulated | 10/06/1999 |  | 04/10/2000
McQuay / Snyder General | Electro-Hydronics | LWP7.5BD |  | Water-Source | WBAHP: Heat Pump Packaged Unit | Heat Pump | 230 | 3 |  |  | No Match | No Match |  |  |  | 76000 | 7100 | 10.7 | 9.2 | 95000 | 7500 | 3.7 |  | Non Federally-Regulated | 05/11/1988 |  | 03/15/1989
Mammoth | Mammoth | E019V |  | Water-Source | WBAHP: Heat Pump Packaged Unit | Heat Pump | 265 | 1 |  |  | No Match | No Match |  |  |  | 19500 | 2175 | 9 | 7.5 | 24500 | 2500 | 2.9 | 2.5 | Non Federally-Regulated | 01/05/1982 |  | 05/16/1984
Mammoth | Geox | ZD043HSEXXX |  | Water-Source | WBAHP: Heat Pump Packaged Unit | Heat Pump | 230 | 1 |  |  | No Match | No Match |  |  |  | 42000 | 3820 | 11 | 9 | 52000 | 4240 | 3.6 | 3.2 | Non Federally-Regulated | 05/11/1988 |  | 03/15/1989
Florida Heat Pump | Florida Heat Pump | GT054-5CF/HZ/VT |  | Water-Source | WBAHP-CB: Heat Pump Split Syst | Heat Pump | 575 | 3 |  |  | No Match | No Match |  |  |  | 53000 | 4240 | 12.5 | 9 | 62000 | 4657 | 3.9 | 3.5 | Non Federally-Regulated | 04/12/2000 |  | 07/18/2002
McQuay / Snyder General | Electro-Hydronics | CW750GP |  | Water-Source | WBAHP: Heat Pump Packaged Unit | Heat Pump | 460 | 3 |  |  | No Match | No Match |  |  |  | 74000 | 7000 | 10.5 | 9.2 | 92000 | 7500 | 3.6 | 2.5 | Non Federally-Regulated | 08/29/1986 |  | 05/11/1988
Florida Heat Pump | Florida Heat Pump | TA049-1CS | DX049CC/UC | Water-Source | WBAHP-C: Heat Pump Split Syste | Heat Pump | 208 | 1 |  |  | No Match | Dual-Speed |  |  |  | 49500 | 2946 | 16.8 | 12 | 61000 | 3373 | 5.3 | 4.2 | Federally-Regulated Commercial & Industrial Equipment | 03/02/2012 |  | 04/20/2015
McQuay / Snyder General | Electro-Hydronics | LWP22BK |  | Water-Source | WBAHP: Heat Pump Packaged Unit | Heat Pump | 208 | 3 |  |  | No Match | No Match |  |  |  | 240400 | 20550 | 11.7 |  | 270000 | 21400 | 3.7 | 2.5 | Non Federally-Regulated | 08/29/1986 |  | 05/11/1988
Thermal Energy Systems | Thermaflo II | 36***6**** |  | Water-Source | WBAHP: Heat Pump Packaged Unit | Heat Pump | 460 | 3 |  |  | No Match | No Match |  |  |  | 36500 | 3100 | 11.8 | 9 | 43800 | 3425 | 3.7 | 3.2 | Federally-Regulated Commercial & Industrial Equipment | 01/23/1988 |  | 02/22/1990
Hydro Delta Corp. | Hydro Delta Corp. | 03-036-WTAR-HE |  | Ground-Water-Source | WBAHP: Heat Pump Packaged Unit | Heat Pump | 208 | 1 |  |  | No Match | No Match |  |  |  | 35200 | 2687 | 13.1 | 9 | 28400 | 2600 | 3.2 |  | Non Federally-Regulated | 10/06/1999 |  | 04/10/2000
Snyder General Corp. | McQuay | VF330F5 |  | Water-Source | WBAHP: Heat Pump Packaged Unit | Heat Pump | 208 | 1 |  |  | No Match | No Match |  |  |  | 30800 | 2852 | 10.8 | 9 | 35000 | 2900 | 3.5 | 3.2 | Non Federally-Regulated | 02/22/1990 |  | 07/31/1991
Waterfurnace International, Inc. | WFI Industries, Ltd. | 141/142A036**1*1 |  | Ground-Water-Source | WBAHP: Heat Pump Packaged Unit | Heat Pump | 230 | 1 |  |  | No Match | Variable-Speed |  |  |  | 38000 | 1206 | 31.5 | 16.2 | 41000 | 2612 | 4.6 | 3.6 | Non Federally-Regulated | 12/12/2012 |  | 10/24/2014
Waterfurnace International, Inc. | Johnson Controls | RKV/RKH042**0*4 |  | Water-Source | WBAHP: Heat Pump Packaged Unit | Heat Pump | 230 | 1 |  |  | No Match | Single-Speed |  |  |  | 40100 | 2416 | 16.6 | 12 | 42800 | 2460 | 5.1 | 4.2 | Federally-Regulated Commercial & Industrial Equipment | 09/03/2012 |  | 01/09/2014
Innovative Air Systems | E-Series | SE25H/CUV |  | Ground-Water-Source | WBAHP: Heat Pump Packaged Unit | Heat Pump | 460 | 3 |  |  | No Match | No Match |  |  |  | 31567 | 2284 | 13.8 | 9 | 40653 | 2284 | 5.2 |  | Non Federally-Regulated | 02/24/1994 |  | 04/10/2000
California Heat Pump | Trane | WPHB-0524 |  | Water-Source | WBAHP: Heat Pump Packaged Unit | Heat Pump | 460 | 3 |  |  | No Match | No Match |  |  |  | 52000 | 5000 | 10.4 | 7.5 | 59000 | 4900 | 3.5 | 2.5 | Non Federally-Regulated | 06/11/1985 |  | 05/11/1988
Waterfurnace International, Inc. | Waterfurnace International, Inc. | NSZ036A4 | NRAC036* | Water-Source | WBAHP-CB: Heat Pump Split Syst | Heat Pump | 460 | 3 |  |  | No Match | Single-Speed |  |  |  | 31400 | 1784 | 17.6 | 12 | 37600 | 2004 | 5.5 | 4.2 | Federally-Regulated Commercial & Industrial Equipment | 08/23/2011 |  | 10/24/2014
Mammoth | Hydrobank II | D020VLH |  | Ground-Water-Source | WBAHP: Heat Pump Packaged Unit | Heat Pump | 208 | 1 |  |  | No Match | No Match |  |  |  | 19300 | 1473 | 13.1 | 9 | 14800 | 1398 | 3.1 |  | Non Federally-Regulated | 06/27/2003 |  | 03/12/2009
Waterfurnace International, Inc. | Eagle Mountain | GS009**0*0 |  | Water-Source | WBAHP: Heat Pump Packaged Unit | Heat Pump | 208 | 1 |  |  | No Match | Single-Speed |  |  |  | 9300 | 641 | 14.5 | 11.2 | 12100 | 682 | 5.2 | 4.2 | Federally-Regulated Commercial & Industrial Equipment | 01/24/2011 |  | 04/19/2013
Waterfurnace International, Inc. | WFI Industries, Ltd. | ZS070**3*4 |  | Water-Source | WBAHP: Heat Pump Packaged Unit | Heat Pump | 208 | 3 |  |  | No Match | Single-Speed |  |  |  | 63000 | 4406 | 14.3 | 12 | 79000 | 4926 | 4.7 | 4.2 | Federally-Regulated Commercial & Industrial Equipment | 06/14/2011 |  | 03/02/2012
Waterfurnace International, Inc. | Waterfurnace International, Inc. | VLV030A2 |  | Water-Source | WBAHP: Heat Pump Packaged Unit | Heat Pump | 265 | 1 |  |  | No Match | No Match |  |  |  | 29500 | 2107 | 14 | 10 | 35200 | 2292 | 4.5 |  | Federally-Regulated Commercial & Industrial Equipment | 12/14/1998 |  | 10/05/1999
Waterfurnace International, Inc. | Waterfurnace International, Inc. | SXH030A0 |  | Water-Source | WBAHP: Heat Pump Packaged Unit | Heat Pump | 208 | 1 |  |  | No Match | No Match |  |  |  | 30600 | 2125 | 14.4 | 10 | 36600 | 2145 | 5 |  | Federally-Regulated Commercial & Industrial Equipment | 02/02/1998 |  | 03/31/1998
Waterfurnace International, Inc. | Rybacki - Hart Enterprises | ZS009**0*0 |  | Ground-Water-Source | WBAHP: Heat Pump Packaged Unit | Heat Pump | 230 | 1 |  |  | No Match | Single-Speed |  |  |  | 10500 | 577 | 18.2 | 16.2 | 9600 | 760 | 3.7 | 3.6 | Non Federally-Regulated | 01/24/2011 |  | 04/19/2013
Mammoth | Hydrobank II | D010HLH |  | Ground-Water-Source | WBAHP: Heat Pump Packaged Unit | Heat Pump | 208 | 1 |  |  | No Match | No Match |  |  |  | 9900 | 727 | 13.6 | 9 | 7700 | 727 | 3.1 |  | Non Federally-Regulated | 01/22/2003 |  | 03/12/2009
McQuay / Snyder General | Electro-Hydronics | UW500F3 |  | Water-Source | WBAHP: Heat Pump Packaged Unit | Heat Pump | 230 | 1 |  |  | No Match | No Match |  |  |  | 50000 | 4850 | 10.3 | 7.5 | 65000 | 4900 | 3.9 | 2.5 | Non Federally-Regulated | 08/29/1986 |  | 05/11/1988
Florida Heat Pump | Florida Heat Pump | GT048-4CF/HZ/VT |  | Water-Source | WBAHP: Heat Pump Packaged Unit | Heat Pump | 460 | 3 |  |  | No Match | No Match |  |  |  | 48000 | 3555 | 13.5 | 10 | 60000 | 3515 | 5 |  | Federally-Regulated Commercial & Industrial Equipment | 05/29/2001 |  | 02/17/2011
Waterfurnace International, Inc. | Waterfurnace International, Inc. | CX*009*0 |  | Ground-Water-Source | WBAHP: Heat Pump Packaged Unit | Heat Pump | 208 | 1 |  |  | No Match | No Match |  |  |  | 9600 | 581 | 16.5 | 9 | 6700 | 633 | 3.1 |  | Non Federally-Regulated | 04/10/2000 |  | 11/14/2000
McQuay International | McQuay | FCV/FCW/VWH/VWW048B-T |  | Water-Source | WBAHP: Heat Pump Packaged Unit | Heat Pump | 460 | 3 |  |  | No Match | No Match |  |  |  | 46000 | 3833 | 12 | 9.3 | 56000 | 3816 | 4.3 | 3.8 | Federally-Regulated Commercial & Industrial Equipment | 03/31/1998 |  | 05/10/1998
Climate Control / Snyder General | Electro-Hydronics | CW630GD |  | Water-Source | WBAHP: Heat Pump Packaged Unit | Heat Pump | 230 | 3 |  |  | No Match | No Match |  |  |  | 63000 | 6430 | 9.8 | 7.5 | 79000 | 6430 | 3.6 | 2.5 | Non Federally-Regulated | 06/11/1985 |  | 08/29/1986
Waterfurnace International, Inc. | Waterfurnace International, Inc. | SXV019B2 |  | Water-Source | WBAHP: Heat Pump Packaged Unit | Heat Pump | 265 | 1 |  |  | No Match | No Match |  |  |  | 18600 | 1338 | 13.9 | 10 | 24200 | 1447 | 4.9 |  | Federally-Regulated Commercial & Industrial Equipment | 08/21/1998 |  | 10/02/1998
ClimateMaster Inc. | Climate Master Series | GRV/GRH030BH |  | Ground-Water-Source | WBAHP: Heat Pump Packaged Unit | Heat Pump | 230 | 3 |  |  | No Match | No Match |  |  |  | 28200 | 2088 | 13.5 | 9 | 20500 | 1820 | 3.3 |  | Non Federally-Regulated | 01/22/2003 |  | 03/12/2009
Florida Heat Pump | Florida Heat Pump | GT030-4CF/HZ/VT |  | Ground-Water-Source | WBAHP: Heat Pump Packaged Unit | Heat Pump | 460 | 3 |  |  | No Match | No Match |  |  |  | 29000 | 1812 | 16 | 9 | 20000 | 1627 | 3.6 |  | Non Federally-Regulated | 05/29/2001 |  | 07/18/2002
Mammoth | Hydrobank II | F130HHF/VHF |  | Water-Source | WBAHP: Heat Pump Packaged Unit | Heat Pump | 208 | 3 |  |  | No Match | No Match |  |  |  | 123000 | 9461 | 13 | 9 | 158000 | 11573 | 4 | 3.8 | Federally-Regulated Commercial & Industrial Equipment | 10/05/1999 |  | 05/23/2000
Command-Aire | Command-Aire | RUWP-503 |  | Water-Source | WBAHP: Heat Pump Packaged Unit | Heat Pump | 208 | 3 |  |  | No Match | No Match |  |  |  | 58600 | 5925 | 9.9 | 7.5 | 74700 | 5890 | 3.7 | 2.5 | Non Federally-Regulated | 01/05/1982 |  | 01/23/1988
Mammoth | Hydrobank II | F090HHT/VHT |  | Water-Source | WBAHP: Heat Pump Packaged Unit | Heat Pump | 208 | 3 |  |  | No Match | No Match |  |  |  | 87300 | 6419 | 13.6 | 9 | 112000 | 7294 | 4.5 | 3.8 | Federally-Regulated Commercial & Industrial Equipment | 02/02/1998 |  | 03/31/1998
Command-Aire | Command-Aire | RUWP-2033 |  | Water-Source | WBAHP: Heat Pump Packaged Unit | Heat Pump | 208 | 3 |  |  | No Match | No Match |  |  |  | 244000 | 27300 | 8.9 |  | 307000 | 25300 | 3.6 |  | Non Federally-Regulated | 05/11/1988 |  | 03/15/1989
Econar | Econar | GH980 |  | Ground-Water-Source | WBAHP: Heat Pump Packaged Unit | Heat Pump | 208 | 3 |  |  | No Match | No Match |  |  |  | 98000 | 9333 | 10.5 | 9 | 78100 | 8172 | 2.8 |  | Non Federally-Regulated | 04/10/2000 |  | 07/18/2002
McQuay International | McQuay | W-FDD/FDE/FME-1-030-E |  | Water-Source | WBAHP: Heat Pump Packaged Unit | Heat Pump | 208 | 1 |  |  | No Match | No Match |  |  |  | 29600 | 2487 | 11.9 | 10 | 39000 | 2929 | 3.9 |  | Federally-Regulated Commercial & Industrial Equipment | 09/21/2000 |  | 03/12/2009
Addison Products | Addison Products | VGY036-4A |  | Water-Source | WBAHP-CB: Heat Pump Split Syst | Heat Pump | 460 | 3 |  |  | No Match | No Match |  |  |  | 39400 | 2755 | 14.3 | 9 | 42700 | 3381 | 3.7 | 3.5 | Non Federally-Regulated | 07/22/2002 |  | 03/12/2009
ClimateMaster Inc. | Climate Master Series | GRV/GRH042AG |  | Water-Source | WBAHP-CB: Heat Pump Split Syst | Heat Pump | 230 | 1 |  |  | No Match | No Match |  |  |  | 44100 | 2940 | 15 | 9 | 50300 | 3508 | 4.2 | 3.5 | Non Federally-Regulated | 04/12/2000 |  | 07/18/2002
Waterfurnace International, Inc. | Waterfurnace International, Inc. | SXV013C2 |  | Water-Source | WBAHP: Heat Pump Packaged Unit | Heat Pump | 265 | 1 |  |  | No Match | No Match |  |  |  | 12700 | 858 | 14.8 | 10 | 15100 | 921 | 4.8 |  | Federally-Regulated Commercial & Industrial Equipment | 12/14/1998 |  | 10/05/1999
Mammoth | Geox | G50U,I |  | Ground-Water-Source | WBAHP: Heat Pump Packaged Unit | Heat Pump | 230 | 1 |  |  | No Match | No Match |  |  |  | 66000 | 6390 | 10.3 |  | 68000 | 6230 | 3.2 |  | Non Federally-Regulated | 05/11/1988 |  | 03/15/1989
Command-Aire | Command-Aire | RUWP-2033 |  | Water-Source | WBAHP: Heat Pump Packaged Unit | Heat Pump | 208 | 3 |  |  | No Match | No Match |  |  |  | 244000 | 27300 | 8.9 |  | 307000 | 25300 | 3.6 | 2.5 | Non Federally-Regulated | 06/11/1985 |  | 01/23/1988
Waterfurnace International, Inc. | Eagle Mountain | ZS041**3*1 |  | Ground-Source | WBAHP: Heat Pump Packaged Unit | Heat Pump | 230 | 3 |  |  | No Match | Single-Speed |  |  |  | 41000 | 2485 | 16.5 | 13.4 | 29000 | 2500 | 3.4 | 3.1 | Non Federally-Regulated | 01/24/2011 |  | 04/19/2013
Carrier Corp. | Carrier | 50KQ0194 |  | Water-Source | WBAHP: Heat Pump Packaged Unit | Heat Pump | 265 | 1 |  |  | No Match | No Match |  |  |  | 18400 | 1615 | 11.4 | 9 | 23000 | 1820 | 3.7 | 3.2 | Non Federally-Regulated | 05/11/1988 |  | 03/15/1989
ClimateMaster Inc. | Climate Master Series | HS/HL/VS/VL048H |  | Water-Source | WBAHP: Heat Pump Packaged Unit | Heat Pump | 230 | 3 |  |  | No Match | No Match |  |  |  | 47500 | 4318 | 11 | 10 | 57000 | 4394 | 3.8 |  | Federally-Regulated Commercial & Industrial Equipment | 04/12/2000 |  | 11/14/2000
Waterfurnace International, Inc. | Waterfurnace International, Inc. | P046D/ | N1VSD2006A/G2FD03624A | Ground-Water-Source | WBAHP-CB: Heat Pump Split Syst | Heat Pump | 230 | 1 |  |  | No Match | No Match |  |  |  | 45000 | 3146 | 14.3 | 9 | 33500 | 2974 | 3.3 |  | Non Federally-Regulated | 06/20/2003 |  | 03/12/2009
Snyder General Corp. | American Air Filter | HWH009C*N |  | Water-Source | WBAHP: Heat Pump Packaged Unit | Heat Pump | 265 | 1 |  |  | No Match | No Match |  |  |  | 8800 | 830 | 10.6 | 9.3 | 11400 | 880 | 3.8 | 3.8 | Non Federally-Regulated | 07/31/1991 |  | 03/31/1998
Addison Products | Addison Products | WPH064-3JC/3JBC |  | Water-Source | WBAHP: Heat Pump Packaged Unit | Heat Pump | 208 | 3 |  |  | No Match | No Match |  |  |  | 59500 | 4760 | 12.5 | 10 | 78000 | 5861 | 3.9 |  | Federally-Regulated Commercial & Industrial Equipment | 12/14/1998 |  | 11/14/2000
McQuay / Snyder General | Electro-Hydronics | CW630FK |  | Water-Source | WBAHP: Heat Pump Packaged Unit | Heat Pump | 208 | 3 |  |  | No Match | No Match |  |  |  | 63000 | 6430 | 9.8 | 7.5 | 79000 | 6430 | 3.6 | 2.5 | Non Federally-Regulated | 08/29/1986 |  | 05/11/1988
Waterfurnace International, Inc. | Waterfurnace International, Inc. | SXV036C1 |  | Ground-Source | WBAHP: Heat Pump Packaged Unit | Heat Pump | 230 | 1 |  |  | No Match | No Match |  |  |  | 36400 | 2676 | 13.6 |  | 26000 | 2381 | 3.2 |  | Non Federally-Regulated | 03/31/1998 |  | 05/10/1998
Addison Products | Addison Products | HGY096-5A |  | Water-Source | WBAHP-CB: Heat Pump Split Syst | Heat Pump | 575 | 3 |  |  | No Match | No Match |  |  |  | 97900 | 8900 | 11 | 9 | 123600 | 10346 | 3.5 | 3.5 | Non Federally-Regulated | 07/22/2002 |  | 03/12/2009
Econar | Econar | GH231 |  | Ground-Water-Source | WBAHP: Heat Pump Packaged Unit | Heat Pump | 208 | 1 |  |  | No Match | No Match |  |  |  | 26200 | 1858 | 14.1 | 11 | 26400 | 2036 | 3.8 | 3.5 | Non Federally-Regulated | 03/31/1998 |  | 05/10/1998
Command-Aire | Command-Aire | SWP-414 |  | Water-Source | WBAHP: Heat Pump Packaged Unit | Heat Pump | 460 | 3 |  |  | No Match | No Match |  |  |  | 42000 | 4250 | 9.9 | 9 | 56000 | 4400 | 3.7 | 3.2 | Federally-Regulated Commercial & Industrial Equipment | 01/23/1988 |  | 05/11/1988
The Whalen Company | Whalen | VI-A-401-1 |  | Water-Source | WBAHP-O: Heat Pump Packaged Un | Heat Pump | 230 | 1 |  |  | No Match | No Match |  |  |  | 12300 | 1108 | 11.1 | 10 | 16000 | 1233 | 3.8 |  | Federally-Regulated Commercial & Industrial Equipment | 02/02/1998 |  | 03/31/1998
Florida Heat Pump | Florida Heat Pump | CE061-1CS | DX061 | Water-Source | WBAHP-CB: Heat Pump Split Syst | Heat Pump | 230 | 1 |  |  | No Match | Dual-Speed |  |  |  | 60000 | 4167 | 14.4 | 12 | 74500 | 4549 | 4.8 | 4.2 | Federally-Regulated Commercial & Industrial Equipment | 03/02/2012 |  | 05/01/2015
Florida Heat Pump | Florida Heat Pump | EM072-4HZ/VT |  | Water-Source | WBAHP-CB: Heat Pump Split Syst | Heat Pump | 460 | 3 |  |  | No Match | No Match |  |  |  | 75000 | 5769 | 13 | 9 | 76000 | 5566 | 4 | 3.5 | Non Federally-Regulated | 05/23/2001 |  | 07/18/2002
Power-Save International, Inc. | S.O.E.S.I. | PSD-150 |  | Water-Source | WBAHP: Heat Pump Packaged Unit | Heat Pump | 230 | 1 |  |  | No Match | No Match |  |  |  | 18000 | 1656 | 10.9 | 9 | 20000 | 1610 | 3.6 | 3.2 | Non Federally-Regulated | 02/22/1990 |  | 07/31/1991
ClimateMaster Inc. | Climate Master Series | GRV/GRH024AH |  | Ground-Water-Source | WBAHP: Heat Pump Packaged Unit | Heat Pump | 208 | 3 |  |  | No Match | No Match |  |  |  | 22700 | 1746 | 13 | 9 | 16900 | 1500 | 3.3 |  | Non Federally-Regulated | 07/22/2002 |  | 03/12/2009
Florida Heat Pump | Florida Heat Pump | GT042-1CS | GT042-1AH/AV | Water-Source | WBAH: Heating Only Packaged Un | Heat Pump | 230 | 1 |  |  | No Match | No Match |  |  |  | 41500 | 3097 | 13.4 | 9 | 49000 | 3418 | 4.2 | 3.5 | Non Federally-Regulated | 05/23/2001 |  | 07/18/2002
Addison Products | Addison Products | HPY120-4A |  | Water-Source | WBAHP-CB: Heat Pump Split Syst | Heat Pump | 460 | 3 |  |  | No Match | No Match |  |  |  | 110400 | 10036 | 11 | 9 | 137100 | 11477 | 3.5 | 3.5 | Non Federally-Regulated | 01/17/2001 |  | 01/24/2002
DeMarco Energy Systems | DeMarco Energy Systems | GT048-4VT/HZ/CF |  | Water-Source | WBAHP-CB: Heat Pump Split Syst | Heat Pump | 460 | 3 |  |  | No Match | No Match |  |  |  | 49000 | 3951 | 12.4 | 9 | 58500 | 4396 | 3.9 | 3.5 | Non Federally-Regulated | 10/02/1998 |  | 04/12/2000
Inter-City Products Corp. | McQuay | CCW036C*F |  | Water-Source | WBAHP: Heat Pump Packaged Unit | Heat Pump | 208 | 3 |  |  | No Match | No Match |  |  |  | 35600 | 3017 | 11.8 | 9.3 | 43000 | 3243 | 3.9 | 3.8 | Non Federally-Regulated | 07/31/1991 |  | 03/31/1998
Florida Heat Pump | Florida Heat Pump | GT062-4VT/HZ/CF |  | Ground-Water-Source | WBAHP: Heat Pump Packaged Unit | Heat Pump | 460 | 3 |  |  | No Match | No Match |  |  |  | 60500 | 4653 | 13 | 9 | 50000 | 4884 | 3 |  | Non Federally-Regulated | 12/14/1998 |  | 04/10/2000
Enertech Global, LLC | Enertech | TST048A | ACD060 | Ground-Source | WBAHP-CB: Heat Pump Split Syst | Heat Pump | 208 | 1 |  |  | No Match | Single-Speed |  |  |  | 52200 | 2868 | 18.2 | 13.4 | 37300 | 2666 | 4.1 | 3.1 | Non Federally-Regulated | 11/30/2011 |  | 03/02/2012
ClimateMaster Inc. | Carrier Corp. | 50PCH/V042 |  | Ground-Source | WBAHP: Heat Pump Packaged Unit | Heat Pump | 230 | 1 |  |  | No Match | Single-Speed |  |  |  | 40500 | 2813 | 14.4 | 13.4 | 34300 | 3046 | 3.3 | 3.1 | Non Federally-Regulated | 10/24/2014 |  | 04/22/2015
Mammoth | Hydrobank II | D020VLG |  | Ground-Water-Source | WBAHP: Heat Pump Packaged Unit | Heat Pump | 208 | 1 |  |  | No Match | No Match |  |  |  | 19300 | 1473 | 13.1 | 9 | 14800 | 1398 | 3.1 |  | Non Federally-Regulated | 01/18/2001 |  | 07/18/2002
Waterfurnace International, Inc. | Geotility Geothermal Installations | ZS024**3*4 |  | Water-Source | WBAHP: Heat Pump Packaged Unit | Heat Pump | 230 | 3 |  |  | No Match | Single-Speed |  |  |  | 23900 | 1583 | 15.1 | 12 | 27000 | 1583 | 5 | 4.2 | Federally-Regulated Commercial & Industrial Equipment | 06/14/2011 |  | 04/19/2013
ClimateMaster Inc. | Carrier Corp. | 50YCS0363 | FK4CNF003 | Ground-Source | WBAHP-CB: Heat Pump Split Syst | Heat Pump | 230 | 1 |  |  | No Match | Single-Speed |  |  |  | 34700 | 2182 | 15.9 | 13.4 | 25900 | 2302 | 3.3 | 3.1 | Non Federally-Regulated | 09/15/2009 |  | 02/17/2011
Florida Heat Pump | Geomaster, LLC | EV036-1CS | EV036-1AV/AH | Water-Source | WBAHP-CB: Heat Pump Split Syst | Heat Pump | 230 | 1 |  |  | No Match | Single-Speed |  |  |  | 32300 | 2228 | 14.5 | 12 | 38200 | 2286 | 4.9 | 4.2 | Federally-Regulated Commercial & Industrial Equipment | 06/15/2009 |  | 12/12/2012
McQuay International | McQuay | CCW030E-N |  | Water-Source | WBAHP: Heat Pump Packaged Unit | Heat Pump | 265 | 1 |  |  | No Match | No Match |  |  |  | 30400 | 2268 | 13.4 | 10 | 37000 | 2464 | 4.4 |  | Federally-Regulated Commercial & Industrial Equipment | 02/02/1998 |  | 03/31/1998
Snyder General Corp. | American Air Filter | HWW048C*G |  | Water-Source | WBAHP: Heat Pump Packaged Unit | Heat Pump | 208 | 1 |  |  | No Match | No Match |  |  |  | 47500 | 3831 | 12.4 | 9.3 | 54000 | 3874 | 4.1 | 3.8 | Non Federally-Regulated | 07/31/1991 |  | 03/31/1998
Mammoth | Hydrobank II | D/E035VLE/HLE/DLE |  | Ground-Water-Source | WBAHP: Heat Pump Packaged Unit | Heat Pump | 230 | 1 |  |  | No Match | No Match |  |  |  | 37000 | 2642 | 14 | 9 | 28500 | 2694 | 3.1 |  | Non Federally-Regulated | 01/30/1998 |  | 10/02/1998
Singer | Electro-Hydronics | WE190B3 |  | Water-Source | WBAHP: Heat Pump Packaged Unit | Heat Pump | 230 | 1 |  |  | No Match | No Match |  |  |  | 17000 | 2250 | 7.6 | 7.5 | 23000 | 2500 | 2.7 | 2.5 | Non Federally-Regulated | 01/05/1982 |  | 09/08/1982
Mammoth | Hydrobank II | G086HLL |  | Ground-Water-Source | WBAHP: Heat Pump Packaged Unit | Heat Pump | 460 | 3 |  |  | No Match | No Match |  |  |  | 86000 | 6323 | 13.6 | 9 | 64000 | 6048 | 3.1 |  | Non Federally-Regulated | 06/27/2003 |  | 03/12/2009
ClimateMaster Inc. | Climate Master Series | 813-036-G******** |  | Water-Source | WBAHP: Heat Pump Packaged Unit | Heat Pump | 208 | 1 |  |  | No Match | No Match |  |  |  | 36000 | 3190 | 11.3 | 9 | 42500 | 3190 | 3.9 | 3.2 | Federally-Regulated Commercial & Industrial Equipment | 01/23/1988 |  | 05/11/1988
Florida Heat Pump | Florida Heat Pump | GT030-1CS | GT030-1AH/AV | Ground-Water-Source | WBAHP-CB: Heat Pump Split Syst | Heat Pump | 230 | 1 |  |  | No Match | No Match |  |  |  | 28400 | 1808 | 15.7 | 9 | 19600 | 1640 | 3.5 |  | Non Federally-Regulated | 05/29/2001 |  | 07/18/2002
Addison Products | Addison Products | WRH036-1JC | HRH036-1J/1JB | Water-Source | WBAHP-C: Heat Pump Split Syste | Heat Pump | 230 | 1 |  |  | No Match | No Match |  |  |  | 33000 | 3000 | 11 | 9.3 | 42000 | 3239 | 3.8 | 3.8 | Federally-Regulated Commercial & Industrial Equipment | 03/31/1998 |  | 05/10/1998
McQuay / Snyder General | Electro-Hydronics | VE330FP |  | Water-Source | WBAHP: Heat Pump Packaged Unit | Heat Pump | 460 | 3 |  |  | No Match | No Match |  |  |  | 33000 | 3050 | 10.8 | 7.5 | 35000 | 2900 | 3.5 | 2.5 | Non Federally-Regulated | 08/29/1986 |  | 05/11/1988
Florida Heat Pump | Florida Heat Pump | TA049-1CS | DX049CC/UC | Ground-Source | WBAHP-C: Heat Pump Split Syste | Heat Pump | 230 | 1 |  |  | No Match | Dual-Speed |  |  |  | 52500 | 2273 | 23.1 | 13.4 | 36900 | 2403 | 4.5 | 3.1 | Non Federally-Regulated | 01/10/2012 |  | 03/02/2012
Enertech Global, LLC | Enertech | GXT036C2 |  | Ground-Source | WBAHP: Heat Pump Packaged Unit | Heat Pump | 208 | 3 |  |  | No Match | Single-Speed |  |  |  | 39300 | 1985 | 19.8 | 13.4 | 28600 | 1905 | 4.4 | 3.1 | Non Federally-Regulated | 03/02/2012 |  | 12/12/2012
Command-Aire | Command-Aire | SWPH-1244 |  | Water-Source | WBAHP: Heat Pump Packaged Unit | Heat Pump | 460 | 3 |  |  | No Match | No Match |  |  |  | 140000 | 15400 | 9.1 |  | 199000 | 14600 | 4 | 2.5 | Non Federally-Regulated | 02/22/1990 |  | 07/31/1991
Florida Heat Pump | Florida Heat Pump | GT048-3CF/HZ/VT |  | Ground-Water-Source | WBAHP: Heat Pump Packaged Unit | Heat Pump | 208 | 3 |  |  | No Match | No Match |  |  |  | 49000 | 3602 | 13.6 | 9 | 37000 | 3188 | 3.4 |  | Non Federally-Regulated | 07/22/2002 |  | 03/12/2009
Waterfurnace International, Inc. | Geotility Geothermal Installations | ZS036**0*4 |  | Ground-Water-Source | WBAHP: Heat Pump Packaged Unit | Heat Pump | 230 | 1 |  |  | No Match | Single-Speed |  |  |  | 37700 | 1639 | 23 | 16.2 | 33000 | 2249 | 4.3 | 3.6 | Non Federally-Regulated | 03/02/2012 |  | 04/19/2013
ClimateMaster Inc. | Carrier Corp. | 38WQS018 3 | FK4CNF002 | Ground-Water-Source | WBAHP-CB: Heat Pump Split Syst | Heat Pump | 208 | 1 |  |  | No Match | Single-Speed |  |  |  | 18500 | 837 | 22.1 | 16.2 | 15500 | 1136 | 4 | 3.6 | Non Federally-Regulated | 09/15/2009 |  | 02/17/2011
ClimateMaster Inc. | Climate Master | TES/P064A | TAH064B | Ground-Water-Source | WBAHP-CB: Heat Pump Split Syst | Heat Pump | 230 | 1 |  |  | No Match | Single-Speed |  |  |  | 63200 | 2860 | 22.1 | 16.2 | 58100 | 3960 | 4.3 | 3.6 | Non Federally-Regulated | 12/12/2012 |  | 06/09/2015
Climate Control / Snyder General | Electro-Hydronics | LHP27BK |  | Water-Source | WBAHP: Heat Pump Packaged Unit | Heat Pump | 208 | 3 |  |  | No Match | No Match |  |  |  | 295200 | 25350 | 11.6 |  | 348000 | 28300 | 3.6 | 2.5 | Non Federally-Regulated | 06/11/1985 |  | 08/29/1986
Snyder General Corp. | McQuay | HC090B3 |  | Water-Source | WBAHP: Heat Pump Packaged Unit | Heat Pump | 208 | 1 |  |  | No Match | No Match |  |  |  | 9000 | 857 | 10.5 | 9 | 11000 | 920 | 3.5 | 3.2 | Non Federally-Regulated | 02/22/1990 |  | 07/31/1991
McQuay International | McQuay | CCH/CCW/HWH/HWW090C-W |  | Water-Source | WBAHP: Heat Pump Packaged Unit | Heat Pump | 575 | 3 |  |  | No Match | No Match |  |  |  | 92000 | 7603 | 12.1 | 10.5 | 112000 | 7633 | 4.3 | 3.8 | Federally-Regulated Commercial & Industrial Equipment | 03/31/1998 |  | 05/10/1998
Florida Heat Pump | Florida Heat Pump | TA035-1CS | DX035 | Ground-Source | WBAHP-CB: Heat Pump Split Syst | Both Heat Pump and Electric Re | 208 | 1 |  |  | No Match | Dual-Speed |  |  |  | 38300 | 2116 | 18.1 | 13.4 | 21800 | 1997 | 3.2 | 3.1 | Non Federally-Regulated | 11/30/2011 |  | 03/02/2012
Enertech Global, LLC | Enertech | TXT072B2 |  | Ground-Source | WBAHP: Heat Pump Packaged Unit | Heat Pump | 208 | 3 |  |  | No Match | Single-Speed | 3667 | 693 | 1 | 65400 | 4360 | 15 | 13.4 | 57000 | 4515 | 3.7 | 3.1 | Non Federally-Regulated | 03/02/2012 |  | 01/09/2014
ClimateMaster Inc. | Climate Master Series | GRV/GRH036BG |  | Ground-Water-Source | WBAHP: Heat Pump Packaged Unit | Heat Pump | 208 | 1 |  |  | No Match | No Match |  |  |  | 34300 | 2578 | 13.3 | 9 | 26300 | 2408 | 3.2 |  | Non Federally-Regulated | 01/22/2003 |  | 03/12/2009
Florida Heat Pump | Florida Heat Pump | EM041-3CS | EM041-1AV | Water-Source | WBAHP-C: Heat Pump Split Syste | Heat Pump | 208 | 3 |  |  | No Match | No Match |  |  |  | 39000 | 3000 | 13 | 9.3 | 49000 | 3502 | 4.1 | 3.8 | Federally-Regulated Commercial & Industrial Equipment | 03/31/1998 |  | 05/10/1998
Florida Heat Pump | Florida Heat Pump | EM120-5HZ |  | Water-Source | WBAHP: Heat Pump Packaged Unit | Heat Pump | 575 | 3 |  |  | No Match | No Match |  |  |  | 123000 | 8601 | 14.3 | 9 | 145000 | 8499 | 5 | 3.8 | Federally-Regulated Commercial & Industrial Equipment | 12/14/1998 |  | 10/05/1999
Trane U.S. Inc. | Trane | GSHC0301B |  | Ground-Water-Source | WBAHP: Heat Pump Packaged Unit | Heat Pump | 208 | 1 |  |  | No Match | No Match |  |  |  | 29000 | 1933 | 15 | 9 | 21600 | 2182 | 2.9 |  | Non Federally-Regulated | 07/22/2002 |  | 03/12/2009
Mammoth | Hydrobank II | D064VLG |  | Ground-Water-Source | WBAHP: Heat Pump Packaged Unit | Heat Pump | 230 | 1 |  |  | No Match | No Match |  |  |  | 62000 | 4275 | 14.5 | 9 | 49500 | 4532 | 3.2 |  | Non Federally-Regulated | 07/22/2002 |  | 03/12/2009
Florida Heat Pump | Florida Heat Pump | GT048-4CF/HZ/VT |  | Water-Source | WBAHP-CB: Heat Pump Split Syst | Heat Pump | 460 | 3 |  |  | No Match | No Match |  |  |  | 50200 | 4016 | 12.5 | 9 | 60000 | 4507 | 3.9 | 3.5 | Non Federally-Regulated | 05/23/2001 |  | 07/18/2002
Florida Heat Pump | Energy Miser | HECS34-3 | HEAH34-3 | Water-Source | WBAHP-C: Heat Pump Split Syste | Heat Pump | 265 | 3 |  |  | No Match | No Match |  |  |  | 32600 | 2785 | 11.7 | 9 | 43000 | 3150 | 4 | 3.2 | Non Federally-Regulated | 02/22/1990 |  | 07/31/1991
Heat Controller | Heat Controller | DWPG066-1B-XL* |  | Water-Source | WBAHP-CB: Heat Pump Split Syst | Heat Pump | 208 | 1 |  |  | No Match | No Match |  |  |  | 67000 | 5153 | 13 | 9 | 75000 | 5940 | 3.7 | 3.5 | Non Federally-Regulated | 12/14/1998 |  | 04/12/2000
ClimateMaster Inc. | Climate Master | GSS060BG | FK4CNF006 | Ground-Source | WBAHP-CB: Heat Pump Split Syst | Heat Pump | 230 | 1 |  |  | No Match | Single-Speed |  |  |  | 57600 | 4056 | 14.2 | 13.4 | 47200 | 3955 | 3.5 | 3.1 | Non Federally-Regulated | 09/15/2009 |  | 02/17/2011
California Heat Pump | Aqua-Matic | 52H**-32-** |  | Water-Source | WBAHP: Heat Pump Packaged Unit | Heat Pump | 208 | 3 |  |  | No Match | No Match |  |  |  | 52000 | 5000 | 10.4 | 7.5 | 59000 | 4900 | 3.5 | 2.5 | Non Federally-Regulated | 06/11/1985 |  | 05/11/1988
Florida Heat Pump | Florida Heat Pump | EM015-1CF/HZ/VT |  | Ground-Water-Source | WBAHP: Heat Pump Packaged Unit | Heat Pump | 208 | 1 |  |  | No Match | No Match |  |  |  | 15500 | 1291 | 12 | 9 | 12200 | 1191 | 3 |  | Non Federally-Regulated | 07/22/2002 |  | 03/12/2009
Friedrich Climate Master | Climate Master Series | 813-048-G******** |  | Water-Source | WBAHP: Heat Pump Packaged Unit | Heat Pump | 230 | 1 |  |  | No Match | No Match |  |  |  | 48500 | 4300 | 11.3 | 7.5 | 59000 | 4550 | 3.8 | 2.5 | Non Federally-Regulated | 08/29/1986 |  | 05/11/1988
Waterfurnace International, Inc. | Waterfurnace International, Inc. | VLH058A3 |  | Water-Source | WBAHP: Heat Pump Packaged Unit | Heat Pump | 208 | 3 |  |  | No Match | No Match |  |  |  | 57500 | 4563 | 12.6 | 10 | 68000 | 4860 | 4.1 |  | Federally-Regulated Commercial & Industrial Equipment | 07/29/1998 |  | 10/02/1998
Mammoth | Hydrobank II | G054HHE/VHE |  | Water-Source | WBAHP: Heat Pump Packaged Unit | Heat Pump | 460 | 3 |  |  | No Match | No Match |  |  |  | 54000 | 3802 | 14.2 | 10 | 67500 | 4300 | 4.6 |  | Federally-Regulated Commercial & Industrial Equipment | 12/14/1998 |  | 05/23/2000
ClimateMaster Inc. | Climate Master Series | V120-12 |  | Water-Source | WBAHP: Heat Pump Packaged Unit | Heat Pump | 208 | 1 |  |  | No Match | No Match |  |  |  | 120000 | 10526 | 11.4 | 9 | 135000 | 10412 | 3.8 | 3.8 | Federally-Regulated Commercial & Industrial Equipment | 02/02/1998 |  | 03/31/1998
Singer | Electro-Hydronics | VF140C7 |  | Water-Source | WBAHP: Heat Pump Packaged Unit | Heat Pump | 265 | 1 |  |  | No Match | No Match |  |  |  | 14000 | 1700 | 8.2 | 7.5 | 16500 | 1600 | 3 | 2.5 | Non Federally-Regulated | 09/08/1982 |  | 05/16/1984
American Air Filter | Enercon | FVW-23 |  | Water-Source | WBAHP: Heat Pump Packaged Unit | Heat Pump | 208 | 1 |  |  | No Match | No Match |  |  |  | 21600 | 1999 | 10.8 | 9 | 28000 | 2106 | 3.9 | 3.2 | Non Federally-Regulated | 02/22/1990 |  | 07/31/1991
ClimateMaster Inc. | Carrier Corp. | 50PCH/V042 |  | Water-Source | WBAHP: Heat Pump Packaged Unit | Heat Pump | 230 | 1 |  |  | No Match | Single-Speed |  |  |  | 40100 | 3038 | 13.2 | 12 | 52700 | 3592 | 4.3 | 4.2 | Federally-Regulated Commercial & Industrial Equipment | 10/24/2014 |  | 04/22/2015
Snyder General Corp. | American Air Filter | GVW-260 |  | Water-Source | WBAHP: Heat Pump Packaged Unit | Heat Pump | 230 | 3 |  |  | No Match | No Match |  |  |  | 265000 | 22850 | 11.6 |  | 284000 | 22400 | 3.7 | 3.8 | Non Federally-Regulated | 07/31/1991 |  | 03/31/1998
Florida Heat Pump | Florida Heat Pump | GT042-5CS | GT042-5AV/AH | Ground-Water-Source | WBAHP-CB: Heat Pump Split Syst | Heat Pump | 575 | 3 |  |  | No Match | No Match |  |  |  | 41500 | 3097 | 13.4 | 9 | 31000 | 2838 | 3.2 |  | Non Federally-Regulated | 10/06/1999 |  | 04/10/2000
Waterfurnace International, Inc. | Waterfurnace International, Inc. | NDV/NDH038*1*1 |  | Ground-Water-Source | WBAHP: Heat Pump Packaged Unit | Heat Pump | 208 | 1 |  |  | No Match | Dual-Speed |  |  |  | 39400 | 1635 | 24.1 | 16.2 | 34800 | 2040 | 5 | 3.6 | Non Federally-Regulated | 01/24/2011 |  | 06/14/2011
Waterfurnace International, Inc. | Geotility Geothermal Installations | ZS023**3*0 |  | Ground-Source | WBAHP: Heat Pump Packaged Unit | Heat Pump | 230 | 3 |  |  | No Match | Single-Speed |  |  |  | 23900 | 1423 | 16.8 | 13.4 | 17000 | 1465 | 3.4 | 3.1 | Non Federally-Regulated | 01/24/2011 |  | 04/19/2013
Florida Heat Pump | Florida Heat Pump | GT030-1VT/HZ/CF |  | Ground-Water-Source | WBAHP: Heat Pump Packaged Unit | Heat Pump | 208 | 1 |  |  | No Match | No Match |  |  |  | 31200 | 2080 | 15 | 9 | 20600 | 1886 | 3.2 |  | Non Federally-Regulated | 01/30/1998 |  | 03/31/1998
Geoflex Systems, Inc. | Geoflex Systems, Inc. | GF1T-V/H/D/M-038WAABP |  | Water-Source | WBAHP: Heat Pump Packaged Unit | Both Heat Pump and Electric Re | 230 | 1 |  |  | No Match | Dual-Speed |  |  |  | 36500 | 2267 | 16.1 | 12 | 44800 | 2431 | 5.4 | 4.2 | Federally-Regulated Commercial & Industrial Equipment | 11/30/2011 |  | 03/02/2012
Waterfurnace International, Inc. | Eagle Mountain | ZS036**0*4 |  | Ground-Source | WBAHP: Heat Pump Packaged Unit | Heat Pump | 230 | 1 |  |  | No Match | Single-Speed |  |  |  | 34500 | 1994 | 17.3 | 13.4 | 26000 | 2177 | 3.5 | 3.1 | Non Federally-Regulated | 06/14/2011 |  | 03/02/2012
Addison Products | Addison Products | VPY018-1A |  | Water-Source | WBAHP-CB: Heat Pump Split Syst | Heat Pump | 230 | 1 |  |  | No Match | No Match |  |  |  | 18900 | 1524 | 12.4 | 9 | 22800 | 1757 | 3.8 | 3.5 | Non Federally-Regulated | 11/14/2000 |  | 07/18/2002
Waterfurnace International, Inc. | Waterfurnace International, Inc. | SXH019A0 |  | Water-Source | WBAHP: Heat Pump Packaged Unit | Heat Pump | 208 | 1 |  |  | No Match | No Match |  |  |  | 18600 | 1338 | 13.9 | 10 | 24200 | 1447 | 4.9 |  | Federally-Regulated Commercial & Industrial Equipment | 02/02/1998 |  | 03/31/1998
Waterfurnace International, Inc. | Rybacki - Hart Enterprises | ZS060**3*1 |  | Water-Source | WBAHP: Heat Pump Packaged Unit | Heat Pump | 208 | 3 |  |  | No Match | Single-Speed |  |  |  | 58400 | 3817 | 15.3 | 12 | 72500 | 4521 | 4.7 | 4.2 | Federally-Regulated Commercial & Industrial Equipment | 01/24/2011 |  | 04/19/2013
Waterfurnace International, Inc. | Waterfurnace International, Inc. | VLV012A2 |  | Water-Source | WBAHP: Heat Pump Packaged Unit | Heat Pump | 265 | 1 |  |  | No Match | No Match |  |  |  | 11600 | 859 | 13.5 | 10 | 15100 | 1005 | 4.4 |  | Federally-Regulated Commercial & Industrial Equipment | 12/14/1998 |  | 10/05/1999
Geoflex Systems, Inc. | Geoflex Systems, Inc. | GF1S-V/H/D/M-048WAABP |  | Ground-Source | WBAHP: Heat Pump Packaged Unit | Both Heat Pump and Electric Re | 208 | 1 |  |  | No Match | Single-Speed |  |  |  | 50000 | 2857 | 17.5 | 13.4 | 37600 | 2978 | 3.7 | 3.1 | Non Federally-Regulated | 03/02/2012 |  | 01/09/2014
Waterfurnace International, Inc. | Johnson Controls | RKV/RKH018**2*0 |  | Ground-Water-Source | WBAHP: Heat Pump Packaged Unit | Heat Pump | 265 | 1 |  |  | No Match | Single-Speed |  |  |  | 21000 | 824 | 25.5 | 16.2 | 19000 | 1266 | 4.4 | 3.6 | Non Federally-Regulated | 09/03/2012 |  | 01/09/2014
McQuay International | McQuay | WCCH/WCCW-060-F |  | Water-Source | WBAHP-CB: Heat Pump Split Syst | Heat Pump | 230 | 3 |  |  | No Match | No Match |  |  |  | 64300 | 4434 | 14.5 | 9 | 79100 | 6263 | 3.7 | 3.5 | Non Federally-Regulated | 11/19/2002 |  | 03/12/2009
ClimateMaster Inc. | Climate Master Series | HS/VS024G |  | Water-Source | WBAHP: Heat Pump Packaged Unit | Heat Pump | 230 | 1 |  |  | No Match | No Match |  |  |  | 24500 | 1828 | 13.4 | 10 | 28900 | 1840 | 4.6 |  | Federally-Regulated Commercial & Industrial Equipment | 11/14/2000 |  | 01/18/2001
Waterfurnace International, Inc. | Waterfurnace International, Inc. | SXH030C3 |  | Water-Source | WBAHP: Heat Pump Packaged Unit | Heat Pump | 230 | 3 |  |  | No Match | No Match |  |  |  | 30600 | 2125 | 14.4 | 9.3 | 36600 | 2145 | 5 | 3.8 | Federally-Regulated Commercial & Industrial Equipment | 03/31/1998 |  | 05/10/1998
Florida Heat Pump | Florida Heat Pump | GT054-1CS | GT054-1AH/AV | Ground-Water-Source | WBAHP-CB: Heat Pump Split Syst | Heat Pump | 208 | 1 |  |  | No Match | No Match |  |  |  | 50500 | 3976 | 12.7 | 9 | 41500 | 4192 | 2.9 |  | Non Federally-Regulated | 07/22/2002 |  | 03/12/2009
Enertech Global, LLC | Enertech | TXT060B |  | Ground-Water-Source | WBAHP: Heat Pump Packaged Unit | Heat Pump | 208 | 1 |  |  | No Match | Single-Speed | 2285 | 710 | 1 | 65400 | 2986 | 21.9 | 16.2 | 59200 | 3856 | 4.5 | 3.6 | Non Federally-Regulated | 11/30/2011 |  | 01/09/2014
Enertech Global, LLC | Enertech | HRT072A | ACD060 | Ground-Source | WBAHP-CB: Heat Pump Split Syst | Heat Pump | 230 | 1 |  |  | No Match | Single-Speed | 3517 | 627 | 1 | 69200 | 4144 | 16.7 | 13.4 | 52200 | 4371 | 3.5 | 3.1 | Non Federally-Regulated | 09/03/2012 |  | 01/09/2014
Florida Heat Pump | Florida Heat Pump | GT024-1CS | GT024-2AH/AV | Water-Source | Water/Brine to Air Heat Pump S | Heat Pump | 265 | 1 |  |  | No Match | No Match |  |  |  | 23000 | 1755 | 13.1 | 10 | 26500 | 1805 | 4.3 |  | Federally-Regulated Commercial & Industrial Equipment | 05/29/2001 |  | 07/16/2001
McQuay / Snyder General | Electro-Hydronics | VE260F3 |  | Water-Source | WBAHP: Heat Pump Packaged Unit | Heat Pump | 230 | 1 |  |  | No Match | No Match |  |  |  | 25000 | 2450 | 10.2 | 9 | 31600 | 2500 | 3.7 | 3.2 | Non Federally-Regulated | 05/11/1988 |  | 03/15/1989
Florida Heat Pump | Florida Heat Pump | AP025-2CF/HZ/VT |  | Water-Source | WBAHP: Heat Pump Packaged Unit | Heat Pump | 265 | 1 |  |  | No Match | Dual-Speed |  |  |  | 27000 | 1667 | 16.2 | 12 | 32500 | 1797 | 5.3 | 4.2 | Federally-Regulated Commercial & Industrial Equipment | 11/30/2011 |  | 04/20/2015
Mammoth | Hydrobank II | F/G070VLF/HLF |  | Ground-Water-Source | WBAHP: Heat Pump Packaged Unit | Heat Pump | 208 | 3 |  |  | No Match | No Match |  |  |  | 71780 | 5277 | 13.6 | 9 | 55000 | 5373 | 3 |  | Non Federally-Regulated | 05/10/1998 |  | 07/29/1998
McQuay International | McQuay | CCH/CCW/HWH/HWW060C-G |  | Water-Source | WBAHP: Heat Pump Packaged Unit | Heat Pump | 230 | 1 |  |  | No Match | No Match |  |  |  | 57000 | 5135 | 11.1 | 10 | 76000 | 5711 | 3.9 |  | Federally-Regulated Commercial & Industrial Equipment | 02/02/1998 |  | 03/31/1998
Command-Aire | Command-Aire | RUWP-3533 |  | Water-Source | WBAHP: Heat Pump Packaged Unit | Heat Pump | 208 | 3 |  |  | No Match | No Match |  |  |  | 411000 | 47400 | 8.7 |  | 500000 | 43000 | 3.4 | 2.5 | Non Federally-Regulated | 02/22/1990 |  | 07/31/1991
ClimateMaster Inc. | Trane | WPVC0127 |  | Water-Source | WBAHP: Heat Pump Packaged Unit | Heat Pump | 265 | 1 |  |  | No Match | No Match |  |  |  | 12500 | 1225 | 10.2 | 9 | 15700 | 1325 | 3.5 | 3.2 | Federally-Regulated Commercial & Industrial Equipment | 07/05/1988 |  | 02/22/1990
Mammoth | Hydrobank II | F064HLG |  | Ground-Water-Source | WBAHP: Heat Pump Packaged Unit | Heat Pump | 208 | 3 |  |  | No Match | No Match |  |  |  | 61500 | 4241 | 14.5 | 9 | 49000 | 4486 | 3.2 |  | Non Federally-Regulated | 01/18/2001 |  | 07/18/2002
McQuay International | McQuay | FCV/FCW007B-N |  | Water-Source | WBAHP: Heat Pump Packaged Unit | Heat Pump | 265 | 1 |  |  | No Match | No Match |  |  |  | 6800 | 653 | 10.4 | 10 | 9800 | 755 | 3.8 |  | Federally-Regulated Commercial & Industrial Equipment | 11/17/1999 |  | 09/21/2000
ClimateMaster Inc. | Climate Master Series | HS/HL120H |  | Water-Source | WBAHP: Heat Pump Packaged Unit | Heat Pump | 230 | 3 |  |  | No Match | No Match |  |  |  | 120000 | 10714 | 11.2 | 9 | 150000 | 11565 | 3.8 | 3.8 | Federally-Regulated Commercial & Industrial Equipment | 01/22/2003 |  | 03/12/2009
Command-Aire | Command-Aire | SWPH-543 |  | Water-Source | WBAHP: Heat Pump Packaged Unit | Heat Pump | 208 | 3 |  |  | No Match | No Match |  |  |  | 56000 | 5800 | 9.7 | 7.5 | 71000 | 5800 | 3.6 | 2.5 | Non Federally-Regulated | 01/05/1982 |  | 01/23/1988
ClimateMaster Inc. | Climate Master | PDW24 | FK4CNF003 | Water-Source | WBAHP-CB: Heat Pump Split Syst | Heat Pump | 230 | 1 |  |  | No Match | Single-Speed |  |  |  | 23500 | 1621 | 14.5 | 12 | 29200 | 1822 | 4.7 | 4.2 | Federally-Regulated Commercial & Industrial Equipment | 09/15/2009 |  | 02/17/2011
Econar | Econar | GV421 |  | Water-Source | WBAHP-CB: Heat Pump Split Syst | Heat Pump | 208 | 1 |  |  | No Match | No Match |  |  |  | 35400 | 2744 | 12.9 | 9 | 50500 | 4000 | 3.7 | 3.5 | Non Federally-Regulated | 12/14/1998 |  | 04/12/2000
ClimateMaster Inc. | Genesis Compact | GCV006BG******* |  | Water-Source | WBAHP: Heat Pump Packaged Unit | Heat Pump | 208 | 1 |  |  | No Match | No Match |  |  |  | 6600 | 545 | 12.1 | 10 | 8500 | 607 | 4.1 |  | Federally-Regulated Commercial & Industrial Equipment | 07/02/2003 |  | 03/12/2009
Waterfurnace International, Inc. | Waterfurnace International, Inc. | SXV030C3 |  | Water-Source | WBAHP: Heat Pump Packaged Unit | Heat Pump | 230 | 3 |  |  | No Match | No Match |  |  |  | 30600 | 2125 | 14.4 | 9.3 | 36600 | 2145 | 5 | 3.8 | Federally-Regulated Commercial & Industrial Equipment | 03/31/1998 |  | 05/10/1998
ClimateMaster Inc. | Trane | WPHB0132 |  | Water-Source | WBAHP: Heat Pump Packaged Unit | Heat Pump | 208 | 1 |  |  | No Match | No Match |  |  |  | 12402 | 1191 | 10.4 | 9 | 14094 | 1499 | 3.3 | 3.2 | Federally-Regulated Commercial & Industrial Equipment | 07/05/1988 |  | 02/22/1990
Florida Heat Pump | Florida Heat Pump | GO060-1CF/HZ/VT |  | Ground-Water-Source | WBAHP: Heat Pump Packaged Unit | Heat Pump | 230 | 1 |  |  | No Match | No Match |  |  |  | 59000 | 4469 | 13.2 | 9 | 40000 | 3906 | 3 |  | Non Federally-Regulated | 05/19/2000 |  | 07/18/2002
Florida Heat Pump | Florida Heat Pump | EM072-1VT |  | Water-Source | WBAHP: Heat Pump Packaged Unit | Heat Pump | 208 | 1 |  |  | No Match | No Match |  |  |  | 71000 | 5107 | 13.9 | 9 | 76000 | 4842 | 4.6 | 3.8 | Federally-Regulated Commercial & Industrial Equipment | 12/14/1998 |  | 10/05/1999
Florida Heat Pump | Clean Energy Developments Corp. | ES061-3CF/HZ/VT |  | Water-Source | WBAHP: Heat Pump Packaged Unit | Heat Pump | 208 | 3 |  |  | No Match | Single-Speed |  |  |  | 60000 | 4286 | 14 | 12 | 72000 | 4490 | 4.7 | 4.2 | Federally-Regulated Commercial & Industrial Equipment | 06/14/2011 |  | 09/03/2012
Geoflex Systems, Inc. | Geoflex Systems, Inc. | GF1S-V/H/D/M-024WACBP |  | Ground-Water-Source | WBAHP: Heat Pump Packaged Unit | Both Heat Pump and Electric Re | 200 | 3 |  |  | No Match | Single-Speed |  |  |  | 22900 | 851 | 26.9 | 16.2 | 19900 | 1241 | 4.7 | 3.6 | Non Federally-Regulated | 03/02/2012 |  | 01/09/2014
Climate Control / Snyder General | Electro-Hydronics | LE150B7 |  | Water-Source | WBAHP: Heat Pump Packaged Unit | Heat Pump | 265 | 1 |  |  | No Match | No Match |  |  |  | 14700 | 1875 | 7.8 | 7.5 | 19000 | 1900 | 2.9 | 2.5 | Non Federally-Regulated | 05/16/1984 |  | 08/29/1986
Command-Aire | Command-Aire | SWPH-2533 |  | Water-Source | WBAHP: Heat Pump Packaged Unit | Heat Pump | 230 | 3 |  |  | No Match | No Match |  |  |  | 292000 | 31600 | 9.2 |  | 405000 | 33100 | 3.6 | 2.5 | Non Federally-Regulated | 06/11/1985 |  | 05/11/1988
ClimateMaster Inc. | Carrier | 50HQA/HQD096 5/6 |  | Water-Source | WBAHP: Heat Pump Packaged Unit | Heat Pump | 208 | 3 |  |  | No Match | No Match |  |  |  | 95000 | 8636 | 11 | 9 | 114000 | 8792 | 3.8 | 3.8 | Federally-Regulated Commercial & Industrial Equipment | 02/02/1998 |  | 03/31/1998
Mammoth | Hydrobank II | F120HHG/VHG |  | Water-Source | WBAHP: Heat Pump Packaged Unit | Heat Pump | 208 | 3 |  |  | No Match | No Match |  |  |  | 122000 | 10796 | 11.3 | 10.5 | 169000 | 13034 | 3.8 | 3.8 | Federally-Regulated Commercial & Industrial Equipment | 03/31/1998 |  | 05/10/1998
Waterfurnace International, Inc. | Waterfurnace International, Inc. | NSZ030A0 | NRAC026* | Water-Source | WBAHP-CB: Heat Pump Split Syst | Heat Pump | 208 | 1 |  |  | No Match | Single-Speed |  |  |  | 25800 | 1491 | 17.3 | 12 | 32000 | 1705 | 5.5 | 4.2 | Federally-Regulated Commercial & Industrial Equipment | 01/24/2011 |  | 10/24/2014
Waterfurnace International, Inc. | Eagle Mountain | USV/USH060**3*4 |  | Water-Source | WBAHP: Heat Pump Packaged Unit | Heat Pump | 208 | 3 |  |  | No Match | Single-Speed |  |  |  | 58400 | 3817 | 15.3 | 12 | 72500 | 4521 | 4.7 | 4.2 | Federally-Regulated Commercial & Industrial Equipment | 06/14/2011 |  | 03/02/2012
ClimateMaster Inc. | Carrier Corp. | 50YDS026 | FV4***003 | Ground-Source | WBAHP-CB: Heat Pump Split Syst | Heat Pump | 208 | 1 |  |  | No Match | Single-Speed |  |  |  | 26400 | 1467 | 18 | 13.4 | 19500 | 1465 | 3.9 | 3.1 | Non Federally-Regulated | 01/24/2011 |  | 03/02/2012
McQuay International | McQuay | W-CDD/CDE/CMG-1-024-E |  | Water-Source | WBAHP: Heat Pump Packaged Unit | Heat Pump | 230 | 1 |  |  | No Match | No Match |  |  |  | 25400 | 1840 | 13.8 | 10 | 29800 | 2129 | 4.1 |  | Federally-Regulated Commercial & Industrial Equipment | 10/05/1999 |  | 09/21/2000
Addison Products | Addison Products | VWY048-1A |  | Water-Source | WBAHP: Heat Pump Packaged Unit | Heat Pump | 208 | 1 |  |  | No Match | No Match |  |  |  | 49200 | 3874 | 12.7 | 10 | 61900 | 4030 | 4.5 |  | Federally-Regulated Commercial & Industrial Equipment | 05/19/2000 |  | 11/14/2000
Waterfurnace International, Inc. | Geotility Geothermal Installations | ZS023**0*0 |  | Ground-Water-Source | WBAHP: Heat Pump Packaged Unit | Heat Pump | 230 | 1 |  |  | No Match | Single-Speed |  |  |  | 25400 | 1129 | 22.5 | 16.2 | 21900 | 1646 | 3.9 | 3.6 | Non Federally-Regulated | 01/24/2011 |  | 04/19/2013
Waterfurnace International, Inc. | Waterfurnace International, Inc. | SXH042B0 |  | Water-Source | WBAHP-CB: Heat Pump Split Syst | Heat Pump | 208 | 1 |  |  | No Match | No Match |  |  |  | 44000 | 3358 | 13.1 | 9 | 46000 | 3370 | 4 | 3.5 | Non Federally-Regulated | 02/02/1998 |  | 10/02/1998
California Heat Pump | Trane | WPVB-0534 |  | Water-Source | WBAHP: Heat Pump Packaged Unit | Heat Pump | 460 | 3 |  |  | No Match | No Match |  |  |  | 53000 | 5700 | 9.3 | 7.5 | 60000 | 5700 | 3.1 | 2.5 | Non Federally-Regulated | 06/11/1985 |  | 05/11/1988
ClimateMaster Inc. | Climate Master Series | HS/VS048G |  | Water-Source | WBAHP: Heat Pump Packaged Unit | Heat Pump | 230 | 1 |  |  | No Match | No Match |  |  |  | 44000 | 4000 | 11 | 10 | 57000 | 4394 | 3.8 |  | Federally-Regulated Commercial & Industrial Equipment | 01/22/2003 |  | 03/12/2009
Mammoth | Mammoth | D045HSXXX |  | Ground-Water-Source | WBAHP: Heat Pump Packaged Unit | Heat Pump | 230 | 1 |  |  | No Match | No Match |  |  |  | 45500 | 3900 | 11.7 |  | 48500 | 4170 | 3.4 |  | Non Federally-Regulated | 05/11/1988 |  | 03/15/1989
McQuay / Snyder General | Electro-Hydronics | LWP7.5BP |  | Water-Source | WBAHP: Heat Pump Packaged Unit | Heat Pump | 460 | 3 |  |  | No Match | No Match |  |  |  | 76000 | 7100 | 10.7 | 9.2 | 95000 | 7500 | 3.7 | 2.5 | Non Federally-Regulated | 08/29/1986 |  | 05/11/1988
California Heat Pump | California Heat Pump | 61-V**-34-** |  | Water-Source | WBAHP: Heat Pump Packaged Unit | Heat Pump | 460 | 3 |  |  | No Match | No Match |  |  |  | 61000 | 6120 | 10 | 7.5 | 77000 | 6450 | 3.5 | 2.5 | Non Federally-Regulated | 06/11/1985 |  | 05/11/1988
DeMarco Energy Systems | DeMarco Energy Systems | GT062-5VT/HZ/CF |  | Water-Source | WBAHP-CB: Heat Pump Split Syst | Heat Pump | 575 | 3 |  |  | No Match | No Match |  |  |  | 61500 | 4920 | 12.5 | 9 | 78000 | 6015 | 3.8 | 3.5 | Non Federally-Regulated | 10/02/1998 |  | 04/12/2000
Mammoth | Hydrobank II | F064VLF/HLF/DLF |  | Ground-Water-Source | WBAHP: Heat Pump Packaged Unit | Heat Pump | 460 | 3 |  |  | No Match | No Match |  |  |  | 65000 | 4850 | 13.4 | 9 | 50000 | 4884 | 3 |  | Non Federally-Regulated | 07/29/1998 |  | 10/02/1998
Florida Heat Pump | Florida Heat Pump | GT042-1CF/HZ/VT |  | Water-Source | WBAHP: Heat Pump Packaged Unit | Heat Pump | 230 | 1 |  |  | No Match | No Match |  |  |  | 42000 | 3230 | 13 | 10 | 52500 | 3204 | 4.8 |  | Federally-Regulated Commercial & Industrial Equipment | 04/12/2000 |  | 05/29/2001
Addison Products | Addison Products | WSH034-3AL |  | Water-Source | WBAHP: Heat Pump Packaged Unit | Heat Pump | 208 | 3 |  |  | No Match | No Match |  |  |  | 33500 | 2463 | 13.6 | 10 | 42500 | 2767 | 4.5 |  | Federally-Regulated Commercial & Industrial Equipment | 02/02/1998 |  | 03/31/1998
Waterfurnace International, Inc. | Waterfurnace International, Inc. | CXW009*0 |  | Water-Source | WBAHP-O: Heat Pump Packaged Un | Heat Pump | 230 | 1 |  |  | No Match | No Match |  |  |  | 9000 | 600 | 15 | 10 | 12200 | 744 | 4.8 |  | Federally-Regulated Commercial & Industrial Equipment | 10/05/1999 |  | 04/12/2000
Florida Heat Pump | Bosch | AP061-3CF/HZ/VT |  | Ground-Source | WBAHP: Heat Pump Packaged Unit | Heat Pump | 208 | 3 |  |  |  | Dual-Speed | 2772 | 730 |  | 67000 | 3622 | 18.5 | 13.4 | 49000 | 3503 | 4.1 | 3.1 | Non Federally-Regulated | 04/22/2015 |  | 05/01/2015
Waterfurnace International, Inc. | Geotility Geothermal Installations | USV/USH060**3*4 |  | Ground-Source | WBAHP: Heat Pump Packaged Unit | Heat Pump | 230 | 3 |  |  | No Match | Single-Speed |  |  |  | 60900 | 3402 | 17.9 | 13.4 | 47100 | 3834 | 3.6 | 3.1 | Non Federally-Regulated | 06/14/2011 |  | 03/02/2012
Waterfurnace International, Inc. | Waterfurnace International, Inc. | SXH068B4 |  | Ground-Water-Source | WBAHP: Heat Pump Packaged Unit | Heat Pump | 460 | 3 |  |  | No Match | No Match |  |  |  | 66000 | 5500 | 12 | 9 | 52000 | 5080 | 3 |  | Non Federally-Regulated | 12/14/1998 |  | 10/06/1999
Waterfurnace International, Inc. | Waterfurnace International, Inc. | SXV024*2 |  | Ground-Water-Source | WBAHP: Heat Pump Packaged Unit | Heat Pump | 265 | 1 |  |  | No Match | No Match |  |  |  | 27000 | 1741 | 15.5 | 9 | 18000 | 1551 | 3.4 |  | Non Federally-Regulated | 10/06/1999 |  | 05/19/2000
Mammoth | Geox | ZD036VHA |  | Water-Source | WBAHP: Heat Pump Packaged Unit | Heat Pump | 208 | 1 |  |  | No Match | No Match |  |  |  | 35400 | 3277 | 10.8 | 9 | 46500 | 3585 | 3.8 | 3.2 | Federally-Regulated Commercial & Industrial Equipment | 12/26/1990 |  | 07/27/1992
Waterfurnace International, Inc. | Waterfurnace International, Inc. | E040**1 |  | Ground-Water-Source | WBAHP: Heat Pump Packaged Unit | Heat Pump | 208 | 1 |  |  | No Match | No Match |  |  |  | 40400 | 2256 | 17.9 | 9 | 29300 | 2452 | 3.5 |  | Non Federally-Regulated | 06/27/2003 |  | 03/12/2009
Waterfurnace International, Inc. | Rybacki - Hart Enterprises | ZS024**4*1 |  | Water-Source | WBAHP: Heat Pump Packaged Unit | Heat Pump | 460 | 3 |  |  | No Match | Single-Speed |  |  |  | 23900 | 1583 | 15.1 | 12 | 27000 | 1583 | 5 | 4.2 | Federally-Regulated Commercial & Industrial Equipment | 01/24/2011 |  | 04/19/2013
Waterfurnace International, Inc. | Waterfurnace International, Inc. | USV/USH036**0*4 |  | Ground-Water-Source | WBAHP: Heat Pump Packaged Unit | Heat Pump | 230 | 1 |  |  | No Match | Single-Speed |  |  |  | 37700 | 1639 | 23 | 16.2 | 33000 | 2249 | 4.3 | 3.6 | Non Federally-Regulated | 06/14/2011 |  | 03/02/2012
Snyder General Corp. | McQuay | CCW024A*G |  | Water-Source | WBAHP: Heat Pump Packaged Unit | Heat Pump | 230 | 1 |  |  | No Match | No Match |  |  |  | 24500 | 2120 | 11.6 | 9 | 30000 | 2240 | 3.9 | 3.2 | Non Federally-Regulated | 02/22/1990 |  | 07/31/1991
Waterfurnace International, Inc. | Waterfurnace International, Inc. | SXH013B0 |  | Water-Source | WBAHP: Heat Pump Packaged Unit | Heat Pump | 208 | 1 |  |  | No Match | No Match |  |  |  | 12700 | 858 | 14.8 | 10 | 15100 | 921 | 4.8 |  | Federally-Regulated Commercial & Industrial Equipment | 12/14/1998 |  | 10/05/1999
Mammoth | Hydrobank II | G064VLH |  | Ground-Water-Source | WBAHP: Heat Pump Packaged Unit | Heat Pump | 460 | 3 |  |  | No Match | No Match |  |  |  | 62000 | 4275 | 14.5 | 9 | 49500 | 4532 | 3.2 |  | Non Federally-Regulated | 06/27/2003 |  | 03/12/2009
Waterfurnace International, Inc. | Geotility Geothermal Installations | ZS048**3*1 |  | Ground-Water-Source | WBAHP: Heat Pump Packaged Unit | Heat Pump | 208 | 3 |  |  | No Match | Single-Speed |  |  |  | 52000 | 2222 | 23.4 | 16.2 | 45900 | 3203 | 4.2 | 3.6 | Non Federally-Regulated | 01/24/2011 |  | 04/19/2013
Florida Heat Pump | Florida Heat Pump | ES048-3CS | ES048-1AV/AH | Water-Source | WBAHP-CB: Heat Pump Split Syst | Heat Pump | 208 | 3 |  |  | No Match | Single-Speed |  |  |  | 48500 | 3393 | 13.8 | 12 | 56500 | 3379 | 4.9 | 4.2 | Federally-Regulated Commercial & Industrial Equipment | 07/06/2011 |  | 04/20/2015
Waterfurnace International, Inc. | Eagle Mountain | ZS048**0*4 |  | Water-Source | WBAHP: Heat Pump Packaged Unit | Heat Pump | 230 | 1 |  |  | No Match | Single-Speed |  |  |  | 47700 | 3077 | 15.5 | 12 | 56000 | 3419 | 4.8 | 4.2 | Federally-Regulated Commercial & Industrial Equipment | 06/14/2011 |  | 04/19/2013
Marvair | Marvair | WHP36HPD |  | Water-Source | WBAHP: Heat Pump Packaged Unit | Heat Pump | 460 | 3 |  |  | No Match | No Match |  |  |  | 35000 | 3182 | 11 | 9 | 44000 | 3394 | 3.8 | 3.2 | Non Federally-Regulated | 02/22/1990 |  | 07/31/1991
Florida Heat Pump | Geomaster, LLC | AP049-1CS | AP049-1AV/AH | Water-Source | WBAHP-CB: Heat Pump Split Syst | Heat Pump | 230 | 1 |  |  | No Match | Single-Speed |  |  |  | 50000 | 3185 | 15.7 | 12 | 53000 | 3046 | 5.1 | 4.2 | Federally-Regulated Commercial & Industrial Equipment | 10/03/2011 |  | 04/20/2015
ClimateMaster Inc. | Climate Master Series | PDW 18 | AH08-U17R30K | Ground-Water-Source | WBAHP-CB: Heat Pump Split Syst | Heat Pump | 230 | 1 |  |  | No Match | No Match |  |  |  | 18500 | 1217 | 15.2 | 9 | 13500 | 1198 | 3.3 |  | Non Federally-Regulated | 12/14/1998 |  | 04/10/2000
McQuay / Snyder General | Electro-Hydronics | CC400F5 |  | Water-Source | WBAHP: Heat Pump Packaged Unit | Heat Pump | 208 | 1 |  |  | No Match | No Match |  |  |  | 39600 | 3960 | 10 | 7.5 | 45000 | 3880 | 3.4 | 2.5 | Non Federally-Regulated | 08/29/1986 |  | 05/11/1988
Climate Control / Snyder General | Electro-Hydronics | CW90G5 |  | Water-Source | WBAHP: Heat Pump Packaged Unit | Heat Pump | 208 | 1 |  |  | No Match | No Match |  |  |  | 9000 | 855 | 10.5 | 7.5 | 11000 | 920 | 3.5 | 2.5 | Non Federally-Regulated | 06/11/1985 |  | 08/29/1986
Florida Heat Pump | Florida Heat Pump | ES048-3CS | ES048-1AV/AH | Ground-Source | WBAHP-CB: Heat Pump Split Syst | Heat Pump | 208 | 3 |  |  | No Match | Single-Speed |  |  |  | 51000 | 2840 | 16.8 | 13.4 | 38000 | 3010 | 3.7 | 3.1 | Non Federally-Regulated | 07/06/2011 |  | 04/20/2015
Mammoth | Hydrobank II | K072HHJ |  | Water-Source | WBAHP: Heat Pump Packaged Unit | Heat Pump | 575 | 3 |  |  | No Match | No Match |  |  |  | 69000 | 5750 | 12 | 9 | 86000 | 6460 | 3.9 | 3.8 | Federally-Regulated Commercial & Industrial Equipment | 01/18/2001 |  | 03/12/2009
Geoflex Systems, Inc. | Geoflex Systems, Inc. | GS1S-V/H/D/M-024WACBP |  | Ground-Source | WBAHP: Heat Pump Packaged Unit | Both Heat Pump and Electric Re | 230 | 3 |  |  | No Match | Single-Speed |  |  |  | 21100 | 1029 | 20.5 | 13.4 | 15200 | 1142 | 3.9 | 3.1 | Non Federally-Regulated | 11/30/2011 |  | 03/02/2012
The Whalen Company | Whalen | VI-A-601-2 |  | Water-Source | WBAHP-O: Heat Pump Packaged Un | Heat Pump | 265 | 1 |  |  | No Match | No Match |  |  |  | 18900 | 1657 | 11.4 | 9.3 | 25000 | 1831 | 4 | 3.8 | Federally-Regulated Commercial & Industrial Equipment | 03/31/1998 |  | 05/10/1998
Addison Products | Comfort-Aire | RUWP-1233 |  | Water-Source | WBAHP: Heat Pump Packaged Unit | Heat Pump | 208 | 3 |  |  | No Match | No Match |  |  |  | 146000 | 15500 | 9.4 |  | 190000 | 15300 | 3.6 | 3.8 | Non Federally-Regulated | 07/31/1991 |  | 03/31/1998
Waterfurnace International, Inc. | Rybacki - Hart Enterprises | ZS042**3*0 |  | Ground-Water-Source | WBAHP: Heat Pump Packaged Unit | Heat Pump | 208 | 3 |  |  | No Match | Single-Speed |  |  |  | 45800 | 2082 | 22 | 16.2 | 37000 | 2854 | 3.8 | 3.6 | Non Federally-Regulated | 01/24/2011 |  | 04/19/2013
Waterfurnace International, Inc. | Waterfurnace International, Inc. | ATV070D1(P) |  | Water-Source | WBAHP-CB: Heat Pump Split Syst | Heat Pump | 208 | 1 |  |  | No Match | No Match |  |  |  | 43500 | 2900 | 15 | 9 | 44000 | 3070 | 4.2 | 3.5 | Non Federally-Regulated | 02/02/1998 |  | 10/02/1998
Florida Heat Pump | Florida Heat Pump | EM048-3VT |  | Water-Source | WBAHP: Heat Pump Packaged Unit | Heat Pump | 208 | 3 |  |  | No Match | No Match |  |  |  | 49000 | 3920 | 12.5 | 10 | 58000 | 3863 | 4.4 |  | Federally-Regulated Commercial & Industrial Equipment | 12/14/1998 |  | 10/05/1999
Florida Heat Pump | Florida Heat Pump | EM041-1VT |  | Water-Source | WBAHP: Heat Pump Packaged Unit | Heat Pump | 230 | 1 |  |  | No Match | No Match |  |  |  | 39500 | 2992 | 13.2 | 9.3 | 50000 | 3488 | 4.2 | 3.8 | Federally-Regulated Commercial & Industrial Equipment | 03/31/1998 |  | 05/10/1998
Carrier Corp. | Carrier | 50Q*V03042 |  | Water-Source | WBAHP: Heat Pump Packaged Unit | Heat Pump | 265 | 1 |  |  | No Match | No Match |  |  |  | 30000 | 2609 | 11.5 | 10 | 36000 | 2776 | 3.8 |  | Federally-Regulated Commercial & Industrial Equipment | 08/02/1993 |  | 03/08/1996
Command-Aire | Command-Aire | SWP1044* |  | Water-Source | WBAHP: Heat Pump Packaged Unit | Heat Pump | 460 | 3 |  |  | No Match | No Match |  |  |  | 124000 | 10690 | 11.6 | 9.2 | 156000 | 10880 | 4.2 |  | Federally-Regulated Commercial & Industrial Equipment | 01/23/1988 |  | 05/11/1988
Waterfurnace International, Inc. | Waterfurnace International, Inc. | ATH022*1 |  | Ground-Water-Source | WBAHP: Heat Pump Packaged Unit | Heat Pump | 208 | 1 |  |  | No Match | No Match |  |  |  | 23400 | 1392 | 16.8 | 9 | 15700 | 1352 | 3.4 |  | Non Federally-Regulated | 10/06/1999 |  | 05/19/2000
Mammoth | Hydrobank II | D064HHF/VHF |  | Water-Source | WBAHP: Heat Pump Packaged Unit | Heat Pump | 230 | 1 |  |  | No Match | No Match |  |  |  | 64000 | 4776 | 13.4 | 10 | 82000 | 5859 | 4.1 |  | Federally-Regulated Commercial & Industrial Equipment | 10/05/1999 |  | 05/23/2000
Florida Heat Pump | Florida Heat Pump | CW009-2 |  | Water-Source | WBAHP-CB: Heat Pump Split Syst | Heat Pump | 265 | 1 |  |  | No Match | No Match |  |  |  | 9000 | 529 | 17 | 9 | 8600 | 536 | 4.7 | 3.5 | Non Federally-Regulated | 07/16/2001 |  | 07/18/2002
Jacobsen Energy Ind., Inc. | Jacobsen Energy Ind., Inc. | 72***3**** |  | Water-Source | WBAHP: Heat Pump Packaged Unit | Heat Pump | 230 | 1 |  |  | No Match | No Match |  |  |  | 67000 | 5650 | 11.8 | 9.2 | 88000 | 6750 | 3.8 | 2.5 | Non Federally-Regulated | 06/11/1985 |  | 05/11/1988
Carrier Corp. | Carrier | 50QXH0304 |  | Water-Source | WBAHP: Heat Pump Packaged Unit | Heat Pump | 265 | 1 |  |  | No Match | No Match |  |  |  | 30400 | 2542 | 12 | 9 | 39000 | 2858 | 4 | 3.2 | Non Federally-Regulated | 02/22/1990 |  | 07/31/1991
Florida Heat Pump | Florida Heat Pump | EM024-1VT |  | Water-Source | WBAHP: Heat Pump Packaged Unit | Heat Pump | 208 | 1 |  |  | No Match | No Match |  |  |  | 24000 | 1714 | 14 | 10 | 30000 | 1831 | 4.8 |  | Federally-Regulated Commercial & Industrial Equipment | 02/02/1998 |  | 03/31/1998
Florida Heat Pump | Geomaster, LLC | ES025-1CS | ES025-1AV/AH | Water-Source | WBAHP-CB: Heat Pump Split Syst | Heat Pump | 230 | 1 |  |  | No Match | Dual-Speed |  |  |  | 25000 | 1592 | 15.7 | 12 | 29400 | 1760 | 4.9 | 4.2 | Federally-Regulated Commercial & Industrial Equipment | 06/15/2009 |  | 11/30/2011
Command-Aire | Command-Aire | SWP1044* |  | Water-Source | WBAHP: Heat Pump Packaged Unit | Heat Pump | 460 | 3 |  |  | No Match | No Match |  |  |  | 124000 | 10690 | 11.6 | 10.5 | 156000 | 10880 | 4.2 | 3.8 | Non Federally-Regulated | 07/31/1991 |  | 03/31/1998
Enertech Global, LLC | Enertech | HXT060D |  | Ground-Source | WBAHP: Heat Pump Packaged Unit | Heat Pump | 208 | 1 |  |  | No Match | Single-Speed |  |  |  | 64500 | 3544 | 18.2 | 13.4 | 48600 | 3652 | 3.9 | 3.1 | Non Federally-Regulated | 09/03/2012 |  | 12/12/2012
Mammoth | Hydrobank II | E009CHE |  | Water-Source | WBAHP-O: Heat Pump Packaged Un | Heat Pump | 265 | 1 |  |  | No Match | No Match |  |  |  | 8600 | 716 | 12 | 9.3 | 11100 | 813 | 4 | 3.8 | Federally-Regulated Commercial & Industrial Equipment | 03/31/1998 |  | 05/10/1998
Florida Heat Pump | Florida Heat Pump | CE049-1CS | DX049CC/UC | Ground-Water-Source | WBAHP-C: Heat Pump Split Syste | Heat Pump | 230 | 1 |  |  | No Match | Dual-Speed |  |  |  | 55500 | 2372 | 23.4 | 16.2 | 47500 | 3094 | 4.5 | 3.6 | Non Federally-Regulated | 01/10/2012 |  | 03/02/2012
Florida Heat Pump | Geomaster, LLC | EV048-1CS | EV048-1AV/AH | Ground-Water-Source | WBAHP-CB: Heat Pump Split Syst | Heat Pump | 230 | 1 |  |  | No Match | Single-Speed |  |  |  | 53900 | 2668 | 20.2 | 16.2 | 46100 | 3297 | 4.1 | 3.6 | Non Federally-Regulated | 06/15/2009 |  | 06/23/2011
Enertech Global, LLC | Enertech | GCT048C2 |  | Ground-Source | WBAHP: Heat Pump Packaged Unit | Heat Pump | 208 | 3 |  |  | No Match | Single-Speed |  |  |  | 48300 | 2808 | 17.2 | 13.4 | 38600 | 2901 | 3.9 | 3.1 | Non Federally-Regulated | 12/12/2012 |  | 04/21/2014
McQuay International | McQuay | W-FDL/FDS/FMS-1-019-E |  | Water-Source | WBAHP: Heat Pump Packaged Unit | Heat Pump | 208 | 1 |  |  | No Match | No Match |  |  |  | 19000 | 1637 | 11.6 | 10 | 23500 | 1811 | 3.8 |  | Federally-Regulated Commercial & Industrial Equipment | 09/21/2000 |  | 11/14/2000
Waterfurnace International, Inc. | Geotility Geothermal Installations | ZS023**4*1 |  | Ground-Source | WBAHP: Heat Pump Packaged Unit | Heat Pump | 460 | 3 |  |  | No Match | Single-Speed |  |  |  | 23900 | 1406 | 17 | 13.4 | 17000 | 1384 | 3.6 | 3.1 | Non Federally-Regulated | 01/24/2011 |  | 04/19/2013
McQuay / Snyder General | Electro-Hydronics | CC330FK |  | Water-Source | WBAHP: Heat Pump Packaged Unit | Heat Pump | 208 | 3 |  |  | No Match | No Match |  |  |  | 33000 | 3050 | 10.8 | 7.5 | 39000 | 3090 | 3.7 | 2.5 | Non Federally-Regulated | 08/29/1986 |  | 05/11/1988
Geoflex Systems, Inc. | Geoflex Systems, Inc. | GF1S-V/H/D/M-048WAABP |  | Water-Source | WBAHP: Heat Pump Packaged Unit | Both Heat Pump and Electric Re | 230 | 1 |  |  | No Match | Single-Speed |  |  |  | 47300 | 3071 | 15.4 | 12 | 58400 | 3423 | 5 | 4.2 | Federally-Regulated Commercial & Industrial Equipment | 03/02/2012 |  | 01/09/2014
Trane U.S. Inc. | Trane | WPHF0403 |  | Water-Source | WBAHP: Heat Pump Packaged Unit | Heat Pump | 208 | 3 |  |  | No Match | No Match |  |  |  | 39500 | 2668 | 14.8 | 10 | 43000 | 2929 | 4.3 |  | Federally-Regulated Commercial & Industrial Equipment | 10/05/1999 |  | 04/12/2000
Command-Aire | Command-Aire | SWPH-137 |  | Water-Source | WBAHP: Heat Pump Packaged Unit | Heat Pump | 265 | 1 |  |  | No Match | No Match |  |  |  | 13500 | 1400 | 9.6 | 9 | 18800 | 1575 | 3.5 | 3.2 | Non Federally-Regulated | 05/11/1988 |  | 03/15/1989
Waterfurnace International, Inc. | Waterfurnace International, Inc. | SXV024A0 |  | Ground-Source | WBAHP: Heat Pump Packaged Unit | Heat Pump | 230 | 1 |  |  | No Match | No Match |  |  |  | 27000 | 1741 | 15.5 |  | 18000 | 1551 | 3.4 |  | Non Federally-Regulated | 03/31/1998 |  | 05/10/1998
Marvair | Marvair | WVP47HPD |  | Water-Source | WBAHP: Heat Pump Packaged Unit | Heat Pump | 460 | 3 |  |  | No Match | No Match |  |  |  | 47500 | 4318 | 11 | 9 | 60000 | 4628 | 3.8 | 3.2 | Federally-Regulated Commercial & Industrial Equipment | 02/22/1988 |  | 05/11/1988
Waterfurnace International, Inc. | Waterfurnace International, Inc. | SXH058C0 |  | Ground-Source | WBAHP: Heat Pump Packaged Unit | Heat Pump | 208 | 1 |  |  | No Match | No Match |  |  |  | 56500 | 4216 | 13.4 |  | 45500 | 4301 | 3.1 |  | Non Federally-Regulated | 03/31/1998 |  | 05/10/1998
McQuay International | McQuay | CCH/CCW/HWH/HWW036C-N |  | Water-Source | WBAHP: Heat Pump Packaged Unit | Heat Pump | 265 | 1 |  |  | No Match | No Match |  |  |  | 36000 | 2975 | 12.1 | 10 | 42500 | 3037 | 4.1 |  | Federally-Regulated Commercial & Industrial Equipment | 12/14/1998 |  | 11/17/1999
Waterfurnace International, Inc. | Waterfurnace International, Inc. | SXV030C3 |  | Ground-Water-Source | WBAHP: Heat Pump Packaged Unit | Heat Pump | 208 | 1 |  |  | No Match | No Match |  |  |  | 31200 | 2181 | 14.3 | 9 | 21600 | 1808 | 3.5 |  | Non Federally-Regulated | 01/30/1998 |  | 10/02/1998
Mammoth | Hydrobank II | K120VHL |  | Water-Source | WBAHP: Heat Pump Packaged Unit | Heat Pump | 575 | 3 |  |  | No Match | No Match |  |  |  | 115500 | 8619 | 13.4 | 9 | 151000 | 11060 | 4 | 3.8 | Federally-Regulated Commercial & Industrial Equipment | 06/27/2003 |  | 03/12/2009
Enertech Global, LLC | Enertech | GCT036A |  | Ground-Source | WBAHP: Heat Pump Packaged Unit | Heat Pump | 230 | 1 |  |  | No Match | Single-Speed |  |  |  | 38900 | 2137 | 18.2 | 13.4 | 28500 | 2037 | 4.1 | 3.1 | Non Federally-Regulated | 06/14/2011 |  | 01/09/2014
Florida Heat Pump | Florida Heat Pump | EM096-4CS | EM096-4AH/AV | Water-Source | WBAH: Heating Only Packaged Un | Heat Pump | 460 | 3 |  |  | No Match | No Match |  |  |  | 101000 | 7537 | 13.4 | 9 | 103000 | 7941 | 3.8 | 3.5 | Non Federally-Regulated | 07/22/2002 |  | 03/12/2009
Climate Control / Snyder General | Electro-Hydronics | VE260G7 |  | Water-Source | WBAHP: Heat Pump Packaged Unit | Heat Pump | 265 | 1 |  |  | No Match | No Match |  |  |  | 25000 | 2450 | 10.2 | 7.5 | 31600 | 2500 | 3.7 | 2.5 | Non Federally-Regulated | 05/16/1984 |  | 08/29/1986
Bard Manufacturing Company, Inc. | Bard | GSVS361-A |  | Ground-Water-Source | WBAHP: Heat Pump Packaged Unit | Heat Pump | 230 | 1 |  |  | No Match | No Match |  |  |  | 34800 | 2175 | 16 | 9 | 24000 | 2068 | 3.4 |  | Non Federally-Regulated | 07/22/2002 |  | 03/12/2009
Trane U.S. Inc. | Trane | EXHE0488 |  | Water-Source | WBAHP: Heat Pump Packaged Unit | Heat Pump | 230 | 3 |  |  | No Match | Single-Speed |  |  |  | 47400 | 3058 | 15.5 | 12 | 56500 | 3124 | 5.3 | 4.2 | Federally-Regulated Commercial & Industrial Equipment | 06/14/2011 |  | 08/15/2014
Addison Products | Addison Products | HWY024-1A |  | Water-Source | WBAHP: Heat Pump Packaged Unit | Heat Pump | 208 | 1 |  |  | No Match | No Match |  |  |  | 24300 | 1748 | 13.9 | 10 | 30500 | 1901 | 4.7 |  | Federally-Regulated Commercial & Industrial Equipment | 11/17/1999 |  | 05/19/2000
Command-Aire | Command-Aire | SWPH611E |  | Water-Source | WBAHP: Heat Pump Packaged Unit | Heat Pump | 230 | 1 |  |  | No Match | No Match |  |  |  | 62000 | 5640 | 11 | 9 | 78000 | 5710 | 4 | 3.2 | Non Federally-Regulated | 05/11/1988 |  | 03/15/1989
Addison Products | Addison Products | HWPG030-3B** |  | Ground-Water-Source | WBAHP: Heat Pump Packaged Unit | Heat Pump | 230 | 3 |  |  | No Match | No Match |  |  |  | 28400 | 1931 | 14.7 | 9 | 20200 | 1909 | 3.1 |  | Non Federally-Regulated | 05/10/1998 |  | 10/02/1998
Waterfurnace International, Inc. | Waterfurnace International, Inc. | SXV036*2 |  | Water-Source | WBAHP: Heat Pump Packaged Unit | Heat Pump | 265 | 1 |  |  | No Match | No Match |  |  |  | 36000 | 2647 | 13.6 | 10 | 44500 | 2774 | 4.7 |  | Federally-Regulated Commercial & Industrial Equipment | 10/05/1999 |  | 04/12/2000
Florida Heat Pump | Geomaster, LLC | EP036-1HZ/VT |  | Ground-Source | WBAHP: Heat Pump Packaged Unit | Heat Pump | 230 | 1 |  |  | No Match | Single-Speed | 1956 | 182 |  | 37500 | 1904 | 19.7 | 13.4 | 28000 | 2001 | 4.1 | 3.1 | Non Federally-Regulated | 08/23/2011 |  | 04/21/2014
ClimateMaster Inc. | Climate Master Series | 803-030-H******** |  | Water-Source | WBAHP: Heat Pump Packaged Unit | Heat Pump | 208 | 3 |  |  | No Match | No Match |  |  |  | 30000 | 2900 | 10.3 | 9 | 40500 | 3200 | 3.7 | 3.2 | Federally-Regulated Commercial & Industrial Equipment | 01/23/1988 |  | 05/11/1988
Trane U.S. Inc. | Trane | EXHE0424 |  | Ground-Water-Source | WBAHP: Heat Pump Packaged Unit | Heat Pump | 460 | 3 |  |  | No Match | Single-Speed |  |  |  | 45900 | 2086 | 22 | 16.2 | 39900 | 2542 | 4.6 | 3.6 | Non Federally-Regulated | 06/14/2011 |  | 08/15/2014
Waterfurnace International, Inc. | Eagle Mountain | ZS023**2*0 |  | Ground-Source | WBAHP: Heat Pump Packaged Unit | Heat Pump | 265 | 1 |  |  | No Match | Single-Speed |  |  |  | 23900 | 1423 | 16.8 | 13.4 | 17000 | 1465 | 3.4 | 3.1 | Non Federally-Regulated | 01/24/2011 |  | 04/19/2013
ClimateMaster Inc. | Climate Master Series | CS/CL 015 |  | Water-Source | WBAHP-O: Heat Pump Packaged Un | Heat Pump | 208 | 1 |  |  | No Match | No Match |  |  |  | 15000 | 1200 | 12.5 | 9.3 | 17100 | 1222 | 4.1 | 3.8 | Federally-Regulated Commercial & Industrial Equipment | 03/31/1998 |  | 05/10/1998
Enertech Global, LLC | Enertech | H018C | MPD024 | Ground-Source | WBAHP-CB: Heat Pump Split Syst | Heat Pump | 208 | 1 |  |  | No Match | Single-Speed |  |  |  | 16700 | 928 | 18 | 13.4 | 13300 | 1114 | 3.5 | 3.1 | Non Federally-Regulated | 07/16/2009 |  | 03/02/2012
Florida Heat Pump | Florida Heat Pump | TA025-1CS | DX025CC/UC | Water-Source | WBAHP-C: Heat Pump Split Syste | Heat Pump | 230 | 1 |  |  | No Match | Dual-Speed |  |  |  | 25600 | 1480 | 17.3 | 12 | 31300 | 1638 | 5.6 | 4.2 | Federally-Regulated Commercial & Industrial Equipment | 01/10/2012 |  | 03/02/2012
Snyder General Corp. | American Air Filter | HWH042C*T |  | Water-Source | WBAHP: Heat Pump Packaged Unit | Heat Pump | 460 | 3 |  |  | No Match | No Match |  |  |  | 40500 | 3522 | 11.5 | 9.3 | 49500 | 3831 | 3.8 | 3.8 | Non Federally-Regulated | 07/31/1991 |  | 03/31/1998
Mammoth | Hydrobank II | G045VLF/HLF/DLF |  | Ground-Water-Source | WBAHP: Heat Pump Packaged Unit | Heat Pump | 265 | 1 |  |  | No Match | No Match |  |  |  | 44500 | 3320 | 13.4 | 9 | 34500 | 3370 | 3 |  | Non Federally-Regulated | 08/07/1998 |  | 10/02/1998
Waterfurnace International, Inc. | Extended Range | WXH/WXV036A*3*** |  | Ground-Water-Source | WBAHP: Heat Pump Packaged Unit | Heat Pump | 230 | 3 |  |  | No Match | No Match |  |  |  | 37400 | 3431 | 10.9 |  | 45000 | 3767 | 3.5 |  | Non Federally-Regulated | 03/15/1989 |  | 07/31/1991
Command-Aire | Command-Aire | SWP137E |  | Water-Source | WBAHP: Heat Pump Packaged Unit | Heat Pump | 265 | 1 |  |  | No Match | No Match |  |  |  | 12500 | 1140 | 11 | 7.5 | 18000 | 1290 | 4.1 | 2.5 | Non Federally-Regulated | 05/16/1984 |  | 06/11/1985
Waterfurnace International, Inc. | Standard Range | WSH/WSV041A*4*** |  | Water-Source | WBAHP: Heat Pump Packaged Unit | Heat Pump | 460 | 3 |  |  | No Match | No Match |  |  |  | 41500 | 3739 | 11.1 | 9 | 54000 | 4276 | 3.7 | 3.2 | Non Federally-Regulated | 03/15/1989 |  | 09/13/1989
McQuay / Snyder General | Electro-Hydronics | LE120E3 |  | Water-Source | WBAHP: Heat Pump Packaged Unit | Heat Pump | 230 | 1 |  |  | No Match | No Match |  |  |  | 11500 | 927 | 12.4 | 9 | 12800 | 1103 | 3.4 | 3.2 | Non Federally-Regulated | 05/11/1988 |  | 03/15/1989
Mammoth | Mammoth | F062H |  | Water-Source | WBAHP: Heat Pump Packaged Unit | Heat Pump | 208 | 3 |  |  | No Match | No Match |  |  |  | 65000 | 6600 | 9.8 | 7.5 | 71000 | 6800 | 3.1 | 2.2 | Non Federally-Regulated | 01/05/1982 |  | 05/16/1984
Florida Heat Pump | Florida Heat Pump | GT024-1CS | GT024-4AH/AV | Water-Source | Water/Brine to Air Heat Pump S | Heat Pump | 460 | 3 |  |  | No Match | No Match |  |  |  | 23000 | 1755 | 13.1 | 10 | 26500 | 1805 | 4.3 |  | Federally-Regulated Commercial & Industrial Equipment | 05/29/2001 |  | 07/16/2001
Command-Aire | Command-Aire | SWP267E |  | Water-Source | WBAHP: Heat Pump Packaged Unit | Heat Pump | 265 | 1 |  |  | No Match | No Match |  |  |  | 24000 | 2160 | 11.1 | 7.5 | 32000 | 2340 | 4.1 | 2.5 | Non Federally-Regulated | 05/16/1984 |  | 06/11/1985
Waterfurnace International, Inc. | Johnson Controls | RGSV/RGSH070**3*4 |  | Water-Source | WBAHP: Heat Pump Packaged Unit | Heat Pump | 230 | 3 |  |  | No Match | Single-Speed |  |  |  | 63000 | 4406 | 14.3 | 12 | 79000 | 4926 | 4.7 | 4.2 | Federally-Regulated Commercial & Industrial Equipment | 06/14/2011 |  | 03/02/2012
Enertech Global, LLC | Enertech | TXT048C |  | Ground-Source | WBAHP: Heat Pump Packaged Unit | Heat Pump | 208 | 1 |  |  | No Match | Single-Speed |  |  |  | 48300 | 2808 | 17.2 | 13.4 | 39100 | 2938 | 3.9 | 3.1 | Non Federally-Regulated | 12/12/2012 |  | 04/21/2014
Mammoth | Hydrobank II | D025HHG |  | Water-Source | WBAHP: Heat Pump Packaged Unit | Heat Pump | 230 | 1 |  |  | No Match | No Match |  |  |  | 24800 | 1893 | 13.1 | 10 | 32500 | 2026 | 4.7 |  | Federally-Regulated Commercial & Industrial Equipment | 11/14/2000 |  | 01/18/2001
Enertech Global, LLC | Enertech | GRT036A | MPD036 | Ground-Source | WBAHP-CB: Heat Pump Split Syst | Heat Pump | 230 | 1 |  |  | No Match | Single-Speed |  |  |  | 36000 | 2156 | 16.7 | 13.4 | 27200 | 2098 | 3.8 | 3.1 | Non Federally-Regulated | 12/12/2012 |  | 04/29/2015
Waterfurnace International, Inc. | Waterfurnace International, Inc. | SXH120A3 |  | Ground-Source | WBAHP: Heat Pump Packaged Unit | Heat Pump | 230 | 3 |  |  | No Match | No Match |  |  |  | 122000 | 9172 | 13.3 |  | 100000 | 9769 | 3 |  | Non Federally-Regulated | 03/31/1998 |  | 05/10/1998
Addison Products | Addison Products | VWPG060-1B-XL* |  | Water-Source | WBAHP-CB: Heat Pump Split Syst | Heat Pump | 230 | 1 |  |  | No Match | No Match |  |  |  | 59000 | 4538 | 13 | 9 | 66000 | 4959 | 3.9 | 3.5 | Non Federally-Regulated | 02/02/1998 |  | 10/02/1998
ClimateMaster Inc. | Climate Master Series | HS/HL 120 F/H |  | Water-Source | WBAHP: Heat Pump Packaged Unit | Heat Pump | 208 | 3 |  |  | No Match | No Match |  |  |  | 124000 | 11071 | 11.2 | 9 | 150000 | 11568 | 3.8 | 3.8 | Federally-Regulated Commercial & Industrial Equipment | 02/02/1998 |  | 03/31/1998
Florida Heat Pump | Florida Heat Pump | EM096-3HZ |  | Water-Source | WBAHP: Heat Pump Packaged Unit | Heat Pump | 230 | 3 |  |  | No Match | No Match |  |  |  | 96000 | 7111 | 13.5 | 10.5 | 109000 | 6796 | 4.7 | 3.8 | Federally-Regulated Commercial & Industrial Equipment | 03/31/1998 |  | 05/10/1998
Waterfurnace International, Inc. | Waterfurnace International, Inc. | SXH048C4 |  | Water-Source | WBAHP-CB: Heat Pump Split Syst | Heat Pump | 460 | 3 |  |  | No Match | No Match |  |  |  | 52000 | 4000 | 13 | 9 | 55500 | 4066 | 4 | 3.5 | Non Federally-Regulated | 02/02/1998 |  | 10/02/1998
Climate Control / Snyder General | Trane | WPHA08XD* |  | Water-Source | WBAHP: Heat Pump Packaged Unit | Heat Pump | 265 | 1 |  |  | No Match | No Match |  |  |  | 6900 | 645 | 10 | 7.5 | 8800 | 680 | 3.8 | 2.5 | Non Federally-Regulated | 05/16/1984 |  | 08/29/1986
Command-Aire | Command-Aire | SWPH-543 |  | Water-Source | WBAHP: Heat Pump Packaged Unit | Heat Pump | 208 | 3 |  |  | No Match | No Match |  |  |  | 56000 | 5800 | 9.7 | 9 | 71000 | 5800 | 3.6 | 3.2 | Non Federally-Regulated | 02/22/1990 |  | 07/31/1991
Mammoth | Hydrobank II | K120HHL |  | Water-Source | WBAHP: Heat Pump Packaged Unit | Heat Pump | 575 | 3 |  |  | No Match | No Match |  |  |  | 115500 | 8619 | 13.4 | 9 | 151000 | 11060 | 4 | 3.8 | Federally-Regulated Commercial & Industrial Equipment | 06/27/2003 |  | 03/12/2009
Florida Heat Pump | Geomaster, LLC | EC012-2CF/HZ/VT |  | Ground-Water-Source | WBAHP: Heat Pump Packaged Unit | Heat Pump | 265 | 1 |  |  | No Match | Single-Speed |  |  |  | 12400 | 653 | 19 | 16.2 | 11500 | 717 | 3.6 | 3.6 | Non Federally-Regulated | 04/30/2009 |  | 05/01/2015
Waterfurnace International, Inc. | Waterfurnace International, Inc. | NSZ048A0 | NAH048* | Water-Source | WBAHP-CB: Heat Pump Split Syst | Heat Pump | 230 | 1 |  |  | No Match | Single-Speed |  |  |  | 44200 | 2852 | 15.5 | 12 | 55400 | 3122 | 5.2 | 4.2 | Federally-Regulated Commercial & Industrial Equipment | 01/24/2011 |  | 10/24/2014
American Air Filter | Enercon | DVW12 |  | Water-Source | WBAHP: Heat Pump Packaged Unit | Heat Pump | 230 | 1 |  |  | No Match | No Match |  |  |  | 12100 | 1105 | 11 | 7.5 | 14600 | 1140 | 3.8 | 2.5 | Non Federally-Regulated | 05/16/1984 |  | 06/11/1985
Addison Products | Addison Products | VGY054-1A |  | Water-Source | WBAHP-CB: Heat Pump Split Syst | Heat Pump | 230 | 1 |  |  | No Match | No Match |  |  |  | 57700 | 4931 | 11.7 | 9 | 67100 | 5461 | 3.6 | 3.5 | Non Federally-Regulated | 11/14/2000 |  | 07/18/2002
ClimateMaster Inc. | Carrier | RHC060***50*** |  | Water-Source | WBAHP: Heat Pump Packaged Unit | Heat Pump | 208 | 3 |  |  | No Match | No Match |  |  |  | 57900 | 4865 | 11.9 | 10 | 79200 | 5530 | 4.2 |  | Federally-Regulated Commercial & Industrial Equipment | 07/02/2003 |  | 03/12/2009
Florida Heat Pump | Florida Heat Pump | EM015-1CS | EM015-1AH/AV | Water-Source | WBAH: Heating Only Packaged Un | Heat Pump | 230 | 1 |  |  | No Match | No Match |  |  |  | 15800 | 1436 | 11 | 9 | 19700 | 1649 | 3.5 | 3.5 | Non Federally-Regulated | 07/22/2002 |  | 03/12/2009
Singer | Electro-Hydronics | VF140C5 |  | Water-Source | WBAHP: Heat Pump Packaged Unit | Heat Pump | 208 | 1 |  |  | No Match | No Match |  |  |  | 14000 | 1700 | 8.2 | 7.5 | 16500 | 1950 | 2.5 | 2.5 | Non Federally-Regulated | 01/05/1982 |  | 09/08/1982
Carrier Corp. | Carrier | 50QEV0425 |  | Water-Source | WBAHP: Heat Pump Packaged Unit | Heat Pump | 230 | 3 |  |  | No Match | No Match |  |  |  | 42000 | 3620 | 11.6 | 9 | 50500 | 3714 | 3.9 | 3.2 | Non Federally-Regulated | 03/15/1989 |  | 07/31/1991
Enertech Global, LLC | Enertech | GSC036 | MPD036 | Ground-Source | WBAHP-CB: Heat Pump Split Syst | Heat Pump | 208 | 1 |  |  | No Match | Single-Speed |  |  |  | 37600 | 2199 | 17.1 | 13.4 | 30000 | 2588 | 3.4 | 3.1 | Non Federally-Regulated | 07/16/2009 |  | 03/02/2012
Waterfurnace International, Inc. | Waterfurnace International, Inc. | VLV030A0 |  | Water-Source | WBAHP: Heat Pump Packaged Unit | Heat Pump | 208 | 1 |  |  | No Match | No Match |  |  |  | 29500 | 2107 | 14 | 10 | 35200 | 2292 | 4.5 |  | Federally-Regulated Commercial & Industrial Equipment | 02/02/1998 |  | 03/31/1998
Trane U.S. Inc. | Trane | WPRD0191 |  | Water-Source | WBAHP-O: Heat Pump Packaged Un | Heat Pump | 208 | 1 |  |  | No Match | No Match |  |  |  | 18000 | 1636 | 11 | 10 | 23400 | 1714 | 4 |  | Federally-Regulated Commercial & Industrial Equipment | 12/14/1998 |  | 04/12/2000
Command-Aire | Command-Aire | SWPHXR197E |  | Water-Source | WBAHP: Heat Pump Packaged Unit | Heat Pump | 265 | 1 |  |  | No Match | No Match |  |  |  | 18500 | 1650 | 11.2 | 9 | 24500 | 1750 | 4 | 3.2 | Federally-Regulated Commercial & Industrial Equipment | 01/23/1988 |  | 05/11/1988
Addison Products | Heat Controller | WSH036-3AL |  | Water-Source | WBAHP: Heat Pump Packaged Unit | Heat Pump | 208 | 3 |  |  | No Match | No Match |  |  |  | 35000 | 2868 | 12.2 | 10 | 44000 | 3069 | 4.2 |  | Federally-Regulated Commercial & Industrial Equipment | 10/05/1999 |  | 04/12/2000
Singer | Electro-Hydronics | FV330B5 |  | Water-Source | WBAHP: Heat Pump Packaged Unit | Heat Pump | 208 | 1 |  |  | No Match | No Match |  |  |  | 33000 | 3500 | 9.4 | 7.5 | 35500 | 3550 | 2.9 | 2.5 | Non Federally-Regulated | 01/05/1982 |  | 09/08/1982
McQuay International | McQuay | W-CDL/CDS/CMS-1-060-E |  | Water-Source | WBAHP: Heat Pump Packaged Unit | Heat Pump | 208 | 1 |  |  | No Match | No Match |  |  |  | 57000 | 5135 | 11.1 | 10 | 76000 | 5709 | 3.9 |  | Federally-Regulated Commercial & Industrial Equipment | 10/05/1999 |  | 03/12/2009
Trane U.S. Inc. | Trane | WPRD0261 |  | Water-Source | WBAHP-O: Heat Pump Packaged Un | Heat Pump | 208 | 1 |  |  | No Match | No Match |  |  |  | 24000 | 1967 | 12.2 | 9.3 | 28000 | 2159 | 3.8 | 3.8 | Federally-Regulated Commercial & Industrial Equipment | 03/31/1998 |  | 05/10/1998
California Heat Pump | Trane | WPVA26XC* |  | Water-Source | WBAHP: Heat Pump Packaged Unit | Heat Pump | 230 | 1 |  |  | No Match | No Match |  |  |  | 26000 | 2453 | 10.6 | 7.5 | 31600 | 2503 | 3.7 | 2.5 | Non Federally-Regulated | 06/11/1985 |  | 08/29/1986
Waterfurnace International, Inc. | Waterfurnace International, Inc. | SXH042B1 |  | Water-Source | WBAHP: Heat Pump Packaged Unit | Heat Pump | 208 | 1 |  |  | No Match | No Match |  |  |  | 42000 | 3000 | 14 | 9.3 | 54500 | 3131 | 5.1 | 3.8 | Federally-Regulated Commercial & Industrial Equipment | 03/31/1998 |  | 05/10/1998
McQuay International | McQuay | FCV/FCW/VWH/VWW015B-G |  | Water-Source | WBAHP: Heat Pump Packaged Unit | Heat Pump | 230 | 1 |  |  | No Match | No Match |  |  |  | 13100 | 1065 | 12.3 | 10 | 17200 | 1229 | 4.1 |  | Federally-Regulated Commercial & Industrial Equipment | 02/02/1998 |  | 03/31/1998
ClimateMaster Inc. | Climate Master | QEV/H/D1860 |  | Ground-Source | WBAHP: Heat Pump Packaged Unit | Heat Pump | 230 | 1 |  |  | No Match | Variable-Speed |  |  |  | 48000 | 2222 | 21.6 | 13.4 | 48000 | 3908 | 3.6 | 3.1 | Non Federally-Regulated | 12/12/2012 |  | 08/15/2014
Econar | Econar | GH181 |  | Water-Source | WBAHP-CB: Heat Pump Split Syst | Heat Pump | 208 | 1 |  |  | No Match | No Match |  |  |  | 18400 | 1333 | 13.8 | 9 | 21700 | 1718 | 3.7 | 3.5 | Non Federally-Regulated | 12/14/1998 |  | 04/12/2000
American Air Filter | Enercon | BCW12 |  | Water-Source | WBAHP: Heat Pump Packaged Unit | Heat Pump | 230 | 1 |  |  | No Match | No Match |  |  |  | 12500 | 1225 | 10.2 | 7.5 | 14700 | 1275 | 3.4 | 2.5 | Non Federally-Regulated | 05/16/1984 |  | 06/11/1985
Marvair | Marvair | H-V345-A1-C |  | Water-Source | WBAHP: Heat Pump Packaged Unit | Heat Pump | 208 | 1 |  |  | No Match | No Match |  |  |  | 34000 | 3500 | 10 | 7.5 | 41000 | 3850 | 3.1 | 2.5 | Non Federally-Regulated | 01/05/1982 |  | 09/08/1982
Waterfurnace International, Inc. | Eagle Mountain | ZS024**2*1 |  | Ground-Source | WBAHP: Heat Pump Packaged Unit | Heat Pump | 265 | 1 |  |  | No Match | Single-Speed |  |  |  | 24400 | 1394 | 17.5 | 13.4 | 17500 | 1350 | 3.8 | 3.1 | Non Federally-Regulated | 01/24/2011 |  | 04/19/2013
Singer | Electro-Hydronics | WE190C3 |  | Water-Source | WBAHP: Heat Pump Packaged Unit | Heat Pump | 230 | 1 |  |  | No Match | No Match |  |  |  | 18200 | 1825 | 10 | 7.5 | 22600 | 2000 | 3.3 | 2.5 | Non Federally-Regulated | 09/08/1982 |  | 05/16/1984
ClimateMaster Inc. | Carrier Corp. | 50PRH/V060 3 |  | Water-Source | WBAHP: Heat Pump Packaged Unit | Heat Pump | 208 | 1 |  |  | No Match | Single-Speed |  |  |  | 59400 | 4433 | 13.4 | 12 | 72000 | 4907 | 4.3 | 4.2 | Federally-Regulated Commercial & Industrial Equipment | 01/24/2011 |  | 08/23/2011
Waterfurnace International, Inc. | Waterfurnace International, Inc. | SXV013*1 |  | Water-Source | WBAHP: Heat Pump Packaged Unit | Heat Pump | 208 | 1 |  |  | No Match | No Match |  |  |  | 12700 | 858 | 14.8 | 10 | 15100 | 921 | 4.8 |  | Federally-Regulated Commercial & Industrial Equipment | 10/05/1999 |  | 05/19/2000
Florida Heat Pump | Florida Heat Pump | ES048-3CF/HZ/VT |  | Ground-Source | WBAHP: Heat Pump Packaged Unit | Heat Pump | 208 | 3 |  |  | No Match | Single-Speed |  |  |  | 51000 | 2849 | 17 | 13.4 | 38000 | 3010 | 3.7 | 3.1 | Non Federally-Regulated | 07/06/2011 |  | 04/20/2015
Waterfurnace International, Inc. | Rybacki - Hart Enterprises | ZS015**0*0 |  | Water-Source | WBAHP: Heat Pump Packaged Unit | Heat Pump | 230 | 1 |  |  | No Match | Single-Speed |  |  |  | 14000 | 933 | 15 | 11.2 | 16500 | 1007 | 4.8 | 4.2 | Federally-Regulated Commercial & Industrial Equipment | 01/24/2011 |  | 04/19/2013
Enertech Global, LLC | Enertech | GCT048A |  | Ground-Source | WBAHP: Heat Pump Packaged Unit | Heat Pump | 230 | 1 |  |  | No Match | Single-Speed |  |  |  | 51400 | 2904 | 17.7 | 13.4 | 39100 | 2865 | 4 | 3.1 | Non Federally-Regulated | 06/14/2011 |  | 01/09/2014
Florida Heat Pump | Geomaster, LLC | EC048-4CF/HZ/VT |  | Ground-Water-Source | WBAHP: Heat Pump Packaged Unit | Heat Pump | 460 | 3 |  |  | No Match | Single-Speed |  |  |  | 58000 | 2816 | 20.6 | 16.2 | 46600 | 2816 | 4.2 | 3.6 | Non Federally-Regulated | 04/30/2009 |  | 04/20/2015
Bard Manufacturing Company, Inc. | Bard | GTC60S1-A | GTA4860UD1-A+GTB1-A | Ground-Source | WBAHP-CB: Heat Pump Split Syst | Heat Pump | 230 | 1 |  |  | No Match | Dual-Speed |  |  |  | 61000 | 3935 | 15.5 | 13.4 | 48500 | 4061 | 3.5 | 3.1 | Non Federally-Regulated | 01/24/2011 |  | 01/09/2014
Florida Heat Pump | Florida Heat Pump | TA049-1CS | DX049 | Ground-Source | WBAHP-CB: Heat Pump Split Syst | Both Heat Pump and Electric Re | 230 | 1 |  |  | No Match | Dual-Speed |  |  |  | 52000 | 2587 | 20.1 | 13.4 | 39500 | 2756 | 4.2 | 3.1 | Non Federally-Regulated | 03/02/2012 |  | 04/20/2015
ClimateMaster Inc. | Carrier | 50VQA/VQD120 5/6 |  | Water-Source | WBAHP: Heat Pump Packaged Unit | Heat Pump | 460 | 3 |  |  | No Match | No Match |  |  |  | 120000 | 10526 | 11.4 | 9 | 135000 | 10412 | 3.8 | 3.8 | Federally-Regulated Commercial & Industrial Equipment | 12/14/1998 |  | 10/05/1999
Florida Heat Pump | Energy Miser | HECS15-1 | HEAH15-1 | Water-Source | WBAHP-C: Heat Pump Split Syste | Heat Pump | 208 | 1 |  |  | No Match | No Match |  |  |  | 14100 | 1320 | 10.7 | 9.3 | 19000 | 1394 | 4 | 3.8 | Non Federally-Regulated | 07/31/1991 |  | 03/31/1998
McQuay International | McQuay | W-FMS/FME/FDE-1-024-J |  | Water-Source | WBAHP: Heat Pump Packaged Unit | Heat Pump | 265 | 1 |  |  | No Match | No Match |  |  |  | 24400 | 2033 | 12 | 10 | 32000 | 2343 | 4 |  | Federally-Regulated Commercial & Industrial Equipment | 10/05/1999 |  | 09/21/2000
Waterfurnace International, Inc. | Waterfurnace International, Inc. | NSV/NSH030F1*4 |  | Ground-Water-Source | WBAHP: Heat Pump Packaged Unit | Heat Pump | 230 | 1 |  |  | No Match | Single-Speed |  |  |  | 31200 | 1058 | 29.5 | 16.2 | 24400 | 1490 | 4.8 | 3.6 | Non Federally-Regulated | 05/02/2012 |  | 04/19/2013
Waterfurnace International, Inc. | Waterfurnace International, Inc. | CXC007*0 |  | Ground-Water-Source | WBAHP: Heat Pump Packaged Unit | Heat Pump | 208 | 1 |  |  | No Match | No Match |  |  |  | 7300 | 493 | 14.8 | 9 | 5600 | 529 | 3.1 |  | Non Federally-Regulated | 10/06/1999 |  | 04/10/2000
McQuay International | McQuay | W-CDD/CDE/CMG-1-036-J |  | Ground-Water-Source | WBAHP: Heat Pump Packaged Unit | Heat Pump | 265 | 1 |  |  | No Match | No Match |  |  |  | 36200 | 2701 | 13.4 | 9 | 25400 | 2566 | 2.9 |  | Non Federally-Regulated | 10/06/1999 |  | 04/10/2000
Waterfurnace International, Inc. | Eagle Mountain | ZS060**0*4 |  | Ground-Source | WBAHP: Heat Pump Packaged Unit | Heat Pump | 230 | 1 |  |  | No Match | Single-Speed |  |  |  | 60900 | 3402 | 17.9 | 13.4 | 47100 | 3834 | 3.6 | 3.1 | Non Federally-Regulated | 06/14/2011 |  | 03/02/2012
Waterfurnace International, Inc. | Trane Unitary Products Group | T1GX042***1**0 |  | Water-Source | WBAHP: Heat Pump Packaged Unit | Heat Pump | 208 | 1 |  |  | No Match | Single-Speed |  |  |  | 40100 | 2416 | 16.6 | 12 | 44100 | 2440 | 5.3 | 4.2 | Federally-Regulated Commercial & Industrial Equipment | 08/23/2011 |  | 10/24/2014
Waterfurnace International, Inc. | Geosmart Energy, Inc. | USV/USH060**3*4 |  | Water-Source | WBAHP: Heat Pump Packaged Unit | Heat Pump | 230 | 3 |  |  | No Match | Single-Speed |  |  |  | 58400 | 3817 | 15.3 | 12 | 72500 | 4521 | 4.7 | 4.2 | Federally-Regulated Commercial & Industrial Equipment | 03/02/2012 |  | 05/01/2015
Power-Save International, Inc. | S.O.E.S.I. | PSS-500 |  | Water-Source | WBAHP: Heat Pump Packaged Unit | Heat Pump | 230 | 1 |  |  | No Match | No Match |  |  |  | 66000 | 5175 | 12.8 | 9.2 | 74000 | 4968 | 4.3 |  | Federally-Regulated Commercial & Industrial Equipment | 01/23/1988 |  | 05/11/1988
Florida Heat Pump | Florida Heat Pump | EM042-5CF |  | Water-Source | WBAHP: Heat Pump Packaged Unit | Heat Pump | 575 | 3 |  |  | No Match | No Match |  |  |  | 42000 | 3181 | 13.2 | 10 | 51000 | 3475 | 4.3 |  | Federally-Regulated Commercial & Industrial Equipment | 02/02/1998 |  | 03/31/1998
Waterfurnace International, Inc. | Waterfurnace International, Inc. | SXH048C4 |  | Ground-Water-Source | WBAHP: Heat Pump Packaged Unit | Heat Pump | 460 | 3 |  |  | No Match | No Match |  |  |  | 51500 | 3843 | 13.4 | 9 | 36000 | 3403 | 3.1 |  | Non Federally-Regulated | 01/30/1998 |  | 03/31/1998
Waterfurnace International, Inc. | Waterfurnace International, Inc. | ATH066D0 |  | Ground-Source | WBAHP: Heat Pump Packaged Unit | Heat Pump | 208 | 1 |  |  | No Match | No Match |  |  |  | 67000 | 5000 | 13.4 |  | 50000 | 4884 | 3 |  | Non Federally-Regulated | 03/31/1998 |  | 05/10/1998
Florida Heat Pump | Florida Heat Pump | EM041-1CS | EM041-1AV/AH | Water-Source | WBAHP-C: Heat Pump Split Syste | Heat Pump | 230 | 1 |  |  | No Match | No Match |  |  |  | 39000 | 3000 | 13 | 10 | 49000 | 3501 | 4.1 |  | Federally-Regulated Commercial & Industrial Equipment | 10/05/1999 |  | 04/12/2000
ClimateMaster Inc. | Climate Master Series | HS019E********* |  | Water-Source | WBAHP: Heat Pump Packaged Unit | Heat Pump | 265 | 1 |  |  | No Match | No Match |  |  |  | 20600 | 1740 | 11.8 | 9 | 23600 | 1779 | 3.9 | 3.2 | Federally-Regulated Commercial & Industrial Equipment | 07/17/1991 |  | 07/27/1992
Friedrich Climate Master | Climate Master Series | V240-32********** |  | Water-Source | WBAHP: Heat Pump Packaged Unit | Heat Pump | 208 | 3 |  |  | No Match | No Match |  |  |  | 238000 | 23800 | 10 |  | 262000 | 22000 | 3.5 | 2.5 | Non Federally-Regulated | 08/29/1986 |  | 05/11/1988
Waterfurnace International, Inc. | Waterfurnace International, Inc. | SXV019B0 |  | Ground-Water-Source | WBAHP: Heat Pump Packaged Unit | Heat Pump | 230 | 1 |  |  | No Match | No Match |  |  |  | 19200 | 1371 | 14 | 9 | 15100 | 1301 | 3.4 |  | Non Federally-Regulated | 12/14/1998 |  | 10/06/1999
Addison Products | Addison Products | WRH044-1JA | HRH044-1J/1JB | Water-Source | Water/Brine to Air Heat Pump S | Heat Pump | 230 | 1 |  |  | No Match | No Match |  |  |  | 40500 | 3681 | 11 | 10 | 50000 | 3855 | 3.8 |  | Federally-Regulated Commercial & Industrial Equipment | 04/12/2000 |  | 09/21/2000
Econar | Econar | GH590 |  | Ground-Water-Source | WBAHP: Heat Pump Packaged Unit | Heat Pump | 208 | 1 |  |  | No Match | No Match |  |  |  | 57500 | 4831 | 11.9 | 9 | 55500 | 5247 | 3.1 |  | Non Federally-Regulated | 01/30/1998 |  | 03/31/1998
Climate Control / Snyder General | Electro-Hydronics | LWP27BP |  | Water-Source | WBAHP: Heat Pump Packaged Unit | Heat Pump | 460 | 3 |  |  | No Match | No Match |  |  |  | 295200 | 25350 | 11.6 |  | 348000 | 28300 | 3.6 | 2.5 | Non Federally-Regulated | 06/11/1985 |  | 08/29/1986
Singer | Electro-Hydronics | CC240C7 |  | Water-Source | WBAHP: Heat Pump Packaged Unit | Heat Pump | 265 | 1 |  |  | No Match | No Match |  |  |  | 24000 | 2850 | 8.4 | 7.5 | 28400 | 2900 | 2.9 | 2.5 | Non Federally-Regulated | 09/08/1982 |  | 05/16/1984
ClimateMaster Inc. | Climate Master | ADD/E038A | CNP**36 | Ground-Source | WBAHP-C: Heat Pump Split Syste | Heat Pump | 208 | 1 |  |  | No Match | Single-Speed |  |  |  | 37200 | 2126 | 17.5 | 13.4 | 27300 | 2286 | 3.5 | 3.1 | Non Federally-Regulated | 01/09/2014 |  | 06/09/2015
Mammoth | Hydrobank II | D062HHG/VHG |  | Water-Source | WBAHP: Heat Pump Packaged Unit | Heat Pump | 230 | 1 |  |  | No Match | No Match |  |  |  | 61000 | 5398 | 11.3 | 10 | 84500 | 6516 | 3.8 |  | Federally-Regulated Commercial & Industrial Equipment | 02/02/1998 |  | 03/31/1998
Addison Products | Addison Products | HPY015-1A |  | Water-Source | WBAHP-CB: Heat Pump Split Syst | Heat Pump | 208 | 1 |  |  | No Match | No Match |  |  |  | 15900 | 1325 | 12 | 9 | 18400 | 1497 | 3.6 | 3.5 | Non Federally-Regulated | 11/14/2000 |  | 07/18/2002
ClimateMaster Inc. | Trane | WPVC0486 |  | Water-Source | WBAHP: Heat Pump Packaged Unit | Heat Pump | 208 | 3 |  |  | No Match | No Match |  |  |  | 48500 | 4300 | 11.3 | 9 | 59000 | 4560 | 3.8 | 3.2 | Non Federally-Regulated | 02/22/1990 |  | 07/31/1991
Waterfurnace International, Inc. | Spectra | SXH010A2 |  | Water-Source | WBAHP: Heat Pump Packaged Unit | Heat Pump | 265 | 1 |  |  | No Match | No Match |  |  |  | 9500 | 655 | 14.5 | 10 | 12600 | 684 | 5.4 |  | Federally-Regulated Commercial & Industrial Equipment | 06/02/1993 |  | 06/03/1993
Carrier Corp. | Carrier | 50HQ,VQ0223 |  | Water-Source | WBAHP: Heat Pump Packaged Unit | Heat Pump | 230 | 1 |  |  | No Match | No Match |  |  |  | 22000 | 2100 | 10.5 | 9 | 24000 | 2100 | 3.3 | 3.2 | Non Federally-Regulated | 05/11/1988 |  | 03/15/1989
California Heat Pump | Carrier | 50B001631 |  | Water-Source | WBAHP: Heat Pump Packaged Unit | Heat Pump | 230 | 1 |  |  | No Match | No Match |  |  |  | 16000 | 1345 | 11.9 | 7.5 | 17500 | 1385 | 3.7 | 2.5 | Non Federally-Regulated | 06/11/1985 |  | 08/29/1986
Waterfurnace International, Inc. | Johnson Controls | RJSV/RJSH048**3*0 |  | Water-Source | WBAHP: Heat Pump Packaged Unit | Heat Pump | 208 | 3 |  |  | No Match | Single-Speed |  |  |  | 46400 | 2994 | 15.5 | 12 | 55400 | 3247 | 5 | 4.2 | Federally-Regulated Commercial & Industrial Equipment | 01/24/2011 |  | 10/24/2014
Command-Aire | Command-Aire | RWP-503 |  | Water-Source | WBAHP: Heat Pump Packaged Unit | Heat Pump | 208 | 3 |  |  | No Match | No Match |  |  |  | 58600 | 5925 | 9.9 | 7.5 | 74700 | 5890 | 3.7 | 2.5 | Non Federally-Regulated | 01/05/1982 |  | 01/23/1988
Florida Heat Pump | Florida Heat Pump | CE025-1CS | DX025CC/UC | Water-Source | WBAHP-C: Heat Pump Split Syste | Heat Pump | 230 | 1 |  |  | No Match | Dual-Speed |  |  |  | 25000 | 1712 | 14.6 | 12 | 31500 | 1964 | 4.7 | 4.2 | Federally-Regulated Commercial & Industrial Equipment | 03/02/2012 |  | 05/01/2015
Waterfurnace International, Inc. | Johnson Controls | RJSV/RJSH042**3*0 |  | Water-Source | WBAHP: Heat Pump Packaged Unit | Heat Pump | 230 | 3 |  |  | No Match | Single-Speed |  |  |  | 40100 | 2416 | 16.6 | 12 | 44100 | 2439 | 5.3 | 4.2 | Federally-Regulated Commercial & Industrial Equipment | 01/24/2011 |  | 10/24/2014
Waterfurnace International, Inc. | Geotility Geothermal Installations | ZS036**3*1 |  | Ground-Water-Source | WBAHP: Heat Pump Packaged Unit | Heat Pump | 208 | 3 |  |  | No Match | Single-Speed |  |  |  | 37700 | 1639 | 23 | 16.2 | 33000 | 2249 | 4.3 | 3.6 | Non Federally-Regulated | 01/24/2011 |  | 04/19/2013
Mammoth | Hydrobank II | E019VHJ |  | Water-Source | WBAHP: Heat Pump Packaged Unit | Heat Pump | 265 | 1 |  |  | No Match | No Match |  |  |  | 18400 | 1672 | 11 | 10 | 24000 | 1803 | 3.9 |  | Federally-Regulated Commercial & Industrial Equipment | 01/18/2001 |  | 03/12/2009
Waterfurnace International, Inc. | American Standard, Inc. | A1GC042***1**0 |  | Water-Source | WBAHP: Heat Pump Packaged Unit | Heat Pump | 208 | 1 |  |  | No Match | Single-Speed |  |  |  | 40800 | 2814 | 14.5 | 12 | 45400 | 2957 | 4.5 | 4.2 | Federally-Regulated Commercial & Industrial Equipment | 08/23/2011 |  | 10/24/2014
ClimateMaster Inc. | Carrier Corp. | 50P1H/V009 |  | Ground-Water-Source | WBAHP: Heat Pump Packaged Unit | Heat Pump | 230 | 1 |  |  | No Match | Single-Speed |  |  |  | 10100 | 481 | 21 | 16.2 | 9800 | 736 | 3.9 | 3.6 | Non Federally-Regulated | 10/24/2014 |  | 04/22/2015
Waterfurnace International, Inc. | Geotility Geothermal Installations | ZS048**0*4 |  | Ground-Water-Source | WBAHP: Heat Pump Packaged Unit | Heat Pump | 208 | 1 |  |  | No Match | Single-Speed |  |  |  | 52000 | 2222 | 23.4 | 16.2 | 45900 | 3203 | 4.2 | 3.6 | Non Federally-Regulated | 06/14/2011 |  | 04/19/2013
Waterfurnace International, Inc. | Waterfurnace International, Inc. | CW*018A2 |  | Ground-Source | WBAHP: Heat Pump Packaged Unit | Heat Pump | 265 | 1 |  |  | No Match | No Match |  |  |  | 18100 | 1360 | 13.3 |  | 13900 | 1357 | 3 |  | Non Federally-Regulated | 03/31/1998 |  | 05/10/1998
Addison Products | Comfort-Aire | RUWP-2544 |  | Water-Source | WBAHP: Heat Pump Packaged Unit | Heat Pump | 460 | 3 |  |  | No Match | No Match |  |  |  | 298000 | 33100 | 9 |  | 366000 | 29500 | 3.6 | 3.8 | Non Federally-Regulated | 07/31/1991 |  | 03/31/1998
Florida Heat Pump | Geomaster, LLC | ES018-1CS | ES018-1AV/AH | Ground-Water-Source | WBAHP-CB: Heat Pump Split Syst | Heat Pump | 230 | 1 |  |  | No Match | Single-Speed |  |  |  | 22000 | 803 | 27.4 | 16.2 | 19000 | 1266 | 4.4 | 3.6 | Non Federally-Regulated | 06/15/2009 |  | 04/20/2015
Florida Heat Pump | Florida Heat Pump | GT054-5CF/HZ/VT |  | Water-Source | WBAHP: Heat Pump Packaged Unit | Heat Pump | 575 | 3 |  |  | No Match | No Match |  |  |  | 50000 | 3968 | 12.6 | 10 | 65000 | 4232 | 4.5 |  | Federally-Regulated Commercial & Industrial Equipment | 04/12/2000 |  | 02/17/2011
Climate Control / Snyder General | Electro-Hydronics | CC610G3 |  | Water-Source | WBAHP: Heat Pump Packaged Unit | Heat Pump | 230 | 1 |  |  | No Match | No Match |  |  |  | 61500 | 5850 | 10.5 | 7.5 | 69000 | 5790 | 3.5 | 2.5 | Non Federally-Regulated | 05/16/1984 |  | 06/11/1985
Command-Aire | Command-Aire | GSUF0601B |  | Ground-Water-Source | WBAHP: Heat Pump Packaged Unit | Heat Pump | 208 | 1 |  |  | No Match | No Match |  |  |  | 62500 | 4139 | 15.1 | 9 | 45000 | 4396 | 3 |  | Non Federally-Regulated | 08/07/1998 |  | 10/02/1998
Climate Control / Snyder General | Electro-Hydronics | WE190C5 |  | Water-Source | WBAHP: Heat Pump Packaged Unit | Heat Pump | 208 | 1 |  |  | No Match | No Match |  |  |  | 18200 | 1825 | 10 | 7.5 | 22600 | 2000 | 3.3 | 2.5 | Non Federally-Regulated | 05/16/1984 |  | 08/29/1986
Addison Products | Addison Products | HWPG042-1B** |  | Ground-Water-Source | WBAHP: Heat Pump Packaged Unit | Heat Pump | 230 | 1 |  |  | No Match | No Match |  |  |  | 41500 | 2881 | 14.4 | 9 | 30000 | 2930 | 3 |  | Non Federally-Regulated | 12/14/1998 |  | 04/10/2000
ClimateMaster Inc. | Climate Master Series | 81628H |  | Water-Source | WBAHP: Heat Pump Packaged Unit | Heat Pump | 265 | 1 |  |  | No Match | No Match |  |  |  | 24600 | 2236 | 11 | 10 | 32000 | 2467 | 3.8 |  | Federally-Regulated Commercial & Industrial Equipment | 04/10/1996 |  | 04/07/1996
Trane U.S. Inc. | Command-Aire | GSUF0241B |  | Water-Source | WBAHP-CB: Heat Pump Split Syst | Heat Pump | 208 | 1 |  |  | No Match | No Match |  |  |  | 25800 | 1731 | 14.9 | 9 | 28600 | 2149 | 3.9 | 3.5 | Non Federally-Regulated | 12/14/1998 |  | 10/05/1999
Heat Controller | Heat Controller | HWPG036-1B** |  | Ground-Water-Source | WBAHP: Heat Pump Packaged Unit | Heat Pump | 208 | 1 |  |  | No Match | No Match |  |  |  | 36000 | 2627 | 13.7 | 11 | 37800 | 2701 | 4.1 | 3.5 | Non Federally-Regulated | 03/31/1998 |  | 05/10/1998
McQuay International | McQuay | W-FDS/FDL/FDD-1-036-J |  | Water-Source | WBAHP: Heat Pump Packaged Unit | Heat Pump | 265 | 1 |  |  | No Match | No Match |  |  |  | 35200 | 2957 | 11.9 | 10 | 45000 | 3296 | 4 |  | Federally-Regulated Commercial & Industrial Equipment | 10/05/1999 |  | 09/21/2000
Econar | Econar | GV420 |  | Ground-Water-Source | WBAHP: Heat Pump Packaged Unit | Heat Pump | 208 | 1 |  |  | No Match | No Match |  |  |  | 39000 | 2910 | 13.4 | 9 | 37500 | 3545 | 3.1 |  | Non Federally-Regulated | 08/07/1998 |  | 10/02/1998
McQuay / Snyder General | Electro-Hydronics | LWP10AK |  | Water-Source | WBAHP: Heat Pump Packaged Unit | Heat Pump | 208 | 3 |  |  | No Match | No Match |  |  |  | 107000 | 9000 | 11.9 | 9.2 | 120000 | 9200 | 3.8 |  | Non Federally-Regulated | 05/11/1988 |  | 03/15/1989
ClimateMaster Inc. | Climate Master Series | HS/VS036E |  | Water-Source | WBAHP: Heat Pump Packaged Unit | Heat Pump | 265 | 1 |  |  | No Match | No Match |  |  |  | 35000 | 3181 | 11 | 10 | 42500 | 3192 | 3.9 |  | Federally-Regulated Commercial & Industrial Equipment | 11/14/2000 |  | 01/18/2001
Command-Aire | Command-Aire | RUWP-1844 |  | Water-Source | WBAHP: Heat Pump Packaged Unit | Heat Pump | 460 | 3 |  |  | No Match | No Match |  |  |  | 195000 | 22800 | 8.5 | 7.5 | 257000 | 22700 | 3.3 | 2.2 | Non Federally-Regulated | 01/05/1982 |  | 06/11/1985
Waterfurnace International, Inc. | Waterfurnace International, Inc. | SXH036C1 |  | Ground-Source | WBAHP: Heat Pump Packaged Unit | Heat Pump | 208 | 1 |  |  | No Match | No Match |  |  |  | 36400 | 2676 | 13.6 |  | 26000 | 2381 | 3.2 |  | Non Federally-Regulated | 03/31/1998 |  | 05/10/1998
Waterfurnace International, Inc. | Waterfurnace International, Inc. | RTV056*1 |  | Ground-Water-Source | WBAHP: Heat Pump Packaged Unit | Heat Pump | 208 | 1 |  |  | No Match | No Match |  |  |  | 57000 | 3851 | 14.8 | 9 | 44500 | 4074 | 3.2 |  | Non Federally-Regulated | 07/22/2002 |  | 03/12/2009
Enertech Global, LLC | Enertech | TCT048C |  | Ground-Source | WBAHP: Heat Pump Packaged Unit | Heat Pump | 208 | 1 |  |  | No Match | Single-Speed |  |  |  | 48300 | 2808 | 17.2 | 13.4 | 38600 | 2901 | 3.9 | 3.1 | Non Federally-Regulated | 12/12/2012 |  | 04/21/2014
McQuay International | McQuay | W-FDD/FDE/FME-1-015-E |  | Water-Source | WBAHP: Heat Pump Packaged Unit | Heat Pump | 230 | 1 |  |  | No Match | No Match |  |  |  | 13100 | 1065 | 12.3 | 10 | 17200 | 1229 | 4.1 |  | Federally-Regulated Commercial & Industrial Equipment | 09/21/2000 |  | 03/12/2009
Florida Heat Pump | Florida Heat Pump | GT024-4CS | GT024-4AH/AV | Water-Source | WBAH: Heating Only Packaged Un | Heat Pump | 460 | 3 |  |  | No Match | No Match |  |  |  | 25000 | 2118 | 11.8 | 9 | 26500 | 2218 | 3.5 | 3.5 | Non Federally-Regulated | 07/22/2002 |  | 03/12/2009
ClimateMaster Inc. | Climate Master Series | HS/VS015G |  | Water-Source | WBAHP: Heat Pump Packaged Unit | Heat Pump | 230 | 1 |  |  | No Match | No Match |  |  |  | 14100 | 1281 | 11 | 10 | 18800 | 1377 | 4 |  | Federally-Regulated Commercial & Industrial Equipment | 11/14/2000 |  | 01/18/2001
ClimateMaster Inc. | Carrier Corp. | 50PCH/V012 |  | Ground-Source | WBAHP: Heat Pump Packaged Unit | Heat Pump | 230 | 1 |  |  | No Match | Single-Speed |  |  |  | 12000 | 805 | 14.9 | 13.4 | 9900 | 907 | 3.2 | 3.1 | Non Federally-Regulated | 10/24/2014 |  | 04/22/2015
Enertech Global, LLC | Enertech | GXT024B |  | Ground-Water-Source | WBAHP: Heat Pump Packaged Unit | Heat Pump | 230 | 1 |  |  | No Match | Single-Speed |  |  |  | 28700 | 1011 | 28.4 | 16.2 | 26500 | 1412 | 5.5 | 3.6 | Non Federally-Regulated | 06/14/2011 |  | 04/19/2013
Waterfurnace International, Inc. | Waterfurnace International, Inc. | SXH019C1 |  | Ground-Water-Source | WBAHP: Heat Pump Packaged Unit | Heat Pump | 208 | 1 |  |  | No Match | No Match |  |  |  | 19200 | 1371 | 14 | 9 | 15100 | 1301 | 3.4 |  | Non Federally-Regulated | 12/14/1998 |  | 10/06/1999
ClimateMaster Inc. | Carrier Corp. | 50YEH/V/D060K***3 |  | Water-Source | WBAHP: Heat Pump Packaged Unit | Heat Pump | 208 | 1 |  |  | No Match | Single-Speed |  |  |  | 63200 | 3674 | 17.2 | 12 | 73200 | 3973 | 5.4 | 4.2 | Federally-Regulated Commercial & Industrial Equipment | 10/24/2014 |  | 04/22/2015
Mammoth | Mammoth | F034HHC |  | Water-Source | WBAHP: Heat Pump Packaged Unit | Heat Pump | 208 | 3 |  |  | No Match | No Match |  |  |  | 33600 | 3150 | 10.7 | 7.5 | 37800 | 3248 | 3.4 | 2.5 | Non Federally-Regulated | 05/16/1984 |  | 06/11/1985
Waterfurnace International, Inc. | Waterfurnace International, Inc. | SXH016B0 |  | Ground-Water-Source | WBAHP: Heat Pump Packaged Unit | Heat Pump | 230 | 1 |  |  | No Match | No Match |  |  |  | 16700 | 1210 | 13.8 | 9 | 12800 | 1136 | 3.3 |  | Non Federally-Regulated | 12/14/1998 |  | 10/06/1999
Waterfurnace International, Inc. | Waterfurnace International, Inc. | NTV030*1 |  | Ground-Water-Source | WBAHP: Heat Pump Packaged Unit | Heat Pump | 230 | 1 |  |  | No Match | No Match |  |  |  | 29800 | 2128 | 14 | 9 | 33000 | 3581 | 2.7 |  | Non Federally-Regulated | 07/22/2002 |  | 03/12/2009
Econar | Econar | GH230 |  | Ground-Water-Source | WBAHP: Heat Pump Packaged Unit | Heat Pump | 208 | 1 |  |  | No Match | No Match |  |  |  | 24800 | 1710 | 14.5 | 9 | 21200 | 1826 | 3.4 |  | Non Federally-Regulated | 03/18/2002 |  | 03/12/2009
Waterfurnace International, Inc. | Eagle Mountain | ZS036**2*4 |  | Ground-Source | WBAHP: Heat Pump Packaged Unit | Heat Pump | 265 | 1 |  |  | No Match | Single-Speed |  |  |  | 34500 | 1994 | 17.3 | 13.4 | 26000 | 2177 | 3.5 | 3.1 | Non Federally-Regulated | 06/14/2011 |  | 03/02/2012
Florida Heat Pump | Energy Miser | LTCS 60-1 | LTAH 60-1 | Ground-Water-Source | WBAHP-CB: Heat Pump Split Syst | Heat Pump | 208 | 1 |  |  | No Match | No Match |  |  |  | 54000 | 4910 | 11 |  | 64000 | 5680 | 3.3 |  | Non Federally-Regulated | 02/22/1990 |  | 07/31/1991
Command-Aire | Command-Aire | SWPHXR061E |  | Water-Source | WBAHP: Heat Pump Packaged Unit | Heat Pump | 208 | 1 |  |  | No Match | No Match |  |  |  | 6706 | 640 | 10.5 | 9 | 9400 | 745 | 3.7 | 3.2 | Non Federally-Regulated | 02/22/1990 |  | 07/31/1991
Mammoth | Sol-A-Terra II | D064HSB OR VSB |  | Water-Source | WBAHP-CB: Heat Pump Split Syst | Heat Pump | 230 | 1 |  |  | No Match | No Match |  |  |  | 61000 | 6100 | 10 | 9 | 0 | 0 | 0 |  | Non Federally-Regulated | 06/30/1992 |  | 07/24/1992
Climate Control / Snyder General | Electro-Hydronics | LHV22AP |  | Water-Source | WBAHP: Heat Pump Packaged Unit | Heat Pump | 460 | 3 |  |  | No Match | No Match |  |  |  | 240400 | 20550 | 11.7 |  | 270000 | 21400 | 3.7 | 2.5 | Non Federally-Regulated | 06/11/1985 |  | 08/29/1986
Florida Heat Pump | Florida Heat Pump | SV018-1CF/VT/HZ*-***T/A*A |  | Water-Source | WBAHP: Heat Pump Packaged Unit | Heat Pump | 208 | 1 |  |  | No Match | Single-Speed |  |  |  | 19700 | 1387 | 14.2 | 12 | 21900 | 1366 | 4.7 | 4.2 | Federally-Regulated Commercial & Industrial Equipment | 01/09/2014 |  | 04/22/2015
Waterfurnace International, Inc. | Waterfurnace International, Inc. | SXV120A3 |  | Water-Source | WBAHP: Heat Pump Packaged Unit | Heat Pump | 230 | 3 |  |  | No Match | No Match |  |  |  | 120000 | 9375 | 12.8 | 9 | 163000 | 11109 | 4.3 | 3.8 | Federally-Regulated Commercial & Industrial Equipment | 12/14/1998 |  | 10/05/1999
Waterfurnace International, Inc. | Waterfurnace International, Inc. | NTV036*1 |  | Ground-Water-Source | WBAHP: Heat Pump Packaged Unit | Heat Pump | 230 | 1 |  |  | No Match | No Match |  |  |  | 39000 | 2785 | 14 | 9 | 44500 | 4829 | 2.7 |  | Non Federally-Regulated | 07/22/2002 |  | 03/12/2009
Florida Heat Pump | Florida Heat Pump | GT036-1CF/HZ/VT |  | Water-Source | WBAHP: Heat Pump Packaged Unit | Heat Pump | 208 | 1 |  |  | No Match | No Match |  |  |  | 34500 | 2379 | 14.5 | 10 | 42000 | 2412 | 5.1 |  | Federally-Regulated Commercial & Industrial Equipment | 05/29/2001 |  | 02/17/2011
Climate Control / Snyder General | Electro-Hydronics | CW140F5 |  | Water-Source | WBAHP: Heat Pump Packaged Unit | Heat Pump | 208 | 1 |  |  | No Match | No Match |  |  |  | 13500 | 1300 | 10.4 | 7.5 | 17500 | 1350 | 3.8 | 2.5 | Non Federally-Regulated | 05/16/1984 |  | 08/29/1986
Waterfurnace International, Inc. | Geosmart Energy, Inc. | YS060**1*0 |  | Ground-Source | WBAHP: Heat Pump Packaged Unit | Heat Pump | 230 | 1 |  |  | No Match | Single-Speed |  |  |  | 60900 | 3669 | 16.6 | 13.4 | 47100 | 4183 | 3.3 | 3.1 | Non Federally-Regulated | 01/24/2011 |  | 05/01/2015
Waterfurnace International, Inc. | Eagle Mountain | YS030**1*0 |  | Water-Source | WBAHP: Heat Pump Packaged Unit | Heat Pump | 230 | 1 |  |  | No Match | Single-Speed |  |  |  | 29500 | 1980 | 14.9 | 12 | 34600 | 2113 | 4.8 | 4.2 | Federally-Regulated Commercial & Industrial Equipment | 01/24/2011 |  | 04/19/2013
Waterfurnace International, Inc. | Geotility Geothermal Installations | YS042**1*0 |  | Ground-Source | WBAHP: Heat Pump Packaged Unit | Heat Pump | 230 | 1 |  |  | No Match | Single-Speed |  |  |  | 42300 | 2518 | 16.8 | 13.4 | 29900 | 2655 | 3.3 | 3.1 | Non Federally-Regulated | 01/24/2011 |  | 04/19/2013
Waterfurnace International, Inc. | Waterfurnace International, Inc. | SXH058B3 |  | Water-Source | WBAHP-CB: Heat Pump Split Syst | Heat Pump | 230 | 3 |  |  | No Match | No Match |  |  |  | 58500 | 4365 | 13.4 | 9 | 67500 | 4945 | 4 | 3.5 | Non Federally-Regulated | 02/02/1998 |  | 10/02/1998
Singer | Electro-Hydronics | VF100A3 |  | Water-Source | WBAHP: Heat Pump Packaged Unit | Heat Pump | 230 | 1 |  |  | No Match | No Match |  |  |  | 9500 | 1150 | 8.2 | 7.5 | 10500 | 1150 | 2.7 | 2.5 | Non Federally-Regulated | 01/05/1982 |  | 09/08/1982
Waterfurnace International, Inc. | Waterfurnace International, Inc. | SXV042C0 |  | Water-Source | WBAHP: Heat Pump Packaged Unit | Heat Pump | 230 | 1 |  |  | No Match | No Match |  |  |  | 42000 | 3000 | 14 | 9.3 | 54500 | 3131 | 5.1 | 3.8 | Federally-Regulated Commercial & Industrial Equipment | 03/31/1998 |  | 05/10/1998
Mammoth | Hydrobank II | D024HHK |  | Water-Source | WBAHP: Heat Pump Packaged Unit | Heat Pump | 230 | 1 |  |  | No Match | No Match |  |  |  | 23800 | 2266 | 10.5 | 10 | 31000 | 2328 | 3.9 |  | Federally-Regulated Commercial & Industrial Equipment | 06/27/2003 |  | 03/12/2009
Mammoth | Hydrobank II | F284VHA |  | Water-Source | WBAHP: Heat Pump Packaged Unit | Heat Pump | 230 | 3 |  |  | No Match | No Match |  |  |  | 276000 | 25091 | 11 |  | 348000 | 27558 | 3.7 | 3.8 | Non Federally-Regulated | 07/31/1991 |  | 03/31/1998
Command-Aire | Command-Aire | RUWP-301 |  | Water-Source | WBAHP: Heat Pump Packaged Unit | Heat Pump | 208 | 1 |  |  | No Match | No Match |  |  |  | 40600 | 4770 | 8.5 | 7.5 | 51600 | 4540 | 3.3 | 2.5 | Non Federally-Regulated | 01/05/1982 |  | 06/11/1985
American Air Filter | Enercon | HW09A |  | Water-Source | WBAHP: Heat Pump Packaged Unit | Heat Pump | 277 | 1 |  |  | No Match | No Match |  |  |  | 9500 | 1100 | 8.6 | 7.5 | 12500 | 1350 | 2.7 | 2.5 | Non Federally-Regulated | 01/05/1982 |  | 05/16/1984
Mammoth | Mammoth | F124V |  | Water-Source | WBAHP: Heat Pump Packaged Unit | Heat Pump | 208 | 3 |  |  | No Match | No Match |  |  |  | 130000 | 13200 | 9.8 | 7.5 | 142000 | 13600 | 3.1 | 2.2 | Non Federally-Regulated | 01/05/1982 |  | 09/08/1982
ClimateMaster Inc. | Climate Master Series | 814-031-H******** |  | Water-Source | WBAHP: Heat Pump Packaged Unit | Heat Pump | 230 | 3 |  |  | No Match | No Match |  |  |  | 31000 | 2897 | 10.7 | 9 | 39500 | 3046 | 3.8 | 3.2 | Non Federally-Regulated | 05/11/1988 |  | 03/15/1989
Waterfurnace International, Inc. | Rybacki - Hart Enterprises | YS036**1*4 |  | Ground-Water-Source | WBAHP: Heat Pump Packaged Unit | Heat Pump | 230 | 1 |  |  | No Match | Single-Speed |  |  |  | 37700 | 1639 | 23 | 16.2 | 33000 | 2249 | 4.3 | 3.6 | Non Federally-Regulated | 01/24/2011 |  | 04/19/2013
Mammoth | Geox | ZG043HHF-CR1 |  | Water-Source | WBAHP: Heat Pump Packaged Unit | Heat Pump | 460 | 3 |  |  | No Match | No Match |  |  |  | 42500 | 3761 | 11.3 | 9.3 | 53500 | 4019 | 3.9 | 3.8 | Non Federally-Regulated | 07/31/1991 |  | 03/31/1998
Trane U.S. Inc. | Command-Aire | GSUF0421B |  | Ground-Water-Source | WBAHP: Heat Pump Packaged Unit | Heat Pump | 208 | 1 |  |  | No Match | No Match |  |  |  | 40500 | 2700 | 15 | 9 | 29800 | 2910 | 3 |  | Non Federally-Regulated | 10/06/1999 |  | 04/10/2000
McQuay International | McQuay | W-LDD/LDS/LMH/LMS-1-10 |  | Water-Source | WBAHP: Heat Pump Packaged Unit | Heat Pump | 208 | 3 |  |  | No Match | No Match |  |  |  | 107000 | 9727 | 11 | 9 | 120000 | 9015 | 3.9 | 3.8 | Federally-Regulated Commercial & Industrial Equipment | 11/14/2000 |  | 01/18/2001
Singer | Electro-Hydronics | VF400C3 |  | Water-Source | WBAHP: Heat Pump Packaged Unit | Heat Pump | 230 | 1 |  |  | No Match | No Match |  |  |  | 39000 | 4350 | 9 | 7.5 | 42000 | 4500 | 2.7 | 2.5 | Non Federally-Regulated | 01/05/1982 |  | 05/16/1984
American Air Filter | Enercon | HW41 |  | Water-Source | WBAHP: Heat Pump Packaged Unit | Heat Pump | 230 | 3 |  |  | No Match | No Match |  |  |  | 41500 | 3615 | 11.5 | 7.5 | 46500 | 3585 | 3.8 | 2.5 | Non Federally-Regulated | 06/11/1985 |  | 05/11/1988
Florida Heat Pump | Florida Heat Pump | EM028-1CF/HZ/VT |  | Water-Source | WBAHP-CB: Heat Pump Split Syst | Heat Pump | 208 | 1 |  |  | No Match | No Match |  |  |  | 30500 | 2382 | 12.8 | 9 | 33400 | 2796 | 3.5 | 3.5 | Non Federally-Regulated | 07/22/2002 |  | 03/12/2009
McQuay / Snyder General | Electro-Hydronics | LWP15AP |  | Water-Source | WBAHP: Heat Pump Packaged Unit | Heat Pump | 460 | 3 |  |  | No Match | No Match |  |  |  | 178000 | 16950 | 10.5 |  | 227000 | 17600 | 3.8 | 2.5 | Non Federally-Regulated | 08/29/1986 |  | 05/11/1988
Carrier Corp. | Carrier | 50HQA015 |  | Water-Source | WBAHP: Heat Pump Packaged Unit | Heat Pump | 208 | 1 |  |  | No Match | No Match |  |  |  | 14100 | 1340 | 10.5 | 10 | 18800 | 1377 | 4 |  | Federally-Regulated Commercial & Industrial Equipment | 12/14/1994 |  | 04/07/1996
ClimateMaster Inc. | Climate Master Series | 814-013-G******** |  | Water-Source | WBAHP: Heat Pump Packaged Unit | Heat Pump | 208 | 1 |  |  | No Match | No Match |  |  |  | 12400 | 1192 | 10.4 | 9 | 14100 | 1252 | 3.3 | 3.2 | Non Federally-Regulated | 02/22/1990 |  | 07/31/1991
Geoflex Systems, Inc. | Geoflex Systems, Inc. | GF1S-V/H/D/M-030WACBP |  | Water-Source | WBAHP: Heat Pump Packaged Unit | Both Heat Pump and Electric Re | 230 | 3 |  |  | No Match | Single-Speed |  |  |  | 27200 | 1563 | 17.4 | 12 | 32400 | 1696 | 5.6 | 4.2 | Federally-Regulated Commercial & Industrial Equipment | 11/30/2011 |  | 03/02/2012
Florida Heat Pump | Florida Heat Pump | EM012-1CF |  | Water-Source | WBAHP: Heat Pump Packaged Unit | Heat Pump | 208 | 1 |  |  | No Match | No Match |  |  |  | 11500 | 1008 | 11.4 | 10 | 14600 | 1069 | 4 |  | Federally-Regulated Commercial & Industrial Equipment | 02/02/1998 |  | 03/31/1998
Snyder General Corp. | American Air Filter | GHW-36 |  | Water-Source | WBAHP: Heat Pump Packaged Unit | Heat Pump | 200 | 3 |  |  | No Match | No Match |  |  |  | 35000 | 3125 | 11.2 | 9 | 42500 | 3458 | 3.6 | 3.2 | Federally-Regulated Commercial & Industrial Equipment | 01/22/1990 |  | 07/27/1992
ClimateMaster Inc. | Climate Master Series | GSS42 | AH16-U23R42W | Ground-Water-Source | WBAHP-CB: Heat Pump Split Syst | Heat Pump | 208 | 1 |  |  | No Match | No Match |  |  |  | 43000 | 2866 | 15 | 9 | 33000 | 2843 | 3.4 |  | Non Federally-Regulated | 10/06/1999 |  | 04/10/2000
ClimateMaster Inc. | Climate Master Series | GRV/GRH042AH |  | Water-Source | WBAHP-CB: Heat Pump Split Syst | Heat Pump | 230 | 3 |  |  | No Match | No Match |  |  |  | 44100 | 2940 | 15 | 9 | 50300 | 3508 | 4.2 | 3.5 | Non Federally-Regulated | 04/12/2000 |  | 07/18/2002
Addison Products | Addison Products | VGY060-1A |  | Water-Source | WBAHP-CB: Heat Pump Split Syst | Heat Pump | 208 | 1 |  |  | No Match | No Match |  |  |  | 68000 | 5354 | 12.7 | 9 | 77200 | 6113 | 3.7 | 3.5 | Non Federally-Regulated | 11/14/2000 |  | 07/18/2002
Waterfurnace International, Inc. | Extended Range | WXH/WXV036A*4*** |  | Water-Source | WBAHP-CB: Heat Pump Split Syst | Heat Pump | 460 | 3 |  |  | No Match | No Match |  |  |  | 37400 | 3431 | 10.9 | 9 | 45000 | 3767 | 3.5 |  | Non Federally-Regulated | 09/13/1989 |  | 07/27/1992
Waterfurnace International, Inc. | Waterfurnace International, Inc. | ATV070D3(P) |  | Ground-Source | WBAHP: Heat Pump Packaged Unit | Heat Pump | 208 | 3 |  |  | No Match | No Match |  |  |  | 43500 | 2500 | 17.4 |  | 32400 | 2637 | 3.6 |  | Non Federally-Regulated | 03/31/1998 |  | 05/10/1998
Trane U.S. Inc. | Command-Aire | GSHC0361B |  | Ground-Water-Source | WBAHP: Heat Pump Packaged Unit | Heat Pump | 208 | 1 |  |  | No Match | No Match |  |  |  | 34600 | 2261 | 15.3 | 9 | 25600 | 2419 | 3.1 |  | Non Federally-Regulated | 10/06/1999 |  | 04/10/2000
Waterfurnace International, Inc. | Waterfurnace International, Inc. | SXV048B1 |  | Ground-Water-Source | WBAHP: Heat Pump Packaged Unit | Heat Pump | 230 | 1 |  |  | No Match | No Match |  |  |  | 51500 | 3843 | 13.4 | 9 | 36000 | 3403 | 3.1 |  | Non Federally-Regulated | 01/30/1998 |  | 03/31/1998
Florida Heat Pump | Florida Heat Pump | GT030-1CF/HZ/VT |  | Water-Source | WBAHP-CB: Heat Pump Split Syst | Heat Pump | 208 | 1 |  |  | No Match | No Match |  |  |  | 31400 | 2211 | 14.2 | 9 | 33000 | 2417 | 4 | 3.5 | Non Federally-Regulated | 04/12/2000 |  | 05/23/2001
Waterfurnace International, Inc. | Rybacki - Hart Enterprises | ZS036**3*4 |  | Ground-Source | WBAHP: Heat Pump Packaged Unit | Heat Pump | 208 | 3 |  |  | No Match | Single-Speed |  |  |  | 34500 | 1994 | 17.3 | 13.4 | 26000 | 2117 | 3.6 | 3.1 | Non Federally-Regulated | 03/02/2012 |  | 04/19/2013
Econar | Econar | GH291 |  | Ground-Water-Source | WBAHP: Heat Pump Packaged Unit | Heat Pump | 208 | 1 |  |  | No Match | No Match |  |  |  | 29800 | 2274 | 13.1 | 11 | 35800 | 2623 | 4 | 3.5 | Non Federally-Regulated | 03/31/1998 |  | 05/10/1998
ClimateMaster Inc. | Climate Master Series | VP/HP030F |  | Ground-Water-Source | WBAHP: Heat Pump Packaged Unit | Heat Pump | 460 | 3 |  |  | No Match | No Match |  |  |  | 30000 | 2173 | 13.8 | 9 | 22000 | 2014 | 3.2 |  | Non Federally-Regulated | 04/10/2000 |  | 11/14/2000
Marvair | Marvair | H360-B2-A |  | Water-Source | WBAHP: Heat Pump Packaged Unit | Heat Pump | 230 | 1 |  |  | No Match | No Match |  |  |  | 36000 | 3200 | 11.2 | 7.5 | 44000 | 3500 | 3.6 | 2.5 | Non Federally-Regulated | 01/05/1982 |  | 05/16/1984
Addison Products | Addison Products | HPY024-8A |  | Water-Source | WBAHP-CB: Heat Pump Split Syst | Heat Pump | 265 | 1 |  |  | No Match | No Match |  |  |  | 25500 | 1992 | 12.8 | 9 | 28200 | 2233 | 3.7 | 3.5 | Non Federally-Regulated | 07/22/2002 |  | 03/12/2009
ClimateMaster Inc. | Climate Master Series | GSV/GSH024 |  | Ground-Water-Source | WBAHP: Heat Pump Packaged Unit | Heat Pump | 230 | 1 |  |  | No Match | No Match |  |  |  | 26100 | 1631 | 16 | 9 | 19800 | 1757 | 3.3 |  | Non Federally-Regulated | 10/06/1999 |  | 04/10/2000
Trane U.S. Inc. | Command-Aire | SPHD0803 |  | Water-Source | WBAHP: Heat Pump Packaged Unit | Heat Pump | 208 | 3 |  |  | No Match | No Match |  |  |  | 100000 | 8474 | 11.8 | 9 | 128000 | 8929 | 4.2 | 3.8 | Federally-Regulated Commercial & Industrial Equipment | 10/05/1999 |  | 04/12/2000
ClimateMaster Inc. | Carrier Corp. | 50YDS026 | FV4***003 | Ground-Water-Source | WBAHP-CB: Heat Pump Split Syst | Heat Pump | 208 | 1 |  |  | No Match | Single-Speed |  |  |  | 28600 | 1233 | 23.2 | 16.2 | 25600 | 1596 | 4.7 | 3.6 | Non Federally-Regulated | 01/24/2011 |  | 03/02/2012
Waterfurnace International, Inc. | Johnson Controls | RKV/RKH036**0*1 |  | Water-Source | WBAHP: Heat Pump Packaged Unit | Heat Pump | 230 | 1 |  |  | No Match | Single-Speed |  |  |  | 34100 | 1938 | 17.6 | 12 | 34200 | 1790 | 5.6 | 4.2 | Federally-Regulated Commercial & Industrial Equipment | 09/03/2012 |  | 01/09/2014
Trane U.S. Inc. | Trane | EXHE0364 |  | Ground-Water-Source | WBAHP: Heat Pump Packaged Unit | Heat Pump | 460 | 3 |  |  | No Match | Single-Speed |  |  |  | 39300 | 1611 | 24.4 | 16.2 | 34600 | 2204 | 4.6 | 3.6 | Non Federally-Regulated | 06/14/2011 |  | 08/15/2014
Waterfurnace International, Inc. | Geosmart Energy, Inc. | ZS060**0*4 |  | Ground-Source | WBAHP: Heat Pump Packaged Unit | Heat Pump | 230 | 1 |  |  | No Match | Single-Speed |  |  |  | 60900 | 3402 | 17.9 | 13.4 | 47100 | 3834 | 3.6 | 3.1 | Non Federally-Regulated | 06/14/2011 |  | 03/02/2012
Mammoth | Hydrobank II | D035HHE/VHE |  | Water-Source | WBAHP: Heat Pump Packaged Unit | Heat Pump | 208 | 1 |  |  | No Match | No Match |  |  |  | 36600 | 2595 | 14.1 | 10 | 44600 | 2840 | 4.6 |  | Federally-Regulated Commercial & Industrial Equipment | 10/05/1999 |  | 05/23/2000
Addison Products | Addison Products | HGY007-0A |  | Water-Source | WBAHP-CB: Heat Pump Split Syst | Heat Pump | 208 | 1 |  |  | No Match | No Match |  |  |  | 9300 | 683 | 13.6 | 9 | 10900 | 778 | 4.1 | 3.5 | Non Federally-Regulated | 01/17/2001 |  | 07/16/2001
McQuay International | McQuay | WCCH/WCCW-042-F |  | Water-Source | WBAHP-CB: Heat Pump Split Syst | Heat Pump | 208 | 3 |  |  | No Match | No Match |  |  |  | 46400 | 3437 | 13.5 | 9 | 55400 | 4271 | 3.8 | 3.5 | Non Federally-Regulated | 11/19/2002 |  | 03/12/2009
Florida Heat Pump | Geomaster, LLC | AU025-1CF/HZ/VT |  | Ground-Water-Source | WBAHP: Heat Pump Packaged Unit | Heat Pump | 208 | 1 |  |  | No Match | Single-Speed |  |  |  | 29000 | 1208 | 24 | 16.2 | 25000 | 1208 | 4.6 | 3.6 | Non Federally-Regulated | 04/30/2009 |  | 10/03/2011
Florida Heat Pump | Florida Heat Pump | TA049-1CS | DX049CC/UC | Water-Source | WBAHP-C: Heat Pump Split Syste | Heat Pump | 230 | 1 |  |  | No Match | Dual-Speed |  |  |  | 49500 | 2946 | 16.8 | 12 | 61000 | 3373 | 5.3 | 4.2 | Federally-Regulated Commercial & Industrial Equipment | 03/02/2012 |  | 04/20/2015
California Heat Pump | California Heat Pump | CHP-61HRB-34-** |  | Water-Source | WBAHP: Heat Pump Packaged Unit | Heat Pump | 460 | 3 |  |  | No Match | No Match |  |  |  | 61000 | 6120 | 10 | 7.5 | 77000 | 6450 | 3.5 | 2.5 | Non Federally-Regulated | 05/16/1984 |  | 06/11/1985
Florida Heat Pump | Geomaster, LLC | EP007-1HZ/VT |  | Ground-Water-Source | WBAHP: Heat Pump Packaged Unit | Heat Pump | 208 | 1 |  |  | No Match | Single-Speed |  |  |  | 8400 | 335 | 25.1 | 16.2 | 7000 | 419 | 4.9 | 3.6 | Non Federally-Regulated | 08/23/2011 |  | 01/10/2012
Enertech Global, LLC | Enertech | GRT072A | MPD072 | Ground-Source | WBAHP-CB: Heat Pump Split Syst | Heat Pump | 230 | 1 |  |  | No Match | Single-Speed | 3447 | 660 | 1 | 69400 | 4107 | 16.9 | 13.4 | 52300 | 4379 | 3.5 | 3.1 | Non Federally-Regulated | 09/03/2012 |  | 01/09/2014
Carrier Corp. | Carrier | 50QEH0481 |  | Water-Source | WBAHP: Heat Pump Packaged Unit | Heat Pump | 575 | 3 |  |  | No Match | No Match |  |  |  | 47000 | 4196 | 11.2 | 9 | 59000 | 4550 | 3.8 | 3.2 | Non Federally-Regulated | 03/15/1989 |  | 09/25/1989
Mammoth | Mammoth | D026HSFXXX |  | Water-Source | WBAHP: Heat Pump Packaged Unit | Heat Pump | 230 | 1 |  |  | No Match | No Match |  |  |  | 24600 | 2180 | 11.3 | 9 | 31400 | 2425 | 3.8 | 3.2 | Non Federally-Regulated | 05/11/1988 |  | 03/15/1989
Trane U.S. Inc. | Trane | GSUF0301A |  | Ground-Water-Source | WBAHP: Heat Pump Packaged Unit | Heat Pump | 208 | 1 |  |  | No Match | No Match |  |  |  | 29600 | 1947 | 15.2 | 9 | 22600 | 2283 | 2.9 |  | Non Federally-Regulated | 01/30/1998 |  | 10/02/1998
Waterfurnace International, Inc. | Waterfurnace International, Inc. | P034D | N-VSB2006A/G+FD03624A | Ground-Water-Source | WBAHP-CB: Heat Pump Split Syst | Heat Pump | 208 | 1 |  |  | No Match | No Match |  |  |  | 34500 | 2593 | 13.3 | 9 | 24300 | 2373 | 3 |  | Non Federally-Regulated | 11/19/2001 |  | 07/18/2002
McQuay / Snyder General | Electro-Hydronics | VE70F7 |  | Water-Source | WBAHP: Heat Pump Packaged Unit | Heat Pump | 265 | 1 |  |  | No Match | No Match |  |  |  | 6900 | 645 | 10.7 | 7.5 | 8800 | 700 | 3.7 | 2.5 | Non Federally-Regulated | 08/29/1986 |  | 05/11/1988
Florida Heat Pump | Florida Heat Pump | GT054-1CS | GT054-1AH/AV | Ground-Water-Source | WBAHP-CB: Heat Pump Split Syst | Heat Pump | 230 | 1 |  |  | No Match | No Match |  |  |  | 50500 | 3976 | 12.7 | 9 | 41500 | 4192 | 2.9 |  | Non Federally-Regulated | 04/10/2000 |  | 07/18/2002
Geoflex Systems, Inc. | Geoflex Systems, Inc. | GF1S-V/H/D/M-048WADBP |  | Ground-Source | WBAHP: Heat Pump Packaged Unit | Both Heat Pump and Electric Re | 460 | 3 |  |  | No Match | Single-Speed |  |  |  | 50300 | 2634 | 19.1 | 13.4 | 37300 | 2803 | 3.9 | 3.1 | Non Federally-Regulated | 11/30/2011 |  | 03/02/2012
ClimateMaster Inc. | Carrier | 50HQA/HQD/VQA/VQD012 |  | Water-Source | WBAHP: Heat Pump Packaged Unit | Heat Pump | 208 | 1 |  |  | No Match | No Match |  |  |  | 12200 | 1089 | 11.2 | 10 | 16200 | 1186 | 4 |  | Federally-Regulated Commercial & Industrial Equipment | 12/14/1998 |  | 04/12/2000
Command-Aire | Command-Aire | SWPH060 |  | Water-Source | WBAHP: Heat Pump Packaged Unit | Heat Pump | 208 | 1 |  |  | No Match | No Match |  |  |  | 6706 | 640 | 10.5 | 7.5 | 9400 | 745 | 3.7 | 2.5 | Non Federally-Regulated | 05/16/1984 |  | 01/23/1988
Florida Heat Pump | Geomaster, LLC | EP042-4HZ/VT |  | Ground-Source | WBAHP: Heat Pump Packaged Unit | Heat Pump | 460 | 3 |  |  | No Match | Single-Speed | 2039 | 150 |  | 42000 | 1981 | 21.2 | 13.4 | 28000 | 2001 | 4.1 | 3.1 | Non Federally-Regulated | 08/23/2011 |  | 04/21/2014
Trane U.S. Inc. | Trane | WPHD0613 |  | Water-Source | WBAHP: Heat Pump Packaged Unit | Heat Pump | 208 | 3 |  |  | No Match | No Match |  |  |  | 58000 | 4957 | 11.7 | 10 | 65000 | 5011 | 3.8 |  | Federally-Regulated Commercial & Industrial Equipment | 10/05/1999 |  | 04/12/2000
Florida Heat Pump | Florida Heat Pump | EM096-1CS | EM096-1AH/AV | Ground-Water-Source | WBAHP-CB: Heat Pump Split Syst | Heat Pump | 230 | 1 |  |  | No Match | No Match |  |  |  | 95000 | 7196 | 13.2 | 9 | 65500 | 6190 | 3.1 |  | Non Federally-Regulated | 07/22/2002 |  | 03/12/2009
ClimateMaster Inc. | Carrier Corp. | 50PRH/V042 5 |  | Ground-Source | WBAHP: Heat Pump Packaged Unit | Heat Pump | 200 | 3 |  |  | No Match | Single-Speed |  |  |  | 40500 | 2813 | 14.4 | 13.4 | 34300 | 3046 | 3.3 | 3.1 | Non Federally-Regulated | 01/24/2011 |  | 08/23/2011
Addison Products | Addison Products | HWY120-3A |  | Water-Source | WBAHP: Heat Pump Packaged Unit | Heat Pump | 208 | 3 |  |  | No Match | No Match |  |  |  | 108000 | 9391 | 11.5 | 9 | 136000 | 9961 | 4 | 3.8 | Federally-Regulated Commercial & Industrial Equipment | 11/19/2001 |  | 03/12/2009
American Air Filter | Enercon | DVW-120 |  | Water-Source | WBAHP: Heat Pump Packaged Unit | Heat Pump | 460 | 3 |  |  | No Match | No Match |  |  |  | 120000 | 11100 | 10.8 | 9.2 | 145000 | 11800 | 3.6 |  | Non Federally-Regulated | 05/11/1988 |  | 03/15/1989
Waterfurnace International, Inc. | Waterfurnace International, Inc. | NSZ048A5 | NRAC048* | Ground-Source | WBAHP-CB: Heat Pump Split Syst | Heat Pump | 575 | 3 |  |  | No Match | Single-Speed |  |  |  | 46200 | 2552 | 18.1 | 13.4 | 35300 | 2723 | 3.8 | 3.1 | Non Federally-Regulated | 08/23/2011 |  | 10/24/2014
Florida Heat Pump | Energy Miser | LTCS 50-4 | LTAH 50-4 | Ground-Water-Source | WBAHP-CB: Heat Pump Split Syst | Heat Pump | 460 | 3 |  |  | No Match | No Match |  |  |  | 45000 | 3980 | 11.3 |  | 47000 | 4050 | 3.4 |  | Non Federally-Regulated | 02/22/1990 |  | 07/31/1991
Enertech Global, LLC | Enertech | GXT072B2 |  | Ground-Water-Source | WBAHP: Heat Pump Packaged Unit | Heat Pump | 208 | 3 |  |  | No Match | Single-Speed | 2980 | 693 | 1 | 72000 | 3673 | 19.6 | 16.2 | 72200 | 4809 | 4.4 | 3.6 | Non Federally-Regulated | 03/02/2012 |  | 01/09/2014
ClimateMaster Inc. | Climate Master Series | VS015E********* |  | Water-Source | WBAHP: Heat Pump Packaged Unit | Heat Pump | 265 | 1 |  |  | No Match | No Match |  |  |  | 14100 | 1350 | 10.4 | 9 | 18800 | 1395 | 4 | 3.2 | Federally-Regulated Commercial & Industrial Equipment | 07/17/1991 |  | 07/27/1992
American Air Filter | Enercon | GHW-41 |  | Water-Source | WBAHP: Heat Pump Packaged Unit | Heat Pump | 230 | 1 |  |  | No Match | No Match |  |  |  | 40500 | 3682 | 11 | 9 | 49500 | 4266 | 3.4 | 3.2 | Non Federally-Regulated | 02/22/1990 |  | 07/31/1991
Florida Heat Pump | Florida Heat Pump | GT070-5CS | GT070-5AH/AV | Ground-Water-Source | WBAHP-CB: Heat Pump Split Syst | Heat Pump | 575 | 3 |  |  | No Match | No Match |  |  |  | 70500 | 4895 | 14.4 | 9 | 52000 | 4914 | 3.1 |  | Non Federally-Regulated | 07/22/2002 |  | 03/12/2009
Waterfurnace International, Inc. | WFI Industries, Ltd. | ZS060**4*4 |  | Water-Source | WBAHP: Heat Pump Packaged Unit | Heat Pump | 460 | 3 |  |  | No Match | Single-Speed |  |  |  | 58400 | 3817 | 15.3 | 12 | 72500 | 4521 | 4.7 | 4.2 | Federally-Regulated Commercial & Industrial Equipment | 06/14/2011 |  | 03/02/2012
McQuay International | McQuay | W-FDL/FDS/FMS-1-019-E |  | Water-Source | WBAHP: Heat Pump Packaged Unit | Heat Pump | 230 | 1 |  |  | No Match | No Match |  |  |  | 19000 | 1637 | 11.6 | 10 | 23500 | 1811 | 3.8 |  | Federally-Regulated Commercial & Industrial Equipment | 09/21/2000 |  | 11/14/2000
American Air Filter | Enercon | HW33A |  | Water-Source | WBAHP: Heat Pump Packaged Unit | Heat Pump | 240 | 1 |  |  | No Match | No Match |  |  |  | 35000 | 4000 | 8.8 | 7.5 | 41000 | 4000 | 3 | 2.5 | Non Federally-Regulated | 01/05/1982 |  | 05/16/1984
ClimateMaster Inc. | Carrier Corp. | 50YGV/H/D064 |  | Water-Source | WBAHP: Heat Pump Packaged Unit | Heat Pump | 208 | 1 |  |  | No Match | Single-Speed |  |  |  | 61300 | 3831 | 16 | 12 | 77200 | 4269 | 5.3 | 4.2 | Federally-Regulated Commercial & Industrial Equipment | 12/12/2012 |  | 04/22/2015
Florida Heat Pump | Geomaster, LLC | ES048-1CF/HZ/VT |  | Ground-Source | WBAHP: Heat Pump Packaged Unit | Heat Pump | 208 | 1 |  |  | No Match | Single-Speed |  |  |  | 51000 | 2849 | 17 | 13.4 | 38000 | 3010 | 3.7 | 3.1 | Non Federally-Regulated | 06/23/2011 |  | 04/20/2015
Waterfurnace International, Inc. | Waterfurnace International, Inc. | SXH036*3 |  | Water-Source | WBAHP: Heat Pump Packaged Unit | Heat Pump | 230 | 3 |  |  | No Match | No Match |  |  |  | 36000 | 2647 | 13.6 | 10 | 44500 | 2774 | 4.7 |  | Federally-Regulated Commercial & Industrial Equipment | 10/05/1999 |  | 05/19/2000
Addison Products | Addison Products | DWPG054-3B-XL* |  | Ground-Water-Source | WBAHP: Heat Pump Packaged Unit | Heat Pump | 230 | 1 |  |  | No Match | No Match |  |  |  | 53000 | 3925 | 13.5 | 9 | 40000 | 3906 | 3 |  | Non Federally-Regulated | 10/06/1999 |  | 04/10/2000
Mammoth | Mammoth | D026VSFXXX |  | Water-Source | WBAHP: Heat Pump Packaged Unit | Heat Pump | 208 | 1 |  |  | No Match | No Match |  |  |  | 24400 | 2160 | 11.3 | 9 | 31200 | 2400 | 3.8 | 3.2 | Non Federally-Regulated | 05/11/1988 |  | 03/15/1989
Florida Heat Pump | Florida Heat Pump | EM007-1CS | EM007-1AH/AV | Ground-Water-Source | WBAHP-CB: Heat Pump Split Syst | Heat Pump | 208 | 1 |  |  | No Match | No Match |  |  |  | 7700 | 616 | 12.5 | 9 | 6000 | 532 | 3.3 |  | Non Federally-Regulated | 07/22/2002 |  | 03/12/2009
Command-Aire | Command-Aire | RWP-504 |  | Water-Source | WBAHP: Heat Pump Packaged Unit | Heat Pump | 460 | 3 |  |  | No Match | No Match |  |  |  | 58600 | 5925 | 9.9 | 9 | 74700 | 5890 | 3.7 | 3.2 | Federally-Regulated Commercial & Industrial Equipment | 01/23/1988 |  | 05/11/1988
Waterfurnace International, Inc. | Waterfurnace International, Inc. | VLV018A1 |  | Water-Source | WBAHP: Heat Pump Packaged Unit | Heat Pump | 230 | 1 |  |  | No Match | No Match |  |  |  | 17100 | 1266 | 13.5 | 10 | 23200 | 1416 | 4.8 |  | Federally-Regulated Commercial & Industrial Equipment | 12/14/1998 |  | 10/05/1999
Waterfurnace International, Inc. | Waterfurnace International, Inc. | VLV/VXV070*3 |  | Ground-Water-Source | WBAHP: Heat Pump Packaged Unit | Heat Pump | 230 | 3 |  |  | No Match | No Match |  |  |  | 67800 | 5557 | 12.2 | 9 | 53900 | 5445 | 2.9 |  | Non Federally-Regulated | 06/20/2003 |  | 03/12/2009
Climate Control / Snyder General | Electro-Hydronics | UW630G3 |  | Water-Source | WBAHP: Heat Pump Packaged Unit | Heat Pump | 230 | 1 |  |  | No Match | No Match |  |  |  | 63000 | 6430 | 9.8 | 7.5 | 79000 | 6430 | 3.6 | 2.5 | Non Federally-Regulated | 06/11/1985 |  | 08/29/1986
Waterfurnace International, Inc. | Waterfurnace International, Inc. | SXH030C0 |  | Water-Source | WBAHP: Heat Pump Packaged Unit | Heat Pump | 230 | 1 |  |  | No Match | No Match |  |  |  | 30600 | 2125 | 14.4 | 10 | 36600 | 2145 | 5 |  | Federally-Regulated Commercial & Industrial Equipment | 02/02/1998 |  | 03/31/1998
Waterfurnace International, Inc. | Rybacki - Hart Enterprises | YS060**1*4 |  | Ground-Source | WBAHP: Heat Pump Packaged Unit | Heat Pump | 208 | 1 |  |  | No Match | Single-Speed |  |  |  | 60900 | 3402 | 17.9 | 13.4 | 47100 | 3834 | 3.6 | 3.1 | Non Federally-Regulated | 01/24/2011 |  | 04/19/2013
Climate Control / Snyder General | Electro-Hydronics | UC610F3 |  | Water-Source | WBAHP: Heat Pump Packaged Unit | Heat Pump | 230 | 1 |  |  | No Match | No Match |  |  |  | 61500 | 5850 | 10.5 | 7.5 | 69000 | 5790 | 3.5 | 2.5 | Non Federally-Regulated | 05/16/1984 |  | 06/11/1985
Waterfurnace International, Inc. | Waterfurnace International, Inc. | P040**3 |  | Ground-Water-Source | WBAHP: Heat Pump Packaged Unit | Heat Pump | 208 | 3 |  |  | No Match | No Match |  |  |  | 41500 | 2441 | 17 | 9 | 29200 | 2516 | 3.4 |  | Non Federally-Regulated | 05/19/2000 |  | 07/18/2002
Waterfurnace International, Inc. | Waterfurnace International, Inc. | VLV048A3 |  | Water-Source | WBAHP: Heat Pump Packaged Unit | Heat Pump | 230 | 3 |  |  | No Match | No Match |  |  |  | 45800 | 3606 | 12.7 | 10 | 57900 | 4040 | 4.2 |  | Federally-Regulated Commercial & Industrial Equipment | 02/02/1998 |  | 03/31/1998
McQuay International | McQuay | CCH/CCW048C-G |  | Water-Source | WBAHP: Heat Pump Packaged Unit | Heat Pump | 230 | 1 |  |  | No Match | No Match |  |  |  | 47000 | 3790 | 12.4 | 10 | 54000 | 3767 | 4.2 |  | Federally-Regulated Commercial & Industrial Equipment | 11/17/1999 |  | 09/21/2000
Enertech Global, LLC | Enertech | TCT072D |  | Ground-Water-Source | WBAHP: Heat Pump Packaged Unit | Heat Pump | 208 | 1 |  |  | No Match | Single-Speed | 2967 | 710 | 1 | 77200 | 3676 | 21 | 16.2 | 72600 | 4948 | 4.3 | 3.6 | Non Federally-Regulated | 09/03/2012 |  | 12/12/2012
Mammoth | Hydrobank II | E013VHK |  | Water-Source | WBAHP: Heat Pump Packaged Unit | Heat Pump | 265 | 1 |  |  | No Match | No Match |  |  |  | 12500 | 1190 | 10.5 | 10 | 16000 | 1202 | 3.9 |  | Federally-Regulated Commercial & Industrial Equipment | 06/27/2003 |  | 03/12/2009
Waterfurnace International, Inc. | Geotility Geothermal Installations | ZS060**0*1 |  | Ground-Source | WBAHP: Heat Pump Packaged Unit | Heat Pump | 230 | 1 |  |  | No Match | Single-Speed |  |  |  | 60900 | 3402 | 17.9 | 13.4 | 47100 | 3834 | 3.6 | 3.1 | Non Federally-Regulated | 01/24/2011 |  | 04/19/2013
McQuay International | McQuay | W-CMG-1-060-F |  | Ground-Water-Source | WBAHP: Heat Pump Packaged Unit | Heat Pump | 230 | 3 |  |  | No Match | No Match |  |  |  | 57000 | 4523 | 12.6 | 9 | 42500 | 4447 | 2.8 |  | Non Federally-Regulated | 07/22/2002 |  | 03/12/2009
Waterfurnace International, Inc. | Waterfurnace International, Inc. | NSZ022A0 | NRAC026* | Water-Source | WBAHP-CB: Heat Pump Split Syst | Heat Pump | 208 | 1 |  |  | No Match | Single-Speed |  |  |  | 19700 | 1209 | 16.3 | 12 | 23500 | 1299 | 5.3 | 4.2 | Federally-Regulated Commercial & Industrial Equipment | 01/24/2011 |  | 10/24/2014
Heat Controller | Heat Controller | VWPG054-1B-XL* |  | Ground-Water-Source | WBAHP: Heat Pump Packaged Unit | Heat Pump | 208 | 1 |  |  | No Match | No Match |  |  |  | 55000 | 4166 | 13.2 | 11 | 61500 | 4506 | 4 | 3.5 | Non Federally-Regulated | 03/31/1998 |  | 05/10/1998
Waterfurnace International, Inc. | Waterfurnace International, Inc. | ATH046D0 |  | Ground-Water-Source | WBAHP: Heat Pump Packaged Unit | Heat Pump | 230 | 1 |  |  | No Match | No Match |  |  |  | 47000 | 2919 | 16.1 | 9 | 34500 | 3063 | 3.3 |  | Non Federally-Regulated | 12/14/1998 |  | 10/06/1999
Waterfurnace International, Inc. | Rybacki - Hart Enterprises | ZS030**4*1 |  | Water-Source | WBAHP: Heat Pump Packaged Unit | Heat Pump | 460 | 3 |  |  | No Match | Single-Speed |  |  |  | 29500 | 1879 | 15.7 | 12 | 34600 | 1988 | 5.1 | 4.2 | Federally-Regulated Commercial & Industrial Equipment | 01/24/2011 |  | 04/19/2013
ClimateMaster Inc. | Carrier Corp. | 50HQP120 |  | Water-Source | WBAHP: Heat Pump Packaged Unit | Heat Pump | 208 | 3 |  |  | No Match | Single-Speed | 3645 | 2126 | 444 | 119000 | 8947 | 13.3 | 12 | 160000 | 10194 | 4.6 | 4.2 | Federally-Regulated Commercial & Industrial Equipment | 10/24/2014 |  | 04/22/2015
Mammoth | Geox | GEH30 |  | Water-Source | WBAHP-CB: Heat Pump Split Syst | Heat Pump | 265 | 1 |  |  | No Match | No Match |  |  |  | 36600 | 3452 | 10.6 | 9 | 46000 | 3850 | 3.5 |  | Non Federally-Regulated | 12/28/1990 |  | 07/27/1992
Waterfurnace International, Inc. | Waterfurnace International, Inc. | SXS024* | SBC024* | Ground-Water-Source | WBAHP-CB: Heat Pump Split Syst | Heat Pump | 208 | 1 |  |  | No Match | No Match |  |  |  | 23000 | 1742 | 13.2 | 9 | 15800 | 1543 | 3 |  | Non Federally-Regulated | 10/06/1999 |  | 05/19/2000
Geoflex Systems, Inc. | Geoflex Systems, Inc. | GF1T-V/H/D/M-026WACBP |  | Ground-Source | WBAHP: Heat Pump Packaged Unit | Both Heat Pump and Electric Re | 230 | 3 |  |  | No Match | Dual-Speed |  |  |  | 26100 | 1434 | 18.2 | 13.4 | 20200 | 1480 | 4 | 3.1 | Non Federally-Regulated | 11/30/2011 |  | 01/09/2014
McQuay International | McQuay | W-CMG-1-030-E |  | Ground-Water-Source | WBAHP: Heat Pump Packaged Unit | Heat Pump | 208 | 1 |  |  | No Match | No Match |  |  |  | 31600 | 2194 | 14.4 | 9 | 21500 | 2099 | 3 |  | Non Federally-Regulated | 09/21/2000 |  | 07/18/2002
Friedrich Climate Master | Climate Master Series | 804-048-G******** |  | Water-Source | WBAHP: Heat Pump Packaged Unit | Heat Pump | 230 | 3 |  |  | No Match | No Match |  |  |  | 48000 | 4750 | 10.1 | 7.5 | 59000 | 4650 | 3.7 | 2.5 | Non Federally-Regulated | 08/29/1986 |  | 05/11/1988
Mammoth | Hydrobank II | E016VHH |  | Water-Source | WBAHP: Heat Pump Packaged Unit | Heat Pump | 265 | 1 |  |  | No Match | No Match |  |  |  | 16000 | 1454 | 11 | 10 | 20000 | 1502 | 3.9 |  | Federally-Regulated Commercial & Industrial Equipment | 01/18/2001 |  | 11/19/2001
Mammoth | Hydrobank II | K108HHJ |  | Water-Source | WBAHP: Heat Pump Packaged Unit | Heat Pump | 575 | 3 |  |  | No Match | No Match |  |  |  | 107000 | 9469 | 11.3 | 9 | 139000 | 10442 | 3.9 | 3.8 | Federally-Regulated Commercial & Industrial Equipment | 05/23/2000 |  | 01/18/2001
McQuay International | McQuay | HWH/HWW009C-G |  | Water-Source | WBAHP: Heat Pump Packaged Unit | Heat Pump | 208 | 1 |  |  | No Match | No Match |  |  |  | 8700 | 790 | 11 | 10 | 12000 | 901 | 3.9 |  | Federally-Regulated Commercial & Industrial Equipment | 11/17/1999 |  | 09/21/2000
Florida Heat Pump | Florida Heat Pump | EM031-2VT |  | Water-Source | WBAHP: Heat Pump Packaged Unit | Heat Pump | 265 | 1 |  |  | No Match | No Match |  |  |  | 32000 | 2285 | 14 | 10 | 42000 | 2735 | 4.5 |  | Federally-Regulated Commercial & Industrial Equipment | 02/02/1998 |  | 03/31/1998
ClimateMaster Inc. | Climate Master Series | GSV/GSH030AGE |  | Ground-Water-Source | WBAHP: Heat Pump Packaged Unit | Heat Pump | 230 | 1 |  |  | No Match | No Match |  |  |  | 32000 | 1987 | 16.1 | 9 | 23000 | 2042 | 3.3 |  | Non Federally-Regulated | 04/10/2000 |  | 05/24/2001
Trane U.S. Inc. | Command-Aire | SPVE0261 |  | Water-Source | WBAHP: Heat Pump Packaged Unit | Heat Pump | 208 | 1 |  |  | No Match | No Match |  |  |  | 23200 | 1770 | 13.1 | 10 | 30600 | 1949 | 4.6 |  | Federally-Regulated Commercial & Industrial Equipment | 10/05/1999 |  | 04/12/2000
Waterfurnace International, Inc. | Trane Unitary Products Group | T1GX042***1**0 |  | Ground-Source | WBAHP: Heat Pump Packaged Unit | Heat Pump | 230 | 1 |  |  | No Match | Single-Speed |  |  |  | 41600 | 2237 | 18.6 | 13.4 | 27500 | 2180 | 3.7 | 3.1 | Non Federally-Regulated | 08/23/2011 |  | 10/24/2014
Waterfurnace International, Inc. | Waterfurnace International, Inc. | SXV010C2 |  | Ground-Water-Source | WBAHP: Heat Pump Packaged Unit | Heat Pump | 265 | 1 |  |  | No Match | No Match |  |  |  | 9900 | 642 | 15.4 | 9 | 7400 | 657 | 3.3 |  | Non Federally-Regulated | 01/30/1998 |  | 03/31/1998
Command-Aire | Command-Aire | SWPH1044* |  | Water-Source | WBAHP: Heat Pump Packaged Unit | Heat Pump | 460 | 3 |  |  | No Match | No Match |  |  |  | 124000 | 10690 | 11.6 | 9.2 | 156000 | 10880 | 4.2 |  | Federally-Regulated Commercial & Industrial Equipment | 01/23/1988 |  | 05/11/1988
Enertech Global, LLC | Enertech | TST072A2 | MPD060 | Ground-Source | WBAHP-CB: Heat Pump Split Syst | Heat Pump | 230 | 3 |  |  | No Match | Single-Speed | 3552 | 693 | 1 | 69200 | 4245 | 16.3 | 13.4 | 52400 | 4266 | 3.6 | 3.1 | Non Federally-Regulated | 03/02/2012 |  | 09/03/2012
Waterfurnace International, Inc. | Eagle Mountain | ZS036**3*4 |  | Ground-Water-Source | WBAHP: Heat Pump Packaged Unit | Heat Pump | 230 | 3 |  |  | No Match | Single-Speed |  |  |  | 37700 | 1639 | 23 | 16.2 | 33000 | 2249 | 4.3 | 3.6 | Non Federally-Regulated | 03/02/2012 |  | 04/19/2013
McQuay International | McQuay | W-CDL/CDS/CMS-1-019-E |  | Water-Source | WBAHP: Heat Pump Packaged Unit | Heat Pump | 208 | 1 |  |  | No Match | No Match |  |  |  | 18400 | 1520 | 12.1 | 10 | 23200 | 1742 | 3.9 |  | Federally-Regulated Commercial & Industrial Equipment | 11/14/2000 |  | 03/12/2009
Carrier Corp. - Syracuse | Carrier | 50VQG/HQG060 |  | Ground-Source | WBAHP: Heat Pump Packaged Unit | Heat Pump | 208 | 1 |  |  | No Match | No Match |  |  |  | 60000 | 5660 | 10.6 |  | 43000 | 4847 | 2.6 |  | Non Federally-Regulated | 03/31/1998 |  | 05/10/1998
ClimateMaster Inc. | Climate Master Series | GSV/GSH036AH |  | Ground-Water-Source | WBAHP: Heat Pump Packaged Unit | Heat Pump | 230 | 3 |  |  | No Match | No Match |  |  |  | 35800 | 2294 | 15.6 | 9 | 27500 | 2517 | 3.2 |  | Non Federally-Regulated | 07/22/2002 |  | 01/22/2003
Waterfurnace International, Inc. | Waterfurnace International, Inc. | SXH024B2 |  | Ground-Water-Source | WBAHP: Heat Pump Packaged Unit | Heat Pump | 265 | 1 |  |  | No Match | No Match |  |  |  | 27000 | 1741 | 15.5 | 9 | 18000 | 1551 | 3.4 |  | Non Federally-Regulated | 12/14/1998 |  | 10/06/1999
Florida Heat Pump | Florida Heat Pump | EP024-1HZ/VT |  | Ground-Source | WBAHP: Heat Pump Packaged Unit | Heat Pump | 230 | 1 |  |  | No Match | Single-Speed |  |  |  | 26000 | 1232 | 21.1 | 13.4 | 18000 | 1319 | 4 | 3.1 | Non Federally-Regulated | 01/24/2011 |  | 06/14/2011
Mammoth | Hydrobank II | D019HHJ |  | Water-Source | WBAHP: Heat Pump Packaged Unit | Heat Pump | 230 | 1 |  |  | No Match | No Match |  |  |  | 18400 | 1672 | 11 | 10 | 24000 | 1803 | 3.9 |  | Federally-Regulated Commercial & Industrial Equipment | 01/18/2001 |  | 03/12/2009
ClimateMaster Inc. | Climate Master Series | V160-32********** |  | Water-Source | WBAHP: Heat Pump Packaged Unit | Heat Pump | 230 | 3 |  |  | No Match | No Match |  |  |  | 154000 | 15400 | 10 |  | 160000 | 14200 | 3.3 |  | Non Federally-Regulated | 05/11/1988 |  | 03/15/1989
Snyder General Corp. | McQuay | LWP22BP |  | Water-Source | WBAHP: Heat Pump Packaged Unit | Heat Pump | 460 | 3 |  |  | No Match | No Match |  |  |  | 240400 | 20550 | 11.7 |  | 270000 | 21400 | 3.7 | 2.5 | Non Federally-Regulated | 02/22/1990 |  | 07/31/1991
Waterfurnace International, Inc. | Waterfurnace International, Inc. | SXV048C0 |  | Water-Source | WBAHP: Heat Pump Packaged Unit | Heat Pump | 208 | 1 |  |  | No Match | No Match |  |  |  | 49000 | 3629 | 13.5 | 10 | 60500 | 3772 | 4.7 |  | Federally-Regulated Commercial & Industrial Equipment | 02/02/1998 |  | 03/31/1998
Addison Products | Addison Products | HPY012-1A |  | Water-Source | WBAHP-CB: Heat Pump Split Syst | Heat Pump | 230 | 1 |  |  | No Match | No Match |  |  |  | 11900 | 991 | 12 | 9 | 13500 | 1069 | 3.7 | 3.5 | Non Federally-Regulated | 07/22/2002 |  | 03/12/2009
Waterfurnace International, Inc. | Waterfurnace International, Inc. | SXV024C0 |  | Ground-Water-Source | WBAHP: Heat Pump Packaged Unit | Heat Pump | 208 | 1 |  |  | No Match | No Match |  |  |  | 27000 | 1741 | 15.5 | 9 | 18000 | 1551 | 3.4 |  | Non Federally-Regulated | 12/14/1998 |  | 10/06/1999
ClimateMaster Inc. | Climate Master Series | 803-009-G******** |  | Water-Source | WBAHP: Heat Pump Packaged Unit | Heat Pump | 230 | 1 |  |  | No Match | No Match |  |  |  | 9100 | 770 | 11.8 | 9 | 8400 | 665 | 3.7 | 3.2 | Non Federally-Regulated | 05/11/1988 |  | 03/15/1989
Command-Aire | Command-Aire | RUWP-2533 |  | Water-Source | WBAHP: Heat Pump Packaged Unit | Heat Pump | 230 | 3 |  |  | No Match | No Match |  |  |  | 298000 | 33100 | 9 |  | 366000 | 29500 | 3.6 |  | Non Federally-Regulated | 05/11/1988 |  | 03/15/1989
American Air Filter | Enercon | BCW15 |  | Water-Source | WBAHP: Heat Pump Packaged Unit | Heat Pump | 230 | 1 |  |  | No Match | No Match |  |  |  | 14600 | 1450 | 10.1 | 7.5 | 17600 | 1500 | 3.4 | 2.5 | Non Federally-Regulated | 05/16/1984 |  | 06/11/1985
Florida Heat Pump | Florida Heat Pump | EM120-4HZ/VT |  | Water-Source | WBAHP-CB: Heat Pump Split Syst | Heat Pump | 460 | 3 |  |  | No Match | No Match |  |  |  | 132000 | 9850 | 13.4 | 9 | 145000 | 10893 | 3.9 | 3.5 | Non Federally-Regulated | 07/22/2002 |  | 03/12/2009
Florida Heat Pump | Florida Heat Pump | GT048-5VT/HZ/CF |  | Ground-Water-Source | WBAHP: Heat Pump Packaged Unit | Heat Pump | 575 | 3 |  |  | No Match | No Match |  |  |  | 49000 | 3951 | 12.4 | 11 | 58500 | 4396 | 3.9 | 3.5 | Non Federally-Regulated | 03/31/1998 |  | 05/10/1998
Waterfurnace International, Inc. | Waterfurnace International, Inc. | SXV058C0 |  | Ground-Water-Source | WBAHP: Heat Pump Packaged Unit | Heat Pump | 208 | 1 |  |  | No Match | No Match |  |  |  | 56500 | 4216 | 13.4 | 9 | 45500 | 4301 | 3.1 |  | Non Federally-Regulated | 12/14/1998 |  | 10/06/1999
Econar | Econar | GH590 |  | Ground-Water-Source | WBAHP: Heat Pump Packaged Unit | Heat Pump | 208 | 1 |  |  | No Match | No Match |  |  |  | 54000 | 4285 | 12.6 | 11 | 78000 | 6178 | 3.7 | 3.5 | Non Federally-Regulated | 03/31/1998 |  | 05/10/1998
Geoflex Systems, Inc. | Geoflex Systems, Inc. | GF1S-V/H/D/M-030WAABE |  | Ground-Source | WBAHP: Heat Pump Packaged Unit | Both Heat Pump and Electric Re | 230 | 1 |  |  | No Match | Single-Speed |  |  |  | 28300 | 1415 | 20 | 13.4 | 20800 | 1524 | 4 | 3.1 | Non Federally-Regulated | 03/02/2012 |  | 01/09/2014
California Heat Pump | California Heat Pump | 22V*-13-** |  | Water-Source | WBAHP: Heat Pump Packaged Unit | Heat Pump | 265 | 1 |  |  | No Match | No Match |  |  |  | 21500 | 2325 | 9.2 | 7.5 | 25000 | 2400 | 3.1 | 2.5 | Non Federally-Regulated | 06/11/1985 |  | 05/11/1988
McQuay / Snyder General | Electro-Hydronics | CC200G5 |  | Water-Source | WBAHP: Heat Pump Packaged Unit | Heat Pump | 208 | 1 |  |  | No Match | No Match |  |  |  | 20000 | 1880 |  | 7.5 | 25600 | 1920 | 3.9 | 2.5 | Non Federally-Regulated | 08/29/1986 |  | 05/11/1988
Waterfurnace International, Inc. | Geotility Geothermal Installations | ZS041**3*4 |  | Ground-Water-Source | WBAHP: Heat Pump Packaged Unit | Heat Pump | 208 | 3 |  |  | No Match | Single-Speed |  |  |  | 44500 | 2023 | 22 | 16.2 | 36000 | 2638 | 4 | 3.6 | Non Federally-Regulated | 06/14/2011 |  | 04/19/2013
ClimateMaster Inc. | Carrier | 50HQA/HQD/VQA/VQD030 5 |  | Water-Source | WBAHP: Heat Pump Packaged Unit | Heat Pump | 208 | 3 |  |  | No Match | No Match |  |  |  | 28900 | 2312 | 12.5 | 10 | 37000 | 2409 | 4.5 |  | Federally-Regulated Commercial & Industrial Equipment | 12/14/1998 |  | 04/12/2000
Waterfurnace International, Inc. | Waterfurnace International, Inc. | VLV/VXV030*3 |  | Water-Source | WBAHP: Heat Pump Packaged Unit | Heat Pump | 230 | 3 |  |  | No Match | No Match |  |  |  | 29500 | 2107 | 14 | 10 | 35200 | 2291 | 4.5 |  | Federally-Regulated Commercial & Industrial Equipment | 10/05/1999 |  | 06/20/2003
Trane U.S. Inc. | Command-Aire | SPHD0414 |  | Water-Source | WBAHP: Heat Pump Packaged Unit | Heat Pump | 460 | 3 |  |  | No Match | No Match |  |  |  | 40000 | 3508 | 11.4 | 10 | 52000 | 4009 | 3.8 |  | Federally-Regulated Commercial & Industrial Equipment | 10/05/1999 |  | 04/12/2000
Climate Control / Snyder General | Electro-Hydronics | CC140F7 |  | Water-Source | WBAHP: Heat Pump Packaged Unit | Heat Pump | 265 | 1 |  |  | No Match | No Match |  |  |  | 13500 | 1300 | 10.4 | 7.5 | 17500 | 1350 | 3.8 | 2.5 | Non Federally-Regulated | 05/16/1984 |  | 08/29/1986
McQuay / Snyder General | Electro-Hydronics | VF390F5 |  | Water-Source | WBAHP: Heat Pump Packaged Unit | Heat Pump | 208 | 1 |  |  | No Match | No Match |  |  |  | 39000 | 3700 | 10.5 | 9 | 48000 | 4020 | 3.5 | 3.2 | Non Federally-Regulated | 05/11/1988 |  | 03/15/1989
Waterfurnace International, Inc. | Geotility Geothermal Installations | ZS048**3*4 |  | Ground-Water-Source | WBAHP: Heat Pump Packaged Unit | Heat Pump | 208 | 3 |  |  | No Match | Single-Speed |  |  |  | 52000 | 2222 | 23.4 | 16.2 | 45900 | 3203 | 4.2 | 3.6 | Non Federally-Regulated | 06/14/2011 |  | 04/19/2013
American Air Filter | Enercon | FVW-60 |  | Water-Source | WBAHP: Heat Pump Packaged Unit | Heat Pump | 460 | 3 |  |  | No Match | No Match |  |  |  | 58000 | 5857 | 9.9 | 9 | 75000 | 6667 | 3.3 | 3.2 | Non Federally-Regulated | 05/11/1988 |  | 03/15/1989
ClimateMaster Inc. | Trane | WPHA08XA* |  | Water-Source | WBAHP: Heat Pump Packaged Unit | Heat Pump | 115 | 1 |  |  | No Match | No Match |  |  |  | 6900 | 645 | 10.7 | 9 | 8800 | 680 | 3.8 | 3.2 | Non Federally-Regulated | 05/11/1988 |  | 03/15/1989
Waterfurnace International, Inc. | Waterfurnace International, Inc. | P010**0 |  | Ground-Water-Source | WBAHP: Heat Pump Packaged Unit | Heat Pump | 230 | 1 |  |  | No Match | No Match |  |  |  | 10100 | 615 | 16.4 | 9 | 7600 | 636 | 3.5 |  | Non Federally-Regulated | 06/27/2003 |  | 03/12/2009
Waterfurnace International, Inc. | Rybacki - Hart Enterprises | YS024**1*0 |  | Ground-Source | WBAHP: Heat Pump Packaged Unit | Heat Pump | 208 | 1 |  |  | No Match | Single-Speed |  |  |  | 24400 | 1435 | 17 | 13.4 | 17500 | 1465 | 3.5 | 3.1 | Non Federally-Regulated | 01/24/2011 |  | 04/19/2013
Climate Control / Snyder General | Electro-Hydronics | LWP20BP |  | Water-Source | WBAHP: Heat Pump Packaged Unit | Heat Pump | 460 | 3 |  |  | No Match | No Match |  |  |  | 214000 | 18000 | 11.9 |  | 240000 | 18400 | 3.8 | 2.5 | Non Federally-Regulated | 06/11/1985 |  | 08/29/1986
Waterfurnace International, Inc. | Waterfurnace International, Inc. | VLH/VXH012*0 |  | Water-Source | WBAHP: Heat Pump Packaged Unit | Heat Pump | 230 | 1 |  |  | No Match | No Match |  |  |  | 11800 | 1053 | 11.2 | 10 | 17200 | 1326 | 3.8 |  | Federally-Regulated Commercial & Industrial Equipment | 11/14/2000 |  | 03/12/2009
Mammoth | Hydrobank II | E020HLG |  | Ground-Water-Source | WBAHP: Heat Pump Packaged Unit | Heat Pump | 265 | 1 |  |  | No Match | No Match |  |  |  | 20500 | 1485 | 13.8 | 9 | 16000 | 1562 | 3 |  | Non Federally-Regulated | 05/23/2000 |  | 11/14/2000
Waterfurnace International, Inc. | Waterfurnace International, Inc. | ATH034D1 |  | Ground-Water-Source | WBAHP: Heat Pump Packaged Unit | Heat Pump | 208 | 1 |  |  | No Match | No Match |  |  |  | 34400 | 2150 | 16 | 9 | 25000 | 2220 | 3.3 |  | Non Federally-Regulated | 05/10/1998 |  | 10/02/1998
Florida Heat Pump | Florida Heat Pump | EM036-3CS | EM036-1AV/AH | Water-Source | WBAHP-C: Heat Pump Split Syste | Heat Pump | 230 | 3 |  |  | No Match | No Match |  |  |  | 34500 | 2500 | 13.8 | 10 | 41000 | 2730 | 4.4 |  | Federally-Regulated Commercial & Industrial Equipment | 10/05/1999 |  | 04/12/2000
American Air Filter | Enercon | EHW-19 |  | Water-Source | WBAHP: Heat Pump Packaged Unit | Heat Pump | 265 | 1 |  |  | No Match | No Match |  |  |  | 18500 | 1652 | 11.2 | 9 | 24000 | 1795 | 4 | 3.2 | Non Federally-Regulated | 02/22/1990 |  | 07/31/1991
Command-Aire | Command-Aire | SWPV091M |  | Water-Source | WBAHP: Heat Pump Packaged Unit | Heat Pump | 208 | 1 |  |  | No Match | No Match |  |  |  | 9000 | 810 | 11.1 | 9 | 12200 | 870 | 4.1 | 3.2 | Federally-Regulated Commercial & Industrial Equipment | 01/23/1988 |  | 05/11/1988
Waterfurnace International, Inc. | Geotility Geothermal Installations | ZS023**0*4 |  | Ground-Water-Source | WBAHP: Heat Pump Packaged Unit | Heat Pump | 208 | 1 |  |  | No Match | Single-Speed |  |  |  | 25400 | 1104 | 23 | 16.2 | 21900 | 1493 | 4.3 | 3.6 | Non Federally-Regulated | 06/14/2011 |  | 04/19/2013
Heat Controller | Heat Controller | HWPG060-1B** |  | Water-Source | WBAHP-CB: Heat Pump Split Syst | Heat Pump | 208 | 1 |  |  | No Match | No Match |  |  |  | 59000 | 4538 | 13 | 9 | 66000 | 4959 | 3.9 | 3.5 | Non Federally-Regulated | 02/02/1998 |  | 10/02/1998
Waterfurnace International, Inc. | Extended Range | WXH/WXV031A*3*** |  | Ground-Water-Source | WBAHP: Heat Pump Packaged Unit | Heat Pump | 230 | 3 |  |  | No Match | No Match |  |  |  | 32600 | 3075 | 10.6 |  | 38500 | 3392 | 3.3 |  | Non Federally-Regulated | 03/15/1989 |  | 07/31/1991
McQuay / Snyder General | Electro-Hydronics | WE120E3 |  | Water-Source | WBAHP: Heat Pump Packaged Unit | Heat Pump | 230 | 1 |  |  | No Match | No Match |  |  |  | 11500 | 927 | 12.4 | 9 | 12800 | 1103 | 3.4 | 3.2 | Non Federally-Regulated | 05/11/1988 |  | 03/15/1989
Addison Products | Addison Products | DWPG048-1B-XL* |  | Ground-Water-Source | WBAHP: Heat Pump Packaged Unit | Heat Pump | 230 | 1 |  |  | No Match | No Match |  |  |  | 48000 | 3380 | 14.2 | 9 | 34400 | 3252 | 3.1 |  | Non Federally-Regulated | 12/14/1998 |  | 04/10/2000
ClimateMaster Inc. | Climate Master Series | HS/VS019E |  | Water-Source | WBAHP: Heat Pump Packaged Unit | Heat Pump | 265 | 1 |  |  | No Match | No Match |  |  |  | 20000 | 1492 | 13.4 | 10 | 23000 | 1567 | 4.3 |  | Federally-Regulated Commercial & Industrial Equipment | 11/14/2000 |  | 01/18/2001
McQuay / Snyder General | Electro-Hydronics | FC500F3 |  | Water-Source | WBAHP: Heat Pump Packaged Unit | Heat Pump | 230 | 1 |  |  | No Match | No Match |  |  |  | 50000 | 4850 | 10.3 | 9 | 65000 | 5149 | 3.7 | 3.2 | Non Federally-Regulated | 05/11/1988 |  | 03/15/1989
Addison Products | Addison Products | VPY060-4A |  | Water-Source | WBAHP-CB: Heat Pump Split Syst | Heat Pump | 460 | 3 |  |  | No Match | No Match |  |  |  | 68000 | 5354 | 12.7 | 9 | 77200 | 6113 | 3.7 | 3.5 | Non Federally-Regulated | 11/14/2000 |  | 07/18/2002
Snyder General Corp. | McQuay | HC140B7 |  | Water-Source | WBAHP: Heat Pump Packaged Unit | Heat Pump | 265 | 1 |  |  | No Match | No Match |  |  |  | 13500 | 1300 | 10.4 | 9 | 17500 | 1350 | 3.8 | 3.2 | Non Federally-Regulated | 02/22/1990 |  | 07/31/1991
Waterfurnace International, Inc. | Waterfurnace International, Inc. | SXV024B0 |  | Water-Source | WBAHP: Heat Pump Packaged Unit | Heat Pump | 230 | 1 |  |  | No Match | No Match |  |  |  | 25500 | 1688 | 15.1 | 10 | 30700 | 1697 | 5.3 |  | Federally-Regulated Commercial & Industrial Equipment | 08/21/1998 |  | 10/02/1998
Florida Heat Pump | Florida Heat Pump | EM072-5HZ/VT |  | Water-Source | WBAHP-CB: Heat Pump Split Syst | Heat Pump | 575 | 3 |  |  | No Match | No Match |  |  |  | 72000 | 5217 | 13.8 | 9 | 72500 | 5446 | 3.9 | 3.5 | Non Federally-Regulated | 07/22/2002 |  | 03/12/2009
Tetco | Tetco | ESII5.0 |  | Ground-Water-Source | WBAHP: Heat Pump Packaged Unit | Heat Pump | 230 | 1 |  |  | No Match | No Match |  |  |  | 51000 | 3893 | 13.1 | 9 | 41400 | 3913 | 3.1 |  | Non Federally-Regulated | 12/14/1998 |  | 04/10/2000
Waterfurnace International, Inc. | Eagle Mountain | ZS030**0*1 |  | Ground-Water-Source | WBAHP: Heat Pump Packaged Unit | Heat Pump | 208 | 1 |  |  | No Match | Single-Speed |  |  |  | 32900 | 1377 | 23.9 | 16.2 | 28300 | 1885 | 4.4 | 3.6 | Non Federally-Regulated | 01/24/2011 |  | 04/19/2013
Waterfurnace International, Inc. | Waterfurnace International, Inc. | SXV120A4 |  | Water-Source | WBAHP: Heat Pump Packaged Unit | Heat Pump | 460 | 3 |  |  | No Match | No Match |  |  |  | 120000 | 9375 | 12.8 | 10.5 | 163000 | 11109 | 4.3 | 3.8 | Federally-Regulated Commercial & Industrial Equipment | 03/31/1998 |  | 05/10/1998
Addison Products | Addison Products | HGY009-8A |  | Ground-Water-Source | WBAHP: Heat Pump Packaged Unit | Heat Pump | 265 | 1 |  |  | No Match | No Match |  |  |  | 9300 | 709 | 13.1 | 9 | 7300 | 668 | 3.2 |  | Non Federally-Regulated | 11/14/2000 |  | 07/18/2002
McQuay International | McQuay | W-LDS/LMH/LDD/LDL-1-10 |  | Water-Source | WBAHP: Heat Pump Packaged Unit | Heat Pump | 230 | 3 |  |  | No Match | No Match |  |  |  | 107000 | 8991 | 11.9 | 9 | 120000 | 9252 | 3.8 | 3.8 | Federally-Regulated Commercial & Industrial Equipment | 10/05/1999 |  | 09/21/2000
Mammoth | Hydrobank II | G030VHJ |  | Water-Source | WBAHP: Heat Pump Packaged Unit | Heat Pump | 460 | 3 |  |  | No Match | No Match |  |  |  | 31000 | 2695 | 11.5 | 10 | 38500 | 2968 | 3.8 |  | Federally-Regulated Commercial & Industrial Equipment | 05/23/2000 |  | 11/14/2000
Mammoth | Hydrobank II | E013HHJ |  | Water-Source | WBAHP: Heat Pump Packaged Unit | Heat Pump | 265 | 1 |  |  | No Match | No Match |  |  |  | 12500 | 1190 | 10.5 | 10 | 17200 | 1326 | 3.8 |  | Federally-Regulated Commercial & Industrial Equipment | 05/23/2000 |  | 03/22/2001
Florida Heat Pump | Florida Heat Pump | GT022-2CS | GT022-2AH/AV | Water-Source | WBAH: Heating Only Packaged Un | Heat Pump | 265 | 1 |  |  | No Match | No Match |  |  |  | 21200 | 1781 | 11.9 | 9 | 21600 | 1808 | 3.5 | 3.5 | Non Federally-Regulated | 04/12/2000 |  | 05/23/2001
Singer | Electro-Hydronics | FV520B3 |  | Water-Source | WBAHP: Heat Pump Packaged Unit | Heat Pump | 230 | 1 |  |  | No Match | No Match |  |  |  | 47000 | 5500 | 8.5 | 7.5 | 58000 | 5600 | 3 | 2.5 | Non Federally-Regulated | 01/05/1982 |  | 09/08/1982
McQuay / Snyder General | Electro-Hydronics | FC420FP |  | Water-Source | WBAHP: Heat Pump Packaged Unit | Heat Pump | 460 | 3 |  |  | No Match | No Match |  |  |  | 42000 | 3850 | 10.9 | 9 | 52000 | 4100 | 3.7 | 3.2 | Non Federally-Regulated | 05/11/1988 |  | 03/15/1989
Command-Aire | Command-Aire | SWPH-353 |  | Water-Source | WBAHP: Heat Pump Packaged Unit | Heat Pump | 208 | 3 |  |  | No Match | No Match |  |  |  | 36000 | 3450 | 10.4 | 9 | 50000 | 3900 | 3.8 | 3.2 | Federally-Regulated Commercial & Industrial Equipment | 01/23/1988 |  | 05/11/1988
California Heat Pump | California Heat Pump | CHP-61V*-32-** |  | Water-Source | WBAHP: Heat Pump Packaged Unit | Heat Pump | 230 | 3 |  |  | No Match | No Match |  |  |  | 61000 | 6900 | 8.8 | 7.5 | 70000 | 7000 | 2.9 | 2.5 | Non Federally-Regulated | 01/05/1982 |  | 06/11/1985
ClimateMaster Inc. | Carrier | 50HQA/HQD120 5/6 |  | Water-Source | WBAHP: Heat Pump Packaged Unit | Heat Pump | 208 | 3 |  |  | No Match | No Match |  |  |  | 124000 | 11071 | 11.2 | 9 | 150000 | 11568 | 3.8 | 3.8 | Federally-Regulated Commercial & Industrial Equipment | 12/14/1998 |  | 10/05/1999
Trane U.S. Inc. | Trane | WPHF0211 |  | Water-Source | WBAHP: Heat Pump Packaged Unit | Heat Pump | 265 | 1 |  |  | No Match | No Match |  |  |  | 21200 | 1422 | 14.9 | 10 | 23600 | 1571 | 4.4 |  | Federally-Regulated Commercial & Industrial Equipment | 12/14/1998 |  | 10/05/1999
ClimateMaster Inc. | Carrier Corp. | 50PSH/V/D060K***2 |  | Ground-Water-Source | WBAHP: Heat Pump Packaged Unit | Heat Pump | 230 | 1 |  |  | No Match | Single-Speed | 2478 | 688 | 92 | 68900 | 2767 | 24.9 | 16.2 | 58200 | 3708 | 4.6 | 3.6 | Non Federally-Regulated | 10/24/2014 |  | 04/22/2015
McQuay / Snyder General | Electro-Hydronics | VE250FK |  | Water-Source | WBAHP: Heat Pump Packaged Unit | Heat Pump | 208 | 3 |  |  | No Match | No Match |  |  |  | 25000 | 2450 | 10.2 | 9 | 31600 | 2500 | 3.7 | 3.2 | Non Federally-Regulated | 05/11/1988 |  | 03/15/1989
Mammoth | Hydrobank II | F031VHG |  | Water-Source | WBAHP: Heat Pump Packaged Unit | Heat Pump | 230 | 3 |  |  | No Match | No Match |  |  |  | 29600 | 2487 | 11.9 | 10 | 37000 | 2581 | 4.2 |  | Federally-Regulated Commercial & Industrial Equipment | 01/18/2001 |  | 03/12/2009
Florida Heat Pump | Florida Heat Pump | EM041-1CF |  | Water-Source | WBAHP: Heat Pump Packaged Unit | Heat Pump | 230 | 1 |  |  | No Match | No Match |  |  |  | 39500 | 2992 | 13.2 | 10 | 50000 | 3488 | 4.2 |  | Federally-Regulated Commercial & Industrial Equipment | 02/02/1998 |  | 03/31/1998
McQuay / Snyder General | Electro-Hydronics | CC350G5 |  | Water-Source | WBAHP: Heat Pump Packaged Unit | Heat Pump | 208 | 1 |  |  | No Match | No Match |  |  |  | 35600 | 3360 | 10.6 | 7.5 | 43000 | 3500 | 3.6 | 2.5 | Non Federally-Regulated | 08/29/1986 |  | 05/11/1988
Waterfurnace International, Inc. | Waterfurnace International, Inc. | SXV068B1 |  | Ground-Water-Source | WBAHP: Heat Pump Packaged Unit | Heat Pump | 230 | 1 |  |  | No Match | No Match |  |  |  | 69000 | 5750 | 12 | 11 | 80000 | 6169 | 3.8 | 3.5 | Non Federally-Regulated | 03/31/1998 |  | 05/10/1998
Waterfurnace International, Inc. | Waterfurnace International, Inc. | P057**1 |  | Ground-Water-Source | WBAHP: Heat Pump Packaged Unit | Heat Pump | 230 | 1 |  |  | No Match | No Match |  |  |  | 60000 | 4761 | 12.6 | 9 | 42000 | 4101 | 3 |  | Non Federally-Regulated | 07/22/2002 |  | 03/12/2009
Florida Heat Pump | Energy Miser | HE62CF-3 |  | Water-Source | WBAHP: Heat Pump Packaged Unit | Heat Pump | 230 | 3 |  |  | No Match | No Match |  |  |  | 62000 | 5740 | 10.8 | 9.3 | 84000 | 6480 | 3.8 | 3.8 | Non Federally-Regulated | 07/31/1991 |  | 03/31/1998
Snyder General Corp. | McQuay | HC230B3 |  | Water-Source | WBAHP: Heat Pump Packaged Unit | Heat Pump | 208 | 1 |  |  | No Match | No Match |  |  |  | 23000 | 2250 | 10.2 | 9 | 28500 | 2455 | 3.4 | 3.2 | Non Federally-Regulated | 02/22/1990 |  | 07/31/1991
McQuay International | McQuay | W-FDL/FDS/FMS-1-007-E |  | Water-Source | WBAHP: Heat Pump Packaged Unit | Heat Pump | 230 | 1 |  |  | No Match | No Match |  |  |  | 6800 | 653 | 10.4 | 10 | 9800 | 736 | 3.9 |  | Federally-Regulated Commercial & Industrial Equipment | 11/14/2000 |  | 07/18/2002
Trane U.S. Inc. | Trane | EXVE0307 |  | Ground-Water-Source | WBAHP: Heat Pump Packaged Unit | Heat Pump | 265 | 1 |  |  | No Match | Single-Speed |  |  |  | 32100 | 1378 | 23.3 | 16.2 | 28200 | 1722 | 4.8 | 3.6 | Non Federally-Regulated | 06/14/2011 |  | 08/15/2014
Florida Heat Pump | Geomaster, LLC | EC030-1CS | EC030-1AH/AV | Ground-Source | WBAHP-CB: Heat Pump Split Syst | Heat Pump | 208 | 1 |  |  | No Match | Single-Speed |  |  |  | 30400 | 2126 | 14.3 | 13.4 | 20600 | 1831 | 3.3 | 3.1 | Non Federally-Regulated | 04/30/2009 |  | 04/20/2015
Mammoth | Hydrobank II | D045HLH |  | Ground-Water-Source | WBAHP: Heat Pump Packaged Unit | Heat Pump | 230 | 1 |  |  | No Match | No Match |  |  |  | 44500 | 3320 | 13.4 | 9 | 34500 | 3369 | 3 |  | Non Federally-Regulated | 06/27/2003 |  | 03/12/2009
Enertech Global, LLC | Enertech | TST036A2 | ACD036 | Ground-Water-Source | WBAHP-CB: Heat Pump Split Syst | Heat Pump | 230 | 3 |  |  | No Match | Single-Speed |  |  |  | 38800 | 1813 | 21.4 | 16.2 | 35700 | 2325 | 4.5 | 3.6 | Non Federally-Regulated | 12/12/2012 |  | 04/29/2015
ClimateMaster Inc. | Genesis Compact | GCH030BH******* |  | Water-Source | WBAHP: Heat Pump Packaged Unit | Heat Pump | 208 | 3 |  |  | No Match | No Match |  |  |  | 27500 | 2272 | 12.1 | 10 | 34600 | 2306 | 4.4 |  | Federally-Regulated Commercial & Industrial Equipment | 07/02/2003 |  | 12/21/2006
Florida Heat Pump | Florida Heat Pump | CE049-1CS | CE049-1AH/AV | Ground-Water-Source | WBAHP-CB: Heat Pump Split Syst | Heat Pump | 230 | 1 |  |  | No Match | Dual-Speed |  |  |  | 53000 | 2849 | 18.6 | 16.2 | 47000 | 3360 | 4.1 | 3.6 | Non Federally-Regulated | 11/30/2011 |  | 05/01/2015
Mammoth | Sol-A-Terra II | E027HSC OR VSC |  | Water-Source | WBAHP-CB: Heat Pump Split Syst | Heat Pump | 265 | 1 |  |  | No Match | No Match |  |  |  | 27400 | 2490 | 11 | 9 | 0 | 0 | 0 |  | Non Federally-Regulated | 06/30/1992 |  | 07/24/1992
Florida Heat Pump | Bosch | AP071-1CF/HZ/VT |  | Ground-Water-Source | WBAHP: Heat Pump Packaged Unit | Heat Pump | 208 | 1 |  |  |  | Single-Speed | 3711 | 840 |  | 78000 | 3578 | 21.8 | 16.2 | 73000 | 4552 | 4.7 | 3.6 | Non Federally-Regulated | 04/22/2015 |  | 05/01/2015
Hydro Delta Corp. | Hydro Delta Corp. | 03-046-WTARD-HE |  | Ground-Water-Source | WBAHP: Heat Pump Packaged Unit | Heat Pump | 230 | 1 |  |  | No Match | No Match |  |  |  | 44000 | 3520 | 12.5 | 11 | 52000 | 3907 | 3.9 | 3.5 | Non Federally-Regulated | 03/31/1998 |  | 05/10/1998
Waterfurnace International, Inc. | Waterfurnace International, Inc. | ATV019D0 |  | Ground-Water-Source | WBAHP: Heat Pump Packaged Unit | Heat Pump | 230 | 1 |  |  | No Match | No Match |  |  |  | 19400 | 1168 | 16.6 | 9 | 13700 | 1115 | 3.6 |  | Non Federally-Regulated | 12/14/1998 |  | 10/06/1999
ClimateMaster Inc. | Carrier Corp. | YCS0423 | FK4CNF005 | Ground-Water-Source | WBAHP-CB: Heat Pump Split Syst | Heat Pump | 208 | 1 |  |  | No Match | Single-Speed |  |  |  | 44100 | 2239 | 19.7 | 16.2 | 37800 | 2842 | 3.9 | 3.6 | Non Federally-Regulated | 09/15/2009 |  | 02/17/2011
Command-Aire | Command-Aire | SWPH-463 |  | Water-Source | WBAHP: Heat Pump Packaged Unit | Heat Pump | 230 | 3 |  |  | No Match | No Match |  |  |  | 46000 | 4800 | 9.6 | 9 | 55000 | 4600 | 3.5 | 3.2 | Non Federally-Regulated | 05/11/1988 |  | 03/15/1989
Enertech Global, LLC | Enertech | HHT024A2 |  | Ground-Source | WBAHP: Heat Pump Packaged Unit | Heat Pump | 208 | 3 |  |  | No Match | Single-Speed |  |  |  | 24500 | 1361 | 18 | 13.4 | 19300 | 1450 | 3.9 | 3.1 | Non Federally-Regulated | 03/02/2012 |  | 12/12/2012
Trane U.S. Inc. | Command-Aire | GSHC0481B |  | Ground-Water-Source | WBAHP: Heat Pump Packaged Unit | Heat Pump | 208 | 1 |  |  | No Match | No Match |  |  |  | 48000 | 3076 | 15.6 | 9 | 36000 | 3296 | 3.2 |  | Non Federally-Regulated | 10/06/1999 |  | 04/10/2000
Geosystems, LLC | Geosystems, LLC | RGT-V048 |  | Ground-Water-Source | WBAHP: Heat Pump Packaged Unit | Heat Pump | 208 | 1 |  |  | No Match | Dual-Speed |  |  |  | 53800 | 2110 | 25.5 | 16.2 | 44900 | 2991 | 4.4 | 3.6 | Non Federally-Regulated | 12/12/2012 |  | 04/19/2013
Addison Products | Addison Products | HWY036-1A |  | Water-Source | WBAHP: Heat Pump Packaged Unit | Heat Pump | 230 | 1 |  |  | No Match | No Match |  |  |  | 34500 | 2518 | 13.7 | 10 | 43300 | 2883 | 4.4 |  | Federally-Regulated Commercial & Industrial Equipment | 11/17/1999 |  | 04/12/2000
Florida Heat Pump | Florida Heat Pump | CW012-0 |  | Water-Source | WBAHP-O: Heat Pump Packaged Un | Heat Pump | 115 | 1 |  |  | No Match | No Match |  |  |  | 11000 | 714 | 15.4 | 10 | 11300 | 704 | 4.7 |  | Federally-Regulated Commercial & Industrial Equipment | 12/14/1998 |  | 02/17/2011
Enertech Global, LLC | Enertech | H042C | MPD042 | Ground-Source | WBAHP-CB: Heat Pump Split Syst | Heat Pump | 230 | 1 |  |  | No Match | Single-Speed |  |  |  | 43800 | 2561 | 17.1 | 13.4 | 35000 | 3019 | 3.4 | 3.1 | Non Federally-Regulated | 07/16/2009 |  | 03/02/2012
Florida Heat Pump | Florida Heat Pump | EP060-4HZ/VT |  | Water-Source | WBAHP: Heat Pump Packaged Unit | Heat Pump | 460 | 3 |  |  | No Match | Single-Speed |  |  |  | 62000 | 3626 | 17.1 | 12 | 72000 | 3638 | 5.8 | 4.2 | Federally-Regulated Commercial & Industrial Equipment | 01/24/2011 |  | 04/21/2014
Command-Aire | Command-Aire | SWP-353 |  | Water-Source | WBAHP: Heat Pump Packaged Unit | Heat Pump | 208 | 3 |  |  | No Match | No Match |  |  |  | 36000 | 3450 | 10.4 | 9 | 50000 | 3900 | 3.8 | 3.2 | Federally-Regulated Commercial & Industrial Equipment | 01/23/1988 |  | 05/11/1988
Enertech Global, LLC | Enertech | GXT060B2 |  | Ground-Water-Source | WBAHP: Heat Pump Packaged Unit | Heat Pump | 230 | 3 |  |  | No Match | Single-Speed | 2376 | 611 | 1 | 65400 | 2986 | 21.9 | 16.2 | 59200 | 3856 | 4.5 | 3.6 | Non Federally-Regulated | 03/02/2012 |  | 01/09/2014
Florida Heat Pump | Florida Heat Pump | EM048-1HZ |  | Water-Source | WBAHP: Heat Pump Packaged Unit | Heat Pump | 208 | 1 |  |  | No Match | No Match |  |  |  | 49000 | 3920 | 12.5 | 10 | 58000 | 3863 | 4.4 |  | Federally-Regulated Commercial & Industrial Equipment | 12/14/1998 |  | 10/05/1999
Command-Aire | Command-Aire | SWP-411 |  | Water-Source | WBAHP: Heat Pump Packaged Unit | Heat Pump | 230 | 1 |  |  | No Match | No Match |  |  |  | 42000 | 4250 | 9.5 | 7.5 | 56000 | 4400 | 3.7 | 2.5 | Non Federally-Regulated | 08/30/1983 |  | 08/29/1986
ClimateMaster Inc. | Climate Master Series | GRV/GRH042AH |  | Ground-Water-Source | WBAHP: Heat Pump Packaged Unit | Heat Pump | 208 | 3 |  |  | No Match | No Match |  |  |  | 40900 | 3029 | 13.5 | 9 | 30400 | 2783 | 3.2 |  | Non Federally-Regulated | 07/22/2002 |  | 03/12/2009
Trane U.S. Inc. | Trane | EXHE0362 |  | Water-Source | WBAHP: Heat Pump Packaged Unit | Heat Pump | 230 | 1 |  |  | No Match | Single-Speed |  |  |  | 35100 | 2208 | 15.9 | 12 | 42000 | 2322 | 5.3 | 4.2 | Federally-Regulated Commercial & Industrial Equipment | 06/14/2011 |  | 08/15/2014
Mammoth | Hydrobank II | G090HHT/VHT |  | Water-Source | WBAHP: Heat Pump Packaged Unit | Heat Pump | 460 | 3 |  |  | No Match | No Match |  |  |  | 87300 | 6419 | 13.6 | 9 | 112000 | 7294 | 4.5 | 3.8 | Federally-Regulated Commercial & Industrial Equipment | 02/02/1998 |  | 03/31/1998
Waterfurnace International, Inc. | Extended Range | WXH/WXV041A*3*** |  | Water-Source | WBAHP-CB: Heat Pump Split Syst | Heat Pump | 230 | 3 |  |  | No Match | No Match |  |  |  | 43500 | 4223 | 10.3 | 9 | 55500 | 4517 | 3.6 |  | Non Federally-Regulated | 09/13/1989 |  | 07/27/1992
ClimateMaster Inc. | Carrier Corp. | 50YFV/H030 |  | Ground-Water-Source | WBAHP: Heat Pump Packaged Unit | Heat Pump | 230 | 1 |  |  | No Match | Single-Speed |  |  |  | 32100 | 1566 | 20.5 | 16.2 | 29800 | 2130 | 4.1 | 3.6 | Non Federally-Regulated | 05/02/2012 |  | 04/22/2015
Command-Aire | Command-Aire | SWPH-217 |  | Water-Source | WBAHP: Heat Pump Packaged Unit | Heat Pump | 265 | 1 |  |  | No Match | No Match |  |  |  | 22000 | 2275 | 9.7 | 9 | 28500 | 2350 | 3.6 | 3.2 | Non Federally-Regulated | 05/11/1988 |  | 03/15/1989
Waterfurnace International, Inc. | Waterfurnace International, Inc. | SXH068B4 |  | Ground-Source | WBAHP: Heat Pump Packaged Unit | Heat Pump | 460 | 3 |  |  | No Match | No Match |  |  |  | 66000 | 5500 | 12 |  | 52000 | 5080 | 3 |  | Non Federally-Regulated | 03/31/1998 |  | 05/10/1998
Mammoth | Hydrobank II | D014HLG |  | Ground-Water-Source | WBAHP: Heat Pump Packaged Unit | Heat Pump | 208 | 1 |  |  | No Match | No Match |  |  |  | 13900 | 992 | 14 | 9 | 11000 | 1039 | 3.1 |  | Non Federally-Regulated | 11/14/2000 |  | 01/18/2001
Waterfurnace International, Inc. | Waterfurnace International, Inc. | VLV/VXV024*0 |  | Water-Source | WBAHP: Heat Pump Packaged Unit | Heat Pump | 208 | 1 |  |  | No Match | No Match |  |  |  | 23800 | 1676 | 14.2 | 10 | 28200 | 1757 | 4.7 |  | Federally-Regulated Commercial & Industrial Equipment | 06/20/2003 |  | 02/17/2011
California Heat Pump | Trane | WPRB-0132 |  | Water-Source | WBAHP: Heat Pump Packaged Unit | Heat Pump | 230 | 1 |  |  | No Match | No Match |  |  |  | 13000 | 1450 | 9 | 7.5 | 17000 | 1450 | 3.4 | 2.5 | Non Federally-Regulated | 06/11/1985 |  | 05/11/1988
Waterfurnace International, Inc. | American Standard, Inc. | AVGX036**1**1 |  | Water-Source | WBAHP: Heat Pump Packaged Unit | Heat Pump | 208 | 1 |  |  | No Match | Variable-Speed |  |  |  | 32000 | 1778 | 18 | 12 | 50000 | 2765 | 5.3 | 4.2 | Federally-Regulated Commercial & Industrial Equipment | 12/12/2012 |  | 10/24/2014
Mammoth | Hydrobank II | G130VHG |  | Water-Source | WBAHP: Heat Pump Packaged Unit | Heat Pump | 460 | 3 |  |  | No Match | No Match |  |  |  | 124000 | 9538 | 13 | 9 | 159000 | 11646 | 4 | 3.8 | Federally-Regulated Commercial & Industrial Equipment | 05/23/2000 |  | 01/18/2001
Florida Heat Pump | Florida Heat Pump | EM042-3CS | EM042-1AH/AV | Ground-Water-Source | WBAHP-CB: Heat Pump Split Syst | Heat Pump | 208 | 3 |  |  | No Match | No Match |  |  |  | 43000 | 3257 | 13.2 | 9 | 30000 | 2929 | 3 |  | Non Federally-Regulated | 05/29/2001 |  | 07/18/2002
Florida Heat Pump | Florida Heat Pump | GT062-4CS | GT062-4AH/AV | Ground-Water-Source | WBAHP-CB: Heat Pump Split Syst | Heat Pump | 460 | 3 |  |  | No Match | No Match |  |  |  | 59500 | 4685 | 12.7 | 9 | 49000 | 4950 | 2.9 |  | Non Federally-Regulated | 04/10/2000 |  | 07/18/2002
ClimateMaster Inc. | Carrier Corp. | 50PRH/V009 4 |  | Water-Source | WBAHP: Heat Pump Packaged Unit | Heat Pump | 265 | 1 |  |  | No Match | Single-Speed |  |  |  | 8800 | 657 | 13.4 | 11.2 | 11600 | 809 | 4.2 | 4.2 | Federally-Regulated Commercial & Industrial Equipment | 01/24/2011 |  | 08/23/2011
Econar | Econar | GV181 |  | Ground-Source | WBAHP: Heat Pump Packaged Unit | Heat Pump | 208 | 1 |  |  | No Match | No Match |  |  |  | 16700 | 1274 | 13.1 |  | 16500 | 1465 | 3.3 |  | Non Federally-Regulated | 03/31/1998 |  | 05/10/1998
Mammoth | Hydrobank II | D010VLG |  | Ground-Water-Source | WBAHP: Heat Pump Packaged Unit | Heat Pump | 230 | 1 |  |  | No Match | No Match |  |  |  | 10100 | 742 | 13.6 | 9 | 7900 | 746 | 3.1 |  | Non Federally-Regulated | 01/18/2001 |  | 07/18/2002
Command-Aire | Command-Aire | SWP287E |  | Water-Source | WBAHP: Heat Pump Packaged Unit | Heat Pump | 265 | 1 |  |  | No Match | No Match |  |  |  | 30000 | 2720 | 11 | 9 | 42000 | 3000 | 4 | 3.2 | Non Federally-Regulated | 05/11/1988 |  | 03/15/1989
Florida Heat Pump | Energy Miser | LTH40-2 |  | Ground-Water-Source | WBAHP: Heat Pump Packaged Unit | Heat Pump | 265 | 1 |  |  | No Match | No Match |  |  |  | 36400 | 3250 | 11.2 | 11 | 42000 | 3515 | 3.5 | 3.4 | Non Federally-Regulated | 07/31/1991 |  | 03/31/1998
Waterfurnace International, Inc. | Waterfurnace International, Inc. | ATV066D1 |  | Ground-Source | WBAHP: Heat Pump Packaged Unit | Heat Pump | 230 | 1 |  |  | No Match | No Match |  |  |  | 67000 | 5000 | 13.4 |  | 50000 | 4884 | 3 |  | Non Federally-Regulated | 03/31/1998 |  | 05/10/1998
Bard Manufacturing Company, Inc. | Bard | WPV30C |  | Ground-Source | WBAHP: Heat Pump Packaged Unit | Heat Pump | 208 | 1 |  |  | No Match | No Match |  |  |  | 27000 | 2076 | 13 |  | 19000 | 1988 | 2.8 |  | Non Federally-Regulated | 03/31/1998 |  | 05/10/1998
Waterfurnace International, Inc. | Waterfurnace International, Inc. | SXH019A2 |  | Water-Source | WBAHP-CB: Heat Pump Split Syst | Heat Pump | 265 | 1 |  |  | No Match | No Match |  |  |  | 19500 | 1402 | 13.9 | 9 | 22800 | 1629 | 4.1 | 3.5 | Non Federally-Regulated | 02/02/1998 |  | 08/21/1998
Mammoth | Geox | ZD019HSC |  | Water-Source | WBAHP: Heat Pump Packaged Unit | Heat Pump | 208 | 1 |  |  | No Match | No Match |  |  |  | 18900 | 1806 | 10.5 | 7.5 | 23600 | 1968 | 3.5 | 2.5 | Non Federally-Regulated | 06/11/1985 |  | 05/11/1988
Waterfurnace International, Inc. | Rybacki - Hart Enterprises | QT064**1 |  | Ground-Source | WBAHP: Heat Pump Packaged Unit | Heat Pump | 208 | 1 |  |  | No Match | Dual-Speed |  |  |  | 59400 | 3934 | 15.1 | 13.4 | 41300 | 3560 | 3.4 | 3.1 | Non Federally-Regulated | 01/24/2011 |  | 04/19/2013
ClimateMaster Inc. | Climate Master Series | GSV/GSH060AG |  | Ground-Water-Source | WBAHP: Heat Pump Packaged Unit | Heat Pump | 208 | 1 |  |  | No Match | No Match |  |  |  | 61100 | 4333 | 14.1 | 9 | 49700 | 4550 | 3.2 |  | Non Federally-Regulated | 04/10/2000 |  | 07/18/2002
Florida Heat Pump | Florida Heat Pump | EM031-1HZ |  | Water-Source | WBAHP: Heat Pump Packaged Unit | Heat Pump | 230 | 1 |  |  | No Match | No Match |  |  |  | 32000 | 2285 | 14 | 10 | 42000 | 2735 | 4.5 |  | Federally-Regulated Commercial & Industrial Equipment | 12/14/1998 |  | 10/05/1999
Waterfurnace International, Inc. | Waterfurnace International, Inc. | NDV/NDH049F1*1 |  | Ground-Water-Source | WBAHP: Heat Pump Packaged Unit | Heat Pump | 208 | 1 |  |  | No Match | Dual-Speed |  |  |  | 56200 | 2294 | 24.5 | 16.2 | 46300 | 2950 | 4.6 | 3.6 | Non Federally-Regulated | 05/02/2012 |  | 04/19/2013
ClimateMaster Inc. | Climate Master Series | 80120G |  | Water-Source | WBAHP: Heat Pump Packaged Unit | Heat Pump | 230 | 1 |  |  | No Match | No Match |  |  |  | 19000 | 1750 | 10.9 | 9 | 23200 | 1888 | 3.6 | 3.2 | Non Federally-Regulated | 05/11/1988 |  | 03/15/1989
Command-Aire | Command-Aire | RWP-833 |  | Water-Source | WBAHP: Heat Pump Packaged Unit | Heat Pump | 208 | 3 |  |  | No Match | No Match |  |  |  | 91800 | 9120 | 10.1 | 9.2 | 116000 | 9520 | 3.6 | 2.5 | Non Federally-Regulated | 02/22/1990 |  | 07/31/1991
Snyder General Corp. | McQuay | CCW012A*G |  | Water-Source | WBAHP: Heat Pump Packaged Unit | Heat Pump | 208 | 1 |  |  | No Match | No Match |  |  |  | 12000 | 1045 | 11.5 | 9 | 15000 | 1095 | 4 | 3.2 | Non Federally-Regulated | 02/22/1990 |  | 07/31/1991
Waterfurnace International, Inc. | Waterfurnace International, Inc. | SXV030A0 |  | Water-Source | WBAHP: Heat Pump Packaged Unit | Heat Pump | 230 | 1 |  |  | No Match | No Match |  |  |  | 30600 | 2125 | 14.4 | 10 | 36600 | 2145 | 5 |  | Federally-Regulated Commercial & Industrial Equipment | 02/02/1998 |  | 03/31/1998
Hydro Delta Corp. | Hydro Delta Corp. | 03-020-WTARH |  | Water-Source | WBAHP-CB: Heat Pump Split Syst | Heat Pump | 230 | 1 |  |  | No Match | No Match |  |  |  | 22400 | 1723 | 13 | 9 | 26000 | 1905 | 4 | 3.5 | Non Federally-Regulated | 12/14/1998 |  | 10/05/1999
Geoflex Systems, Inc. | Geoflex Systems, Inc. | GS1S-V/H/D/M-024WACBP |  | Ground-Source | WBAHP: Heat Pump Packaged Unit | Both Heat Pump and Electric Re | 230 | 3 |  |  | No Match | Single-Speed |  |  |  | 21100 | 1071 | 19.7 | 13.4 | 15100 | 1165 | 3.8 | 3.1 | Non Federally-Regulated | 03/02/2012 |  | 01/09/2014
Enertech Global, LLC | Roth Industries, Inc. | RXT072D3 |  | Ground-Source | WBAHP: Heat Pump Packaged Unit | Heat Pump | 460 | 3 |  |  | No Match | Single-Speed | 3498 | 710 | 1 | 71100 | 4207 | 16.9 | 13.4 | 55900 | 4551 | 3.6 | 3.1 | Non Federally-Regulated | 12/12/2012 |  | 04/21/2014
Florida Heat Pump | Florida Heat Pump | EM048-1CS | EM048-1AH/AV | Ground-Water-Source | WBAHP-CB: Heat Pump Split Syst | Heat Pump | 230 | 1 |  |  | No Match | No Match |  |  |  | 50000 | 4000 | 12.5 | 9 | 37000 | 3387 | 3.2 |  | Non Federally-Regulated | 05/29/2001 |  | 07/18/2002
Florida Heat Pump | Florida Heat Pump | EM072-1HZ |  | Water-Source | WBAHP: Heat Pump Packaged Unit | Heat Pump | 208 | 1 |  |  | No Match | No Match |  |  |  | 71000 | 5107 | 13.9 | 9 | 76000 | 4842 | 4.6 | 3.8 | Federally-Regulated Commercial & Industrial Equipment | 12/14/1998 |  | 10/05/1999
Florida Heat Pump | Clean Energy Developments Corp. | PS048-1CF/HZ/VT |  | Water-Source | WBAHP: Heat Pump Packaged Unit | Heat Pump | 230 | 1 |  |  | No Match | Single-Speed |  |  |  | 48500 | 3392 | 13.9 | 12 | 56500 | 3379 | 4.9 | 4.2 | Federally-Regulated Commercial & Industrial Equipment | 07/06/2011 |  | 09/03/2012
ClimateMaster Inc. | Climate Master | TES/P026A | TAH026B | Ground-Water-Source | WBAHP-CB: Heat Pump Split Syst | Heat Pump | 208 | 1 |  |  | No Match | Single-Speed |  |  |  | 28900 | 1116 | 25.9 | 16.2 | 25500 | 1495 | 5 | 3.6 | Non Federally-Regulated | 12/12/2012 |  | 01/09/2014
Carrier Corp. | Carrier | 50Q*V06050 |  | Water-Source | WBAHP: Heat Pump Packaged Unit | Heat Pump | 208 | 3 |  |  | No Match | No Match |  |  |  | 60000 | 5000 | 12 | 10 | 70000 | 5128 | 4 |  | Federally-Regulated Commercial & Industrial Equipment | 08/02/1993 |  | 03/08/1996
Carrier Corp. | Carrier | 50HQ,VQ0274 |  | Water-Source | WBAHP: Heat Pump Packaged Unit | Heat Pump | 277 | 1 |  |  | No Match | No Match |  |  |  | 25000 | 2750 | 9.1 | 9 | 28000 | 2850 | 2.9 | 3.2 | Non Federally-Regulated | 05/11/1988 |  | 03/15/1989
Thermal Energy Systems | Jacobsen Energy Ind., Inc. | 36***3**** |  | Water-Source | WBAHP: Heat Pump Packaged Unit | Heat Pump | 230 | 1 |  |  | No Match | No Match |  |  |  | 36500 | 3100 | 11.8 | 9 | 43800 | 3425 | 3.7 | 3.2 | Federally-Regulated Commercial & Industrial Equipment | 01/23/1988 |  | 07/27/1992
McQuay International | McQuay | W-CDD/CDE/CMG-1-036-F |  | Water-Source | WBAHP: Heat Pump Packaged Unit | Heat Pump | 230 | 3 |  |  | No Match | No Match |  |  |  | 35300 | 2674 | 13.2 | 10 | 40500 | 2825 | 4.2 |  | Federally-Regulated Commercial & Industrial Equipment | 10/05/1999 |  | 09/21/2000
Hydro Delta Corp. | Hydro Delta Corp. | 03-046-WTARD-HE |  | Ground-Water-Source | WBAHP: Heat Pump Packaged Unit | Heat Pump | 230 | 1 |  |  | No Match | No Match |  |  |  | 43000 | 3282 | 13.1 | 9 | 35000 | 3204 | 3.2 |  | Non Federally-Regulated | 10/06/1999 |  | 04/10/2000
Addison Products | Addison Products | HWPH028-1J |  | Water-Source | WBAHP: Heat Pump Packaged Unit | Heat Pump | 230 | 1 |  |  | No Match | No Match |  |  |  | 27600 | 2509 | 11 | 10 | 36400 | 2735 | 3.9 |  | Federally-Regulated Commercial & Industrial Equipment | 12/14/1998 |  | 11/14/2000
Trane U.S. Inc. | Trane | GEHA015 |  | Water-Source | WBAHP: Heat Pump Packaged Unit | Heat Pump | 208 | 1 |  |  | No Match | No Match |  |  |  | 13931 | 995 | 14 | 10 | 16770 | 1045 | 4.7 |  | Federally-Regulated Commercial & Industrial Equipment | 04/12/2000 |  | 09/25/2002
Command-Aire | Command-Aire | SWP-1233 |  | Water-Source | WBAHP: Heat Pump Packaged Unit | Heat Pump | 208 | 3 |  |  | No Match | No Match |  |  |  | 140000 | 15400 | 9.1 | 9.6 | 199000 | 14600 | 4 | 2.9 | Federally-Regulated Commercial & Industrial Equipment | 03/31/1998 |  | 05/10/1998
McQuay / Snyder General | Electro-Hydronics | CW1000FK |  | Water-Source | WBAHP: Heat Pump Packaged Unit | Heat Pump | 208 | 3 |  |  | No Match | No Match |  |  |  | 107000 | 10000 | 10.7 | 9.2 | 136000 | 10400 | 3.8 | 2.5 | Non Federally-Regulated | 08/29/1986 |  | 05/11/1988
Enertech Global, LLC | Enertech | HRT060A | MPD060 | Ground-Source | WBAHP-CB: Heat Pump Split Syst | Heat Pump | 230 | 1 |  |  | No Match | Single-Speed |  |  |  | 62500 | 3571 | 17.5 | 13.4 | 46300 | 3769 | 3.6 | 3.1 | Non Federally-Regulated | 09/03/2012 |  | 12/12/2012
Mammoth | Hydrobank II | D043HHJ |  | Water-Source | WBAHP: Heat Pump Packaged Unit | Heat Pump | 230 | 1 |  |  | No Match | No Match |  |  |  | 40000 | 3571 | 11.2 | 10 | 51500 | 3869 | 3.9 |  | Federally-Regulated Commercial & Industrial Equipment | 01/18/2001 |  | 03/22/2001
Carrier Corp. - Syracuse | Carrier | 50QXH0725 |  | Water-Source | WBAHP: Heat Pump Packaged Unit | Heat Pump | 208 | 3 |  |  | No Match | No Match |  |  |  | 71000 | 6228 | 11.4 | 9.2 | 92000 | 6420 | 4.2 | 2.5 | Non Federally-Regulated | 02/22/1990 |  | 07/31/1991
Waterfurnace International, Inc. | Eagle Mountain | YS024**1*4 |  | Ground-Water-Source | WBAHP: Heat Pump Packaged Unit | Heat Pump | 208 | 1 |  |  | No Match | Single-Speed |  |  |  | 26400 | 1128 | 23.4 | 16.2 | 22300 | 1452 | 4.5 | 3.6 | Non Federally-Regulated | 01/24/2011 |  | 04/19/2013
ClimateMaster Inc. | Trane | WPCC0152 |  | Water-Source | WBAHP-O: Heat Pump Packaged Un | Heat Pump | 208 | 1 |  |  | No Match | No Match |  |  |  | 14600 | 1390 | 10.5 | 9 | 16800 | 1365 | 3.6 | 3.2 | Non Federally-Regulated | 02/22/1990 |  | 07/31/1991
Enertech Global, LLC | Enertech | HCT024C |  | Ground-Water-Source | WBAHP: Heat Pump Packaged Unit | Heat Pump | 230 | 1 |  |  | No Match | Single-Speed |  |  |  | 28400 | 1048 | 27.1 | 16.2 | 24300 | 1344 | 5.3 | 3.6 | Non Federally-Regulated | 05/02/2012 |  | 04/21/2014
Singer | Electro-Hydronics | UC240C5 |  | Water-Source | WBAHP: Heat Pump Packaged Unit | Heat Pump | 208 | 1 |  |  | No Match | No Match |  |  |  | 24000 | 2850 | 8.4 | 7.5 | 28500 | 2900 | 2.9 | 2.5 | Non Federally-Regulated | 01/05/1982 |  | 09/08/1982
Mammoth | Hydrobank II | D024HHH/VHH |  | Water-Source | WBAHP: Heat Pump Packaged Unit | Heat Pump | 230 | 1 |  |  | No Match | No Match |  |  |  | 24600 | 2157 | 11.4 | 10 | 31700 | 2444 | 3.8 |  | Federally-Regulated Commercial & Industrial Equipment | 12/14/1998 |  | 05/23/2000
Florida Heat Pump | Florida Heat Pump | EM042-1VT/HZ/CF |  | Water-Source | WBAHP: Heat Pump Packaged Unit | Heat Pump | 208 | 1 |  |  | No Match | No Match |  |  |  | 42000 | 3181 | 13.2 | 10 | 51000 | 3475 | 4.3 |  | Federally-Regulated Commercial & Industrial Equipment | 10/05/1999 |  | 04/12/2000
Mammoth | Hydrobank II | K100HHK |  | Water-Source | WBAHP: Heat Pump Packaged Unit | Heat Pump | 575 | 3 |  |  | No Match | No Match |  |  |  | 100000 | 7299 | 13.7 | 9 | 127000 | 8456 | 4.4 | 3.8 | Federally-Regulated Commercial & Industrial Equipment | 03/22/2001 |  | 01/22/2003
ClimateMaster Inc. | Climate Master Series | 81620G |  | Water-Source | WBAHP-O: Heat Pump Packaged Un | Heat Pump | 208 | 1 |  |  | No Match | No Match |  |  |  | 20000 | 1503 | 13.3 | 10 | 24000 | 1598 | 4.4 |  | Federally-Regulated Commercial & Industrial Equipment | 04/12/2000 |  | 01/18/2001
Command-Aire | Command-Aire | SWPXR611E |  | Water-Source | WBAHP: Heat Pump Packaged Unit | Heat Pump | 230 | 1 |  |  | No Match | No Match |  |  |  | 62000 | 5640 | 11 | 7.5 | 74000 | 5290 | 4.1 | 2.5 | Non Federally-Regulated | 05/16/1984 |  | 05/11/1988
Addison Products | Addison Products | VWPG017-1B-XL* |  | Ground-Water-Source | WBAHP: Heat Pump Packaged Unit | Heat Pump | 230 | 1 |  |  | No Match | No Match |  |  |  | 16300 | 1124 | 14.5 | 9 | 11500 | 1087 | 3.1 |  | Non Federally-Regulated | 12/14/1998 |  | 04/10/2000
Addison Products | Addison Products | WPH064-1JC/1JBC |  | Water-Source | WBAHP-CB: Heat Pump Split Syst | Heat Pump | 208 | 1 |  |  | No Match | No Match |  |  |  | 63500 | 5080 | 12.5 | 9 | 76000 | 6362 | 3.5 | 3.5 | Non Federally-Regulated | 10/05/1999 |  | 09/21/2000
Econar | Econar | GH1200 |  | Ground-Water-Source | WBAHP: Heat Pump Packaged Unit | Heat Pump | 208 | 3 |  |  | No Match | No Match |  |  |  | 109000 | 9083 | 12 | 9 | 107000 | 10453 | 3 |  | Non Federally-Regulated | 12/14/1998 |  | 03/18/2002
ClimateMaster Inc. | Climate Master Series | 814-027-G******** |  | Water-Source | WBAHP: Heat Pump Packaged Unit | Heat Pump | 208 | 1 |  |  | No Match | No Match |  |  |  | 26500 | 2284 | 11.6 | 9 | 29500 | 2275 | 3.7 | 3.2 | Non Federally-Regulated | 02/22/1990 |  | 07/31/1991
Florida Heat Pump | Florida Heat Pump | GT042-4CF/HZ/VT |  | Ground-Water-Source | WBAHP: Heat Pump Packaged Unit | Heat Pump | 460 | 3 |  |  | No Match | No Match |  |  |  | 42500 | 3148 | 13.5 | 9 | 31600 | 2805 | 3.3 |  | Non Federally-Regulated | 04/10/2000 |  | 05/29/2001
ClimateMaster Inc. | Carrier | RVC048***60*** |  | Water-Source | WBAHP: Heat Pump Packaged Unit | Heat Pump | 460 | 3 |  |  | No Match | No Match |  |  |  | 47900 | 4094 | 11.7 | 10 | 61100 | 4072 | 4.4 |  | Federally-Regulated Commercial & Industrial Equipment | 07/02/2003 |  | 03/12/2009
ClimateMaster Inc. | Carrier Corp. | 50PCH/V012 |  | Ground-Water-Source | WBAHP: Heat Pump Packaged Unit | Heat Pump | 208 | 1 |  |  | No Match | Single-Speed |  |  |  | 13700 | 659 | 20.8 | 16.2 | 12500 | 964 | 3.8 | 3.6 | Non Federally-Regulated | 10/24/2014 |  | 04/22/2015
Waterfurnace International, Inc. | Waterfurnace International, Inc. | SXH058B1 |  | Water-Source | WBAHP: Heat Pump Packaged Unit | Heat Pump | 208 | 1 |  |  | No Match | No Match |  |  |  | 55000 | 4074 | 13.5 | 10 | 69000 | 4493 | 4.5 |  | Federally-Regulated Commercial & Industrial Equipment | 02/02/1998 |  | 03/31/1998
Waterfurnace International, Inc. | Spectra | SXH013A2 |  | Water-Source | WBAHP: Heat Pump Packaged Unit | Heat Pump | 265 | 1 |  |  | No Match | No Match |  |  |  | 12700 | 858 | 14.8 | 10 | 15100 | 922 | 4.8 |  | Federally-Regulated Commercial & Industrial Equipment | 06/02/1993 |  | 06/03/1993
Florida Heat Pump | Florida Heat Pump | EM028-3CS | EM028-1AV | Water-Source | WBAHP-C: Heat Pump Split Syste | Heat Pump | 208 | 3 |  |  | No Match | No Match |  |  |  | 27500 | 1964 | 14 | 10 | 33000 | 2198 | 4.4 |  | Federally-Regulated Commercial & Industrial Equipment | 02/02/1998 |  | 03/31/1998
Carrier Corp. | Carrier | 50QXH0363 |  | Water-Source | WBAHP: Heat Pump Packaged Unit | Heat Pump | 208 | 1 |  |  | No Match | No Match |  |  |  | 35800 | 2864 | 12.5 | 9 | 41500 | 3040 | 4 | 3.2 | Non Federally-Regulated | 10/10/1989 |  | 07/31/1991
ClimateMaster Inc. | Carrier | RHC006***30*** |  | Water-Source | WBAHP: Heat Pump Packaged Unit | Heat Pump | 208 | 1 |  |  | No Match | No Match |  |  |  | 6600 | 545 | 12.1 | 10 | 8500 | 607 | 4.1 |  | Federally-Regulated Commercial & Industrial Equipment | 07/02/2003 |  | 03/12/2009
Waterfurnace International, Inc. | Waterfurnace International, Inc. | CC/CE/CS/CW07*0 |  | Ground-Water-Source | WBAHP: Heat Pump Packaged Unit | Heat Pump | 230 | 1 |  |  | No Match | No Match |  |  |  | 7300 | 493 | 14.8 | 9 | 5600 | 529 | 3.1 |  | Non Federally-Regulated | 11/14/2000 |  | 07/18/2002
ClimateMaster Inc. | Climate Master Series | VS/VL/HS/HL048 |  | Water-Source | WBAHP: Heat Pump Packaged Unit | Heat Pump | 208 | 3 |  |  | No Match | No Match |  |  |  | 47500 | 4318 | 11 | 9.3 | 57000 | 4394 | 3.8 | 3.8 | Non Federally-Regulated | 07/31/1991 |  | 03/31/1998
Mammoth | Hydrobank II | G031VLG |  | Ground-Water-Source | WBAHP: Heat Pump Packaged Unit | Heat Pump | 460 | 3 |  |  | No Match | No Match |  |  |  | 31000 | 2348 | 13.2 | 9 | 25000 | 2289 | 3.2 |  | Non Federally-Regulated | 05/23/2000 |  | 11/14/2000
Addison Products | Addison Products | DWPG066-1B-XL* |  | Ground-Water-Source | WBAHP: Heat Pump Packaged Unit | Heat Pump | 208 | 1 |  |  | No Match | No Match |  |  |  | 65000 | 23214 | 2.8 | 9 | 48000 | 5024 | 2.8 |  | Non Federally-Regulated | 05/15/1998 |  | 07/29/1998
Command-Aire | Command-Aire | SWP281E |  | Water-Source | WBAHP: Heat Pump Packaged Unit | Heat Pump | 208 | 1 |  |  | No Match | No Match |  |  |  | 30000 | 2720 | 11 | 9 | 42000 | 3000 | 4 | 3.2 | Non Federally-Regulated | 05/11/1988 |  | 03/15/1989
Waterfurnace International, Inc. | American Standard, Inc. | A1GC024***1**0 |  | Ground-Water-Source | WBAHP: Heat Pump Packaged Unit | Heat Pump | 208 | 1 |  |  | No Match | Single-Speed |  |  |  | 26400 | 1158 | 22.8 | 16.2 | 22300 | 1634 | 4 | 3.6 | Non Federally-Regulated | 08/23/2011 |  | 10/24/2014
Mammoth | Hydrobank II | E025VHG |  | Water-Source | WBAHP: Heat Pump Packaged Unit | Heat Pump | 265 | 1 |  |  | No Match | No Match |  |  |  | 24600 | 1822 | 13.5 | 10 | 29300 | 1866 | 4.6 |  | Federally-Regulated Commercial & Industrial Equipment | 01/18/2001 |  | 01/24/2002
ClimateMaster Inc. | Carrier Corp. | 50YEH/V/D024K***3 |  | Water-Source | WBAHP: Heat Pump Packaged Unit | Heat Pump | 208 | 1 |  |  | No Match | Single-Speed |  |  |  | 23900 | 1335 | 17.9 | 12 | 30400 | 1461 | 6.1 | 4.2 | Federally-Regulated Commercial & Industrial Equipment | 10/24/2014 |  | 04/22/2015
Waterfurnace International, Inc. | Rybacki - Hart Enterprises | ZS036**3*1 |  | Ground-Water-Source | WBAHP: Heat Pump Packaged Unit | Heat Pump | 230 | 3 |  |  | No Match | Single-Speed |  |  |  | 37700 | 1639 | 23 | 16.2 | 33000 | 2249 | 4.3 | 3.6 | Non Federally-Regulated | 01/24/2011 |  | 04/19/2013
ClimateMaster Inc. | Carrier | 50HQA/HQD096 3 |  | Water-Source | WBAHP: Heat Pump Packaged Unit | Heat Pump | 208 | 1 |  |  | No Match | No Match |  |  |  | 95000 | 8636 | 11 | 9 | 114000 | 8792 | 3.8 | 3.8 | Federally-Regulated Commercial & Industrial Equipment | 02/02/1998 |  | 03/31/1998
Waterfurnace International, Inc. | Waterfurnace International, Inc. | SXH036*2 |  | Ground-Water-Source | WBAHP: Heat Pump Packaged Unit | Heat Pump | 265 | 1 |  |  | No Match | No Match |  |  |  | 36400 | 2676 | 13.6 | 9 | 26000 | 2380 | 3.2 |  | Non Federally-Regulated | 10/06/1999 |  | 04/10/2000
Waterfurnace International, Inc. | Eagle Mountain | ZS048**3*1 |  | Ground-Water-Source | WBAHP: Heat Pump Packaged Unit | Heat Pump | 230 | 3 |  |  | No Match | Single-Speed |  |  |  | 52000 | 2222 | 23.4 | 16.2 | 45900 | 3203 | 4.2 | 3.6 | Non Federally-Regulated | 01/24/2011 |  | 04/19/2013
Mammoth | Geox | ZD013VHF |  | Water-Source | WBAHP: Heat Pump Packaged Unit | Heat Pump | 208 | 1 |  |  | No Match | No Match |  |  |  | 13200 | 1200 | 11 | 9 | 17400 | 1377 | 3.7 | 3.2 | Federally-Regulated Commercial & Industrial Equipment | 12/26/1990 |  | 07/27/1992
Florida Heat Pump | Florida Heat Pump | EM007-1CF/HZ/VT |  | Water-Source | WBAHP-CB: Heat Pump Split Syst | Heat Pump | 208 | 1 |  |  | No Match | No Match |  |  |  | 8200 | 683 | 12 | 9 | 10000 | 791 | 3.7 | 3.5 | Non Federally-Regulated | 07/22/2002 |  | 03/12/2009
Friedrich Air Conditioning Co. | Climate Master Series | 804-031-F********* |  | Water-Source | WBAHP: Heat Pump Packaged Unit | Heat Pump | 460 | 1 |  |  | No Match | No Match |  |  |  | 30000 | 2900 | 10.3 | 7.5 | 40500 | 3200 | 3.7 | 2.5 | Non Federally-Regulated | 05/16/1984 |  | 08/29/1986
Geoflex Systems, Inc. | Geoflex Systems, Inc. | GF1S-V/H/D/M-036WACBP |  | Ground-Water-Source | WBAHP: Heat Pump Packaged Unit | Both Heat Pump and Electric Re | 200 | 3 |  |  | No Match | Single-Speed |  |  |  | 36000 | 1417 | 25.4 | 16.2 | 30900 | 1887 | 4.8 | 3.6 | Non Federally-Regulated | 03/02/2012 |  | 01/09/2014
Carrier Corp. | Carrier | 50QXH0073 |  | Water-Source | WBAHP: Heat Pump Packaged Unit | Heat Pump | 208 | 1 |  |  | No Match | No Match |  |  |  | 7400 | 591 | 12.5 | 9 | 9400 | 611 | 4.4 | 3.2 | Federally-Regulated Commercial & Industrial Equipment | 02/05/1990 |  | 02/22/1990
McQuay / Snyder General | Electro-Hydronics | LWP25AK |  | Water-Source | WBAHP: Heat Pump Packaged Unit | Heat Pump | 208 | 3 |  |  | No Match | No Match |  |  |  | 256000 | 22000 | 11.6 |  | 284000 | 22400 | 3.7 |  | Non Federally-Regulated | 05/11/1988 |  | 03/15/1989
Addison Products | Addison Products | VWPG054-1B-XL* |  | Water-Source | WBAHP-CB: Heat Pump Split Syst | Heat Pump | 230 | 1 |  |  | No Match | No Match |  |  |  | 55000 | 4166 | 13.2 | 9 | 61500 | 4506 | 4 | 3.5 | Non Federally-Regulated | 12/14/1998 |  | 10/05/1999
McQuay International | McQuay | CCH/CCW042C-G |  | Water-Source | WBAHP: Heat Pump Packaged Unit | Heat Pump | 230 | 1 |  |  | No Match | No Match |  |  |  | 40500 | 3521 | 11.5 | 10 | 49500 | 3625 | 4 |  | Federally-Regulated Commercial & Industrial Equipment | 11/17/1999 |  | 09/21/2000
Waterfurnace International, Inc. | Geosmart Energy, Inc. | YS030**1*4 |  | Ground-Water-Source | WBAHP: Heat Pump Packaged Unit | Heat Pump | 230 | 1 |  |  | No Match | Single-Speed |  |  |  | 32900 | 1377 | 23.9 | 16.2 | 28300 | 1885 | 4.4 | 3.6 | Non Federally-Regulated | 01/24/2011 |  | 05/01/2015
Waterfurnace International, Inc. | Waterfurnace International, Inc. | ATH045D3 |  | Ground-Water-Source | WBAHP: Heat Pump Packaged Unit | Heat Pump | 208 | 3 |  |  | No Match | No Match |  |  |  | 50000 | 3571 | 14 | 9 | 33000 | 3119 | 3.1 |  | Non Federally-Regulated | 12/14/1998 |  | 10/06/1999
Bard Manufacturing Company, Inc. | Bard | QW481-C |  | Ground-Water-Source | WBAHP: Heat Pump Packaged Unit | Heat Pump | 460 | 3 |  |  | No Match | No Match |  |  |  | 45000 | 3020 | 14.9 | 9 | 30200 | 2854 | 3.1 |  | Non Federally-Regulated | 07/22/2002 |  | 03/12/2009
Waterfurnace International, Inc. | Geosmart Energy, Inc. | YS030**1*0 |  | Water-Source | WBAHP: Heat Pump Packaged Unit | Heat Pump | 208 | 1 |  |  | No Match | Single-Speed |  |  |  | 29500 | 1980 | 14.9 | 12 | 34600 | 2113 | 4.8 | 4.2 | Federally-Regulated Commercial & Industrial Equipment | 01/24/2011 |  | 05/01/2015
Waterfurnace International, Inc. | Waterfurnace International, Inc. | USV/USH036**0*4 |  | Water-Source | WBAHP: Heat Pump Packaged Unit | Heat Pump | 208 | 1 |  |  | No Match | Single-Speed |  |  |  | 33300 | 2220 | 15 | 12 | 40600 | 2479 | 4.8 | 4.2 | Federally-Regulated Commercial & Industrial Equipment | 06/14/2011 |  | 03/02/2012
ClimateMaster Inc. | Climate Master Series | VP/HP030 F/H |  | Water-Source | WBAHP: Heat Pump Packaged Unit | Heat Pump | 208 | 3 |  |  | No Match | No Match |  |  |  | 29000 | 2230 | 13 | 9.3 | 36000 | 2397 | 4.4 | 3.8 | Federally-Regulated Commercial & Industrial Equipment | 03/31/1998 |  | 05/10/1998
Waterfurnace International, Inc. | Waterfurnace International, Inc. | SXH058B3 |  | Water-Source | WBAHP: Heat Pump Packaged Unit | Heat Pump | 230 | 3 |  |  | No Match | No Match |  |  |  | 55000 | 4044 | 13.6 | 10 | 69000 | 4493 | 4.5 |  | Federally-Regulated Commercial & Industrial Equipment | 07/29/1998 |  | 10/02/1998
Enertech Global, LLC | Enertech | GSC060 | ACD060 | Ground-Water-Source | WBAHP-C: Heat Pump Split Syste | Heat Pump | 208 | 1 |  |  | No Match | Single-Speed |  |  |  | 62500 | 3531 | 17.7 | 16.2 | 54800 | 4217 | 3.8 | 3.6 | Non Federally-Regulated | 11/25/2009 |  | 03/02/2012
Waterfurnace International, Inc. | Waterfurnace International, Inc. | SXH068B0 |  | Water-Source | WBAHP: Heat Pump Packaged Unit | Heat Pump | 208 | 1 |  |  | No Match | No Match |  |  |  | 65000 | 5200 | 12.5 | 9 | 84000 | 5470 | 4.5 | 3.8 | Federally-Regulated Commercial & Industrial Equipment | 12/14/1998 |  | 10/05/1999
Waterfurnace International, Inc. | Waterfurnace International, Inc. | SXV068C4 |  | Water-Source | WBAHP: Heat Pump Packaged Unit | Heat Pump | 460 | 3 |  |  | No Match | No Match |  |  |  | 65000 | 5200 | 12.5 | 9 | 84000 | 5470 | 4.5 | 3.8 | Federally-Regulated Commercial & Industrial Equipment | 12/14/1998 |  | 10/05/1999
Florida Heat Pump | Energy Miser | HEH62-1 |  | Water-Source | WBAHP: Heat Pump Packaged Unit | Heat Pump | 230 | 1 |  |  | No Match | No Match |  |  |  | 62000 | 5740 | 10.8 | 9.3 | 84000 | 6480 | 3.8 | 3.8 | Non Federally-Regulated | 07/31/1991 |  | 03/31/1998
McQuay International | McQuay | CCH/CCW/HWH/HWW060C-T |  | Water-Source | WBAHP: Heat Pump Packaged Unit | Heat Pump | 460 | 3 |  |  | No Match | No Match |  |  |  | 57000 | 5135 | 11.1 | 9.3 | 76000 | 5711 | 3.9 | 3.8 | Federally-Regulated Commercial & Industrial Equipment | 03/31/1998 |  | 05/10/1998
Marvair | Marvair | WHP43HPC |  | Water-Source | WBAHP: Heat Pump Packaged Unit | Heat Pump | 208 | 3 |  |  | No Match | No Match |  |  |  | 42700 | 3882 | 11 | 9 | 54700 | 4171 | 3.9 | 3.2 | Non Federally-Regulated | 02/22/1990 |  | 07/31/1991
Command-Aire | Command-Aire | GXHA0411 |  | Water-Source | WBAHP: Heat Pump Packaged Unit | Heat Pump | 208 | 1 |  |  | No Match | No Match |  |  |  | 40100 | 3517 | 11.4 | 10 | 52000 | 4010 | 3.8 |  | Federally-Regulated Commercial & Industrial Equipment | 12/14/1998 |  | 03/12/2009
Enertech Global, LLC | Enertech | TVT028 |  | Ground-Source | WBAHP: Heat Pump Packaged Unit | Heat Pump | 208 | 1 |  |  | No Match | Single-Speed |  |  |  | 29000 | 1813 | 16 | 13.4 | 22200 | 1754 | 3.7 | 3.1 | Non Federally-Regulated | 11/25/2009 |  | 11/30/2011
Bard Manufacturing Company, Inc. | Bard | QW601-B |  | Ground-Water-Source | WBAHP: Heat Pump Packaged Unit | Heat Pump | 208 | 3 |  |  | No Match | No Match |  |  |  | 53500 | 4022 | 13.3 | 9 | 44200 | 4177 | 3.1 |  | Non Federally-Regulated | 01/24/2002 |  | 07/18/2002
Enertech Global, LLC | Enertech | TCT072D2 |  | Ground-Source | WBAHP: Heat Pump Packaged Unit | Heat Pump | 208 | 3 |  |  | No Match | Single-Speed | 3612 | 710 | 1 | 72600 | 4321 | 16.8 | 13.4 | 58000 | 4594 | 3.7 | 3.1 | Non Federally-Regulated | 09/03/2012 |  | 12/12/2012
Command-Aire | Command-Aire | GSCC0281 |  | Water-Source | WBAHP: Heat Pump Packaged Unit | Heat Pump | 208 | 1 |  |  | No Match | No Match |  |  |  | 28500 | 2714 | 10.5 | 10 | 38000 | 2930 | 3.8 |  | Federally-Regulated Commercial & Industrial Equipment | 12/14/1998 |  | 03/12/2009
Waterfurnace International, Inc. | Waterfurnace International, Inc. | SXH016A0 |  | Water-Source | WBAHP-CB: Heat Pump Split Syst | Heat Pump | 230 | 1 |  |  | No Match | No Match |  |  |  | 16800 | 1253 | 13.4 | 9 | 18700 | 1336 | 4.1 | 3.5 | Non Federally-Regulated | 02/02/1998 |  | 08/21/1998
ClimateMaster Inc. | Climate Master | TTP/S049A | TAC049A | Water-Source | WBAHP-C: Heat Pump Split Syste | Heat Pump | 230 | 1 |  |  | No Match | Single-Speed |  |  |  | 49200 | 3195 | 15.4 | 12 | 55300 | 3178 | 5.1 | 4.2 | Federally-Regulated Commercial & Industrial Equipment | 01/24/2011 |  | 06/09/2015
Enertech Global, LLC | Enertech | GTC060 | ACD060 | Ground-Water-Source | WBAHP-C: Heat Pump Split Syste | Heat Pump | 208 | 1 |  |  | No Match | Single-Speed | 2509 | 682 | 1 | 65100 | 3426 | 19 | 16.2 | 57000 | 4386 | 3.8 | 3.6 | Non Federally-Regulated | 11/25/2009 |  | 08/23/2011
Trane U.S. Inc. | Trane | EXVE0482 |  | Ground-Source | WBAHP: Heat Pump Packaged Unit | Heat Pump | 230 | 1 |  |  | No Match | Single-Speed |  |  |  | 48800 | 2711 | 18 | 13.4 | 36700 | 2623 | 4.1 | 3.1 | Non Federally-Regulated | 06/14/2011 |  | 08/15/2014
Waterfurnace International, Inc. | Waterfurnace International, Inc. | SXV036A2 |  | Water-Source | WBAHP: Heat Pump Packaged Unit | Heat Pump | 265 | 1 |  |  | No Match | No Match |  |  |  | 36000 | 2647 | 13.6 | 10 | 44500 | 2774 | 4.7 |  | Federally-Regulated Commercial & Industrial Equipment | 02/02/1998 |  | 03/31/1998
Florida Heat Pump | Florida Heat Pump | EP012-1HZ/VT |  | Ground-Source | WBAHP: Heat Pump Packaged Unit | Heat Pump | 208 | 1 |  |  | No Match | Single-Speed |  |  |  | 13000 | 743 | 17.5 | 13.4 | 10000 | 814 | 3.6 | 3.1 | Non Federally-Regulated | 01/24/2011 |  | 06/14/2011
Enertech Global, LLC | Enertech | GST024A | ACD024 | Ground-Source | WBAHP-CB: Heat Pump Split Syst | Heat Pump | 230 | 1 |  |  | No Match | Single-Speed |  |  |  | 25700 | 1477 | 17.4 | 13.4 | 18400 | 1383 | 3.9 | 3.1 | Non Federally-Regulated | 11/30/2011 |  | 03/02/2012
ClimateMaster Inc. | Carrier | 50HQA/HQD/VQA/VQD042 3 |  | Water-Source | WBAHP: Heat Pump Packaged Unit | Heat Pump | 230 | 1 |  |  | No Match | No Match |  |  |  | 41500 | 3705 | 11.2 | 9.3 | 52500 | 3846 | 4 | 3.8 | Federally-Regulated Commercial & Industrial Equipment | 03/31/1998 |  | 05/10/1998
ClimateMaster Inc. | Climate Master Series | HS/HL 072 G |  | Water-Source | WBAHP: Heat Pump Packaged Unit | Heat Pump | 230 | 1 |  |  | No Match | No Match |  |  |  | 70000 | 6363 | 11 | 9 | 91000 | 6838 | 3.9 | 3.8 | Federally-Regulated Commercial & Industrial Equipment | 02/02/1998 |  | 03/31/1998
McQuay International | McQuay | W-CMG-1-060-K |  | Ground-Water-Source | WBAHP: Heat Pump Packaged Unit | Heat Pump | 460 | 3 |  |  | No Match | No Match |  |  |  | 57000 | 4523 | 12.6 | 9 | 27600 | 2788 | 2.9 |  | Non Federally-Regulated | 09/21/2000 |  | 07/18/2002
Snyder General Corp. | McQuay | LM190C3 |  | Water-Source | WBAHP-O: Heat Pump Packaged Un | Heat Pump | 208 | 1 |  |  | No Match | No Match |  |  |  | 18200 | 1825 | 10 | 9 | 22600 | 2000 | 3.3 | 3.2 | Non Federally-Regulated | 02/22/1990 |  | 07/31/1991
Trane U.S. Inc. | Trane | GXHA0091 |  | Water-Source | WBAHP: Heat Pump Packaged Unit | Heat Pump | 208 | 1 |  |  | No Match | No Match |  |  |  | 8400 | 672 | 12.5 | 9.3 | 10000 | 651 | 4.5 | 3.8 | Federally-Regulated Commercial & Industrial Equipment | 03/31/1998 |  | 05/10/1998
Addison Products | Addison Products | HPY030-4A |  | Water-Source | WBAHP-CB: Heat Pump Split Syst | Heat Pump | 460 | 3 |  |  | No Match | No Match |  |  |  | 34900 | 2510 | 13.9 | 9 | 42300 | 3541 | 3.5 | 3.5 | Non Federally-Regulated | 11/14/2000 |  | 07/18/2002
Command-Aire | Command-Aire | SWPHXR611E |  | Water-Source | WBAHP: Heat Pump Packaged Unit | Heat Pump | 208 | 1 |  |  | No Match | No Match |  |  |  | 62000 | 5640 | 11 | 9 | 74000 | 5290 | 4.1 | 3.2 | Non Federally-Regulated | 02/22/1990 |  | 07/31/1991
Florida Heat Pump | Florida Heat Pump | EM031-4CF/HZ/VT |  | Water-Source | WBAHP-CB: Heat Pump Split Syst | Heat Pump | 460 | 3 |  |  | No Match | No Match |  |  |  | 35000 | 2651 | 13.2 | 9 | 42000 | 3325 | 3.7 | 3.5 | Non Federally-Regulated | 07/22/2002 |  | 03/12/2009
Mammoth | Hydrobank II | F120VLL |  | Ground-Water-Source | WBAHP: Heat Pump Packaged Unit | Heat Pump | 230 | 3 |  |  | No Match | No Match |  |  |  | 119000 | 8561 | 13.9 | 9 | 94600 | 8941 | 3.1 |  | Non Federally-Regulated | 06/27/2003 |  | 03/12/2009
Mammoth | Mammoth | D034V |  | Water-Source | WBAHP: Heat Pump Packaged Unit | Heat Pump | 230 | 1 |  |  | No Match | No Match |  |  |  | 33000 | 3600 | 9.2 | 7.5 | 40000 | 3650 | 3.2 | 2.5 | Non Federally-Regulated | 01/05/1982 |  | 05/16/1984
Command-Aire | Command-Aire | RWP-1244 |  | Water-Source | WBAHP: Heat Pump Packaged Unit | Heat Pump | 460 | 3 |  |  | No Match | No Match |  |  |  | 146000 | 15500 | 9.4 |  | 190000 | 15300 | 3.6 |  | Non Federally-Regulated | 05/11/1988 |  | 03/15/1989
Waterfurnace International, Inc. | WFI Industries, Ltd. | GTS038A | GRAC036* | Ground-Water-Source | WBAHP-CB: Heat Pump Split Syst | Heat Pump | 230 | 1 |  |  | No Match | Dual-Speed |  |  |  | 34300 | 1681 | 20.4 | 16.2 | 33100 | 2156 | 4.5 | 3.6 | Non Federally-Regulated | 01/24/2011 |  | 08/23/2011
Florida Heat Pump | Florida Heat Pump | EM120-1VT |  | Water-Source | WBAHP: Heat Pump Packaged Unit | Heat Pump | 230 | 1 |  |  | No Match | No Match |  |  |  | 123000 | 8601 | 14.3 | 9 | 145000 | 8496 | 5 | 3.8 | Federally-Regulated Commercial & Industrial Equipment | 03/18/2002 |  | 02/17/2011
McQuay / Snyder General | Electro-Hydronics | FW610F5 |  | Water-Source | WBAHP: Heat Pump Packaged Unit | Heat Pump | 208 | 1 |  |  | No Match | No Match |  |  |  | 61500 | 5850 | 10.5 | 7.5 | 77000 | 5785 | 3.9 | 2.5 | Non Federally-Regulated | 08/29/1986 |  | 05/11/1988
McQuay International | McQuay | FCV/FCW/VWH/VWW060B-F |  | Water-Source | WBAHP: Heat Pump Packaged Unit | Heat Pump | 208 | 3 |  |  | No Match | No Match |  |  |  | 58000 | 5321 | 10.9 | 9.3 | 78000 | 5861 | 3.9 | 3.8 | Federally-Regulated Commercial & Industrial Equipment | 03/31/1998 |  | 05/10/1998
Command-Aire | Command-Aire | SWPC-161 |  | Water-Source | WBAHP: Heat Pump Packaged Unit | Heat Pump | 208 | 1 |  |  | No Match | No Match |  |  |  | 16800 | 1675 | 10 | 9 | 22600 | 1775 | 3.7 | 3.2 | Federally-Regulated Commercial & Industrial Equipment | 01/23/1988 |  | 05/11/1988
Snyder General Corp. | McQuay | VF390G5 |  | Water-Source | WBAHP: Heat Pump Packaged Unit | Heat Pump | 208 | 1 |  |  | No Match | No Match |  |  |  | 39000 | 3700 | 10.5 | 9 | 48000 | 4020 | 3.5 | 3.2 | Non Federally-Regulated | 02/22/1990 |  | 07/31/1991
Addison Products | Addison Products | VGY024-8A |  | Water-Source | WBAHP-CB: Heat Pump Split Syst | Heat Pump | 265 | 1 |  |  | No Match | No Match |  |  |  | 25500 | 1992 | 12.8 | 9 | 28200 | 2233 | 3.7 | 3.5 | Non Federally-Regulated | 11/14/2000 |  | 07/18/2002
Enertech Global, LLC | Enertech | HCT048C2 |  | Ground-Source | WBAHP: Heat Pump Packaged Unit | Heat Pump | 230 | 3 |  |  | No Match | Single-Speed |  |  |  | 50900 | 2797 | 18.2 | 13.4 | 39700 | 2838 | 4.1 | 3.1 | Non Federally-Regulated | 05/02/2012 |  | 12/12/2012
Addison Products | Addison Products | WSH019-1AL |  | Water-Source | WBAHP: Heat Pump Packaged Unit | Heat Pump | 208 | 1 |  |  | No Match | No Match |  |  |  | 18200 | 1300 | 14 | 10 | 22200 | 1301 | 5 |  | Federally-Regulated Commercial & Industrial Equipment | 12/14/1998 |  | 05/19/2000
ClimateMaster Inc. | Climate Master Series | GRV/GRH024AE |  | Water-Source | WBAHP-CB: Heat Pump Split Syst | Heat Pump | 265 | 1 |  |  | No Match | No Match |  |  |  | 25000 | 1562 | 16 | 9 | 27600 | 1925 | 4.2 | 3.5 | Non Federally-Regulated | 04/12/2000 |  | 07/18/2002
California Heat Pump | California Heat Pump | CHP-42H*-12-** |  | Water-Source | WBAHP: Heat Pump Packaged Unit | Heat Pump | 230 | 1 |  |  | No Match | No Match |  |  |  | 42000 | 4800 | 8.8 | 7.5 | 48000 | 4700 | 3 | 2.5 | Non Federally-Regulated | 01/05/1982 |  | 05/16/1984
Waterfurnace International, Inc. | Waterfurnace International, Inc. | SXH024A1 |  | Water-Source | WBAHP: Heat Pump Packaged Unit | Heat Pump | 230 | 1 |  |  | No Match | No Match |  |  |  | 25500 | 1688 | 15.1 | 9.3 | 30700 | 1697 | 5.3 | 3.8 | Federally-Regulated Commercial & Industrial Equipment | 03/31/1998 |  | 05/10/1998
Waterfurnace International, Inc. | Rybacki - Hart Enterprises | ZS070**0*4 |  | Water-Source | WBAHP: Heat Pump Packaged Unit | Heat Pump | 230 | 1 |  |  | No Match | Single-Speed |  |  |  | 63000 | 4406 | 14.3 | 12 | 79000 | 4926 | 4.7 | 4.2 | Federally-Regulated Commercial & Industrial Equipment | 03/02/2012 |  | 04/19/2013
Climate Control / Snyder General | Electro-Hydronics | LHP15AK |  | Water-Source | WBAHP: Heat Pump Packaged Unit | Heat Pump | 208 | 3 |  |  | No Match | No Match |  |  |  | 178000 | 16950 | 10.5 | 7.5 | 227000 | 17600 | 3.8 | 2.2 | Non Federally-Regulated | 05/16/1984 |  | 06/11/1985
Geoflex Systems, Inc. | Geoflex Systems, Inc. | GF1S-V/H/D/M-036WAABE |  | Ground-Source | WBAHP: Heat Pump Packaged Unit | Both Heat Pump and Electric Re | 230 | 1 |  |  | No Match | Single-Speed |  |  |  | 33800 | 1742 | 19.4 | 13.4 | 24400 | 1788 | 4 | 3.1 | Non Federally-Regulated | 11/30/2011 |  | 03/02/2012
Mammoth | Hydrobank II | D043VHF |  | Water-Source | WBAHP: Heat Pump Packaged Unit | Heat Pump | 208 | 1 |  |  | No Match | No Match |  |  |  | 41500 | 3773 | 11 | 9 | 51500 | 4191 | 3.6 | 3.2 | Federally-Regulated Commercial & Industrial Equipment | 12/21/1990 |  | 07/27/1992
Waterfurnace International, Inc. | Waterfurnace International, Inc. | SXH048B0 |  | Water-Source | WBAHP: Heat Pump Packaged Unit | Heat Pump | 208 | 1 |  |  | No Match | No Match |  |  |  | 49000 | 3629 | 13.5 | 9.3 | 60500 | 3772 | 4.7 | 3.8 | Federally-Regulated Commercial & Industrial Equipment | 03/31/1998 |  | 05/10/1998
ClimateMaster Inc. | Climate Master | TES/P038A | TAH038B | Ground-Water-Source | WBAHP-CB: Heat Pump Split Syst | Heat Pump | 230 | 1 |  |  | No Match | Single-Speed |  |  |  | 42100 | 1671 | 25.2 | 16.2 | 34500 | 2106 | 4.8 | 3.6 | Non Federally-Regulated | 12/12/2012 |  | 06/09/2015
Climate Control / Snyder General | Electro-Hydronics | FW350G5 |  | Water-Source | WBAHP: Heat Pump Packaged Unit | Heat Pump | 208 | 1 |  |  | No Match | No Match |  |  |  | 35600 | 3360 | 10.6 | 7.5 | 43000 | 3500 | 3.6 | 2.5 | Non Federally-Regulated | 06/11/1985 |  | 08/29/1986
Florida Heat Pump | Florida Heat Pump | EM024-2CF/HZ/VT |  | Ground-Water-Source | WBAHP: Heat Pump Packaged Unit | Heat Pump | 265 | 1 |  |  | No Match | No Match |  |  |  | 25000 | 1736 | 14.4 | 9 | 18500 | 1505 | 3.6 |  | Non Federally-Regulated | 05/29/2001 |  | 07/18/2002
Enertech Global, LLC | Enertech | TVT028 |  | Ground-Water-Source | WBAHP: Heat Pump Packaged Unit | Heat Pump | 230 | 1 |  |  | No Match | Single-Speed |  |  |  | 30400 | 1652 | 18.4 | 16.2 | 25500 | 1819 | 4.1 | 3.6 | Non Federally-Regulated | 11/25/2009 |  | 11/30/2011
Florida Heat Pump | Geomaster, LLC | EV024-1CF/HZ/VT |  | Ground-Source | WBAHP: Heat Pump Packaged Unit | Heat Pump | 230 | 1 |  |  | No Match | Single-Speed |  |  |  | 27000 | 1800 | 15 | 13.4 | 20500 | 1822 | 3.3 | 3.1 | Non Federally-Regulated | 04/30/2009 |  | 12/12/2012
Addison Products | Addison Products | HWPG012-1A* |  | Water-Source | WBAHP: Heat Pump Packaged Unit | Heat Pump | 208 | 1 |  |  | No Match | No Match |  |  |  | 11500 | 751 | 15.3 | 10 | 13600 | 830 | 4.8 |  | Federally-Regulated Commercial & Industrial Equipment | 12/14/1998 |  | 04/12/2000
Waterfurnace International, Inc. | Waterfurnace International, Inc. | SXV080*3 |  | Water-Source | WBAHP: Heat Pump Packaged Unit | Heat Pump | 208 | 3 |  |  | No Match | No Match |  |  |  | 84000 | 5600 | 15 | 9 | 99000 | 5801 | 5 | 3.8 | Federally-Regulated Commercial & Industrial Equipment | 10/05/1999 |  | 05/19/2000
Addison Products | Addison Products | WSH029-3AR |  | Water-Source | WBAHP: Heat Pump Packaged Unit | Heat Pump | 230 | 3 |  |  | No Match | No Match |  |  |  | 28300 | 2021 | 14 | 10 | 34900 | 2176 | 4.7 |  | Federally-Regulated Commercial & Industrial Equipment | 12/14/1998 |  | 05/19/2000
Florida Heat Pump | Florida Heat Pump | GT070-3CS | GT070-3AH/AV | Water-Source | WBAH: Heating Only Packaged Un | Heat Pump | 230 | 3 |  |  | No Match | No Match |  |  |  | 67500 | 5037 | 13.4 | 9 | 77500 | 5975 | 3.8 | 3.5 | Non Federally-Regulated | 07/22/2002 |  | 03/12/2009
ClimateMaster Inc. | Climate Master Series | HS/HL/VS/VL060G |  | Water-Source | WBAHP: Heat Pump Packaged Unit | Heat Pump | 208 | 1 |  |  | No Match | No Match |  |  |  | 59500 | 5312 | 11.2 | 10 | 75000 | 5782 | 3.8 |  | Federally-Regulated Commercial & Industrial Equipment | 01/18/2001 |  | 11/19/2001
ClimateMaster Inc. | Climate Master Series | HE120F |  | Ground-Water-Source | WBAHP: Heat Pump Packaged Unit | Heat Pump | 460 | 3 |  |  | No Match | No Match |  |  |  | 116000 | 11047 | 10.5 | 9 | 85000 | 9961 | 2.5 |  | Non Federally-Regulated | 04/10/2000 |  | 11/14/2000
Carrier Corp. | Carrier | 50HQ,VQ0606 |  | Water-Source | WBAHP: Heat Pump Packaged Unit | Heat Pump | 460 | 3 |  |  | No Match | No Match |  |  |  | 60000 | 6383 | 9.4 | 9 | 71000 | 6700 | 3.1 | 3.2 | Non Federally-Regulated | 05/11/1988 |  | 03/15/1989
Waterfurnace International, Inc. | Waterfurnace International, Inc. | USV/USH036**3*4 |  | Ground-Source | WBAHP: Heat Pump Packaged Unit | Heat Pump | 208 | 3 |  |  | No Match | Single-Speed |  |  |  | 34500 | 1994 | 17.3 | 13.4 | 26000 | 2177 | 3.5 | 3.1 | Non Federally-Regulated | 06/14/2011 |  | 03/02/2012
Waterfurnace International, Inc. | Eagle Mountain | ZS070**4*0 |  | Water-Source | WBAHP: Heat Pump Packaged Unit | Heat Pump | 460 | 3 |  |  | No Match | Single-Speed |  |  |  | 63000 | 4437 | 14.2 | 12 | 79000 | 5262 | 4.4 | 4.2 | Federally-Regulated Commercial & Industrial Equipment | 01/24/2011 |  | 04/19/2013
Waterfurnace International, Inc. | Eagle Mountain | ZS042**0*4 |  | Ground-Source | WBAHP: Heat Pump Packaged Unit | Heat Pump | 230 | 1 |  |  | No Match | Single-Speed |  |  |  | 42300 | 2286 | 18.5 | 13.4 | 29900 | 2368 | 3.7 | 3.1 | Non Federally-Regulated | 06/14/2011 |  | 04/19/2013
Mammoth | Mammoth | D016HHU |  | Water-Source | WBAHP: Heat Pump Packaged Unit | Heat Pump | 230 | 1 |  |  | No Match | Single-Speed |  |  |  | 14200 | 1127 | 12.6 | 11.2 | 16900 | 1101 | 4.5 | 4.2 | Federally-Regulated Commercial & Industrial Equipment | 12/12/2012 |  | 04/22/2015
Mammoth | Hydrobank II | F086VLL |  | Ground-Water-Source | WBAHP: Heat Pump Packaged Unit | Heat Pump | 208 | 3 |  |  | No Match | No Match |  |  |  | 85500 | 6333 | 13.5 | 9 | 63500 | 6001 | 3.1 |  | Non Federally-Regulated | 06/27/2003 |  | 03/12/2009
Mammoth | Hydrobank II | E025HLG |  | Ground-Water-Source | WBAHP: Heat Pump Packaged Unit | Heat Pump | 265 | 1 |  |  | No Match | No Match |  |  |  | 25000 | 1785 | 14 | 9 | 19000 | 1795 | 3.1 |  | Non Federally-Regulated | 07/22/2002 |  | 03/12/2009
Florida Heat Pump | Florida Heat Pump | GT096-1VT/HZ |  | Ground-Water-Source | WBAHP: Heat Pump Packaged Unit | Heat Pump | 230 | 1 |  |  | No Match | No Match |  |  |  | 96000 | 7111 | 13.5 | 9 | 67000 | 6134 | 3.2 |  | Non Federally-Regulated | 10/06/1999 |  | 04/10/2000
Bard Manufacturing Company, Inc. | Bard | WPVD53 |  | Water-Source | WBAHP: Heat Pump Packaged Unit | Heat Pump | 208 | 1 |  |  | No Match | No Match |  |  |  | 49000 | 4500 | 10.8 | 7.5 | 54000 | 4300 | 3.6 | 2.5 | Non Federally-Regulated | 08/30/1983 |  | 01/23/1988
Addison Products | Addison Products | VWPG030-1B-XL* |  | Ground-Water-Source | WBAHP: Heat Pump Packaged Unit | Heat Pump | 230 | 1 |  |  | No Match | No Match |  |  |  | 28400 | 1931 | 14.7 | 9 | 20200 | 1909 | 3.1 |  | Non Federally-Regulated | 12/14/1998 |  | 04/10/2000
Climate Control / Snyder General | Electro-Hydronics | CW400GD |  | Water-Source | WBAHP: Heat Pump Packaged Unit | Heat Pump | 230 | 3 |  |  | No Match | No Match |  |  |  | 39600 | 3960 | 10 | 7.5 | 45000 | 3880 | 3.4 | 2.5 | Non Federally-Regulated | 06/11/1985 |  | 08/29/1986
McQuay International | McQuay | CCH/CCW060C-T |  | Water-Source | WBAHP: Heat Pump Packaged Unit | Heat Pump | 460 | 3 |  |  | No Match | No Match |  |  |  | 57000 | 5135 | 11.1 | 10 | 76000 | 5709 | 3.9 |  | Federally-Regulated Commercial & Industrial Equipment | 11/17/1999 |  | 09/21/2000
ClimateMaster Inc. | Carrier Corp. | 50PCH/V006 |  | Water-Source | WBAHP: Heat Pump Packaged Unit | Heat Pump | 230 | 1 |  |  | No Match | Single-Speed |  |  |  | 5800 | 439 | 13.2 | 11.2 | 7500 | 468 | 4.7 | 4.2 | Federally-Regulated Commercial & Industrial Equipment | 10/24/2014 |  | 04/22/2015
Addison Products | Addison Products | WPH032-3JA/3JBA |  | Water-Source | WBAHP: Heat Pump Packaged Unit | Heat Pump | 208 | 3 |  |  | No Match | No Match |  |  |  | 31200 | 2761 | 11.3 | 10 | 38500 | 2969 | 3.8 |  | Federally-Regulated Commercial & Industrial Equipment | 12/14/1998 |  | 09/21/2000
Addison Products | Addison Products | HWY015-8A |  | Water-Source | WBAHP: Heat Pump Packaged Unit | Heat Pump | 265 | 1 |  |  | No Match | No Match |  |  |  | 15100 | 1279 | 11.8 | 10 | 20100 | 1369 | 4.3 |  | Federally-Regulated Commercial & Industrial Equipment | 11/17/1999 |  | 11/14/2000
Florida Heat Pump | Florida Heat Pump | EM041-4CF/HZ/VT |  | Water-Source | WBAHP: Heat Pump Packaged Unit | Heat Pump | 460 | 3 |  |  | No Match | No Match |  |  |  | 39500 | 2992 | 13.2 | 10 | 50000 | 3488 | 4.2 |  | Federally-Regulated Commercial & Industrial Equipment | 04/12/2000 |  | 02/17/2011
Florida Heat Pump | Florida Heat Pump | ES048-3CF/HZ/VT |  | Ground-Water-Source | WBAHP: Heat Pump Packaged Unit | Heat Pump | 208 | 3 |  |  | No Match | Single-Speed |  |  |  | 54500 | 2477 | 22 | 16.2 | 47500 | 2546 | 4.4 | 3.6 | Non Federally-Regulated | 07/06/2011 |  | 04/20/2015
Florida Heat Pump | Energy Miser | LTV30-2 |  | Ground-Water-Source | WBAHP: Heat Pump Packaged Unit | Heat Pump | 265 | 1 |  |  | No Match | No Match |  |  |  | 28000 | 2333 | 12 | 11 | 33000 | 2845 | 3.4 | 3.4 | Non Federally-Regulated | 07/31/1991 |  | 03/31/1998
Enertech Global, LLC | Enertech | GXT024C2 |  | Ground-Source | WBAHP: Heat Pump Packaged Unit | Heat Pump | 230 | 3 |  |  | No Match | Single-Speed |  |  |  | 27500 | 1256 | 21.9 | 13.4 | 19700 | 1228 | 4.7 | 3.1 | Non Federally-Regulated | 03/02/2012 |  | 04/21/2014
Florida Heat Pump | Florida Heat Pump | GT048-3VT/HZ/CF |  | Ground-Water-Source | WBAHP: Heat Pump Packaged Unit | Heat Pump | 208 | 3 |  |  | No Match | No Match |  |  |  | 49000 | 3951 | 12.4 | 11 | 58500 | 4396 | 3.9 | 3.5 | Non Federally-Regulated | 03/31/1998 |  | 05/10/1998
Waterfurnace International, Inc. | Waterfurnace International, Inc. | SXH068C3 |  | Water-Source | WBAHP: Heat Pump Packaged Unit | Heat Pump | 208 | 3 |  |  | No Match | No Match |  |  |  | 65000 | 5200 | 12.5 | 9 | 84000 | 5470 | 4.5 | 3.8 | Federally-Regulated Commercial & Industrial Equipment | 12/14/1998 |  | 10/05/1999
Waterfurnace International, Inc. | Waterfurnace International, Inc. | NSV/NSH042F1*1 |  | Water-Source | WBAHP: Heat Pump Packaged Unit | Heat Pump | 208 | 1 |  |  | No Match | Single-Speed |  |  |  | 40800 | 2040 | 20 | 12 | 42800 | 2201 | 5.7 | 4.2 | Federally-Regulated Commercial & Industrial Equipment | 05/02/2012 |  | 04/19/2013
Mammoth | Hydrobank II | F036HHJ |  | Water-Source | WBAHP: Heat Pump Packaged Unit | Heat Pump | 208 | 3 |  |  | No Match | No Match |  |  |  | 35300 | 3268 | 10.8 | 10 | 46500 | 3585 | 3.8 |  | Federally-Regulated Commercial & Industrial Equipment | 05/23/2000 |  | 11/14/2000
Waterfurnace International, Inc. | Standard Range | WSH/WSV041A*4*** |  | Water-Source | WBAHP: Heat Pump Packaged Unit | Heat Pump | 460 | 3 |  |  | No Match | No Match |  |  |  | 41500 | 3739 | 11.1 | 9 | 54000 | 4276 | 3.7 | 3.2 | Non Federally-Regulated | 10/10/1989 |  | 07/31/1991
Bard Manufacturing Company, Inc. | Bard | QW361-A |  | Ground-Water-Source | WBAHP: Heat Pump Packaged Unit | Heat Pump | 208 | 1 |  |  | No Match | No Match |  |  |  | 33400 | 2113 | 15.8 | 9 | 23200 | 2124 | 3.2 |  | Non Federally-Regulated | 01/24/2002 |  | 07/18/2002
Florida Heat Pump | Florida Heat Pump | EM028-3CS | EM028-1AH/AV | Ground-Water-Source | WBAHP-CB: Heat Pump Split Syst | Heat Pump | 230 | 3 |  |  | No Match | No Match |  |  |  | 29000 | 2056 | 14.1 | 9 | 20000 | 1831 | 3.2 |  | Non Federally-Regulated | 05/29/2001 |  | 07/18/2002
Waterfurnace International, Inc. | Waterfurnace International, Inc. | NTV030A1(P) |  | Ground-Source | WBAH: Heating Only Packaged Un | Heat Pump | 208 | 1 |  |  | No Match | No Match | [7 empty] | 24000 | 2198 | 3.2 |  | Non Federally-Regulated | 03/31/1998 |  | 05/10/1998
California Heat Pump | Carrier | 50BQ01230 |  | Water-Source | WBAHP: Heat Pump Packaged Unit | Heat Pump | 208 | 1 |  |  | No Match | No Match |  |  |  | 12000 | 1275 | 9.4 | 7.5 | 13500 | 1325 | 3 | 2.5 | Non Federally-Regulated | 06/11/1985 |  | 05/11/1988
Addison Products | Addison Products | HPY120-3A |  | Water-Source | WBAHP: Heat Pump Packaged Unit | Heat Pump | 230 | 3 |  |  | No Match | No Match |  |  |  | 108000 | 9391 | 11.5 | 9 | 136000 | 9961 | 4 | 3.8 | Federally-Regulated Commercial & Industrial Equipment | 11/19/2001 |  | 03/12/2009
Waterfurnace International, Inc. | Waterfurnace International, Inc. | NDV/NDH064F1*4 |  | Water-Source | WBAHP: Heat Pump Packaged Unit | Heat Pump | 230 | 1 |  |  | No Match | Dual-Speed |  |  |  | 62000 | 3804 | 16.3 | 12 | 70600 | 3979 | 5.2 | 4.2 | Federally-Regulated Commercial & Industrial Equipment | 05/02/2012 |  | 04/19/2013
Florida Heat Pump | Florida Heat Pump | EM028-4VT |  | Water-Source | WBAHP: Heat Pump Packaged Unit | Heat Pump | 460 | 3 |  |  | No Match | No Match |  |  |  | 28000 | 1971 | 14.2 | 9.3 | 33400 | 2175 | 4.5 | 3.8 | Federally-Regulated Commercial & Industrial Equipment | 03/31/1998 |  | 05/10/1998
American Air Filter | Enercon | DHW36 |  | Water-Source | WBAHP: Heat Pump Packaged Unit | Heat Pump | 460 | 3 |  |  | No Match | No Match |  |  |  | 36000 | 3280 | 11 | 7.5 | 43000 | 3525 | 3.6 | 2.5 | Non Federally-Regulated | 05/16/1984 |  | 06/11/1985
McQuay International | McQuay | CCH/CCW070C-T |  | Water-Source | WBAHP: Heat Pump Packaged Unit | Heat Pump | 460 | 3 |  |  | No Match | No Match |  |  |  | 70000 | 5833 | 12 | 9 | 80000 | 5580 | 4.2 | 3.8 | Federally-Regulated Commercial & Industrial Equipment | 11/17/1999 |  | 09/21/2000
ClimateMaster Inc. | Climate Master | TTP/S038 | CNPV*36* | Ground-Source | WBAHP-C: Heat Pump Split Syste | Heat Pump | 208 | 1 |  |  | No Match | Single-Speed |  |  |  | 36700 | 2323 | 15.8 | 13.4 | 28200 | 2363 | 3.5 | 3.1 | Non Federally-Regulated | 11/25/2009 |  | 06/09/2015
Command-Aire | Command-Aire | SWP-211 |  | Water-Source | WBAHP: Heat Pump Packaged Unit | Heat Pump | 208 | 1 |  |  | No Match | No Match |  |  |  | 22000 | 2275 | 9.7 | 9 | 28500 | 2350 | 3.6 | 3.2 | Non Federally-Regulated | 02/22/1990 |  | 07/31/1991
Waterfurnace International, Inc. | Geotility Geothermal Installations | ZS048**3*0 |  | Ground-Source | WBAHP: Heat Pump Packaged Unit | Heat Pump | 230 | 3 |  |  | No Match | Single-Speed |  |  |  | 49500 | 2946 | 16.8 | 13.4 | 36900 | 3277 | 3.3 | 3.1 | Non Federally-Regulated | 01/24/2011 |  | 04/19/2013
Command-Aire | Command-Aire | RUWP-3044 |  | Water-Source | WBAHP: Heat Pump Packaged Unit | Heat Pump | 460 | 3 |  |  | No Match | No Match |  |  |  | 351000 | 38500 | 9.1 |  | 451000 | 38600 | 3.4 |  | Non Federally-Regulated | 05/11/1988 |  | 03/15/1989
ClimateMaster Inc. | Climate Master Series | VP/HP/DP042 |  | Ground-Water-Source | WBAHP: Heat Pump Packaged Unit | Heat Pump | 208 | 1 |  |  | No Match | No Match |  |  |  | 42000 | 3181 | 13.2 | 9 | 31000 | 2838 | 3.2 |  | Non Federally-Regulated | 10/06/1999 |  | 04/10/2000
Command-Aire | Command-Aire | SWPH-1233 |  | Water-Source | WBAHP: Heat Pump Packaged Unit | Heat Pump | 208 | 3 |  |  | No Match | No Match |  |  |  | 140000 | 15400 | 9.1 |  | 199000 | 14600 | 4 | 3.8 | Non Federally-Regulated | 07/31/1991 |  | 03/31/1998
Waterfurnace International, Inc. | Waterfurnace International, Inc. | SXH019C0 |  | Water-Source | WBAHP: Heat Pump Packaged Unit | Heat Pump | 230 | 1 |  |  | No Match | No Match |  |  |  | 18600 | 1338 | 13.9 | 9.3 | 24200 | 1447 | 4.9 | 3.8 | Federally-Regulated Commercial & Industrial Equipment | 03/31/1998 |  | 05/10/1998
Enertech Global, LLC | Enertech | THT024A |  | Ground-Water-Source | WBAHP: Heat Pump Packaged Unit | Heat Pump | 230 | 1 |  |  | No Match | Single-Speed |  |  |  | 25400 | 1176 | 21.6 | 16.2 | 25000 | 1559 | 4.7 | 3.6 | Non Federally-Regulated | 08/23/2011 |  | 12/12/2012
Florida Heat Pump | Florida Heat Pump | EM036-2CF/HZ/VT |  | Ground-Water-Source | WBAHP: Heat Pump Packaged Unit | Heat Pump | 265 | 1 |  |  | No Match | No Match |  |  |  | 36600 | 2541 | 14.4 | 9 | 25800 | 2290 | 3.3 |  | Non Federally-Regulated | 07/22/2002 |  | 03/12/2009
Hydro Delta Corp. | Hydro Delta Corp. | 03-018-WTAR-HE |  | Water-Source | WBAHP-CB: Heat Pump Split Syst | Heat Pump | 208 | 1 |  |  | No Match | No Match |  |  |  | 20400 | 1569 | 13 | 9 | 23800 | 1788 | 3.9 | 3.5 | Non Federally-Regulated | 10/05/1999 |  | 04/12/2000
Climate Control / Snyder General | Electro-Hydronics | WM150B3 |  | Water-Source | WBAHP: Heat Pump Packaged Unit | Heat Pump | 230 | 1 |  |  | No Match | No Match |  |  |  | 14700 | 1875 | 7.8 | 7.5 | 19000 | 1900 | 2.9 | 2.5 | Non Federally-Regulated | 05/16/1984 |  | 08/29/1986
Mammoth | Hydrobank II | K064VLG |  | Ground-Water-Source | WBAHP: Heat Pump Packaged Unit | Heat Pump | 575 | 3 |  |  | No Match | No Match |  |  |  | 62000 | 4275 | 14.5 | 9 | 49500 | 4532 | 3.2 |  | Non Federally-Regulated | 07/22/2002 |  | 03/12/2009
Snyder General Corp. | American Air Filter | HWH042C*G |  | Water-Source | WBAHP: Heat Pump Packaged Unit | Heat Pump | 208 | 1 |  |  | No Match | No Match |  |  |  | 40500 | 3522 | 11.5 | 9.3 | 49500 | 3831 | 3.8 | 3.8 | Non Federally-Regulated | 07/31/1991 |  | 03/31/1998
Waterfurnace International, Inc. | WFI Industries, Ltd. | VLV/VXV036*0 |  | Water-Source | WBAHP: Heat Pump Packaged Unit | Heat Pump | 208 | 1 |  |  | No Match | No Match |  |  |  | 34800 | 2697 | 12.9 | 10 | 42000 | 2861 | 4.3 |  | Federally-Regulated Commercial & Industrial Equipment | 06/20/2003 |  | 02/17/2011
McQuay International | McQuay | WCCH/WCCW-012-J |  | Ground-Water-Source | WBAHP: Heat Pump Packaged Unit | Heat Pump | 265 | 1 |  |  | No Match | No Match |  |  |  | 8900 | 787 | 11.3 | 9 | 7900 | 826 | 2.8 |  | Non Federally-Regulated | 11/19/2002 |  | 03/12/2009
Addison Products | Addison Products | VGY036-4A |  | Ground-Water-Source | WBAHP: Heat Pump Packaged Unit | Heat Pump | 460 | 3 |  |  | No Match | No Match |  |  |  | 38100 | 2627 | 14.5 | 9 | 23600 | 2095 | 3.3 |  | Non Federally-Regulated | 11/14/2000 |  | 07/18/2002
ClimateMaster Inc. | Climate Master | PDW42 | FK4CNF005 | Ground-Source | WBAHP-CB: Heat Pump Split Syst | Heat Pump | 230 | 1 |  |  | No Match | Single-Speed |  |  |  | 42000 | 2710 | 15.5 | 13.4 | 31700 | 2582 | 3.6 | 3.1 | Non Federally-Regulated | 09/15/2009 |  | 02/17/2011
Florida Heat Pump | Energy Miser | HECS80-1 | HEAH80-1 | Water-Source | WBAHP-C: Heat Pump Split Syste | Heat Pump | 208 | 1 |  |  | No Match | No Match |  |  |  | 76000 | 7600 | 10 | 9.2 | 112000 | 8005 | 4.1 |  | Non Federally-Regulated | 05/11/1988 |  | 03/15/1989
ClimateMaster Inc. | Climate Master Series | V100-32/34 |  | Water-Source | WBAHP: Heat Pump Packaged Unit | Heat Pump | 460 | 3 |  |  | No Match | No Match |  |  |  | 101000 | 8782 | 11.5 | 9 | 109000 | 8406 | 3.8 | 3.8 | Federally-Regulated Commercial & Industrial Equipment | 02/02/1998 |  | 03/31/1998
McQuay International | McQuay | CCH/CCW/HWH/HWW030C-F |  | Water-Source | WBAHP: Heat Pump Packaged Unit | Heat Pump | 208 | 3 |  |  | No Match | No Match |  |  |  | 30000 | 2500 | 12 | 10 | 37000 | 2780 | 3.9 |  | Federally-Regulated Commercial & Industrial Equipment | 12/14/1998 |  | 11/17/1999
Florida Heat Pump | Florida Heat Pump | EM009-1VT/HZ/CF |  | Water-Source | WBAHP: Heat Pump Packaged Unit | Heat Pump | 208 | 1 |  |  | No Match | No Match |  |  |  | 9500 | 760 | 12.5 | 10 | 13000 | 846 | 4.5 |  | Federally-Regulated Commercial & Industrial Equipment | 10/05/1999 |  | 04/12/2000
ClimateMaster Inc. | Climate Master Series | 814-036-G******** |  | Water-Source | WBAHP: Heat Pump Packaged Unit | Heat Pump | 230 | 1 |  |  | No Match | No Match |  |  |  | 36000 | 3190 | 11.3 | 9 | 42500 | 3190 | 3.9 | 3.2 | Non Federally-Regulated | 05/11/1988 |  | 03/15/1989
Singer | Electro-Hydronics | VF330D3 |  | Water-Source | WBAHP: Heat Pump Packaged Unit | Heat Pump | 230 | 1 |  |  | No Match | No Match |  |  |  | 33000 | 3500 | 9.4 | 7.5 | 35400 | 3550 | 2.9 | 2.5 | Non Federally-Regulated | 09/08/1982 |  | 05/16/1984
Marvair | Marvair | WVP36HPA |  | Water-Source | WBAHP: Heat Pump Packaged Unit | Heat Pump | 208 | 1 |  |  | No Match | No Match |  |  |  | 34300 | 3118 | 11 | 9 | 43300 | 3340 | 3.8 | 3.2 | Non Federally-Regulated | 05/11/1988 |  | 03/15/1989
Geoflex Systems, Inc. | Geoflex Systems, Inc. | GF1S-V/H/D/M-042WAABP |  | Water-Source | WBAHP: Heat Pump Packaged Unit | Both Heat Pump and Electric Re | 208 | 1 |  |  | No Match | Single-Speed |  |  |  | 38100 | 2337 | 16.3 | 12 | 45900 | 2491 | 5.4 | 4.2 | Federally-Regulated Commercial & Industrial Equipment | 03/02/2012 |  | 01/09/2014
Waterfurnace International, Inc. | Waterfurnace International, Inc. | SXH016B2 |  | Ground-Water-Source | WBAHP: Heat Pump Packaged Unit | Heat Pump | 265 | 1 |  |  | No Match | No Match |  |  |  | 16700 | 1210 | 13.8 | 9 | 12800 | 1136 | 3.3 |  | Non Federally-Regulated | 08/21/1998 |  | 10/02/1998
McQuay / Snyder General | Electro-Hydronics | FC260GP |  | Water-Source | WBAHP: Heat Pump Packaged Unit | Heat Pump | 460 | 3 |  |  | No Match | No Match |  |  |  | 26000 | 2450 | 10.6 | 7.5 | 31600 | 2500 | 3.7 | 2.5 | Non Federally-Regulated | 08/29/1986 |  | 05/11/1988
Enertech Global, LLC | Enertech | HST060A | ACD060 | Ground-Source | WBAHP-CB: Heat Pump Split Syst | Heat Pump | 230 | 1 |  |  | No Match | Single-Speed |  |  |  | 61500 | 3683 | 16.7 | 13.4 | 44800 | 3549 | 3.7 | 3.1 | Non Federally-Regulated | 11/30/2011 |  | 03/02/2012
Waterfurnace International, Inc. | Waterfurnace International, Inc. | CW*012A2 |  | Ground-Water-Source | WBAHP: Heat Pump Packaged Unit | Heat Pump | 265 | 1 |  |  | No Match | No Match |  |  |  | 11500 | 787 | 14.6 | 9 | 10000 | 837 | 3.5 |  | Non Federally-Regulated | 12/14/1998 |  | 10/06/1999
Florida Heat Pump | Energy Miser | HE42CF-1 |  | Water-Source | WBAHP: Heat Pump Packaged Unit | Heat Pump | 230 | 1 |  |  | No Match | No Match |  |  |  | 42000 | 3820 | 11 | 7.5 | 53500 | 3825 | 4.1 | 2.5 | Non Federally-Regulated | 05/16/1984 |  | 05/11/1988
Waterfurnace International, Inc. | Waterfurnace International, Inc. | ATV045D1(P) |  | Ground-Water-Source | WBAHP: Heat Pump Packaged Unit | Heat Pump | 208 | 1 |  |  | No Match | No Match |  |  |  | 27000 | 1516 | 17.8 | 11 | 26800 | 1602 | 4.9 | 3.5 | Non Federally-Regulated | 03/31/1998 |  | 05/10/1998
Florida Heat Pump | Geomaster, LLC | AP049-1CS | AP049-1AV/AH | Ground-Source | WBAHP-CB: Heat Pump Split Syst | Heat Pump | 230 | 1 |  |  | No Match | Single-Speed |  |  |  | 52000 | 2751 | 18.9 | 13.4 | 38000 | 2784 | 4 | 3.1 | Non Federally-Regulated | 10/03/2011 |  | 04/20/2015
USPower Climate Control | USPower Climate Control | GSDXC3000 | GSDXV3000 | Water-Source | WBAHP-C: Heat Pump Split Syste | Heat Pump | 230 | 1 |  |  | No Match | No Match |  |  |  | 30000 | 1818 | 16.5 | 9.3 | 30000 | 1852 | 4.7 | 3.8 | Non Federally-Regulated | 07/31/1991 |  | 03/31/1998
McQuay / Snyder General | Electro-Hydronics | FC350GP |  | Water-Source | WBAHP: Heat Pump Packaged Unit | Heat Pump | 460 | 3 |  |  | No Match | No Match |  |  |  | 35600 | 3360 | 10.6 | 9 | 43000 | 3500 | 3.6 | 3.2 | Non Federally-Regulated | 05/11/1988 |  | 03/15/1989
USPower Climate Control | USPower Climate Control | GSDXC6000 | GSDXV6000 | Water-Source | WBAHP-C: Heat Pump Split Syste | Heat Pump | 230 | 1 |  |  | No Match | No Match |  |  |  | 60000 | 3636 | 16.5 | 9.3 | 60000 | 3704 | 4.7 | 3.8 | Non Federally-Regulated | 07/31/1991 |  | 03/31/1998
Waterfurnace International, Inc. | Waterfurnace International, Inc. | NSV/NSH012F1*0 |  | Ground-Source | WBAHP: Heat Pump Packaged Unit | Heat Pump | 208 | 1 |  |  | No Match | Single-Speed |  |  |  | 13000 | 722 | 18 | 13.4 | 9600 | 760 | 3.7 | 3.1 | Non Federally-Regulated | 05/02/2012 |  | 04/19/2013
Hydro Delta Corp. | Hydro Delta Corp. | 03-027-WTARH |  | Ground-Water-Source | WBAHP: Heat Pump Packaged Unit | Heat Pump | 230 | 1 |  |  | No Match | No Match |  |  |  | 26600 | 2000 | 13.3 | 11 | 30400 | 2227 | 4 | 3.5 | Non Federally-Regulated | 03/31/1998 |  | 05/10/1998
Command-Aire | Command-Aire | SWP287E |  | Water-Source | WBAHP: Heat Pump Packaged Unit | Heat Pump | 265 | 1 |  |  | No Match | No Match |  |  |  | 30000 | 2720 | 11 | 9 | 42000 | 3000 | 4 | 3.2 | Federally-Regulated Commercial & Industrial Equipment | 01/23/1988 |  | 05/11/1988
Addison Products | Addison Products | HWY096-4A |  | Water-Source | WBAHP: Heat Pump Packaged Unit | Heat Pump | 460 | 3 |  |  | No Match | No Match |  |  |  | 98000 | 8166 | 12 | 9 | 12500 | 915 | 4 | 3.8 | Federally-Regulated Commercial & Industrial Equipment | 11/17/1999 |  | 11/14/2000
Snyder General Corp. | American Air Filter | FHW-36 |  | Water-Source | WBAHP: Heat Pump Packaged Unit | Heat Pump | 200 | 3 |  |  | No Match | No Match |  |  |  | 35600 | 3266 | 10.9 | 9 | 43000 | 3407 | 3.7 | 3.2 | Federally-Regulated Commercial & Industrial Equipment | 02/04/1988 |  | 07/27/1992
Waterfurnace International, Inc. | Waterfurnace International, Inc. | NSV/NSH036F1*0 |  | Ground-Water-Source | WBAHP: Heat Pump Packaged Unit | Heat Pump | 230 | 1 |  |  | No Match | Single-Speed |  |  |  | 36300 | 1412 | 25.7 | 16.2 | 28200 | 1758 | 4.7 | 3.6 | Non Federally-Regulated | 09/03/2012 |  | 04/19/2013
Waterfurnace International, Inc. | Waterfurnace International, Inc. | ATV010C1 |  | Ground-Source | WBAHP: Heat Pump Packaged Unit | Heat Pump | 208 | 1 |  |  | No Match | No Match |  |  |  | 9900 | 642 | 15.4 |  | 7400 | 657 | 3.3 |  | Non Federally-Regulated | 03/31/1998 |  | 05/10/1998
Waterfurnace International, Inc. | WFI Industries, Ltd. | GTS038A1 | GAH036* | Ground-Water-Source | WBAHP-CB: Heat Pump Split Syst | Heat Pump | 230 | 1 |  |  | No Match | Dual-Speed |  |  |  | 34300 | 1681 | 20.4 | 16.2 | 33100 | 2156 | 4.5 | 3.6 | Non Federally-Regulated | 01/24/2011 |  | 08/23/2011
Mammoth | Mammoth | K036HHA |  | Water-Source | WBAHP: Heat Pump Packaged Unit | Heat Pump | 575 | 3 |  |  | No Match | Dual-Speed |  |  |  | 41400 | 2407 | 17.2 | 12 | 40600 | 2532 | 4.7 | 4.2 | Federally-Regulated Commercial & Industrial Equipment | 11/30/2011 |  | 03/02/2012
Geoflex Systems, Inc. | Geoflex Systems, Inc. | GF1T-V/H/D/M-026WABBP |  | Ground-Water-Source | WBAHP: Heat Pump Packaged Unit | Both Heat Pump and Electric Re | 265 | 1 |  |  | No Match | Dual-Speed |  |  |  | 28100 | 1181 | 23.8 | 16.2 | 26200 | 1600 | 4.8 | 3.6 | Non Federally-Regulated | 11/30/2011 |  | 01/09/2014
Mammoth | Hydrobank II | E025HLH |  | Ground-Water-Source | WBAHP: Heat Pump Packaged Unit | Heat Pump | 265 | 1 |  |  | No Match | No Match |  |  |  | 25000 | 1785 | 14 | 9 | 19000 | 1795 | 3.1 |  | Non Federally-Regulated | 06/27/2003 |  | 03/12/2009
ClimateMaster Inc. | Trane | WPRA40HBXBX |  | Water-Source | WBAHP: Heat Pump Packaged Unit | Heat Pump | 208 | 1 |  |  | No Match | No Match |  |  |  | 41000 | 3800 | 10.8 | 9 | 45000 | 3770 | 3.5 | 3.2 | Non Federally-Regulated | 05/11/1988 |  | 03/15/1989
Econar | Econar | GV492 |  | Water-Source | WBAHP-CB: Heat Pump Split Syst | Heat Pump | 208 | 1 |  |  | No Match | No Match |  |  |  | 43500 | 3717 | 11.7 | 9 | 66000 | 5227 | 3.7 | 3.5 | Non Federally-Regulated | 12/14/1998 |  | 04/12/2000
Waterfurnace International, Inc. | Trane Unitary Products Group | T2GX049***1*1 |  | Ground-Source | WBAHP: Heat Pump Packaged Unit | Heat Pump | 230 | 1 |  |  | No Match | Dual-Speed |  |  |  | 50000 | 2778 | 18 | 13.4 | 37400 | 2675 | 4.1 | 3.1 | Non Federally-Regulated | 08/23/2011 |  | 10/24/2014
Florida Heat Pump | Florida Heat Pump | GT070-3CS | GT070-3AH/AV | Water-Source | WBAH: Heating Only Packaged Un | Heat Pump | 230 | 3 |  |  | No Match | No Match |  |  |  | 67500 | 5037 | 13.4 | 9 | 77500 | 5975 | 3.8 | 3.5 | Non Federally-Regulated | 05/19/2000 |  | 07/18/2002
Snyder General Corp. | American Air Filter | VWW042A*G |  | Water-Source | WBAHP: Heat Pump Packaged Unit | Heat Pump | 208 | 1 |  |  | No Match | No Match |  |  |  | 40500 | 3649 | 11.1 | 9.3 | 51500 | 3986 | 3.8 | 3.8 | Non Federally-Regulated | 07/31/1991 |  | 08/14/1992
Florida Heat Pump | Energy Miser | HE27CF-1 |  | Water-Source | WBAHP: Heat Pump Packaged Unit | Heat Pump | 208 | 1 |  |  | No Match | No Match |  |  |  | 27000 | 2365 | 11.4 | 7.5 | 36400 | 2600 | 4.1 | 2.5 | Non Federally-Regulated | 05/16/1984 |  | 05/11/1988
Command-Aire | Command-Aire | SWP833* |  | Water-Source | WBAHP: Heat Pump Packaged Unit | Heat Pump | 208 | 3 |  |  | No Match | No Match |  |  |  | 95000 | 8120 | 11.7 | 10.5 | 120000 | 8370 | 4.2 | 3.8 | Non Federally-Regulated | 07/31/1991 |  | 03/31/1998
Enertech Global, LLC | Enertech | HST036A | MPD036 | Ground-Source | WBAHP-CB: Heat Pump Split Syst | Heat Pump | 230 | 1 |  |  | No Match | Single-Speed |  |  |  | 38000 | 2303 | 16.5 | 13.4 | 28400 | 2250 | 3.7 | 3.1 | Non Federally-Regulated | 12/12/2012 |  | 04/29/2015
Carrier Corp. - Syracuse | Carrier | 50HQ,VQ1205 |  | Water-Source | WBAHP: Heat Pump Packaged Unit | Heat Pump | 208 | 3 |  |  | No Match | No Match |  |  |  | 121000 | 12100 | 10 | 10.5 | 126000 | 11200 | 3.3 | 3.8 | Non Federally-Regulated | 07/31/1991 |  | 03/31/1998
Trane U.S. Inc. | Command-Aire | GSHC0421B |  | Ground-Water-Source | WBAHP: Heat Pump Packaged Unit | Heat Pump | 208 | 1 |  |  | No Match | No Match |  |  |  | 39000 | 2826 | 13.8 | 9 | 32400 | 2966 | 3.2 |  | Non Federally-Regulated | 10/06/1999 |  | 04/10/2000
ClimateMaster Inc. | Carrier Corp. | 38WQS048 3 | FK4CNF006 | Water-Source | WBAHP-CB: Heat Pump Split Syst | Heat Pump | 230 | 1 |  |  | No Match | Single-Speed |  |  |  | 44500 | 3134 | 14.2 | 12 | 52500 | 3207 | 4.8 | 4.2 | Federally-Regulated Commercial & Industrial Equipment | 09/15/2009 |  | 02/17/2011
Waterfurnace International, Inc. | Premier | ATV/ATH019A |  | Ground-Water-Source | WBAHP: Heat Pump Packaged Unit | Heat Pump | 230 | 1 |  |  | No Match | No Match |  |  |  | 20200 | 1278 | 15.8 | 11 | 20800 | 1385 | 4.4 | 3.4 | Non Federally-Regulated | 07/31/1991 |  | 03/31/1998
ClimateMaster Inc. | Carrier Corp. | 50YDS064 | FV4***006 | Ground-Source | WBAHP-CB: Heat Pump Split Syst | Heat Pump | 208 | 1 |  |  | No Match | Single-Speed |  |  |  | 59500 | 3889 | 15.3 | 13.4 | 45700 | 3720 | 3.6 | 3.1 | Non Federally-Regulated | 01/24/2011 |  | 08/23/2011
Command-Aire | Command-Aire | SWPXR267E |  | Water-Source | WBAHP: Heat Pump Packaged Unit | Heat Pump | 265 | 1 |  |  | No Match | No Match |  |  |  | 24000 | 2160 | 11.1 | 9 | 32000 | 2340 | 4.1 | 3.2 | Non Federally-Regulated | 02/22/1990 |  | 07/31/1991
Trane U.S. Inc. | Command-Aire | GSUF0301B |  | Water-Source | WBAHP-CB: Heat Pump Split Syst | Heat Pump | 208 | 1 |  |  | No Match | No Match |  |  |  | 32000 | 1927 | 16.6 | 9 | 33800 | 2539 | 3.9 | 3.5 | Non Federally-Regulated | 08/07/1998 |  | 10/02/1998
Mammoth | Hydrobank II | F084HHJ |  | Water-Source | WBAHP: Heat Pump Packaged Unit | Heat Pump | 208 | 3 |  |  | No Match | No Match |  |  |  | 83000 | 7094 | 11.7 | 9 | 107600 | 8296 | 3.8 | 3.8 | Federally-Regulated Commercial & Industrial Equipment | 05/23/2000 |  | 01/18/2001
Waterfurnace International, Inc. | Waterfurnace International, Inc. | NTV030B1(P) |  | Ground-Water-Source | WBAH: Heating Only Packaged Un | Heat Pump | 208 | 1 |  |  | No Match | No Match |  |  |  | 0 | 0 | 0 | 9 | 24000 | 2198 | 3.2 |  | Non Federally-Regulated | 12/14/1998 |  | 10/06/1999
Enertech Global, LLC | Enertech | H050C | MPD048 | Ground-Water-Source | WBAHP-CB: Heat Pump Split Syst | Heat Pump | 208 | 1 |  |  | No Match | Single-Speed |  |  |  | 57000 | 2969 | 19.2 | 16.2 | 49700 | 3553 | 4.1 | 3.6 | Non Federally-Regulated | 08/23/2011 |  | 04/19/2013
Geoflex Systems, Inc. | Geoflex Systems, Inc. | GF1S-V/H/D/M-042WAABP |  | Ground-Source | WBAHP: Heat Pump Packaged Unit | Both Heat Pump and Electric Re | 230 | 1 |  |  | No Match | Single-Speed |  |  |  | 40300 | 1947 | 20.7 | 13.4 | 28400 | 2030 | 4.1 | 3.1 | Non Federally-Regulated | 11/30/2011 |  | 03/02/2012
California Heat Pump | California Heat Pump | CHP-33V*-34-** |  | Water-Source | WBAHP: Heat Pump Packaged Unit | Heat Pump | 460 | 3 |  |  | No Match | No Match |  |  |  | 32500 | 3500 | 9.3 | 7.5 | 37000 | 3550 | 3.1 | 2.5 | Non Federally-Regulated | 01/05/1982 |  | 09/08/1982
Snyder General Corp. | McQuay | CCH024A*G |  | Water-Source | WBAHP: Heat Pump Packaged Unit | Heat Pump | 208 | 1 |  |  | No Match | No Match |  |  |  | 24500 | 2130 | 11.5 | 9 | 30000 | 2240 | 3.9 | 3.2 | Non Federally-Regulated | 02/22/1990 |  | 07/31/1991
California Heat Pump | Trane | WPVB-0337 |  | Water-Source | WBAHP: Heat Pump Packaged Unit | Heat Pump | 265 | 1 |  |  | No Match | No Match |  |  |  | 32500 | 3700 | 8.8 | 7.5 | 33200 | 3400 | 3 | 2.5 | Non Federally-Regulated | 06/11/1985 |  | 05/11/1988
Maritime Geothermal, Ltd. | Nordic | W-55-W |  | Ground-Water-Source | WBAH: Heating Only Packaged Un | Heat Pump | 208 | 1 |  |  | No Match | No Match |  |  |  | 0 | 0 | 0 | 9 | 63818 | 4696 | 4 |  | Non Federally-Regulated | 07/03/1997 |  | 03/31/1998
Trane U.S. Inc. | Trane | GSSD048 | TWE040E | Ground-Water-Source | WBAHP-CB: Heat Pump Split Syst | Heat Pump | 208 | 1 |  |  | No Match | No Match |  |  |  | 48500 | 3255 | 14.9 | 9 | 37200 | 3302 | 3.3 |  | Non Federally-Regulated | 04/10/2000 |  | 07/18/2002
Waterfurnace International, Inc. | Waterfurnace International, Inc. | ATH045D1(P) |  | Ground-Source | WBAHP: Heat Pump Packaged Unit | Heat Pump | 208 | 1 |  |  | No Match | No Match |  |  |  | 27800 | 1323 | 21 |  | 19600 | 1472 | 3.9 |  | Non Federally-Regulated | 03/31/1998 |  | 05/10/1998
ClimateMaster Inc. | Carrier Corp. | 50PRH/V009 3 |  | Water-Source | WBAHP: Heat Pump Packaged Unit | Heat Pump | 230 | 1 |  |  | No Match | Single-Speed |  |  |  | 8800 | 657 | 13.4 | 11.2 | 11600 | 809 | 4.2 | 4.2 | Federally-Regulated Commercial & Industrial Equipment | 01/24/2011 |  | 08/23/2011
Waterfurnace International, Inc. | Waterfurnace International, Inc. | NTV036B1 |  | Ground-Water-Source | WBAHP: Heat Pump Packaged Unit | Heat Pump | 208 | 1 |  |  | No Match | No Match |  |  |  | 39000 | 2785 | 14 | 9 | 44500 | 4830 | 2.7 |  | Non Federally-Regulated | 12/14/1998 |  | 10/06/1999
Florida Heat Pump | Florida Heat Pump | GT042-3CF/HZ/VT |  | Water-Source | WBAHP-CB: Heat Pump Split Syst | Heat Pump | 208 | 3 |  |  | No Match | No Match |  |  |  | 45000 | 3435 | 13.1 | 9 | 50000 | 3488 | 4.2 | 3.5 | Non Federally-Regulated | 04/12/2000 |  | 05/23/2001
Mammoth | Mammoth | A007C |  | Water-Source | WBAHP: Heat Pump Packaged Unit | Heat Pump | 115 | 1 |  |  | No Match | No Match |  |  |  | 6700 | 800 | 8.4 | 7.5 | 8400 | 950 | 2.6 | 2.5 | Non Federally-Regulated | 01/05/1982 |  | 05/16/1984
Climate Control / Snyder General | Electro-Hydronics | CC550GK |  | Water-Source | WBAHP: Heat Pump Packaged Unit | Heat Pump | 208 | 3 |  |  | No Match | No Match |  |  |  | 55000 | 5670 | 9.7 | 7.5 | 67000 | 5610 | 3.5 | 2.5 | Non Federally-Regulated | 06/11/1985 |  | 08/29/1986
Mammoth | Hydrobank II | G100HLK |  | Ground-Water-Source | WBAHP: Heat Pump Packaged Unit | Heat Pump | 460 | 3 |  |  | No Match | No Match |  |  |  | 100000 | 7407 | 13.5 | 9 | 79000 | 7233 | 3.2 |  | Non Federally-Regulated | 07/22/2002 |  | 03/12/2009
Waterfurnace International, Inc. | Waterfurnace International, Inc. | NSV/NSH042G1*1 |  | Ground-Water-Source | WBAHP: Heat Pump Packaged Unit | Heat Pump | 208 | 1 |  |  | No Match | Single-Speed |  |  |  | 46200 | 1566 | 29.5 | 16.2 | 35000 | 2093 | 4.9 | 3.6 | Non Federally-Regulated | 09/03/2012 |  | 04/19/2013
McQuay International | McQuay | HWH/HWW060C-T |  | Water-Source | WBAHP: Heat Pump Packaged Unit | Heat Pump | 460 | 3 |  |  | No Match | No Match |  |  |  | 57000 | 5135 | 11.1 | 10 | 76000 | 5709 | 3.9 |  | Federally-Regulated Commercial & Industrial Equipment | 11/17/1999 |  | 09/21/2000
ClimateMaster Inc. | Carrier Corp. | 50PSH/V/D018K |  | Water-Source | WBAHP: Heat Pump Packaged Unit | Heat Pump | 230 | 1 |  |  | No Match | Single-Speed |  |  |  | 19200 | 1164 | 16.5 | 12 | 23300 | 1157 | 5.9 | 4.2 | Federally-Regulated Commercial & Industrial Equipment | 10/24/2014 |  | 04/22/2015
Mammoth | Hydrobank II | F072VHJ |  | Water-Source | WBAHP: Heat Pump Packaged Unit | Heat Pump | 230 | 3 |  |  | No Match | No Match |  |  |  | 70000 | 5833 | 12 | 9 | 85000 | 6553 | 3.8 | 3.8 | Federally-Regulated Commercial & Industrial Equipment | 05/23/2000 |  | 01/18/2001
Waterfurnace International, Inc. | Eagle Mountain | ZS009**0*0 |  | Water-Source | WBAHP: Heat Pump Packaged Unit | Heat Pump | 208 | 1 |  |  | No Match | Single-Speed |  |  |  | 8500 | 708 | 12 | 11.2 | 11500 | 766 | 4.4 | 4.2 | Federally-Regulated Commercial & Industrial Equipment | 01/24/2011 |  | 04/19/2013
Florida Heat Pump | Florida Heat Pump | GT036-4CS | GT036-4AH/AV | Ground-Water-Source | WBAHP-CB: Heat Pump Split Syst | Heat Pump | 460 | 3 |  |  | No Match | No Match |  |  |  | 35000 | 2397 | 14.6 | 9 | 25000 | 2219 | 3.3 |  | Non Federally-Regulated | 05/29/2001 |  | 07/18/2002
Climate Control / Snyder General | Electro-Hydronics | FC400FK |  | Water-Source | WBAHP: Heat Pump Packaged Unit | Heat Pump | 208 | 3 |  |  | No Match | No Match |  |  |  | 39600 | 3960 | 10 | 7.5 | 45000 | 3880 | 3.4 | 2.5 | Non Federally-Regulated | 06/11/1985 |  | 08/29/1986
Florida Heat Pump | Florida Heat Pump | GT024-3CF/HZ/VT |  | Ground-Water-Source | WBAHP: Heat Pump Packaged Unit | Heat Pump | 230 | 3 |  |  | No Match | No Match |  |  |  | 24500 | 1788 | 13.7 | 9 | 18000 | 1648 | 3.2 |  | Non Federally-Regulated | 07/16/2001 |  | 07/18/2002
McQuay International | McQuay | W-FDS/FDL/FDD-1-009-J |  | Water-Source | WBAHP: Heat Pump Packaged Unit | Heat Pump | 265 | 1 |  |  | No Match | No Match |  |  |  | 8800 | 822 | 10.7 | 10 | 12000 | 901 | 3.9 |  | Federally-Regulated Commercial & Industrial Equipment | 10/05/1999 |  | 09/21/2000
Trane U.S. Inc. | Trane | GSHC0481B |  | Ground-Water-Source | WBAHP: Heat Pump Packaged Unit | Heat Pump | 208 | 1 |  |  | No Match | No Match |  |  |  | 48000 | 3076 | 15.6 | 9 | 36000 | 3296 | 3.2 |  | Non Federally-Regulated | 10/06/1999 |  | 07/18/2002
Florida Heat Pump | Energy Miser | HE42CF-4 |  | Water-Source | WBAHP: Heat Pump Packaged Unit | Heat Pump | 460 | 3 |  |  | No Match | No Match |  |  |  | 42000 | 3820 | 11 | 7.5 | 53500 | 3825 | 4.1 | 2.5 | Non Federally-Regulated | 05/16/1984 |  | 05/11/1988
Addison Products | Addison Products | HWY009-1A |  | Water-Source | WBAHP: Heat Pump Packaged Unit | Heat Pump | 208 | 1 |  |  | No Match | No Match |  |  |  | 9700 | 801 | 12.1 | 10 | 13500 | 898 | 4.4 |  | Federally-Regulated Commercial & Industrial Equipment | 11/17/1999 |  | 01/18/2001
Waterfurnace International, Inc. | Waterfurnace International, Inc. | SXV058B4 |  | Water-Source | WBAHP-CB: Heat Pump Split Syst | Heat Pump | 460 | 3 |  |  | No Match | No Match |  |  |  | 58500 | 4365 | 13.4 | 9 | 67500 | 4945 | 4 | 3.5 | Non Federally-Regulated | 02/02/1998 |  | 10/02/1998
Addison Products | Addison Products | VPY030-1A |  | Water-Source | WBAHP-CB: Heat Pump Split Syst | Heat Pump | 208 | 1 |  |  | No Match | No Match |  |  |  | 34900 | 2510 | 13.9 | 9 | 42300 | 3541 | 3.5 | 3.5 | Non Federally-Regulated | 07/22/2002 |  | 03/12/2009
Climate Control / Snyder General | Electro-Hydronics | UW550GK |  | Water-Source | WBAHP: Heat Pump Packaged Unit | Heat Pump | 208 | 3 |  |  | No Match | No Match |  |  |  | 55000 | 5670 | 9.7 | 7.5 | 67000 | 5610 | 3.5 | 2.5 | Non Federally-Regulated | 06/11/1985 |  | 08/29/1986
Command-Aire | Command-Aire | SWPH-1244 |  | Water-Source | WBAHP: Heat Pump Packaged Unit | Heat Pump | 460 | 3 |  |  | No Match | No Match |  |  |  | 140000 | 15400 | 9.1 |  | 199000 | 14600 | 4 | 2.5 | Non Federally-Regulated | 06/11/1985 |  | 01/23/1988
Snyder General Corp. | McQuay | VE090G3 |  | Water-Source | WBAHP: Heat Pump Packaged Unit | Heat Pump | 230 | 1 |  |  | No Match | No Match |  |  |  | 9000 | 855 | 10.5 | 9 | 11000 | 920 | 3.5 | 3.2 | Non Federally-Regulated | 02/22/1990 |  | 07/31/1991
Trane U.S. Inc. | Trane | WPHF0211 |  | Water-Source | WBAHP: Heat Pump Packaged Unit | Heat Pump | 265 | 1 |  |  | No Match | No Match |  |  |  | 21200 | 1422 | 14.9 | 10 | 23600 | 1571 | 4.4 |  | Federally-Regulated Commercial & Industrial Equipment | 02/02/1998 |  | 03/31/1998
ClimateMaster Inc. | Trane | WPHA62XE* |  | Water-Source | WBAHP: Heat Pump Packaged Unit | Heat Pump | 208 | 3 |  |  | No Match | No Match |  |  |  | 61500 | 5850 | 10.5 | 9 | 69000 | 5790 | 3.5 | 3.2 | Non Federally-Regulated | 05/11/1988 |  | 03/15/1989
Carrier Corp. | Carrier | 50HQA042 |  | Water-Source | WBAHP: Heat Pump Packaged Unit | Heat Pump | 208 | 1 |  |  | No Match | No Match |  |  |  | 41500 | 3705 | 11.2 | 10 | 52500 | 3845 | 4 |  | Federally-Regulated Commercial & Industrial Equipment | 12/14/1994 |  | 04/07/1996
McQuay / Snyder General | Electro-Hydronics | LHP10BD |  | Water-Source | WBAHP: Heat Pump Packaged Unit | Heat Pump | 230 | 3 |  |  | No Match | No Match |  |  |  | 107000 | 9000 | 11.9 | 9.2 | 120000 | 9200 | 3.8 | 2.5 | Non Federally-Regulated | 08/29/1986 |  | 05/11/1988
Florida Heat Pump | Bosch | AP035-3CF/HZ/VT |  | Ground-Water-Source | WBAHP: Heat Pump Packaged Unit | Heat Pump | 208 | 3 |  |  |  | Dual-Speed |  |  |  | 41200 | 1753 | 23.5 | 16.2 | 36200 | 2257 | 4.7 | 3.6 | Non Federally-Regulated | 04/22/2015 |  | 05/01/2015
Florida Heat Pump | Florida Heat Pump | EM048-5CS | EM048-5AH/AV | Ground-Water-Source | WBAHP-CB: Heat Pump Split Syst | Heat Pump | 575 | 3 |  |  | No Match | No Match |  |  |  | 50000 | 4000 | 12.5 | 9 | 37000 | 3387 | 3.2 |  | Non Federally-Regulated | 05/29/2001 |  | 07/18/2002
Florida Heat Pump | Florida Heat Pump | GT048-1VT/HZ/CF |  | Ground-Source | WBAHP: Heat Pump Packaged Unit | Heat Pump | 230 | 1 |  |  | No Match | No Match |  |  |  | 48000 | 3692 | 13 |  | 37000 | 3614 | 3 |  | Non Federally-Regulated | 03/31/1998 |  | 05/10/1998
Climate Control / Snyder General | Electro-Hydronics | VF390GD |  | Water-Source | WBAHP: Heat Pump Packaged Unit | Heat Pump | 230 | 3 |  |  | No Match | No Match |  |  |  | 39000 | 3700 | 10.5 | 7.5 | 48000 | 4020 | 3.5 | 2.5 | Non Federally-Regulated | 05/16/1984 |  | 08/29/1986
Mammoth | Hydrobank II | D020HHG |  | Water-Source | WBAHP: Heat Pump Packaged Unit | Heat Pump | 230 | 1 |  |  | No Match | No Match |  |  |  | 19500 | 1488 | 13.1 | 10 | 24500 | 1560 | 4.6 |  | Federally-Regulated Commercial & Industrial Equipment | 11/14/2000 |  | 01/18/2001
Florida Heat Pump | Bosch | ES035-3CF/HZ/VT |  | Ground-Water-Source | WBAHP: Heat Pump Packaged Unit | Heat Pump | 230 | 3 |  |  |  | Dual-Speed |  |  |  | 42000 | 1944 | 21.6 | 16.2 | 36000 | 2512 | 4.2 | 3.6 | Non Federally-Regulated | 04/22/2015 |  | 04/29/2015
ClimateMaster Inc. | Carrier Corp. | 50PSH/V/D030K***2 |  | Water-Source | WBAHP: Heat Pump Packaged Unit | Heat Pump | 230 | 1 |  |  | No Match | Single-Speed |  |  |  | 28000 | 1618 | 17.3 | 12 | 35100 | 1774 | 5.8 | 4.2 | Federally-Regulated Commercial & Industrial Equipment | 10/24/2014 |  | 04/22/2015
McQuay / Snyder General | Electro-Hydronics | VF330F5 |  | Water-Source | WBAHP: Heat Pump Packaged Unit | Heat Pump | 208 | 1 |  |  | No Match | No Match |  |  |  | 33000 | 3050 | 10.8 | 7.5 | 35000 | 2900 | 3.5 | 2.5 | Non Federally-Regulated | 08/29/1986 |  | 05/11/1988
Enertech Global, LLC | Enertech | GCT036C2 |  | Ground-Water-Source | WBAHP: Heat Pump Packaged Unit | Heat Pump | 208 | 3 |  |  | No Match | Single-Speed |  |  |  | 41800 | 1720 | 24.3 | 16.2 | 35900 | 2023 | 5.2 | 3.6 | Non Federally-Regulated | 05/02/2012 |  | 12/12/2012
Addison Products | Addison Products | HGY018-8A |  | Ground-Water-Source | WBAHP: Heat Pump Packaged Unit | Heat Pump | 265 | 1 |  |  | No Match | No Match |  |  |  | 18200 | 1358 | 13.4 | 9 | 14100 | 1291 | 3.2 |  | Non Federally-Regulated | 07/22/2002 |  | 03/12/2009
Waterfurnace International, Inc. | Eagle Mountain | ZS030**0*0 |  | Ground-Source | WBAHP: Heat Pump Packaged Unit | Heat Pump | 230 | 1 |  |  | No Match | Single-Speed |  |  |  | 29000 | 1706 | 17 | 13.4 | 22800 | 1909 | 3.5 | 3.1 | Non Federally-Regulated | 01/24/2011 |  | 04/19/2013
Florida Heat Pump | Loop Group, Inc. | EV048-1CF/HZ/VT |  | Water-Source | WBAHP: Heat Pump Packaged Unit | Heat Pump | 208 | 1 |  |  | No Match | Single-Speed |  |  |  | 48500 | 3566 | 12.7 | 12 | 58000 | 3540 | 4.8 | 4.2 | Federally-Regulated Commercial & Industrial Equipment | 06/23/2011 |  | 12/12/2012
Snyder General Corp. | American Air Filter | VWH012A*N |  | Water-Source | WBAHP: Heat Pump Packaged Unit | Heat Pump | 265 | 1 |  |  | No Match | No Match |  |  |  | 12500 | 1147 | 10.9 | 9 | 14700 | 1138 | 3.8 | 3.2 | Federally-Regulated Commercial & Industrial Equipment | 08/14/1992 |  | 08/06/1993
Command-Aire | Command-Aire | SWPH844* |  | Water-Source | WBAHP: Heat Pump Packaged Unit | Heat Pump | 460 | 3 |  |  | No Match | No Match |  |  |  | 95000 | 8120 | 11.7 | 10.5 | 120000 | 8370 | 4.2 | 3.8 | Non Federally-Regulated | 07/31/1991 |  | 03/31/1998
Florida Heat Pump | Geomaster, LLC | EP036-3HZ/VT |  | Water-Source | WBAHP: Heat Pump Packaged Unit | Heat Pump | 230 | 3 |  |  | No Match | Single-Speed | 2129 | 182 |  | 36000 | 2093 | 17.2 | 12 | 41000 | 2146 | 5.6 | 4.2 | Federally-Regulated Commercial & Industrial Equipment | 08/23/2011 |  | 04/21/2014
Waterfurnace International, Inc. | Eagle Mountain | QT064**1 |  | Ground-Water-Source | WBAHP: Heat Pump Packaged Unit | Heat Pump | 230 | 1 |  |  | No Match | Dual-Speed |  |  |  | 64100 | 3465 | 18.5 | 16.2 | 52800 | 3869 | 4 | 3.6 | Non Federally-Regulated | 01/24/2011 |  | 04/19/2013
Florida Heat Pump | Florida Heat Pump | EM042-1CS | EM042-1AH/AV | Water-Source | WBAH: Heating Only Packaged Un | Heat Pump | 230 | 1 |  |  | No Match | No Match |  |  |  | 44000 | 3666 | 12 | 9 | 50000 | 4185 | 3.5 | 3.5 | Non Federally-Regulated | 07/22/2002 |  | 03/12/2009
Command-Aire | Command-Aire | RUWP-1844 |  | Water-Source | WBAHP: Heat Pump Packaged Unit | Heat Pump | 460 | 3 |  |  | No Match | No Match |  |  |  | 195000 | 22800 | 8.6 | 9 | 257000 | 22700 | 3.3 |  | Federally-Regulated Commercial & Industrial Equipment | 01/23/1988 |  | 05/11/1988
Addison Products | Heat Controller | DWPG060-3B-XL |  | Ground-Water-Source | WBAHP: Heat Pump Packaged Unit | Heat Pump | 208 | 3 |  |  | No Match | No Match |  |  |  | 58000 | 4393 | 13.2 | 9 | 44000 | 4297 | 3 |  | Non Federally-Regulated | 10/06/1999 |  | 04/10/2000
Addison Products | Addison Products | HGY042-3A |  | Ground-Water-Source | WBAHP: Heat Pump Packaged Unit | Heat Pump | 230 | 3 |  |  | No Match | No Match |  |  |  | 47000 | 3560 | 13.2 | 9 | 30900 | 3017 | 3 |  | Non Federally-Regulated | 11/14/2000 |  | 07/18/2002
Enertech Global, LLC | Roth Industries, Inc. | RRT048A | ACD060 | Ground-Source | WBAHP-CB: Heat Pump Split Syst | Heat Pump | 208 | 1 |  |  | No Match | Single-Speed |  |  |  | 51700 | 2856 | 18.1 | 13.4 | 37400 | 2811 | 3.9 | 3.1 | Non Federally-Regulated | 09/03/2012 |  | 12/12/2012
Florida Heat Pump | Florida Heat Pump | EM012-1VT/HZ/CF |  | Water-Source | WBAHP: Heat Pump Packaged Unit | Heat Pump | 208 | 1 |  |  | No Match | No Match |  |  |  | 11500 | 1008 | 11.4 | 10 | 14600 | 1069 | 4 |  | Federally-Regulated Commercial & Industrial Equipment | 10/05/1999 |  | 04/12/2000
Command-Aire | Command-Aire | SWPV137M |  | Water-Source | WBAHP: Heat Pump Packaged Unit | Heat Pump | 265 | 1 |  |  | No Match | No Match |  |  |  | 12200 | 1110 | 11 | 7.5 | 16000 | 1170 | 4 | 2.5 | Non Federally-Regulated | 06/11/1985 |  | 01/23/1988
Waterfurnace International, Inc. | Waterfurnace International, Inc. | SXV030B2 |  | Ground-Water-Source | WBAHP: Heat Pump Packaged Unit | Heat Pump | 265 | 1 |  |  | No Match | No Match |  |  |  | 31200 | 2181 | 14.3 | 9 | 21600 | 1808 | 3.5 |  | Non Federally-Regulated | 12/14/1998 |  | 10/06/1999
Mammoth | Hydrobank II | D013VHJ |  | Water-Source | WBAHP: Heat Pump Packaged Unit | Heat Pump | 208 | 1 |  |  | No Match | No Match |  |  |  | 12300 | 1171 | 10.5 | 10 | 15800 | 1187 | 3.9 |  | Federally-Regulated Commercial & Industrial Equipment | 01/18/2001 |  | 03/12/2009
McQuay International | McQuay | W-FDS/FDL/FDD-1-009-E |  | Water-Source | WBAHP: Heat Pump Packaged Unit | Heat Pump | 208 | 1 |  |  | No Match | No Match |  |  |  | 8800 | 822 | 10.7 | 10 | 12000 | 901 | 3.9 |  | Federally-Regulated Commercial & Industrial Equipment | 10/05/1999 |  | 09/21/2000
Trane U.S. Inc. | Trane | GXHA028 |  | Water-Source | WBAHP: Heat Pump Packaged Unit | Heat Pump | 208 | 1 |  |  | No Match | No Match |  |  |  | 28500 | 2714 | 10.5 | 10 | 38000 | 2929 | 3.8 |  | Federally-Regulated Commercial & Industrial Equipment | 04/12/2000 |  | 11/14/2000
Waterfurnace International, Inc. | Standard Range | WSH/WSV031A*3*** |  | Water-Source | WBAHP: Heat Pump Packaged Unit | Heat Pump | 230 | 3 |  |  | No Match | No Match |  |  |  | 31600 | 2953 | 10.7 | 9 | 39500 | 3307 | 3.5 | 3.2 | Non Federally-Regulated | 03/15/1989 |  | 09/13/1989
California Heat Pump | Trane | WPVB-0332 |  | Water-Source | WBAHP: Heat Pump Packaged Unit | Heat Pump | 230 | 1 |  |  | No Match | No Match |  |  |  | 32500 | 3700 | 8.8 | 7.5 | 33200 | 3400 | 3 | 2.5 | Non Federally-Regulated | 06/11/1985 |  | 05/11/1988
Waterfurnace International, Inc. | Geotility Geothermal Installations | GS018**0*1 |  | Ground-Source | WBAHP: Heat Pump Packaged Unit | Heat Pump | 230 | 1 |  |  | No Match | Single-Speed |  |  |  | 18500 | 974 | 19 | 13.4 | 14500 | 1090 | 3.9 | 3.1 | Non Federally-Regulated | 01/24/2011 |  | 04/19/2013
Waterfurnace International, Inc. | Rybacki - Hart Enterprises | ZS036**0*1 |  | Water-Source | WBAHP: Heat Pump Packaged Unit | Heat Pump | 230 | 1 |  |  | No Match | Single-Speed |  |  |  | 33300 | 2220 | 15 | 12 | 40600 | 2479 | 4.8 | 4.2 | Federally-Regulated Commercial & Industrial Equipment | 01/24/2011 |  | 04/19/2013
McQuay / Snyder General | Electro-Hydronics | CCW019A*G |  | Water-Source | WBAHP: Heat Pump Packaged Unit | Heat Pump | 230 | 1 |  |  | No Match | No Match |  |  |  | 19000 | 1600 | 11.9 | 9 | 24000 | 1730 | 4.1 | 3.2 | Non Federally-Regulated | 05/11/1988 |  | 03/15/1989
Inter-City Products Corp. | McQuay | CCW019C*N |  | Water-Source | WBAHP: Heat Pump Packaged Unit | Heat Pump | 265 | 1 |  |  | No Match | No Match |  |  |  | 18200 | 1640 | 11.1 | 9.3 | 23200 | 1790 | 3.8 | 3.8 | Non Federally-Regulated | 07/31/1991 |  | 03/31/1998
Command-Aire | Command-Aire | SWP-414 |  | Water-Source | WBAHP: Heat Pump Packaged Unit | Heat Pump | 460 | 3 |  |  | No Match | No Match |  |  |  | 42000 | 4250 | 9.5 | 7.5 | 56000 | 4400 | 3.7 | 2.5 | Non Federally-Regulated | 08/30/1983 |  | 08/29/1986
ClimateMaster Inc. | Trane | WPRA10HBXBX |  | Water-Source | WBAHP: Heat Pump Packaged Unit | Heat Pump | 208 | 1 |  |  | No Match | No Match |  |  |  | 9500 | 850 | 11.2 | 9 | 12600 | 880 | 4.2 | 3.2 | Non Federally-Regulated | 05/11/1988 |  | 03/15/1989
ClimateMaster Inc. | Climate Master | TES/P026A | TAH026B | Water-Source | WBAHP-CB: Heat Pump Split Syst | Heat Pump | 208 | 1 |  |  | No Match | Single-Speed |  |  |  | 25900 | 1497 | 17.3 | 12 | 30200 | 1581 | 5.6 | 4.2 | Federally-Regulated Commercial & Industrial Equipment | 12/12/2012 |  | 01/09/2014
Mammoth | Mammoth | E009VHCXXX |  | Water-Source | WBAHP: Heat Pump Packaged Unit | Heat Pump | 265 | 1 |  |  | No Match | No Match |  |  |  | 8400 | 810 | 10.4 | 9 | 12000 | 900 | 3.9 | 3.2 | Non Federally-Regulated | 05/11/1988 |  | 03/15/1989
Command-Aire | Command-Aire | SWPHXR281E |  | Water-Source | WBAHP: Heat Pump Packaged Unit | Heat Pump | 208 | 1 |  |  | No Match | No Match |  |  |  | 30000 | 2702 | 11.1 | 9 | 42000 | 3000 | 4 | 3.2 | Federally-Regulated Commercial & Industrial Equipment | 01/23/1988 |  | 05/11/1988
Waterfurnace International, Inc. | Waterfurnace International, Inc. | ATH022D1 |  | Ground-Source | WBAHP: Heat Pump Packaged Unit | Heat Pump | 230 | 1 |  |  | No Match | No Match |  |  |  | 23400 | 1392 | 16.8 |  | 15700 | 1353 | 3.4 |  | Non Federally-Regulated | 03/31/1998 |  | 05/10/1998
California Heat Pump | California Heat Pump | CHP-16C*B-12-** |  | Water-Source | WBAHP: Heat Pump Packaged Unit | Heat Pump | 230 | 1 |  |  | No Match | No Match |  |  |  | 16000 | 1345 | 11.9 | 7.5 | 17500 | 1385 | 3.7 | 2.5 | Non Federally-Regulated | 05/16/1984 |  | 06/11/1985
Waterfurnace International, Inc. | Waterfurnace International, Inc. | SXY024A1 |  | Ground-Source | WBAHP: Heat Pump Packaged Unit | Heat Pump | 230 | 1 |  |  | No Match | No Match |  |  |  | 27000 | 1741 | 15.5 |  | 18000 | 1551 | 3.4 |  | Non Federally-Regulated | 03/31/1998 |  | 05/10/1998
McQuay International | McQuay | W-FMS/FME/FDE-1-015-J |  | Water-Source | WBAHP: Heat Pump Packaged Unit | Heat Pump | 265 | 1 |  |  | No Match | No Match |  |  |  | 13100 | 1065 | 12.3 | 10 | 17200 | 1229 | 4.1 |  | Federally-Regulated Commercial & Industrial Equipment | 10/05/1999 |  | 09/21/2000
Snyder General Corp. | McQuay | VF090F7 |  | Water-Source | WBAHP: Heat Pump Packaged Unit | Heat Pump | 265 | 1 |  |  | No Match | No Match |  |  |  | 9000 | 855 | 10.5 | 9 | 11000 | 920 | 3.5 | 3.2 | Non Federally-Regulated | 02/22/1990 |  | 07/31/1991
Florida Heat Pump | Florida Heat Pump | GT048-4VT/HZ/CF |  | Ground-Water-Source | WBAHP: Heat Pump Packaged Unit | Heat Pump | 460 | 3 |  |  | No Match | No Match |  |  |  | 49000 | 3951 | 12.4 | 11 | 58500 | 4396 | 3.9 | 3.5 | Non Federally-Regulated | 03/31/1998 |  | 05/10/1998
Waterfurnace International, Inc. | Waterfurnace International, Inc. | SXH058B3 |  | Ground-Water-Source | WBAHP: Heat Pump Packaged Unit | Heat Pump | 230 | 3 |  |  | No Match | No Match |  |  |  | 56500 | 4216 | 13.4 | 9 | 45500 | 4301 | 3.1 |  | Non Federally-Regulated | 01/30/1998 |  | 03/31/1998
Waterfurnace International, Inc. | Waterfurnace International, Inc. | SXV036C3 |  | Ground-Water-Source | WBAHP: Heat Pump Packaged Unit | Heat Pump | 230 | 1 |  |  | No Match | No Match |  |  |  | 37600 | 2870 | 13.1 | 11 | 40500 | 2967 | 4 | 3.5 | Non Federally-Regulated | 03/31/1998 |  | 05/10/1998
Climate Control / Snyder General | Electro-Hydronics | VE330F3 |  | Water-Source | WBAHP: Heat Pump Packaged Unit | Heat Pump | 230 | 1 |  |  | No Match | No Match |  |  |  | 33000 | 3050 | 10.8 | 7.5 | 35000 | 2900 | 3.5 | 2.5 | Non Federally-Regulated | 05/16/1984 |  | 08/29/1986
Florida Heat Pump | Florida Heat Pump | GT062-1CS | GT062-1AH/AV | Water-Source | WBAH: Heating Only Packaged Un | Heat Pump | 230 | 1 |  |  | No Match | No Match |  |  |  | 60500 | 4959 | 12.2 | 9 | 76500 | 6057 | 3.7 | 3.5 | Non Federally-Regulated | 04/12/2000 |  | 07/18/2002
Waterfurnace International, Inc. | Geotility Geothermal Installations | ZS023**0*4 |  | Water-Source | WBAHP: Heat Pump Packaged Unit | Heat Pump | 230 | 1 |  |  | No Match | Single-Speed |  |  |  | 23000 | 1533 | 15 | 12 | 26000 | 1621 | 4.7 | 4.2 | Federally-Regulated Commercial & Industrial Equipment | 06/14/2011 |  | 04/19/2013
McQuay / Snyder General | Electro-Hydronics | CW400G3 |  | Water-Source | WBAHP: Heat Pump Packaged Unit | Heat Pump | 230 | 1 |  |  | No Match | No Match |  |  |  | 39600 | 3960 | 10 | 7.5 | 45000 | 3880 | 3.4 | 2.5 | Non Federally-Regulated | 08/29/1986 |  | 05/11/1988
Florida Heat Pump | Energy Miser | HECS42-3 | HEAH42-3 | Water-Source | WBAHP-C: Heat Pump Split Syste | Heat Pump | 230 | 3 |  |  | No Match | No Match |  |  |  | 41500 | 3770 | 11 | 9 | 51000 | 3830 | 3.9 | 3.2 | Non Federally-Regulated | 05/11/1988 |  | 03/15/1989
Mammoth | Hydrobank II | D/E014VLE/HLE/DLE |  | Ground-Source | WBAHP: Heat Pump Packaged Unit | Heat Pump | 230 | 1 |  |  | No Match | No Match |  |  |  | 14100 | 1076 | 13.1 |  | 11200 | 1058 | 3.1 |  | Non Federally-Regulated | 03/31/1998 |  | 05/10/1998
Enertech Global, LLC | Enertech | TST036A | MPD036 | Ground-Source | WBAHP-CB: Heat Pump Split Syst | Heat Pump | 208 | 1 |  |  | No Match | Single-Speed |  |  |  | 38900 | 2315 | 16.8 | 13.4 | 29200 | 2194 | 3.9 | 3.1 | Non Federally-Regulated | 11/30/2011 |  | 12/12/2012
Florida Heat Pump | Florida Heat Pump | EM060-4CF/HZ/VT |  | Ground-Water-Source | WBAHP: Heat Pump Packaged Unit | Heat Pump | 460 | 3 |  |  | No Match | No Match |  |  |  | 62600 | 4637 | 13.5 | 9 | 52000 | 4481 | 3.4 |  | Non Federally-Regulated | 07/22/2002 |  | 03/12/2009
Addison Products | Addison Products | HWPG060-1B** |  | Water-Source | WBAHP-CB: Heat Pump Split Syst | Heat Pump | 230 | 1 |  |  | No Match | No Match |  |  |  | 59000 | 4538 | 13 | 9 | 66000 | 4959 | 3.9 | 3.5 | Non Federally-Regulated | 02/02/1998 |  | 10/02/1998
Waterfurnace International, Inc. | Waterfurnace International, Inc. | ATV056D0 |  | Water-Source | WBAHP-CB: Heat Pump Split Syst | Heat Pump | 208 | 1 |  |  | No Match | No Match |  |  |  | 60500 | 4143 | 14.6 | 9 | 69000 | 4814 | 4.2 | 3.5 | Non Federally-Regulated | 02/02/1998 |  | 10/02/1998
Trane U.S. Inc. | Trane | GETE0092 |  | Ground-Water-Source | WBAHP-O: Heat Pump Packaged Un | Heat Pump | 230 | 1 |  |  | No Match | Single-Speed |  |  |  | 10000 | 543 | 18.4 | 16.2 | 9500 | 663 | 4.2 | 3.6 | Non Federally-Regulated | 06/14/2011 |  | 01/09/2014
ClimateMaster Inc. | Carrier | 50VQG/HQG019 |  | Ground-Water-Source | WBAHP: Heat Pump Packaged Unit | Heat Pump | 230 | 1 |  |  | No Match | No Match |  |  |  | 21500 | 1535 | 14 | 9 | 14000 | 1367 | 3 |  | Non Federally-Regulated | 11/17/1999 |  | 04/10/2000
Geoflex Systems, Inc. | Geoflex Systems, Inc. | GF1T-V/H/D/M-038WAABP |  | Ground-Source | WBAHP: Heat Pump Packaged Unit | Both Heat Pump and Electric Re | 208 | 1 |  |  | No Match | Dual-Speed |  |  |  | 38000 | 2021 | 18.8 | 13.4 | 28800 | 2059 | 4.1 | 3.1 | Non Federally-Regulated | 11/30/2011 |  | 03/02/2012
Trane U.S. Inc. | Command-Aire | SPHD0097 |  | Water-Source | WBAHP: Heat Pump Packaged Unit | Heat Pump | 265 | 1 |  |  | No Match | No Match |  |  |  | 8400 | 672 | 12.5 | 10 | 10000 | 651 | 4.5 |  | Federally-Regulated Commercial & Industrial Equipment | 10/05/1999 |  | 04/12/2000
ClimateMaster Inc. | Climate Master Series | HS/HL/VS/VL060H |  | Water-Source | WBAHP: Heat Pump Packaged Unit | Heat Pump | 208 | 3 |  |  | No Match | No Match |  |  |  | 59500 | 5312 | 11.2 | 10 | 75000 | 5782 | 3.8 |  | Federally-Regulated Commercial & Industrial Equipment | 01/18/2001 |  | 11/19/2001
Climate Control / Snyder General | Trane | WPRA26HBXBX |  | Water-Source | WBAHP: Heat Pump Packaged Unit | Heat Pump | 208 | 1 |  |  | No Match | No Match |  |  |  | 25000 | 2380 | 10.5 | 7.5 | 29000 | 2430 | 3.5 | 2.5 | Non Federally-Regulated | 05/16/1984 |  | 05/11/1988
Geoflex Systems, Inc. | Geoflex Systems, Inc. | GF1S-V/H/D/M-030WAABE |  | Water-Source | WBAHP: Heat Pump Packaged Unit | Both Heat Pump and Electric Re | 208 | 1 |  |  | No Match | Single-Speed |  |  |  | 26900 | 1601 | 16.8 | 12 | 32200 | 1781 | 5.3 | 4.2 | Federally-Regulated Commercial & Industrial Equipment | 11/30/2011 |  | 03/02/2012
McQuay / Snyder General | Electro-Hydronics | FC350GK |  | Water-Source | WBAHP: Heat Pump Packaged Unit | Heat Pump | 208 | 3 |  |  | No Match | No Match |  |  |  | 35600 | 3360 | 10.6 | 7.5 | 43000 | 3500 | 3.6 | 2.5 | Non Federally-Regulated | 08/29/1986 |  | 05/11/1988
Addison Products | Heat Controller | WPH044-3JA/3JBA |  | Water-Source | WBAHP: Heat Pump Packaged Unit | Heat Pump | 230 | 3 |  |  | No Match | No Match |  |  |  | 41000 | 3727 | 11 | 10 | 51000 | 3932 | 3.8 |  | Federally-Regulated Commercial & Industrial Equipment | 10/05/1999 |  | 04/12/2000
Trane U.S. Inc. | Trane | GETE0367 |  | Ground-Water-Source | WBAHP-O: Heat Pump Packaged Un | Heat Pump | 265 | 1 |  |  | No Match | Single-Speed |  |  |  | 39200 | 2096 | 18.7 | 16.2 | 36200 | 2652 | 4 | 3.6 | Non Federally-Regulated | 06/14/2011 |  | 01/09/2014
McQuay / Snyder General | Electro-Hydronics | VE200G5 |  | Water-Source | WBAHP: Heat Pump Packaged Unit | Heat Pump | 208 | 1 |  |  | No Match | No Match |  |  |  | 19000 | 1780 | 10.7 | 7.5 | 25600 | 1920 | 3.9 | 2.5 | Non Federally-Regulated | 08/29/1986 |  | 05/11/1988
Addison Products | Addison Products | HGY120-3A |  | Ground-Water-Source | WBAHP: Heat Pump Packaged Unit | Heat Pump | 230 | 3 |  |  | No Match | No Match |  |  |  | 106800 | 9621 | 11.1 | 9 | 88500 | 9603 | 2.7 |  | Non Federally-Regulated | 11/14/2000 |  | 11/19/2001
ClimateMaster Inc. | Heat Controller | HTS036A | HAGV36 | Ground-Source | WBAHP-CB: Heat Pump Split Syst | Heat Pump | 230 | 1 |  |  | No Match | Single-Speed |  |  |  | 36500 | 2226 | 16.4 | 13.4 | 28800 | 2346 | 3.6 | 3.1 | Non Federally-Regulated | 09/15/2009 |  | 08/23/2011
American Air Filter | Enercon | DVW23 |  | Water-Source | WBAHP: Heat Pump Packaged Unit | Heat Pump | 208 | 1 |  |  | No Match | No Match |  |  |  | 22400 | 1970 | 11.4 | 7.5 | 27400 | 2180 | 3.7 | 2.5 | Non Federally-Regulated | 05/16/1984 |  | 06/11/1985
Econar | Econar | GV180 |  | Water-Source | WBAHP-CB: Heat Pump Split Syst | Heat Pump | 208 | 1 |  |  | No Match | No Match |  |  |  | 18400 | 1333 | 13.8 | 9 | 21700 | 1718 | 3.7 | 3.5 | Non Federally-Regulated | 12/14/1998 |  | 04/12/2000
Waterfurnace International, Inc. | Eagle Mountain | GTS049A1 | GRAC048* | Ground-Source | WBAHP-CB: Heat Pump Split Syst | Heat Pump | 208 | 1 |  |  | No Match | Dual-Speed |  |  |  | 47700 | 2963 | 16.1 | 13.4 | 37000 | 2854 | 3.8 | 3.1 | Non Federally-Regulated | 01/24/2011 |  | 04/19/2013
Florida Heat Pump | Florida Heat Pump | EM012-0CS | EM012-0AH/AV | Ground-Water-Source | WBAHP-CB: Heat Pump Split Syst | Heat Pump | 115 | 1 |  |  | No Match | No Match |  |  |  | 11800 | 1008 | 11.7 | 9 | 8800 | 889 | 2.9 |  | Non Federally-Regulated | 05/29/2001 |  | 07/18/2002
Geoflex Systems, Inc. | Geoflex Systems, Inc. | GF1S-V/H/D/M-036WAABE |  | Ground-Source | WBAHP: Heat Pump Packaged Unit | Both Heat Pump and Electric Re | 208 | 1 |  |  | No Match | Single-Speed |  |  |  | 34100 | 1616 | 21.1 | 13.4 | 24400 | 1663 | 4.3 | 3.1 | Non Federally-Regulated | 03/02/2012 |  | 01/09/2014
McQuay International | McQuay | CCW024E-G |  | Water-Source | WBAHP: Heat Pump Packaged Unit | Heat Pump | 208 | 1 |  |  | No Match | No Match |  |  |  | 25400 | 1840 | 13.8 | 9.3 | 29800 | 2130 | 4.1 | 3.8 | Federally-Regulated Commercial & Industrial Equipment | 03/31/1998 |  | 05/10/1998
Jacobsen Energy Ind., Inc. | Thermaflo II | 60***6**** |  | Water-Source | WBAHP: Heat Pump Packaged Unit | Heat Pump | 460 | 3 |  |  | No Match | No Match |  |  |  | 60000 | 5350 | 11.2 | 7.5 | 73000 | 6100 | 3.9 | 2.5 | Non Federally-Regulated | 06/11/1985 |  | 05/11/1988
Addison Products | Addison Products | HPY030-3A |  | Water-Source | WBAHP: Heat Pump Packaged Unit | Heat Pump | 208 | 3 |  |  | No Match | No Match |  |  |  | 32000 | 2500 | 12.8 | 10 | 42300 | 2816 | 4.4 |  | Federally-Regulated Commercial & Industrial Equipment | 11/14/2000 |  | 03/18/2002
Waterfurnace International, Inc. | Waterfurnace International, Inc. | SXH024A1 |  | Ground-Water-Source | WBAHP: Heat Pump Packaged Unit | Heat Pump | 230 | 1 |  |  | No Match | No Match |  |  |  | 27400 | 1889 | 14.5 | 11 | 27400 | 1867 | 4.3 | 3.5 | Non Federally-Regulated | 03/31/1998 |  | 05/10/1998
Command-Aire | Command-Aire | RUWP-3033 |  | Water-Source | WBAHP: Heat Pump Packaged Unit | Heat Pump | 208 | 3 |  |  | No Match | No Match |  |  |  | 351000 | 38500 | 9.1 |  | 451000 | 38600 | 3.4 | 2.5 | Non Federally-Regulated | 06/11/1985 |  | 01/23/1988
Jacobsen Energy Ind., Inc. | Thermaflo II | 48***4**** |  | Water-Source | WBAHP: Heat Pump Packaged Unit | Heat Pump | 230 | 3 |  |  | No Match | No Match |  |  |  | 49000 | 4350 | 11.3 | 9 | 59000 | 4400 | 3.9 | 3.2 | Non Federally-Regulated | 05/11/1988 |  | 03/15/1989
American Air Filter | Enercon | EHW-49 |  | Water-Source | WBAHP: Heat Pump Packaged Unit | Heat Pump | 208 | 1 |  |  | No Match | No Match |  |  |  | 48500 | 4328 | 11.2 | 9 | 60500 | 5068 | 3.5 | 3.2 | Non Federally-Regulated | 05/11/1988 |  | 03/15/1989
Climate Control / Snyder General | Electro-Hydronics | LWP20BK |  | Water-Source | WBAHP: Heat Pump Packaged Unit | Heat Pump | 208 | 3 |  |  | No Match | No Match |  |  |  | 214000 | 18000 | 11.9 |  | 240000 | 18400 | 3.8 | 2.5 | Non Federally-Regulated | 06/11/1985 |  | 08/29/1986
Geoflex Systems, Inc. | Geoflex Systems, Inc. | GF1T-V/H/D/M-038WACBE |  | Water-Source | WBAHP: Heat Pump Packaged Unit | Both Heat Pump and Electric Re | 200 | 3 |  |  | No Match | Dual-Speed |  |  |  | 37600 | 2293 | 16.4 | 12 | 43500 | 2361 | 5.4 | 4.2 | Federally-Regulated Commercial & Industrial Equipment | 11/30/2011 |  | 01/09/2014
ClimateMaster Inc. | Climate Master | GSS048BG | FK4CNF006 | Ground-Water-Source | WBAHP-CB: Heat Pump Split Syst | Heat Pump | 230 | 1 |  |  | No Match | Single-Speed |  |  |  | 47500 | 2461 | 19.3 | 16.2 | 42000 | 3158 | 3.9 | 3.6 | Non Federally-Regulated | 09/15/2009 |  | 02/17/2011
McQuay / Snyder General | Electro-Hydronics | CW550F3 |  | Water-Source | WBAHP: Heat Pump Packaged Unit | Heat Pump | 230 | 1 |  |  | No Match | No Match |  |  |  | 55000 | 5670 | 9.7 | 7.5 | 67000 | 5610 | 3.5 | 2.5 | Non Federally-Regulated | 08/29/1986 |  | 05/11/1988
Waterfurnace International, Inc. | Geotility Geothermal Installations | ZS018**2*1 |  | Water-Source | WBAHP: Heat Pump Packaged Unit | Heat Pump | 265 | 1 |  |  | No Match | Single-Speed |  |  |  | 17600 | 1158 | 15.2 | 12 | 21000 | 1282 | 4.8 | 4.2 | Federally-Regulated Commercial & Industrial Equipment | 01/24/2011 |  | 04/19/2013
Waterfurnace International, Inc. | Waterfurnace International, Inc. | SXH042C0 |  | Ground-Water-Source | WBAHP: Heat Pump Packaged Unit | Heat Pump | 208 | 1 |  |  | No Match | No Match |  |  |  | 44500 | 3201 | 13.9 | 9 | 31800 | 2824 | 3.3 |  | Non Federally-Regulated | 01/30/1998 |  | 03/31/1998
Mammoth | Hydrobank II | D035VLE/HLE/DLE |  | Ground-Water-Source | WBAHP: Heat Pump Packaged Unit | Heat Pump | 208 | 1 |  |  | No Match | No Match |  |  |  | 36600 | 2614 | 14 | 9 | 28100 | 2655 | 3.1 |  | Non Federally-Regulated | 10/06/1999 |  | 04/10/2000
Florida Heat Pump | Florida Heat Pump | GT036-3CF/HZ/VT |  | Water-Source | WBAHP-CB: Heat Pump Split Syst | Heat Pump | 230 | 3 |  |  | No Match | No Match |  |  |  | 36000 | 2589 | 13.9 | 9 | 39000 | 3007 | 3.8 | 3.5 | Non Federally-Regulated | 04/12/2000 |  | 05/23/2001
Waterfurnace International, Inc. | Geotility Geothermal Installations | ZS030**0*4 |  | Ground-Water-Source | WBAHP: Heat Pump Packaged Unit | Heat Pump | 208 | 1 |  |  | No Match | Single-Speed |  |  |  | 32900 | 1377 | 23.9 | 16.2 | 28300 | 1885 | 4.4 | 3.6 | Non Federally-Regulated | 06/14/2011 |  | 04/19/2013
Geoflex Systems, Inc. | Geoflex Systems, Inc. | GS1S-V/H/D/M-024WAABP |  | Ground-Source | WBAHP: Heat Pump Packaged Unit | Both Heat Pump and Electric Re | 208 | 1 |  |  | No Match | Single-Speed |  |  |  | 21100 | 1071 | 19.7 | 13.4 | 15100 | 1165 | 3.8 | 3.1 | Non Federally-Regulated | 03/02/2012 |  | 01/09/2014
Florida Heat Pump | Florida Heat Pump | GT030-3VT/HZ/CF |  | Ground-Water-Source | WBAHP: Heat Pump Packaged Unit | Heat Pump | 230 | 3 |  |  | No Match | No Match |  |  |  | 31200 | 2080 | 15 | 9 | 20600 | 1886 | 3.2 |  | Non Federally-Regulated | 01/30/1998 |  | 10/02/1998
McQuay / Snyder General | Electro-Hydronics | CCW030A*F |  | Water-Source | WBAHP: Heat Pump Packaged Unit | Heat Pump | 230 | 3 |  |  | No Match | No Match |  |  |  | 30000 | 2803 | 10.7 | 9 | 38000 | 3010 | 3.7 | 3.2 | Non Federally-Regulated | 05/11/1988 |  | 03/15/1989
Mammoth | Hydrobank II | F043HHG/VHG |  | Water-Source | WBAHP: Heat Pump Packaged Unit | Heat Pump | 230 | 3 |  |  | No Match | No Match |  |  |  | 42000 | 3589 | 11.7 | 10 | 54300 | 4187 | 3.8 |  | Federally-Regulated Commercial & Industrial Equipment | 02/02/1998 |  | 03/31/1998
Waterfurnace International, Inc. | Waterfurnace International, Inc. | SXH030*1 |  | Ground-Water-Source | WBAHP: Heat Pump Packaged Unit | Heat Pump | 208 | 1 |  |  | No Match | No Match |  |  |  | 31200 | 2181 | 14.3 | 9 | 21600 | 1808 | 3.5 |  | Non Federally-Regulated | 10/06/1999 |  | 05/19/2000
American Air Filter | Enercon | FVW-36 |  | Water-Source | WBAHP: Heat Pump Packaged Unit | Heat Pump | 208 | 1 |  |  | No Match | No Match |  |  |  | 35200 | 3230 | 10.9 | 9 | 43000 | 3407 | 3.7 | 3.2 | Non Federally-Regulated | 05/11/1988 |  | 03/15/1989
Command-Aire | Command-Aire | SWPHXR091E |  | Water-Source | WBAHP: Heat Pump Packaged Unit | Heat Pump | 208 | 1 |  |  | No Match | No Match |  |  |  | 9000 | 860 | 10.5 | 7.5 | 12000 | 880 | 4 | 2.5 | Non Federally-Regulated | 05/16/1984 |  | 01/23/1988
Command-Aire | Command-Aire | SPHD0803 |  | Water-Source | WBAHP: Heat Pump Packaged Unit | Heat Pump | 208 | 3 |  |  | No Match | No Match |  |  |  | 100000 | 8474 | 11.8 | 9 | 128400 | 9902 | 3.8 | 3.8 | Federally-Regulated Commercial & Industrial Equipment | 12/14/1998 |  | 03/12/2009
Mammoth | Hydrobank II | D009HHG/VHG |  | Water-Source | WBAHP: Heat Pump Packaged Unit | Heat Pump | 208 | 1 |  |  | No Match | No Match |  |  |  | 8800 | 846 | 10.4 | 10 | 12000 | 879 | 4 |  | Federally-Regulated Commercial & Industrial Equipment | 12/14/1998 |  | 10/05/1999
McQuay / Snyder General | Electro-Hydronics | VE260G3 |  | Water-Source | WBAHP: Heat Pump Packaged Unit | Heat Pump | 230 | 1 |  |  | No Match | No Match |  |  |  | 25000 | 2450 | 10.2 | 7.5 | 31600 | 2500 | 3.7 | 2.5 | Non Federally-Regulated | 08/29/1986 |  | 05/11/1988
Waterfurnace International, Inc. | Geotility Geothermal Installations | ZS030**3*4 |  | Ground-Source | WBAHP: Heat Pump Packaged Unit | Heat Pump | 230 | 3 |  |  | No Match | Single-Speed |  |  |  | 29000 | 1585 | 18.3 | 13.4 | 22800 | 1758 | 3.8 | 3.1 | Non Federally-Regulated | 06/14/2011 |  | 04/19/2013
Florida Heat Pump | Florida Heat Pump | GT030-1CF/HZ/VT |  | Ground-Water-Source | WBAHP: Heat Pump Packaged Unit | Heat Pump | 230 | 1 |  |  | No Match | No Match |  |  |  | 31200 | 2080 | 15 | 9 | 20600 | 1886 | 3.2 |  | Non Federally-Regulated | 04/10/2000 |  | 05/29/2001
Snyder General Corp. | McQuay | CCW030A*F |  | Water-Source | WBAHP: Heat Pump Packaged Unit | Heat Pump | 208 | 3 |  |  | No Match | No Match |  |  |  | 29400 | 2800 | 10.5 | 9 | 37400 | 3045 | 3.6 | 3.2 | Non Federally-Regulated | 02/22/1990 |  | 07/31/1991
Addison Products | Addison Products | HWPH032-1JA/1JBA |  | Water-Source | WBAHP: Heat Pump Packaged Unit | Heat Pump | 230 | 1 |  |  | No Match | No Match |  |  |  | 31200 | 2761 | 11.3 | 10 | 38500 | 2969 | 3.8 |  | Federally-Regulated Commercial & Industrial Equipment | 12/14/1998 |  | 11/14/2000
McQuay International | McQuay | FCV/FCW/VWH/VWW030B-G |  | Water-Source | WBAHP: Heat Pump Packaged Unit | Heat Pump | 230 | 1 |  |  | No Match | No Match |  |  |  | 29600 | 2487 | 11.9 | 10 | 39000 | 2930 | 3.9 |  | Federally-Regulated Commercial & Industrial Equipment | 02/02/1998 |  | 03/31/1998
Florida Heat Pump | Florida Heat Pump | GT072-3VT/HZ |  | Ground-Water-Source | WBAHP: Heat Pump Packaged Unit | Heat Pump | 230 | 3 |  |  | No Match | No Match |  |  |  | 72000 | 5142 | 14 | 9 | 50000 | 4439 | 3.3 |  | Non Federally-Regulated | 10/06/1999 |  | 04/10/2000
Waterfurnace International, Inc. | Waterfurnace International, Inc. | SXV036B4 |  | Ground-Water-Source | WBAHP: Heat Pump Packaged Unit | Heat Pump | 460 | 3 |  |  | No Match | No Match |  |  |  | 36400 | 2676 | 13.6 | 9 | 26000 | 2381 | 3.2 |  | Non Federally-Regulated | 12/14/1998 |  | 10/06/1999
Waterfurnace International, Inc. | Waterfurnace International, Inc. | SXH013*2 |  | Water-Source | WBAHP: Heat Pump Packaged Unit | Heat Pump | 265 | 1 |  |  | No Match | No Match |  |  |  | 12700 | 858 | 14.8 | 10 | 15100 | 921 | 4.8 |  | Federally-Regulated Commercial & Industrial Equipment | 10/05/1999 |  | 05/19/2000
Mammoth | Hydrobank II | D010HLG |  | Ground-Water-Source | WBAHP: Heat Pump Packaged Unit | Heat Pump | 208 | 1 |  |  | No Match | No Match |  |  |  | 9900 | 727 | 13.6 | 9 | 7700 | 727 | 3.1 |  | Non Federally-Regulated | 07/22/2002 |  | 03/12/2009
Addison Products | Addison Products | HWPG036-1B** |  | Ground-Water-Source | WBAHP: Heat Pump Packaged Unit | Heat Pump | 208 | 1 |  |  | No Match | No Match |  |  |  | 35600 | 2373 | 15 | 9 | 24800 | 2271 | 3.2 |  | Non Federally-Regulated | 07/29/1998 |  | 10/02/1998
McQuay International | McQuay | W-LDD/LDS/LMH/LMS-1-10 |  | Water-Source | WBAHP: Heat Pump Packaged Unit | Heat Pump | 460 | 3 |  |  | No Match | No Match |  |  |  | 107000 | 9727 | 11 | 9 | 120000 | 8575 | 4.1 | 3.8 | Federally-Regulated Commercial & Industrial Equipment | 09/21/2000 |  | 01/18/2001
Florida Heat Pump | Florida Heat Pump | GO042-1CF/HZ/VT |  | Ground-Water-Source | WBAHP: Heat Pump Packaged Unit | Heat Pump | 230 | 1 |  |  | No Match | No Match |  |  |  | 41400 | 2571 | 16.1 | 9 | 30200 | 2212 | 4 |  | Non Federally-Regulated | 07/22/2002 |  | 03/12/2009
Waterfurnace International, Inc. | Waterfurnace International, Inc. | SXV048C0 |  | Ground-Source | WBAHP: Heat Pump Packaged Unit | Heat Pump | 230 | 1 |  |  | No Match | No Match |  |  |  | 51500 | 3843 | 13.4 |  | 36000 | 3403 | 3.1 |  | Non Federally-Regulated | 03/31/1998 |  | 05/10/1998
Enertech Global, LLC | Enertech | H062C | ACD060 | Ground-Water-Source | WBAHP-C: Heat Pump Split Syste | Heat Pump | 208 | 1 |  |  | No Match | Single-Speed | 2509 | 682 | 1 | 65100 | 3426 | 19 | 16.2 | 57000 | 4386 | 3.8 | 3.6 | Non Federally-Regulated | 11/25/2009 |  | 08/23/2011
Command-Aire | Command-Aire | SWPHR411E |  | Water-Source | WBAHP: Heat Pump Packaged Unit | Heat Pump | 208 | 1 |  |  | No Match | No Match |  |  |  | 42000 | 3780 | 11.1 | 7.5 | 53000 | 3880 | 4 | 2.5 | Non Federally-Regulated | 05/16/1984 |  | 01/23/1988
McQuay / Snyder General | Electro-Hydronics | VE260F5 |  | Water-Source | WBAHP: Heat Pump Packaged Unit | Heat Pump | 208 | 1 |  |  | No Match | No Match |  |  |  | 25000 | 2450 | 10.2 | 7.5 | 31600 | 2500 | 3.7 | 2.5 | Non Federally-Regulated | 08/29/1986 |  | 05/11/1988
Florida Heat Pump | Florida Heat Pump | EM018-1CF |  | Water-Source | WBAHP: Heat Pump Packaged Unit | Heat Pump | 208 | 1 |  |  | No Match | No Match |  |  |  | 18500 | 1370 | 13.5 | 10 | 25000 | 1526 | 4.8 |  | Federally-Regulated Commercial & Industrial Equipment | 12/14/1998 |  | 10/05/1999
Waterfurnace International, Inc. | Rybacki - Hart Enterprises | ZS041**3*1 |  | Water-Source | WBAHP: Heat Pump Packaged Unit | Heat Pump | 208 | 3 |  |  | No Match | Single-Speed |  |  |  | 40000 | 2759 | 14.5 | 12 | 45000 | 2931 | 4.5 | 4.2 | Federally-Regulated Commercial & Industrial Equipment | 01/24/2011 |  | 04/19/2013
Florida Heat Pump | Florida Heat Pump | GT030-1CS | GT030-1AH/AV | Water-Source | WBAH: Heating Only Packaged Un | Heat Pump | 230 | 1 |  |  | No Match | No Match |  |  |  | 29800 | 2143 | 13.9 | 9 | 32000 | 2404 | 3.9 | 3.5 | Non Federally-Regulated | 04/12/2000 |  | 05/23/2001
Friedrich Climate Master | Climate Master Series | 813-048-H******** |  | Water-Source | WBAHP: Heat Pump Packaged Unit | Heat Pump | 230 | 3 |  |  | No Match | No Match |  |  |  | 48500 | 4300 | 11.3 | 7.5 | 59000 | 4550 | 3.8 | 2.5 | Non Federally-Regulated | 08/29/1986 |  | 05/11/1988
Geoflex Systems, Inc. | Geoflex Systems, Inc. | GF1S-V/H/D/M-030WAABE |  | Ground-Water-Source | WBAHP: Heat Pump Packaged Unit | Both Heat Pump and Electric Re | 208 | 1 |  |  | No Match | Single-Speed |  |  |  | 30300 | 1148 | 26.4 | 16.2 | 26300 | 1606 | 4.8 | 3.6 | Non Federally-Regulated | 03/02/2012 |  | 01/09/2014
Addison Products | Addison Products | VPY036-3A |  | Water-Source | WBAHP-CB: Heat Pump Split Syst | Heat Pump | 230 | 3 |  |  | No Match | No Match |  |  |  | 39400 | 2755 | 14.3 | 9 | 42700 | 3381 | 3.7 | 3.5 | Non Federally-Regulated | 11/14/2000 |  | 07/18/2002
Mammoth | Geox | G20U,I |  | Water-Source | WBAHP: Heat Pump Packaged Unit | Heat Pump | 208 | 1 |  |  | No Match | No Match |  |  |  | 27600 | 2630 | 10.5 | 7.5 | 35200 | 2715 | 3.8 | 2.5 | Non Federally-Regulated | 06/11/1985 |  | 05/11/1988
Power-Save International, Inc. | S.O.E.S.I. | PSD-500 |  | Water-Source | WBAHP: Heat Pump Packaged Unit | Heat Pump | 230 | 1 |  |  | No Match | No Match |  |  |  | 66000 | 5175 | 12.8 | 9.2 | 74000 | 4968 | 4.3 |  | Non Federally-Regulated | 05/11/1988 |  | 03/15/1989
ClimateMaster Inc. | Carrier Corp. | YDS/YPS049 | CNPV*48* | Water-Source | WBAHP-C: Heat Pump Split Syste | Heat Pump | 230 | 1 |  |  | No Match | Single-Speed |  |  |  | 49500 | 3300 | 15 | 12 | 56600 | 3448 | 4.8 | 4.2 | Federally-Regulated Commercial & Industrial Equipment | 11/25/2009 |  | 08/23/2011
Addison Products | Addison Products | WPH054-1JC/1JBC |  | Water-Source | WBAHP: Heat Pump Packaged Unit | Heat Pump | 230 | 1 |  |  | No Match | No Match |  |  |  | 50000 | 4237 | 11.8 | 9.3 | 68000 | 5109 | 3.9 | 3.8 | Federally-Regulated Commercial & Industrial Equipment | 03/31/1998 |  | 05/10/1998
Snyder General Corp. | McQuay | RC140A3 |  | Water-Source | WBAHP: Heat Pump Packaged Unit | Heat Pump | 230 | 1 |  |  | No Match | No Match |  |  |  | 13500 | 1260 | 10.7 | 9 | 18000 | 1552 | 3.4 | 3.2 | Non Federally-Regulated | 02/22/1990 |  | 07/31/1991
Waterfurnace International, Inc. | Geotility Geothermal Installations | ZS030**3*4 |  | Ground-Source | WBAHP: Heat Pump Packaged Unit | Heat Pump | 208 | 3 |  |  | No Match | Single-Speed |  |  |  | 29000 | 1585 | 18.3 | 13.4 | 22800 | 1758 | 3.8 | 3.1 | Non Federally-Regulated | 06/14/2011 |  | 04/19/2013
Power-Save International, Inc. | S.O.E.S.I. | PSS-500 |  | Water-Source | WBAHP: Heat Pump Packaged Unit | Heat Pump | 230 | 1 |  |  | No Match | No Match |  |  |  | 66000 | 5175 | 12.8 | 10.5 | 74000 | 4968 | 4.3 | 3.8 | Non Federally-Regulated | 07/31/1991 |  | 03/31/1998
Florida Heat Pump | Florida Heat Pump | EM060-3CS | EM060-1AH/AV | Ground-Water-Source | WBAHP-CB: Heat Pump Split Syst | Heat Pump | 230 | 3 |  |  | No Match | No Match |  |  |  | 62000 | 4769 | 13 | 9 | 51000 | 4528 | 3.3 |  | Non Federally-Regulated | 07/22/2002 |  | 03/12/2009
Command-Aire | Command-Aire | SWPH-2533 |  | Water-Source | WBAHP: Heat Pump Packaged Unit | Heat Pump | 208 | 3 |  |  | No Match | No Match |  |  |  | 292000 | 31600 | 9.2 |  | 405000 | 33100 | 3.6 |  | Non Federally-Regulated | 05/11/1988 |  | 03/15/1989
Econar | Econar | GH591 |  | Water-Source | WBAHP-CB: Heat Pump Split Syst | Heat Pump | 208 | 1 |  |  | No Match | No Match |  |  |  | 54000 | 4285 | 12.6 | 9 | 78000 | 6178 | 3.7 | 3.5 | Non Federally-Regulated | 12/14/1998 |  | 04/12/2000
Waterfurnace International, Inc. | Spectra | SXV016A0 |  | Water-Source | WBAHP: Heat Pump Packaged Unit | Heat Pump | 208 | 1 |  |  | No Match | No Match |  |  |  | 16100 | 1193 | 13.5 | 10 | 20400 | 1195 | 5 |  | Federally-Regulated Commercial & Industrial Equipment | 06/02/1993 |  | 06/03/1993
ClimateMaster Inc. | Climate Master Series | CS/CL 009 |  | Water-Source | WBAHP-O: Heat Pump Packaged Un | Heat Pump | 208 | 1 |  |  | No Match | No Match |  |  |  | 9000 | 737 | 12.2 | 10 | 11600 | 790 | 4.3 |  | Federally-Regulated Commercial & Industrial Equipment | 10/05/1999 |  | 04/12/2000
McQuay / Snyder General | Electro-Hydronics | LWP10AP |  | Water-Source | WBAHP: Heat Pump Packaged Unit | Heat Pump | 460 | 3 |  |  | No Match | No Match |  |  |  | 107000 | 9000 | 11.9 | 9.2 | 120000 | 9200 | 3.8 |  | Non Federally-Regulated | 05/11/1988 |  | 03/15/1989
Waterfurnace International, Inc. | Eagle Mountain | ZS023**3*1 |  | Ground-Source | WBAHP: Heat Pump Packaged Unit | Heat Pump | 230 | 3 |  |  | No Match | Single-Speed |  |  |  | 23900 | 1406 | 17 | 13.4 | 17000 | 1384 | 3.6 | 3.1 | Non Federally-Regulated | 01/24/2011 |  | 04/19/2013
Waterfurnace International, Inc. | Rybacki - Hart Enterprises | ZS048**5*0 |  | Ground-Water-Source | WBAHP: Heat Pump Packaged Unit | Heat Pump | 575 | 3 |  |  | No Match | Single-Speed |  |  |  | 52000 | 2476 | 21 | 16.2 | 45900 | 3540 | 3.8 | 3.6 | Non Federally-Regulated | 01/24/2011 |  | 04/19/2013
Florida Heat Pump | Florida Heat Pump | AP049-3CF/HZ/VT |  | Water-Source | WBAHP: Heat Pump Packaged Unit | Heat Pump | 230 | 3 |  |  | No Match | Dual-Speed |  |  |  | 50000 | 3165 | 15.8 | 12 | 53000 | 2987 | 5.2 | 4.2 | Federally-Regulated Commercial & Industrial Equipment | 11/30/2011 |  | 04/20/2015
Enertech Global, LLC | Enertech | TST036A2 | ACD036 | Ground-Water-Source | WBAHP-CB: Heat Pump Split Syst | Heat Pump | 208 | 3 |  |  | No Match | Single-Speed |  |  |  | 38800 | 1813 | 21.4 | 16.2 | 35700 | 2325 | 4.5 | 3.6 | Non Federally-Regulated | 12/12/2012 |  | 04/29/2015
Waterfurnace International, Inc. | Eagle Mountain | ZS041**3*4 |  | Ground-Source | WBAHP: Heat Pump Packaged Unit | Heat Pump | 208 | 3 |  |  | No Match | Single-Speed |  |  |  | 41000 | 2485 | 16.5 | 13.4 | 29000 | 2428 | 3.5 | 3.1 | Non Federally-Regulated | 06/14/2011 |  | 04/19/2013
Enertech Global, LLC | Enertech | HHT036A2 |  | Ground-Source | WBAHP: Heat Pump Packaged Unit | Heat Pump | 208 | 3 |  |  | No Match | Single-Speed |  |  |  | 36800 | 2067 | 17.8 | 13.4 | 28900 | 1970 | 4.3 | 3.1 | Non Federally-Regulated | 03/02/2012 |  | 12/12/2012
Carrier Corp. | Carrier | 50Q*H02431 |  | Water-Source | WBAHP: Heat Pump Packaged Unit | Heat Pump | 208 | 1 |  |  | No Match | No Match |  |  |  | 24000 | 2051 | 11.7 | 10 | 28600 | 2205 | 3.8 |  | Federally-Regulated Commercial & Industrial Equipment | 08/02/1993 |  | 03/08/1996
Econar | Econar | GV360 |  | Ground-Water-Source | WBAHP: Heat Pump Packaged Unit | Heat Pump | 208 | 1 |  |  | No Match | No Match |  |  |  | 35200 | 2550 | 13.8 | 9 | 32000 | 2930 | 3.2 |  | Non Federally-Regulated | 12/14/1998 |  | 03/18/2002
Waterfurnace International, Inc. | Waterfurnace International, Inc. | CW*015A0 |  | Ground-Water-Source | WBAHP: Heat Pump Packaged Unit | Heat Pump | 208 | 1 |  |  | No Match | No Match |  |  |  | 15000 | 1041 | 14.4 | 9 | 11000 | 1007 | 3.2 |  | Non Federally-Regulated | 12/14/1998 |  | 10/06/1999
American Air Filter | Enercon | FVW-36 |  | Water-Source | WBAHP: Heat Pump Packaged Unit | Heat Pump | 265 | 1 |  |  | No Match | No Match |  |  |  | 35600 | 3266 | 10.9 | 9 | 43000 | 3407 | 3.7 | 3.2 | Non Federally-Regulated | 05/11/1988 |  | 03/15/1989
Waterfurnace International, Inc. | Rybacki - Hart Enterprises | ZS060**4*4 |  | Ground-Source | WBAHP: Heat Pump Packaged Unit | Heat Pump | 460 | 3 |  |  | No Match | Single-Speed |  |  |  | 60900 | 3402 | 17.9 | 13.4 | 47100 | 3834 | 3.6 | 3.1 | Non Federally-Regulated | 06/14/2011 |  | 03/02/2012
ClimateMaster Inc. | Climate Master Series | 802051F******** |  | Water-Source | WBAHP: Heat Pump Packaged Unit | Heat Pump | 460 | 3 |  |  | No Match | No Match |  |  |  | 52000 | 5300 | 9.8 | 9 | 62500 | 5720 | 3.2 | 3.2 | Non Federally-Regulated | 05/11/1988 |  | 03/15/1989
Enertech Global, LLC | Enertech | GST072A2 | MPD072 | Ground-Water-Source | WBAHP-CB: Heat Pump Split Syst | Heat Pump | 208 | 3 |  |  | No Match | Single-Speed | 2857 | 693 | 1 | 71700 | 3550 | 20.2 | 16.2 | 63700 | 4553 | 4.1 | 3.6 | Non Federally-Regulated | 12/12/2012 |  | 04/29/2015
Addison Products | Addison Products | VGY048-3A |  | Water-Source | WBAHP-CB: Heat Pump Split Syst | Heat Pump | 208 | 3 |  |  | No Match | No Match |  |  |  | 54400 | 4689 | 11.6 | 9 | 61800 | 5029 | 3.6 | 3.5 | Non Federally-Regulated | 07/22/2002 |  | 03/12/2009
Florida Heat Pump | Geomaster, LLC | EC009-1CF/HZ/VT |  | Water-Source | WBAHP: Heat Pump Packaged Unit | Heat Pump | 208 | 1 |  |  | No Match | Single-Speed |  |  |  | 7800 | 569 | 13.7 | 11.2 | 11400 | 711 | 4.7 | 4.2 | Federally-Regulated Commercial & Industrial Equipment | 04/30/2009 |  | 04/20/2015
Florida Heat Pump | Florida Heat Pump | GT024-3CF/HZ/VT |  | Ground-Water-Source | WBAHP: Heat Pump Packaged Unit | Heat Pump | 208 | 3 |  |  | No Match | No Match |  |  |  | 24500 | 1788 | 13.7 | 9 | 18000 | 1648 | 3.2 |  | Non Federally-Regulated | 07/16/2001 |  | 07/18/2002
Trane U.S. Inc. | Trane | GSUF0481B |  | Ground-Water-Source | WBAHP: Heat Pump Packaged Unit | Heat Pump | 208 | 1 |  |  | No Match | No Match |  |  |  | 48000 | 3000 | 16 | 9 | 34400 | 3252 | 3.1 |  | Non Federally-Regulated | 01/30/1998 |  | 03/31/1998
ClimateMaster Inc. | Climate Master | QEV/H/D0930 |  | Ground-Water-Source | WBAHP: Heat Pump Packaged Unit | Heat Pump | 208 | 1 |  |  | No Match | Variable-Speed |  |  |  | 24000 | 700 | 34.3 | 16.2 | 24000 | 1563 | 4.5 | 3.6 | Non Federally-Regulated | 05/02/2012 |  | 12/12/2012
McQuay / Snyder General | Electro-Hydronics | CC330F3 |  | Water-Source | WBAHP: Heat Pump Packaged Unit | Heat Pump | 230 | 1 |  |  | No Match | No Match |  |  |  | 33000 | 3050 | 10.8 | 7.5 | 39000 | 3090 | 3.7 | 2.5 | Non Federally-Regulated | 08/29/1986 |  | 05/11/1988
Marvair | Marvair | V360-02-A |  | Water-Source | WBAHP: Heat Pump Packaged Unit | Heat Pump | 208 | 1 |  |  | No Match | No Match |  |  |  | 35000 | 3200 | 11.2 | 7.5 | 43000 | 3500 | 3.5 | 2.5 | Non Federally-Regulated | 08/30/1983 |  | 05/16/1984
Florida Heat Pump | Florida Heat Pump | GT036-1CS | GT036-1AV/AH | Water-Source | WBAH: Heating Only Packaged Un | Heat Pump | 208 | 1 |  |  | No Match | No Match |  |  |  | 35000 | 2536 | 13.8 | 9 | 38000 | 3009 | 3.7 | 3.5 | Non Federally-Regulated | 10/05/1999 |  | 04/12/2000
Climate Control / Snyder General | Electro-Hydronics | CW750GK |  | Water-Source | WBAHP: Heat Pump Packaged Unit | Heat Pump | 208 | 3 |  |  | No Match | No Match |  |  |  | 74000 | 7000 | 10.5 | 9.2 | 92000 | 7500 | 3.6 | 2.5 | Non Federally-Regulated | 06/11/1985 |  | 08/29/1986
Waterfurnace International, Inc. | Rybacki - Hart Enterprises | GCC/GCW/GCS/GCE09*0 |  | Ground-Source | WBAHP-O: Heat Pump Packaged Un | Heat Pump | 208 | 1 |  |  | No Match | Single-Speed |  |  |  | 9000 | 563 | 16 | 13.4 | 6700 | 633 | 3.1 | 3.1 | Non Federally-Regulated | 01/24/2011 |  | 04/19/2013
Enertech Global, LLC | Enertech | TST036A | ACD036 | Ground-Source | WBAHP-CB: Heat Pump Split Syst | Heat Pump | 208 | 1 |  |  | No Match | Single-Speed |  |  |  | 36700 | 2172 | 16.9 | 13.4 | 28000 | 2159 | 3.8 | 3.1 | Non Federally-Regulated | 12/12/2012 |  | 04/29/2015
Climate Control / Snyder General | Electro-Hydronics | CC420FP |  | Water-Source | WBAHP: Heat Pump Packaged Unit | Heat Pump | 460 | 3 |  |  | No Match | No Match |  |  |  | 42000 | 3850 | 10.9 | 7.5 | 52000 | 4100 | 3.7 | 2.5 | Non Federally-Regulated | 05/16/1984 |  | 08/29/1986
ClimateMaster Inc. | Climate Master Series | VS/VL/HS/HL 030 F/H |  | Water-Source | WBAHP: Heat Pump Packaged Unit | Heat Pump | 460 | 3 |  |  | No Match | No Match |  |  |  | 29000 | 2478 | 11.7 | 9.3 | 39000 | 2657 | 4.3 | 3.8 | Federally-Regulated Commercial & Industrial Equipment | 03/31/1998 |  | 05/10/1998
Waterfurnace International, Inc. | Rybacki - Hart Enterprises | ZS041**5*0 |  | Ground-Source | WBAHP: Heat Pump Packaged Unit | Heat Pump | 575 | 3 |  |  | No Match | Single-Speed |  |  |  | 41000 | 2595 | 15.8 | 13.4 | 29000 | 2576 | 3.3 | 3.1 | Non Federally-Regulated | 01/24/2011 |  | 04/19/2013
Waterfurnace International, Inc. | Waterfurnace International, Inc. | VL/VX120T*4 |  | Water-Source | WBAHP: Heat Pump Packaged Unit | Heat Pump | 460 | 3 |  |  | No Match | No Match |  |  |  | 120000 | 9375 | 12.8 | 9 | 163000 | 11106 | 4.3 | 3.8 | Federally-Regulated Commercial & Industrial Equipment | 11/14/2000 |  | 02/17/2011
Waterfurnace International, Inc. | Waterfurnace International, Inc. | ATV070D1(P) |  | Ground-Water-Source | WBAHP: Heat Pump Packaged Unit | Heat Pump | 208 | 1 |  |  | No Match | No Match |  |  |  | 43500 | 2900 | 15 | 11 | 44000 | 3070 | 4.2 | 3.5 | Non Federally-Regulated | 03/31/1998 |  | 05/10/1998
Waterfurnace International, Inc. | Waterfurnace International, Inc. | SXH019C0 |  | Water-Source | WBAHP: Heat Pump Packaged Unit | Heat Pump | 208 | 1 |  |  | No Match | No Match |  |  |  | 18600 | 1338 | 13.9 | 10 | 24200 | 1447 | 4.9 |  | Federally-Regulated Commercial & Industrial Equipment | 02/02/1998 |  | 03/31/1998
Waterfurnace International, Inc. | Waterfurnace International, Inc. | ATV022C1 |  | Ground-Source | WBAHP: Heat Pump Packaged Unit | Heat Pump | 208 | 1 |  |  | No Match | No Match |  |  |  | 23400 | 1392 | 16.8 |  | 15700 | 1353 | 3.4 |  | Non Federally-Regulated | 03/31/1998 |  | 05/10/1998
McQuay International | McQuay | W-FDS/FDL/FDD-1-060-F |  | Water-Source | WBAHP: Heat Pump Packaged Unit | Heat Pump | 208 | 3 |  |  | No Match | No Match |  |  |  | 58000 | 5321 | 10.9 | 10 | 78000 | 5859 | 3.9 |  | Federally-Regulated Commercial & Industrial Equipment | 10/05/1999 |  | 09/21/2000
McQuay International | McQuay | W-CDL/CDS/CMS-1-024-F |  | Water-Source | WBAHP: Heat Pump Packaged Unit | Heat Pump | 208 | 3 |  |  | No Match | No Match |  |  |  | 25000 | 2066 | 12.1 | 10 | 30000 | 2253 | 3.9 |  | Federally-Regulated Commercial & Industrial Equipment | 11/14/2000 |  | 03/12/2009
Singer | Electro-Hydronics | VF100D3 |  | Water-Source | WBAHP: Heat Pump Packaged Unit | Heat Pump | 230 | 1 |  |  | No Match | No Match |  |  |  | 9500 | 1150 | 8.2 | 7.5 | 10500 | 1150 | 2.7 | 2.5 | Non Federally-Regulated | 09/08/1982 |  | 05/16/1984
Command-Aire | Command-Aire | SWP614E |  | Water-Source | WBAHP: Heat Pump Packaged Unit | Heat Pump | 460 | 3 |  |  | No Match | No Match |  |  |  | 62000 | 5640 | 11 | 9 | 78000 | 5710 | 4 | 3.2 | Non Federally-Regulated | 02/22/1990 |  | 07/31/1991
Mammoth | Hydrobank II | D045VLG |  | Ground-Water-Source | WBAHP: Heat Pump Packaged Unit | Heat Pump | 208 | 1 |  |  | No Match | No Match |  |  |  | 44500 | 3320 | 13.4 | 9 | 34500 | 3369 | 3 |  | Non Federally-Regulated | 07/22/2002 |  | 03/12/2009
Waterfurnace International, Inc. | Waterfurnace International, Inc. | ATV046*0 |  | Ground-Water-Source | WBAHP: Heat Pump Packaged Unit | Heat Pump | 230 | 1 |  |  | No Match | No Match |  |  |  | 47000 | 2919 | 16.1 | 9 | 34500 | 3063 | 3.3 |  | Non Federally-Regulated | 10/06/1999 |  | 05/19/2000
ClimateMaster Inc. | Climate Master Series | GSV/GSH070AG |  | Ground-Water-Source | WBAHP: Heat Pump Packaged Unit | Heat Pump | 208 | 1 |  |  | No Match | No Match |  |  |  | 67600 | 5200 | 13 | 9 | 54100 | 5113 | 3.1 |  | Non Federally-Regulated | 07/22/2002 |  | 03/12/2009
Command-Aire | Command-Aire | SWP-604 |  | Water-Source | WBAHP: Heat Pump Packaged Unit | Heat Pump | 460 | 3 |  |  | No Match | No Match |  |  |  | 71300 | 7500 | 9.5 | 9.2 | 98700 | 7150 | 4 |  | Non Federally-Regulated | 05/11/1988 |  | 03/15/1989
Florida Heat Pump | Florida Heat Pump | EM024-1CF/HZ/VT |  | Water-Source | WBAHP-CB: Heat Pump Split Syst | Heat Pump | 230 | 1 |  |  | No Match | No Match |  |  |  | 26000 | 2000 | 13 | 9 | 30000 | 2313 | 3.8 | 3.5 | Non Federally-Regulated | 05/23/2001 |  | 07/18/2002
Florida Heat Pump | Geomaster, LLC | EP042-3HZ/VT |  | Ground-Source | WBAHP: Heat Pump Packaged Unit | Heat Pump | 208 | 3 |  |  | No Match | Single-Speed | 2039 | 150 |  | 42000 | 1981 | 21.2 | 13.4 | 28000 | 2001 | 4.1 | 3.1 | Non Federally-Regulated | 08/23/2011 |  | 04/21/2014
California Heat Pump | Aqua-Matic | 35H**-13-** |  | Water-Source | WBAHP: Heat Pump Packaged Unit | Heat Pump | 265 | 1 |  |  | No Match | No Match |  |  |  | 35000 | 3180 | 11 | 7.5 | 42000 | 3240 | 3.8 | 2.5 | Non Federally-Regulated | 06/11/1985 |  | 05/11/1988
Addison Products | Addison Products | HGY096-5A |  | Water-Source | WBAHP-CB: Heat Pump Split Syst | Heat Pump | 575 | 3 |  |  | No Match | No Match |  |  |  | 97900 | 8900 | 11 | 9 | 123600 | 10346 | 3.5 | 3.5 | Non Federally-Regulated | 11/14/2000 |  | 01/24/2002
Waterfurnace International, Inc. | Waterfurnace International, Inc. | SXH120*3 |  | Ground-Water-Source | WBAHP: Heat Pump Packaged Unit | Heat Pump | 208 | 3 |  |  | No Match | No Match |  |  |  | 122000 | 9172 | 13.3 | 9 | 100000 | 9766 | 3 |  | Non Federally-Regulated | 10/06/1999 |  | 05/19/2000
McQuay International | McQuay | CCH/CCW/HWH/HWW009C-G |  | Water-Source | WBAHP: Heat Pump Packaged Unit | Heat Pump | 208 | 1 |  |  | No Match | No Match |  |  |  | 8700 | 790 | 11 | 9.3 | 12000 | 901 | 3.9 | 3.8 | Federally-Regulated Commercial & Industrial Equipment | 03/31/1998 |  | 05/10/1998
Mammoth | Hydrobank II | K054HHE/VHE |  | Water-Source | WBAHP: Heat Pump Packaged Unit | Heat Pump | 575 | 3 |  |  | No Match | No Match |  |  |  | 54000 | 3802 | 14.2 | 10 | 67500 | 4300 | 4.6 |  | Federally-Regulated Commercial & Industrial Equipment | 07/29/1998 |  | 10/02/1998
Waterfurnace International, Inc. | Waterfurnace International, Inc. | SXV042B4 |  | Ground-Water-Source | WBAHP: Heat Pump Packaged Unit | Heat Pump | 460 | 3 |  |  | No Match | No Match |  |  |  | 44500 | 3201 | 13.9 | 9 | 31800 | 2824 | 3.3 |  | Non Federally-Regulated | 12/14/1998 |  | 10/06/1999
Climate Control / Snyder General | Electro-Hydronics | WM90C7 |  | Water-Source | WBAHP: Heat Pump Packaged Unit | Heat Pump | 265 | 1 |  |  | No Match | No Match |  |  |  | 8700 | 825 | 10.5 | 7.5 | 10000 | 850 | 3.4 | 2.5 | Non Federally-Regulated | 05/16/1984 |  | 08/29/1986
Addison Products | Addison Products | VWPG036-1B-XL* |  | Ground-Water-Source | WBAHP: Heat Pump Packaged Unit | Heat Pump | 208 | 1 |  |  | No Match | No Match |  |  |  | 35600 | 2373 | 15 | 9 | 24800 | 2271 | 3.2 |  | Non Federally-Regulated | 12/14/1998 |  | 04/10/2000
Waterfurnace International, Inc. | Waterfurnace International, Inc. | SXV058B3 |  | Water-Source | WBAHP: Heat Pump Packaged Unit | Heat Pump | 230 | 3 |  |  | No Match | No Match |  |  |  | 55000 | 4044 | 13.6 | 9.3 | 69000 | 4493 | 4.5 | 3.8 | Federally-Regulated Commercial & Industrial Equipment | 03/31/1998 |  | 05/10/1998
Command-Aire | Command-Aire | SWP613E |  | Water-Source | WBAHP: Heat Pump Packaged Unit | Heat Pump | 208 | 3 |  |  | No Match | No Match |  |  |  | 62000 | 5640 | 11 | 7.5 | 74000 | 5290 | 4.1 | 2.5 | Non Federally-Regulated | 05/16/1984 |  | 06/11/1985
Waterfurnace International, Inc. | Waterfurnace International, Inc. | P022**0 |  | Ground-Water-Source | WBAHP: Heat Pump Packaged Unit | Heat Pump | 208 | 1 |  |  | No Match | No Match |  |  |  | 23400 | 1392 | 16.8 | 9 | 15700 | 1352 | 3.4 |  | Non Federally-Regulated | 05/19/2000 |  | 07/18/2002
ClimateMaster Inc. | Carrier Corp. | 50YFV/H060 |  | Ground-Source | WBAHP: Heat Pump Packaged Unit | Heat Pump | 208 | 1 |  |  | No Match | Single-Speed |  |  |  | 59600 | 3748 | 15.9 | 13.4 | 45700 | 3939 | 3.4 | 3.1 | Non Federally-Regulated | 05/02/2012 |  | 04/22/2015
Trane U.S. Inc. | Trane | GSSD072 | TWE065E | Ground-Water-Source | WBAHP-CB: Heat Pump Split Syst | Heat Pump | 208 | 1 |  |  | No Match | No Match |  |  |  | 65000 | 4961 | 13.1 | 9 | 52000 | 4914 | 3.1 |  | Non Federally-Regulated | 04/10/2000 |  | 07/18/2002
ClimateMaster Inc. | Carrier Corp. | 50PRH/V018 3 |  | Ground-Water-Source | WBAHP: Heat Pump Packaged Unit | Heat Pump | 230 | 1 |  |  | No Match | Single-Speed |  |  |  | 20600 | 851 | 24.2 | 16.2 | 17200 | 1146 | 4.4 | 3.6 | Non Federally-Regulated | 01/24/2011 |  | 08/23/2011
Mammoth | Mammoth | D019V |  | Water-Source | WBAHP: Heat Pump Packaged Unit | Heat Pump | 208 | 1 |  |  | No Match | No Match |  |  |  | 19500 | 2175 | 9 | 7.5 | 24500 | 2500 | 2.9 | 2.5 | Non Federally-Regulated | 01/05/1982 |  | 05/16/1984
Waterfurnace International, Inc. | Waterfurnace International, Inc. | NDV/NDH038F1*4 |  | Ground-Water-Source | WBAHP: Heat Pump Packaged Unit | Heat Pump | 230 | 1 |  |  | No Match | Dual-Speed |  |  |  | 39400 | 1635 | 24.1 | 16.2 | 33600 | 2052 | 4.8 | 3.6 | Non Federally-Regulated | 05/02/2012 |  | 04/19/2013
Waterfurnace International, Inc. | Waterfurnace International, Inc. | VLV/VXV012*1 |  | Water-Source | WBAHP: Heat Pump Packaged Unit | Heat Pump | 208 | 1 |  |  | No Match | No Match |  |  |  | 11600 | 859 | 13.5 | 10 | 15100 | 1005 | 4.4 |  | Federally-Regulated Commercial & Industrial Equipment | 10/05/1999 |  | 04/12/2000
Enertech Global, LLC | Enertech | GXT048C2 |  | Ground-Source | WBAHP: Heat Pump Packaged Unit | Heat Pump | 230 | 3 |  |  | No Match | Single-Speed |  |  |  | 49900 | 2697 | 18.5 | 13.4 | 39500 | 2756 | 4.2 | 3.1 | Non Federally-Regulated | 03/02/2012 |  | 05/02/2012
Florida Heat Pump | Florida Heat Pump | EM060-3CF/HZ/VT |  | Ground-Water-Source | WBAHP: Heat Pump Packaged Unit | Heat Pump | 230 | 3 |  |  | No Match | No Match |  |  |  | 62500 | 4629 | 13.5 | 9 | 52000 | 4481 | 3.4 |  | Non Federally-Regulated | 05/29/2001 |  | 07/18/2002
Florida Heat Pump | Energy Miser | HEV54-2 |  | Water-Source | WBAHP: Heat Pump Packaged Unit | Heat Pump | 265 | 1 |  |  | No Match | No Match |  |  |  | 53000 | 4415 | 12 | 9.3 | 69000 | 4930 | 4.1 | 3.8 | Non Federally-Regulated | 07/31/1991 |  | 03/31/1998
Addison Products | Addison Products | VPY024-8A |  | Water-Source | WBAHP-CB: Heat Pump Split Syst | Heat Pump | 265 | 1 |  |  | No Match | No Match |  |  |  | 25500 | 1992 | 12.8 | 9 | 28200 | 2233 | 3.7 | 3.5 | Non Federally-Regulated | 11/14/2000 |  | 07/18/2002
Mammoth | Geox | ZD024VHF |  | Water-Source | WBAHP: Heat Pump Packaged Unit | Heat Pump | 208 | 1 |  |  | No Match | No Match |  |  |  | 23800 | 2106 | 11.3 | 9 | 31200 | 2470 | 3.7 | 3.2 | Federally-Regulated Commercial & Industrial Equipment | 12/21/1990 |  | 07/27/1992
Florida Heat Pump | Geomaster, LLC | EC042-2CF/HZ/VT |  | Ground-Water-Source | WBAHP: Heat Pump Packaged Unit | Heat Pump | 265 | 1 |  |  | No Match | Single-Speed |  |  |  | 44500 | 2405 | 18.5 | 16.2 | 42000 | 2713 | 3.8 | 3.6 | Non Federally-Regulated | 04/30/2009 |  | 04/20/2015
Waterfurnace International, Inc. | Standard Range | WSH/WSV025B*3*** |  | Water-Source | WBAHP: Heat Pump Packaged Unit | Heat Pump | 230 | 3 |  |  | No Match | No Match |  |  |  | 27000 | 2454 | 11 | 9 | 33000 | 2613 | 3.7 | 3.2 | Federally-Regulated Commercial & Industrial Equipment | 09/13/1989 |  | 10/10/1989
McQuay International | McQuay | CCW048E-G |  | Water-Source | WBAHP: Heat Pump Packaged Unit | Heat Pump | 208 | 1 |  |  | No Match | No Match |  |  |  | 44000 | 3548 | 12.4 | 9.3 | 56000 | 3647 | 4.5 | 3.8 | Federally-Regulated Commercial & Industrial Equipment | 03/31/1998 |  | 05/10/1998
McQuay International | McQuay | CCH/CCW/HWH/HWW015C-N |  | Water-Source | WBAHP: Heat Pump Packaged Unit | Heat Pump | 265 | 1 |  |  | No Match | No Match |  |  |  | 15300 | 1254 | 12.2 | 10 | 16000 | 1202 | 3.9 |  | Federally-Regulated Commercial & Industrial Equipment | 02/02/1998 |  | 03/31/1998
Waterfurnace International, Inc. | Waterfurnace International, Inc. | E036**1 |  | Ground-Water-Source | WBAHP: Heat Pump Packaged Unit | Heat Pump | 230 | 1 |  |  | No Match | No Match |  |  |  | 37500 | 2329 | 16.1 | 9 | 25000 | 2289 | 3.2 |  | Non Federally-Regulated | 05/24/2001 |  | 07/18/2002
Florida Heat Pump | Energy Miser | HEH19-1 |  | Water-Source | WBAHP: Heat Pump Packaged Unit | Heat Pump | 230 | 1 |  |  | No Match | No Match |  |  |  | 19000 | 1710 | 11.1 | 9.3 | 23500 | 1680 | 4.1 | 3.8 | Non Federally-Regulated | 07/31/1991 |  | 03/31/1998
Enertech Global, LLC | Enertech | TST072A | MPD072 | Ground-Water-Source | WBAHP-CB: Heat Pump Split Syst | Heat Pump | 208 | 1 |  |  | No Match | Single-Speed | 2857 | 693 | 1 | 71700 | 3550 | 20.2 | 16.2 | 63700 | 4553 | 4.1 | 3.6 | Non Federally-Regulated | 12/12/2012 |  | 04/29/2015
Mammoth | Hydrobank II | F090VLF/HLF |  | Ground-Water-Source | WBAHP: Heat Pump Packaged Unit | Heat Pump | 230 | 3 |  |  | No Match | No Match |  |  |  | 86330 | 6640 | 13 | 9 | 67000 | 6771 | 2.9 |  | Non Federally-Regulated | 12/14/1998 |  | 04/10/2000
Geosystems, LLC | Geosystems, LLC | EH470/EH471 |  | Ground-Water-Source | WBAHP: Heat Pump Packaged Unit | Heat Pump | 208 | 1 |  |  | No Match | Single-Speed |  |  |  | 58000 | 2698 | 21.5 | 16.2 | 55000 | 3931 | 4.1 | 3.6 | Non Federally-Regulated | 06/14/2011 |  | 04/19/2013
ClimateMaster Inc. | Climate Master Series | VT/DT 048(P) |  | Ground-Water-Source | WBAHP: Heat Pump Packaged Unit | Heat Pump | 230 | 1 |  |  | No Match | No Match |  |  |  | 23400 | 1278 | 18.3 | 9 | 18200 | 1367 | 3.9 |  | Non Federally-Regulated | 01/30/1998 |  | 10/02/1998
Waterfurnace International, Inc. | Waterfurnace International, Inc. | E030**1 |  | Ground-Water-Source | WBAHP: Heat Pump Packaged Unit | Heat Pump | 208 | 1 |  |  | No Match | No Match |  |  |  | 29300 | 1775 | 16.5 | 9 | 20200 | 1793 | 3.3 |  | Non Federally-Regulated | 05/21/2002 |  | 07/18/2002
Waterfurnace International, Inc. | American Standard, Inc. | A1GC030***1**0 |  | Water-Source | WBAHP: Heat Pump Packaged Unit | Heat Pump | 230 | 1 |  |  | No Match | Single-Speed |  |  |  | 29500 | 1980 | 14.9 | 12 | 34600 | 2113 | 4.8 | 4.2 | Federally-Regulated Commercial & Industrial Equipment | 08/23/2011 |  | 10/24/2014
Waterfurnace International, Inc. | Geotility Geothermal Installations | GCC/GCW/GCS/GCE15*0 |  | Ground-Water-Source | WBAHP-O: Heat Pump Packaged Un | Heat Pump | 208 | 1 |  |  | No Match | Single-Speed |  |  |  | 16200 | 736 | 22 | 16.2 | 14000 | 1001 | 4.1 | 3.6 | Non Federally-Regulated | 01/24/2011 |  | 04/19/2013
Waterfurnace International, Inc. | Johnson Controls | NBV/NBH038**0*1 |  | Ground-Water-Source | WBAHP: Heat Pump Packaged Unit | Heat Pump | 230 | 1 |  |  | No Match | Single-Speed |  |  |  | 39400 | 1635 | 24.1 | 16.2 | 33600 | 2052 | 4.8 | 3.6 | Non Federally-Regulated | 09/03/2012 |  | 01/09/2014
ClimateMaster Inc. | Genesis Compact | GCH012BE******* |  | Water-Source | WBAHP: Heat Pump Packaged Unit | Heat Pump | 265 | 1 |  |  | No Match | No Match |  |  |  | 11600 | 943 | 12.3 | 10 | 14700 | 1026 | 4.2 |  | Federally-Regulated Commercial & Industrial Equipment | 07/02/2003 |  | 01/12/2007
Mammoth | Hydrobank II | G054HLH |  | Ground-Water-Source | WBAHP: Heat Pump Packaged Unit | Heat Pump | 460 | 3 |  |  | No Match | No Match |  |  |  | 52000 | 3714 | 14 | 9 | 41500 | 3684 | 3.3 |  | Non Federally-Regulated | 06/27/2003 |  | 03/12/2009
Solar Oriented Environmental Systems | S.O.E.S.I. | PSD-300 |  | Water-Source | WBAHP: Heat Pump Packaged Unit | Heat Pump | 230 | 1 |  |  | No Match | No Match |  |  |  | 38000 | 2461 | 15.4 | 7.5 | 40000 | 2484 | 4.7 | 2.5 | Non Federally-Regulated | 05/16/1984 |  | 05/11/1988
Command-Aire | Command-Aire | SWPV131M |  | Water-Source | WBAHP: Heat Pump Packaged Unit | Heat Pump | 208 | 1 |  |  | No Match | No Match |  |  |  | 12200 | 1110 | 11 | 9 | 16000 | 1170 | 4 | 3.2 | Non Federally-Regulated | 02/22/1990 |  | 07/31/1991
ClimateMaster Inc. | Climate Master Series | VZ017 |  | Ground-Source | WBAHP: Heat Pump Packaged Unit | Heat Pump | 208 | 1 |  |  | No Match | No Match |  |  |  | 17000 | 1103 | 15.4 |  | 11800 | 960 | 3.6 |  | Non Federally-Regulated | 03/31/1998 |  | 05/10/1998
McQuay / Snyder General | Electro-Hydronics | LWP22AK |  | Water-Source | WBAHP: Heat Pump Packaged Unit | Heat Pump | 208 | 3 |  |  | No Match | No Match |  |  |  | 240400 | 20550 | 11.7 |  | 270000 | 21400 | 3.7 |  | Non Federally-Regulated | 05/11/1988 |  | 03/15/1989
ClimateMaster Inc. | Climate Master Series | GSV/GSH015AG |  | Ground-Water-Source | WBAHP: Heat Pump Packaged Unit | Heat Pump | 208 | 1 |  |  | No Match | No Match |  |  |  | 15500 | 906 | 17.1 | 9 | 11400 | 954 | 3.5 |  | Non Federally-Regulated | 07/22/2002 |  | 03/12/2009
Waterfurnace International, Inc. | Waterfurnace International, Inc. | NDV/NDH049G1*1 |  | Ground-Source | WBAHP: Heat Pump Packaged Unit | Heat Pump | 208 | 1 |  |  | No Match | Dual-Speed |  |  |  | 52000 | 2600 | 20 | 13.4 | 37400 | 2740 | 4 | 3.1 | Non Federally-Regulated | 09/03/2012 |  | 04/19/2013
Waterfurnace International, Inc. | Eagle Mountain | GS018**0*1 |  | Ground-Water-Source | WBAHP: Heat Pump Packaged Unit | Heat Pump | 230 | 1 |  |  | No Match | Single-Speed |  |  |  | 21000 | 798 | 26.3 | 16.2 | 18900 | 1179 | 4.7 | 3.6 | Non Federally-Regulated | 01/24/2011 |  | 04/19/2013
ClimateMaster Inc. | Carrier Corp. | 50YEH/V/D030K***3 |  | Ground-Source | WBAHP: Heat Pump Packaged Unit | Heat Pump | 208 | 1 |  |  | No Match | Single-Speed |  |  |  | 29200 | 1505 | 19.4 | 13.4 | 22000 | 1573 | 4.1 | 3.1 | Non Federally-Regulated | 10/24/2014 |  | 04/22/2015
Florida Heat Pump | Energy Miser | HEV80-4 |  | Water-Source | WBAHP: Heat Pump Packaged Unit | Heat Pump | 460 | 3 |  |  | No Match | No Match |  |  |  | 80000 | 7840 | 10.2 | 10.5 | 113000 | 8415 | 3.9 | 3.8 | Non Federally-Regulated | 07/31/1991 |  | 03/31/1998
Trane U.S. Inc. | Trane | GSUF0601B |  | Water-Source | WBAHP-CB: Heat Pump Split Syst | Heat Pump | 208 | 1 |  |  | No Match | No Match |  |  |  | 64500 | 4215 | 15.3 | 9 | 66000 | 4834 | 4 | 3.5 | Non Federally-Regulated | 10/05/1999 |  | 04/12/2000
Waterfurnace International, Inc. | Johnson Controls | RJSV/RJSH018**0*1 |  | Ground-Source | WBAHP: Heat Pump Packaged Unit | Heat Pump | 208 | 1 |  |  | No Match | Single-Speed |  |  |  | 18500 | 974 | 19 | 13.4 | 14700 | 1051 | 4.1 | 3.1 | Non Federally-Regulated | 01/24/2011 |  | 10/24/2014
ClimateMaster Inc. | Climate Master Series | 80117E |  | Water-Source | WBAHP: Heat Pump Packaged Unit | Heat Pump | 265 | 1 |  |  | No Match | No Match |  |  |  | 16000 | 1415 | 11.3 | 9 | 18700 | 1415 | 3.9 | 3.2 | Federally-Regulated Commercial & Industrial Equipment | 02/07/1988 |  | 05/11/1988
Singer | Electro-Hydronics | WM120C3 |  | Water-Source | WBAHP: Heat Pump Packaged Unit | Heat Pump | 230 | 1 |  |  | No Match | No Match |  |  |  | 11500 | 1200 | 9.6 | 7.5 | 14000 | 4200 | 3.3 | 2.5 | Non Federally-Regulated | 01/05/1982 |  | 09/08/1982
Florida Heat Pump | Florida Heat Pump | GT024-3CS | GT024-1AH/AV | Water-Source | WBAH: Heating Only Packaged Un | Heat Pump | 208 | 3 |  |  | No Match | No Match |  |  |  | 25000 | 2118 | 11.8 | 9 | 26500 | 2218 | 3.5 | 3.5 | Non Federally-Regulated | 07/22/2002 |  | 03/12/2009
Waterfurnace International, Inc. | Waterfurnace International, Inc. | ES030*1 | FV4ANF003 | Ground-Water-Source | WBAHP-CB: Heat Pump Split Syst | Heat Pump | 208 | 1 |  |  | No Match | No Match |  |  |  | 30300 | 1814 | 16.7 | 9 | 21000 | 1809 | 3.4 |  | Non Federally-Regulated | 11/19/2002 |  | 03/12/2009
Florida Heat Pump | Energy Miser | HEV 124-4 |  | Water-Source | WBAHP: Heat Pump Packaged Unit | Heat Pump | 460 | 3 |  |  | No Match | No Match |  |  |  | 124000 | 11520 | 10.8 | 9.2 | 164000 | 12640 | 3.8 | 2.5 | Non Federally-Regulated | 06/11/1985 |  | 05/11/1988
Florida Heat Pump | Florida Heat Pump | EM048-1VT |  | Water-Source | WBAHP: Heat Pump Packaged Unit | Heat Pump | 230 | 1 |  |  | No Match | No Match |  |  |  | 49000 | 3920 | 12.5 | 10 | 58000 | 3863 | 4.4 |  | Federally-Regulated Commercial & Industrial Equipment | 02/02/1998 |  | 03/31/1998
Mammoth | Hydrobank II | D024VHK |  | Water-Source | WBAHP: Heat Pump Packaged Unit | Heat Pump | 230 | 1 |  |  | No Match | No Match |  |  |  | 23800 | 2266 | 10.5 | 10 | 31000 | 2328 | 3.9 |  | Federally-Regulated Commercial & Industrial Equipment | 06/27/2003 |  | 03/12/2009
Florida Heat Pump | Florida Heat Pump | CW015-2 |  | Water-Source | WBAHP-O: Heat Pump Packaged Un | Heat Pump | 265 | 1 |  |  | No Match | No Match |  |  |  | 15000 | 1000 | 15 | 10 | 15200 | 989 | 4.5 |  | Federally-Regulated Commercial & Industrial Equipment | 12/14/1998 |  | 02/09/2009
Waterfurnace International, Inc. | Waterfurnace International, Inc. | SXH016A1 |  | Ground-Water-Source | WBAHP: Heat Pump Packaged Unit | Heat Pump | 230 | 1 |  |  | No Match | No Match |  |  |  | 16700 | 1210 | 13.8 | 9 | 12800 | 1136 | 3.3 |  | Non Federally-Regulated | 01/30/1998 |  | 03/31/1998
ClimateMaster Inc. | Climate Master Series | GRV/GRH060AG |  | Ground-Water-Source | WBAHP: Heat Pump Packaged Unit | Heat Pump | 208 | 1 |  |  | No Match | No Match |  |  |  | 59500 | 4440 | 13.4 | 9 | 45000 | 4120 | 3.2 |  | Non Federally-Regulated | 07/22/2002 |  | 03/12/2009
Enertech Global, LLC | Enertech | HST072A2 | MPD072 | Ground-Water-Source | WBAHP-CB: Heat Pump Split Syst | Heat Pump | 208 | 3 |  |  | No Match | Single-Speed | 2857 | 693 | 1 | 71700 | 3550 | 20.2 | 16.2 | 63700 | 4553 | 4.1 | 3.6 | Non Federally-Regulated | 12/12/2012 |  | 04/29/2015
ClimateMaster Inc. | Carrier | 50KQA/D009 |  | Water-Source | WBAHP-O: Heat Pump Packaged Un | Heat Pump | 230 | 1 |  |  | No Match | No Match |  |  |  | 9000 | 743 | 12.1 | 10 | 11600 | 790 | 4.3 |  | Federally-Regulated Commercial & Industrial Equipment | 10/05/1999 |  | 04/12/2000
Waterfurnace International, Inc. | Waterfurnace International, Inc. | SXV036*3 |  | Water-Source | WBAHP: Heat Pump Packaged Unit | Heat Pump | 208 | 3 |  |  | No Match | No Match |  |  |  | 36000 | 2647 | 13.6 | 10 | 44500 | 2774 | 4.7 |  | Federally-Regulated Commercial & Industrial Equipment | 10/05/1999 |  | 05/19/2000
Waterfurnace International, Inc. | Geotility Geothermal Installations | GS018**0*0 |  | Ground-Source | WBAHP: Heat Pump Packaged Unit | Heat Pump | 230 | 1 |  |  | No Match | Single-Speed |  |  |  | 18500 | 1028 | 18 | 13.4 | 14500 | 1180 | 3.6 | 3.1 | Non Federally-Regulated | 01/24/2011 |  | 04/19/2013
McQuay International | McQuay | CCH/CCW/HWH/HWW120C-F |  | Water-Source | WBAHP: Heat Pump Packaged Unit | Heat Pump | 208 | 3 |  |  | No Match | No Match |  |  |  | 118500 | 10486 | 11.3 | 9 | 148000 | 10087 | 4.3 | 3.8 | Federally-Regulated Commercial & Industrial Equipment | 12/14/1998 |  | 11/17/1999
Mammoth | Hydrobank II | G024HHH/VHH |  | Water-Source | WBAHP: Heat Pump Packaged Unit | Heat Pump | 460 | 3 |  |  | No Match | No Match |  |  |  | 24600 | 2157 | 11.4 | 10 | 31700 | 2444 | 3.8 |  | Federally-Regulated Commercial & Industrial Equipment | 12/14/1998 |  | 05/23/2000
Addison Products | Addison Products | DWPG054-3B-XL* |  | Water-Source | WBAHP-CB: Heat Pump Split Syst | Heat Pump | 230 | 3 |  |  | No Match | No Match |  |  |  | 55000 | 4166 | 13.2 | 9 | 61500 | 4506 | 4 | 3.5 | Non Federally-Regulated | 12/14/1998 |  | 10/05/1999
ClimateMaster Inc. | Climate Master Series | 802262H******** |  | Water-Source | WBAHP: Heat Pump Packaged Unit | Heat Pump | 230 | 3 |  |  | No Match | No Match |  |  |  | 258000 | 25800 | 10 |  | 320000 | 26900 | 3.5 | 2.5 | Non Federally-Regulated | 02/22/1990 |  | 07/31/1991
Command-Aire | Command-Aire | SWPH-413 |  | Water-Source | WBAHP: Heat Pump Packaged Unit | Heat Pump | 230 | 3 |  |  | No Match | No Match |  |  |  | 42000 | 4250 | 9.9 | 9 | 56000 | 4400 | 3.7 | 3.2 | Non Federally-Regulated | 05/11/1988 |  | 03/15/1989
McQuay International | McQuay | FCV/FCW/VWH/VWW007B-N |  | Water-Source | WBAHP: Heat Pump Packaged Unit | Heat Pump | 265 | 1 |  |  | No Match | No Match |  |  |  | 6800 | 653 | 10.4 | 9.3 | 9800 | 755 | 3.8 | 3.8 | Federally-Regulated Commercial & Industrial Equipment | 03/31/1998 |  | 05/10/1998
Command-Aire | Command-Aire | SWPH511E |  | Water-Source | WBAHP: Heat Pump Packaged Unit | Heat Pump | 208 | 1 |  |  | No Match | No Match |  |  |  | 49000 | 4380 | 11.2 | 9 | 65000 | 4760 | 4 | 3.2 | Non Federally-Regulated | 05/11/1988 |  | 03/15/1989
ClimateMaster Inc. | Carrier Corp. | 50PRH/V015 4 |  | Water-Source | WBAHP: Heat Pump Packaged Unit | Heat Pump | 265 | 1 |  |  | No Match | Single-Speed |  |  |  | 14500 | 942 | 15.4 | 11.2 | 17300 | 1014 | 5 | 4.2 | Federally-Regulated Commercial & Industrial Equipment | 01/24/2011 |  | 08/23/2011
ClimateMaster Inc. | Climate Master | TES/P049A | TAC049A | Water-Source | WBAHP-CB: Heat Pump Split Syst | Heat Pump | 230 | 1 |  |  | No Match | Single-Speed |  |  |  | 48400 | 2988 | 16.2 | 12 | 54100 | 3109 | 5.1 | 4.2 | Federally-Regulated Commercial & Industrial Equipment | 12/12/2012 |  | 01/09/2014
Florida Heat Pump | Florida Heat Pump | CE025-1CS*-*****A | SM024-1AV/AH*-***A*A | Ground-Water-Source | WBAHP-CB: Heat Pump Split Syst | Both Heat Pump and Electric Re | 230 | 1 |  |  | No Match | Dual-Speed |  |  |  | 28100 | 1206 | 23.3 | 16.2 | 22500 | 1608 | 4.1 | 3.6 | Non Federally-Regulated | 10/24/2014 |  | 04/01/2015
Florida Heat Pump | Energy Miser | LT 20 CF -2 |  | Ground-Water-Source | WBAHP: Heat Pump Packaged Unit | Heat Pump | 265 | 1 |  |  | No Match | No Match |  |  |  | 20000 | 1960 | 10.2 | 11 | 22800 | 2025 | 3.3 | 3.4 | Non Federally-Regulated | 07/31/1991 |  | 03/31/1998
Waterfurnace International, Inc. | Geotility Geothermal Installations | ZS042**3*0 |  | Ground-Source | WBAHP: Heat Pump Packaged Unit | Heat Pump | 230 | 3 |  |  | No Match | Single-Speed |  |  |  | 42300 | 2518 | 16.8 | 13.4 | 29900 | 2655 | 3.3 | 3.1 | Non Federally-Regulated | 01/24/2011 |  | 04/19/2013
Waterfurnace International, Inc. | Waterfurnace International, Inc. | SXH068B3 |  | Ground-Water-Source | WBAHP: Heat Pump Packaged Unit | Heat Pump | 230 | 3 |  |  | No Match | No Match |  |  |  | 66000 | 5500 | 12 | 9 | 52000 | 5080 | 3 |  | Non Federally-Regulated | 01/30/1998 |  | 03/31/1998
Addison Products | Addison Products | VGY060-3A |  | Water-Source | WBAHP-CB: Heat Pump Split Syst | Heat Pump | 230 | 3 |  |  | No Match | No Match |  |  |  | 68000 | 5354 | 12.7 | 9 | 77200 | 6113 | 3.7 | 3.5 | Non Federally-Regulated | 11/14/2000 |  | 07/18/2002
Florida Heat Pump | Florida Heat Pump | EM012-2CF/HZ/VT |  | Water-Source | WBAHP: Heat Pump Packaged Unit | Heat Pump | 265 | 1 |  |  | No Match | No Match |  |  |  | 11500 | 1008 | 11.4 | 10 | 14600 | 1069 | 4 |  | Federally-Regulated Commercial & Industrial Equipment | 04/12/2000 |  | 03/12/2009
Trane U.S. Inc. | Trane | GSUG 0481 |  | Ground-Water-Source | WBAHP: Heat Pump Packaged Unit | Heat Pump | 208 | 1 |  |  | No Match | No Match |  |  |  | 49000 | 3288 | 14.9 | 9 | 33000 | 2929 | 3.3 |  | Non Federally-Regulated | 10/06/1999 |  | 04/10/2000
Florida Heat Pump | Florida Heat Pump | CW009-0 |  | Ground-Water-Source | WBAHP: Heat Pump Packaged Unit | Heat Pump | 115 | 1 |  |  | No Match | No Match |  |  |  | 8500 | 518 | 16.4 | 9 | 5200 | 476 | 3.2 |  | Non Federally-Regulated | 04/10/2000 |  | 07/18/2002
Snyder General Corp. | McQuay | CCH042A*G |  | Water-Source | WBAHP: Heat Pump Packaged Unit | Heat Pump | 208 | 1 |  |  | No Match | No Match |  |  |  | 41000 | 3775 | 10.9 | 9 | 52000 | 4045 | 3.8 | 3.2 | Non Federally-Regulated | 02/22/1990 |  | 07/31/1991
Florida Heat Pump | Florida Heat Pump | AP025-2CF/HZ/VT |  | Ground-Water-Source | WBAHP: Heat Pump Packaged Unit | Heat Pump | 265 | 1 |  |  | No Match | Dual-Speed |  |  |  | 31000 | 1235 | 25.1 | 16.2 | 26500 | 1618 | 4.8 | 3.6 | Non Federally-Regulated | 11/30/2011 |  | 04/20/2015
Enertech Global, LLC | Enertech | GSC024 | ACD024 | Ground-Source | WBAHP-C: Heat Pump Split Syste | Heat Pump | 230 | 1 |  |  | No Match | Single-Speed |  |  |  | 25000 | 1462 | 17.1 | 13.4 | 20000 | 1676 | 3.5 | 3.1 | Non Federally-Regulated | 04/30/2009 |  | 03/02/2012
Waterfurnace International, Inc. | Waterfurnace International, Inc. | SXV058C1 |  | Water-Source | WBAHP-CB: Heat Pump Split Syst | Heat Pump | 230 | 1 |  |  | No Match | No Match |  |  |  | 58500 | 4365 | 13.4 | 9 | 67500 | 4945 | 4 | 3.5 | Non Federally-Regulated | 02/02/1998 |  | 10/02/1998
Waterfurnace International, Inc. | Waterfurnace International, Inc. | SXH010C0 |  | Water-Source | WBAHP: Heat Pump Packaged Unit | Heat Pump | 208 | 1 |  |  | No Match | No Match |  |  |  | 9800 | 653 | 15 | 9.3 | 12600 | 710 | 5.2 | 3.8 | Federally-Regulated Commercial & Industrial Equipment | 03/31/1998 |  | 05/10/1998
Waterfurnace International, Inc. | Eagle Mountain | ZS036**3*1 |  | Water-Source | WBAHP: Heat Pump Packaged Unit | Heat Pump | 208 | 3 |  |  | No Match | Single-Speed |  |  |  | 33300 | 2220 | 15 | 12 | 40600 | 2479 | 4.8 | 4.2 | Federally-Regulated Commercial & Industrial Equipment | 03/02/2012 |  | 04/19/2013
Waterfurnace International, Inc. | Eagle Mountain | ZS048**3*0 |  | Ground-Water-Source | WBAHP: Heat Pump Packaged Unit | Heat Pump | 230 | 3 |  |  | No Match | Single-Speed |  |  |  | 52000 | 2476 | 21 | 16.2 | 45900 | 3540 | 3.8 | 3.6 | Non Federally-Regulated | 01/24/2011 |  | 04/19/2013
Florida Heat Pump | Geomaster, LLC | EV018-1CF/HZ/VT |  | Water-Source | WBAHP: Heat Pump Packaged Unit | Heat Pump | 230 | 1 |  |  | No Match | Single-Speed |  |  |  | 18500 | 1276 | 14.5 | 12 | 24000 | 1302 | 5.4 | 4.2 | Federally-Regulated Commercial & Industrial Equipment | 04/23/2009 |  | 08/23/2011
Climate Control / Snyder General | Electro-Hydronics | VE330G3 |  | Water-Source | WBAHP: Heat Pump Packaged Unit | Heat Pump | 230 | 1 |  |  | No Match | No Match |  |  |  | 33000 | 3050 | 10.8 | 7.5 | 35000 | 2900 | 3.5 | 2.5 | Non Federally-Regulated | 05/16/1984 |  | 08/29/1986
McQuay International | McQuay | CCW024E-F |  | Water-Source | WBAHP: Heat Pump Packaged Unit | Heat Pump | 208 | 3 |  |  | No Match | No Match |  |  |  | 25400 | 1840 | 13.8 | 10 | 29800 | 2130 | 4.1 |  | Federally-Regulated Commercial & Industrial Equipment | 02/02/1998 |  | 03/31/1998
Florida Heat Pump | Florida Heat Pump | EM042-1CS | EM042-1AV | Water-Source | WBAHP-C: Heat Pump Split Syste | Heat Pump | 230 | 1 |  |  | No Match | No Match |  |  |  | 41000 | 3153 | 13 | 9.3 | 50000 | 3488 | 4.2 | 3.8 | Federally-Regulated Commercial & Industrial Equipment | 03/31/1998 |  | 05/10/1998
Singer | Electro-Hydronics | VW160D6 |  | Water-Source | WBAHP: Heat Pump Packaged Unit | Heat Pump | 208 | 1 |  |  | No Match | No Match |  |  |  | 14000 | 1850 | 7.6 | 7.5 | 18000 | 2050 | 2.6 | 2.5 | Non Federally-Regulated | 09/08/1982 |  | 05/16/1984
Florida Heat Pump | Geomaster, LLC | EP007-2HZ/VT |  | Ground-Water-Source | WBAHP: Heat Pump Packaged Unit | Heat Pump | 265 | 1 |  |  | No Match | Single-Speed |  |  |  | 8400 | 335 | 25.1 | 16.2 | 7000 | 419 | 4.9 | 3.6 | Non Federally-Regulated | 08/23/2011 |  | 11/30/2011
Addison Products | Addison Products | WSH029-3AL |  | Water-Source | WBAHP: Heat Pump Packaged Unit | Heat Pump | 230 | 3 |  |  | No Match | No Match |  |  |  | 28300 | 2021 | 14 | 9.3 | 34900 | 2176 | 4.7 | 3.8 | Federally-Regulated Commercial & Industrial Equipment | 03/31/1998 |  | 05/10/1998
McQuay / Snyder General | Electro-Hydronics | CC260G3 |  | Water-Source | WBAHP: Heat Pump Packaged Unit | Heat Pump | 230 | 1 |  |  | No Match | No Match |  |  |  | 26000 | 2450 | 10.6 | 7.5 | 31600 | 2500 | 3.7 | 2.5 | Non Federally-Regulated | 08/29/1986 |  | 05/11/1988
Singer | Electro-Hydronics | FV330B3 |  | Water-Source | WBAHP: Heat Pump Packaged Unit | Heat Pump | 230 | 1 |  |  | No Match | No Match |  |  |  | 33000 | 3500 | 9.4 | 7.5 | 35500 | 3550 | 2.9 | 2.5 | Non Federally-Regulated | 01/05/1982 |  | 09/08/1982
Jacobsen Energy Ind., Inc. | Jacobsen Energy Ind., Inc. | 36***3**** |  | Water-Source | WBAHP: Heat Pump Packaged Unit | Heat Pump | 230 | 1 |  |  | No Match | No Match |  |  |  | 36500 | 3100 | 11.8 | 9 | 43800 | 3425 | 3.7 | 3.2 | Non Federally-Regulated | 02/22/1990 |  | 07/31/1991
Waterfurnace International, Inc. | Rybacki - Hart Enterprises | ZS048**0*4 |  | Ground-Water-Source | WBAHP: Heat Pump Packaged Unit | Heat Pump | 230 | 1 |  |  | No Match | Single-Speed |  |  |  | 52000 | 2222 | 23.4 | 16.2 | 45900 | 3203 | 4.2 | 3.6 | Non Federally-Regulated | 06/14/2011 |  | 04/19/2013
Waterfurnace International, Inc. | Waterfurnace International, Inc. | CX*012*0 |  | Water-Source | WBAHP-O: Heat Pump Packaged Un | Heat Pump | 208 | 1 |  |  | No Match | No Match |  |  |  | 11200 | 777 | 14.4 | 10 | 14900 | 928 | 4.7 |  | Federally-Regulated Commercial & Industrial Equipment | 04/12/2000 |  | 11/14/2000
Climate Control / Snyder General | Electro-Hydronics | FC260FD |  | Water-Source | WBAHP: Heat Pump Packaged Unit | Heat Pump | 230 | 3 |  |  | No Match | No Match |  |  |  | 26000 | 2450 | 10.6 | 7.5 | 31600 | 2500 | 3.7 | 2.5 | Non Federally-Regulated | 05/16/1984 |  | 08/29/1986
Climate Control / Snyder General | Trane | WPRA33HEXBX |  | Water-Source | WBAHP: Heat Pump Packaged Unit | Heat Pump | 208 | 3 |  |  | No Match | No Match |  |  |  | 33000 | 3050 | 10.8 | 7.5 | 35000 | 2900 | 3.5 | 2.5 | Non Federally-Regulated | 05/16/1984 |  | 05/11/1988
ClimateMaster Inc. | Carrier Corp. | 50YEH/V/D042K***3 |  | Ground-Source | WBAHP: Heat Pump Packaged Unit | Heat Pump | 208 | 1 |  |  | No Match | Single-Speed |  |  |  | 40700 | 1858 | 21.9 | 13.4 | 27400 | 1959 | 4.1 | 3.1 | Non Federally-Regulated | 10/24/2014 |  | 04/22/2015
Florida Heat Pump | Geomaster, LLC | EV030-1CS | EV030-1AV/AH | Water-Source | WBAHP-CB: Heat Pump Split Syst | Heat Pump | 230 | 1 |  |  | No Match | Single-Speed |  |  |  | 29400 | 1934 | 15.2 | 12 | 32800 | 2091 | 4.6 | 4.2 | Federally-Regulated Commercial & Industrial Equipment | 06/15/2009 |  | 08/23/2011
Mammoth | Hydrobank II | D010VHH |  | Water-Source | WBAHP: Heat Pump Packaged Unit | Heat Pump | 230 | 1 |  |  | No Match | No Match |  |  |  | 10000 | 775 | 12.9 | 10 | 12500 | 915 | 4 |  | Federally-Regulated Commercial & Industrial Equipment | 01/22/2003 |  | 03/12/2009
ClimateMaster Inc. | Climate Master | GSS036BG | FK4CNF003 | Water-Source | WBAHP-CB: Heat Pump Split Syst | Heat Pump | 208 | 1 |  |  | No Match | Single-Speed |  |  |  | 32800 | 2262 | 14.5 | 12 | 39200 | 2613 | 4.4 | 4.2 | Federally-Regulated Commercial & Industrial Equipment | 09/15/2009 |  | 02/17/2011
Florida Heat Pump | Geomaster, LLC | EC030-1CF/HZ/VT |  | Ground-Source | WBAHP: Heat Pump Packaged Unit | Heat Pump | 208 | 1 |  |  | No Match | Single-Speed |  |  |  | 31000 | 2153 | 14.4 | 13.4 | 21000 | 1866 | 3.3 | 3.1 | Non Federally-Regulated | 04/30/2009 |  | 04/20/2015
McQuay / Snyder General | Electro-Hydronics | UC630FK |  | Water-Source | WBAHP: Heat Pump Packaged Unit | Heat Pump | 208 | 3 |  |  | No Match | No Match |  |  |  | 63000 | 6430 | 9.8 | 7.5 | 79000 | 6430 | 3.6 | 2.5 | Non Federally-Regulated | 08/29/1986 |  | 05/11/1988
Singer | Electro-Hydronics | CC520B55 |  | Water-Source | WBAHP: Heat Pump Packaged Unit | Heat Pump | 208 | 3 |  |  | No Match | No Match |  |  |  | 47000 | 5500 | 8.5 | 7.5 | 58000 | 5600 | 3 | 2.5 | Non Federally-Regulated | 01/05/1982 |  | 09/08/1982
Marvair | Marvair | V/H480-A |  | Water-Source | WBAHP: Heat Pump Packaged Unit | Heat Pump | 230 | 1 |  |  | No Match | No Match |  |  |  | 52000 | 5200 | 10 | 7.5 | 63000 | 6150 | 3 | 2.5 | Non Federally-Regulated | 06/11/1985 |  | 05/11/1988
Florida Heat Pump | Florida Heat Pump | EM015-2CS | EM015-2AV/AH | Water-Source | WBAHP-C: Heat Pump Split Syste | Heat Pump | 265 | 1 |  |  | No Match | No Match |  |  |  | 14500 | 1271 | 11.4 | 10 | 19700 | 1443 | 4 |  | Federally-Regulated Commercial & Industrial Equipment | 10/05/1999 |  | 04/12/2000
Command-Aire | Command-Aire | SWPH-2544 |  | Water-Source | WBAHP: Heat Pump Packaged Unit | Heat Pump | 460 | 3 |  |  | No Match | No Match |  |  |  | 292000 | 31600 | 9.2 |  | 405000 | 33100 | 3.6 |  | Non Federally-Regulated | 05/11/1988 |  | 03/15/1989
Command-Aire | Command-Aire | SWPC-131 |  | Water-Source | WBAHP: Heat Pump Packaged Unit | Heat Pump | 208 | 1 |  |  | No Match | No Match |  |  |  | 13000 | 1300 | 10 | 9 | 17200 | 1450 | 3.5 | 3.2 | Federally-Regulated Commercial & Industrial Equipment | 01/23/1988 |  | 05/11/1988
Florida Heat Pump | Bosch | TA061-1CF/HZ/VT |  | Water-Source | WBAHP: Heat Pump Packaged Unit | Heat Pump | 230 | 1 |  |  |  | Dual-Speed |  |  |  | 64000 | 3951 | 16.2 | 12 | 78500 | 4260 | 5.4 | 4.2 | Federally-Regulated Commercial & Industrial Equipment | 04/22/2015 |  | 05/01/2015
ClimateMaster Inc. | Climate Master Series | VT/DT 072(P) |  | Ground-Water-Source | WBAHP: Heat Pump Packaged Unit | Heat Pump | 230 | 1 |  |  | No Match | No Match |  |  |  | 34800 | 2320 | 15 | 9 | 26000 | 2177 | 3.5 |  | Non Federally-Regulated | 01/30/1998 |  | 10/02/1998
Florida Heat Pump | Florida Heat Pump | GO048-1VT/HZ/CF |  | Ground-Water-Source | WBAHP: Heat Pump Packaged Unit | Heat Pump | 208 | 1 |  |  | No Match | No Match |  |  |  | 49000 | 3223 | 15.2 | 9 | 34000 | 2929 | 3.4 |  | Non Federally-Regulated | 10/06/1999 |  | 04/10/2000
McQuay International | McQuay | W-CMG-1-036-F |  | Ground-Water-Source | WBAHP: Heat Pump Packaged Unit | Heat Pump | 230 | 3 |  |  | No Match | No Match |  |  |  | 36200 | 2701 | 13.4 | 9 | 25400 | 2566 | 2.9 |  | Non Federally-Regulated | 07/22/2002 |  | 03/12/2009
Florida Heat Pump | Florida Heat Pump | TA071-1CS | DX071 | Water-Source | WBAHP-CB: Heat Pump Split Syst | Both Heat Pump and Electric Re | 230 | 1 |  |  | No Match | Dual-Speed | 4087 | 840 | 1 | 67500 | 4927 | 13.7 | 12 | 89300 | 5689 | 4.6 | 4.2 | Federally-Regulated Commercial & Industrial Equipment | 11/30/2011 |  | 03/02/2012
Florida Heat Pump | Florida Heat Pump | EM015-1CS | EM015-1AV/AH | Water-Source | WBAHP-C: Heat Pump Split Syste | Heat Pump | 230 | 1 |  |  | No Match | No Match |  |  |  | 14500 | 1271 | 11.4 | 10 | 19700 | 1443 | 4 |  | Federally-Regulated Commercial & Industrial Equipment | 10/05/1999 |  | 04/12/2000
Command-Aire | Command-Aire | RWP-203 |  | Water-Source | WBAHP: Heat Pump Packaged Unit | Heat Pump | 230 | 3 |  |  | No Match | No Match |  |  |  | 25800 | 2440 | 10.6 | 7.5 | 31200 | 2420 | 3.8 | 2.5 | Non Federally-Regulated | 01/05/1982 |  | 05/11/1988
Mammoth | Geox | GDV10 |  | Water-Source | WBAHP-CB: Heat Pump Split Syst | Heat Pump | 208 | 1 |  |  | No Match | No Match |  |  |  | 13600 | 1172 | 11.6 | 9 | 16600 | 1390 | 3.5 |  | Non Federally-Regulated | 12/28/1990 |  | 07/27/1992
Command-Aire | Command-Aire | SWP-3533 |  | Water-Source | WBAHP: Heat Pump Packaged Unit | Heat Pump | 208 | 3 |  |  | No Match | No Match |  |  |  | 438000 | 47400 | 9.2 |  | 608000 | 49700 | 3.6 | 2.5 | Non Federally-Regulated | 06/11/1985 |  | 01/23/1988
Mammoth | Hydrobank II | F043HHJ |  | Water-Source | WBAHP: Heat Pump Packaged Unit | Heat Pump | 208 | 3 |  |  | No Match | No Match |  |  |  | 39500 | 3526 | 11.2 | 10 | 51000 | 3831 | 3.9 |  | Federally-Regulated Commercial & Industrial Equipment | 01/18/2001 |  | 03/22/2001
Addison Products | Addison Products | WSH029-1AR |  | Water-Source | WBAHP: Heat Pump Packaged Unit | Heat Pump | 230 | 1 |  |  | No Match | No Match |  |  |  | 28300 | 2021 | 14 | 9.3 | 34900 | 2176 | 4.7 | 3.8 | Federally-Regulated Commercial & Industrial Equipment | 03/31/1998 |  | 05/10/1998
Waterfurnace International, Inc. | Waterfurnace International, Inc. | NSV/NSH036F1*0 |  | Ground-Source | WBAHP: Heat Pump Packaged Unit | Heat Pump | 208 | 1 |  |  | No Match | Single-Speed |  |  |  | 34600 | 1765 | 19.6 | 13.4 | 24100 | 1766 | 4 | 3.1 | Non Federally-Regulated | 09/03/2012 |  | 04/19/2013
Florida Heat Pump | Geomaster, LLC | EP042-3HZ/VT |  | Water-Source | WBAHP: Heat Pump Packaged Unit | Heat Pump | 230 | 3 |  |  | No Match | Single-Speed | 2262 | 150 |  | 40600 | 2268 | 17.9 | 12 | 42000 | 2086 | 5.9 | 4.2 | Federally-Regulated Commercial & Industrial Equipment | 08/23/2011 |  | 04/21/2014
Waterfurnace International, Inc. | Rybacki - Hart Enterprises | ZS018**0*0 |  | Ground-Water-Source | WBAHP: Heat Pump Packaged Unit | Heat Pump | 230 | 1 |  |  | No Match | Single-Speed |  |  |  | 20600 | 877 | 23.5 | 16.2 | 17500 | 1282 | 4 | 3.6 | Non Federally-Regulated | 01/24/2011 |  | 04/19/2013
Waterfurnace International, Inc. | Rybacki - Hart Enterprises | ZS024**0*1 |  | Water-Source | WBAHP: Heat Pump Packaged Unit | Heat Pump | 208 | 1 |  |  | No Match | Single-Speed |  |  |  | 23900 | 1583 | 15.1 | 12 | 27000 | 1583 | 5 | 4.2 | Federally-Regulated Commercial & Industrial Equipment | 01/24/2011 |  | 04/19/2013
Mammoth | Hydrobank II | F031HLG |  | Ground-Water-Source | WBAHP: Heat Pump Packaged Unit | Heat Pump | 230 | 3 |  |  | No Match | No Match |  |  |  | 30000 | 2290 | 13.1 | 9 | 23800 | 2249 | 3.1 |  | Non Federally-Regulated | 07/22/2002 |  | 03/12/2009
Waterfurnace International, Inc. | Waterfurnace International, Inc. | SXV048*1 |  | Water-Source | WBAHP: Heat Pump Packaged Unit | Heat Pump | 230 | 1 |  |  | No Match | No Match |  |  |  | 49000 | 3629 | 13.5 | 10 | 60500 | 3771 | 4.7 |  | Federally-Regulated Commercial & Industrial Equipment | 10/05/1999 |  | 05/19/2000
Waterfurnace International, Inc. | Johnson Controls | RJSV/RJSH042**3*1 |  | Ground-Source | WBAHP: Heat Pump Packaged Unit | Heat Pump | 208 | 3 |  |  | No Match | Single-Speed |  |  |  | 42000 | 1963 | 21.4 | 13.4 | 27500 | 1919 | 4.2 | 3.1 | Non Federally-Regulated | 01/24/2011 |  | 10/24/2014
Enertech Global, LLC | Enertech | TST054 | MPD048 | Ground-Water-Source | WBAHP-CB: Heat Pump Split Syst | Heat Pump | 208 | 1 |  |  | No Match | Single-Speed |  |  |  | 57000 | 2969 | 19.2 | 16.2 | 49700 | 3824 | 3.8 | 3.6 | Non Federally-Regulated | 11/25/2009 |  | 08/23/2011
Waterfurnace International, Inc. | Waterfurnace International, Inc. | NDZ038A0 | NAH036* | Ground-Source | WBAHP-CB: Heat Pump Split Syst | Heat Pump | 208 | 1 |  |  | No Match | Dual-Speed |  |  |  | 35000 | 2047 | 17.1 | 13.4 | 25700 | 1982 | 3.8 | 3.1 | Non Federally-Regulated | 01/24/2011 |  | 08/23/2011
Enertech Global, LLC | Enertech | GTC024 | MPD024 | Ground-Source | WBAHP-CB: Heat Pump Split Syst | Heat Pump | 230 | 1 |  |  | No Match | Single-Speed |  |  |  | 27500 | 1821 | 15.1 | 13.4 | 21000 | 1760 | 3.5 | 3.1 | Non Federally-Regulated | 07/16/2009 |  | 04/19/2013
Addison Products | Addison Products | WSH032-1AR |  | Water-Source | WBAHP: Heat Pump Packaged Unit | Heat Pump | 230 | 1 |  |  | No Match | No Match |  |  |  | 32600 | 2672 | 12.2 | 10 | 41000 | 2860 | 4.2 |  | Federally-Regulated Commercial & Industrial Equipment | 02/02/1998 |  | 03/31/1998
California Heat Pump | California Heat Pump | CHP-16C*B-12-** |  | Water-Source | WBAHP: Heat Pump Packaged Unit | Heat Pump | 208 | 1 |  |  | No Match | No Match |  |  |  | 15500 | 1345 | 11.5 | 7.5 | 17000 | 1385 | 3.6 | 2.5 | Non Federally-Regulated | 05/16/1984 |  | 06/11/1985
Carrier Corp. | Carrier | 50HQ.VQ0143 |  | Water-Source | WBAHP: Heat Pump Packaged Unit | Heat Pump | 230 | 1 |  |  | No Match | No Match |  |  |  | 14000 | 1550 | 9 | 7.5 | 17000 | 1650 | 3 | 2.5 | Non Federally-Regulated | 09/08/1982 |  | 08/30/1983
Enertech Global, LLC | Enertech | GCT060D2 |  | Ground-Source | WBAHP: Heat Pump Packaged Unit | Heat Pump | 208 | 3 |  |  | No Match | Single-Speed |  |  |  | 63500 | 3547 | 17.9 | 13.4 | 47600 | 3671 | 3.8 | 3.1 | Non Federally-Regulated | 09/03/2012 |  | 12/12/2012
Geoflex Systems, Inc. | Geoflex Systems, Inc. | GS1S-V/H/D/M-060WADBP |  | Water-Source | WBAHP: Heat Pump Packaged Unit | Heat Pump | 460 | 3 |  |  | No Match | Single-Speed |  |  |  | 63100 | 3944 | 16 | 12 | 70800 | 4069 | 5.1 | 4.2 | Federally-Regulated Commercial & Industrial Equipment | 03/02/2012 |  | 01/09/2014
Mammoth | Hydrobank II | E030HHJ |  | Water-Source | WBAHP: Heat Pump Packaged Unit | Heat Pump | 265 | 1 |  |  | No Match | No Match |  |  |  | 31000 | 2695 | 11.5 | 10 | 39000 | 2929 | 3.9 |  | Federally-Regulated Commercial & Industrial Equipment | 11/14/2000 |  | 01/18/2001
Waterfurnace International, Inc. | Rybacki - Hart Enterprises | ZS030**3*1 |  | Ground-Source | WBAHP: Heat Pump Packaged Unit | Heat Pump | 230 | 3 |  |  | No Match | Single-Speed |  |  |  | 29000 | 1585 | 18.3 | 13.4 | 22800 | 1758 | 3.8 | 3.1 | Non Federally-Regulated | 01/24/2011 |  | 04/19/2013
Marvair | Marvair | WHP47HPD |  | Water-Source | WBAHP: Heat Pump Packaged Unit | Heat Pump | 460 | 3 |  |  | No Match | No Match |  |  |  | 47500 | 4318 | 11 | 9 | 60000 | 4628 | 3.8 | 3.2 | Non Federally-Regulated | 05/11/1988 |  | 03/15/1989
McQuay / Snyder General | Electro-Hydronics | UC230F5 |  | Water-Source | WBAHP: Heat Pump Packaged Unit | Heat Pump | 208 | 1 |  |  | No Match | No Match |  |  |  | 23000 | 2250 | 10.2 | 7.5 | 30000 | 2500 | 3.5 | 2.5 | Non Federally-Regulated | 08/29/1986 |  | 05/11/1988
Waterfurnace International, Inc. | Eagle Mountain | ZS036**3*1 |  | Water-Source | WBAHP: Heat Pump Packaged Unit | Heat Pump | 230 | 3 |  |  | No Match | Single-Speed |  |  |  | 33300 | 2220 | 15 | 12 | 40600 | 2479 | 4.8 | 4.2 | Federally-Regulated Commercial & Industrial Equipment | 03/02/2012 |  | 04/19/2013
Florida Heat Pump | Florida Heat Pump | EM012-1CS | EM012-1AH/AV | Water-Source | WBAH: Heating Only Packaged Un | Heat Pump | 230 | 1 |  |  | No Match | No Match |  |  |  | 12300 | 1118 | 11 | 9 | 14400 | 1205 | 3.5 | 3.5 | Non Federally-Regulated | 05/23/2001 |  | 07/18/2002
Trane U.S. Inc. | Trane | GSHB0511 |  | Ground-Water-Source | WBAHP: Heat Pump Packaged Unit | Heat Pump | 208 | 1 |  |  | No Match | No Match |  |  |  | 49500 | 4500 | 11 | 9 | 37000 | 4337 | 2.5 |  | Non Federally-Regulated | 12/14/1998 |  | 10/06/1999
Snyder General Corp. | McQuay | FCW042A*F |  | Water-Source | WBAHP: Heat Pump Packaged Unit | Heat Pump | 208 | 3 |  |  | No Match | No Match |  |  |  | 40500 | 3750 | 10.8 | 9 | 51500 | 4080 | 3.7 | 3.2 | Non Federally-Regulated | 02/22/1990 |  | 07/31/1991
Waterfurnace International, Inc. | Waterfurnace International, Inc. | SXH058*1 |  | Ground-Water-Source | WBAHP: Heat Pump Packaged Unit | Heat Pump | 208 | 1 |  |  | No Match | No Match |  |  |  | 56500 | 4216 | 13.4 | 9 | 45500 | 4300 | 3.1 |  | Non Federally-Regulated | 10/06/1999 |  | 05/19/2000
Dinh Co., Inc. | Dinh Rotocom | WAHP 3 CU | AHU 35/3D | Water-Source | WBAHP-C: Heat Pump Split Syste | Heat Pump | 230 | 1 |  |  | No Match | No Match |  |  |  | 33000 | 2360 | 14 | 9 | 39000 | 2010 | 4.9 | 3.2 | Non Federally-Regulated | 02/22/1990 |  | 07/31/1991
Addison Products | Addison Products | VGY048-3A |  | Water-Source | WBAHP-CB: Heat Pump Split Syst | Heat Pump | 208 | 3 |  |  | No Match | No Match |  |  |  | 54400 | 4689 | 11.6 | 9 | 61800 | 5029 | 3.6 | 3.5 | Non Federally-Regulated | 11/14/2000 |  | 07/18/2002
Trane U.S. Inc. | Command-Aire | GXHB0511 |  | Water-Source | WBAHP: Heat Pump Packaged Unit | Heat Pump | 208 | 1 |  |  | No Match | No Match |  |  |  | 50000 | 4237 | 11.8 | 10 | 64200 | 4478 | 4.2 |  | Federally-Regulated Commercial & Industrial Equipment | 10/05/1999 |  | 04/12/2000
Waterfurnace International, Inc. | Waterfurnace International, Inc. | VL/VX120T*4 |  | Ground-Water-Source | WBAHP: Heat Pump Packaged Unit | Heat Pump | 460 | 3 |  |  | No Match | No Match |  |  |  | 124000 | 9323 | 13.3 | 9 | 95000 | 9278 | 3 |  | Non Federally-Regulated | 07/22/2002 |  | 03/12/2009
Enertech Global, LLC | Enertech | H072C | MPD060 | Ground-Source | WBAHP-CB: Heat Pump Split Syst | Heat Pump | 230 | 1 |  |  | No Match | Single-Speed | 3580 | 860 | 1 | 72000 | 4737 | 15.2 | 13.4 | 57900 | 5306 | 3.2 | 3.1 | Non Federally-Regulated | 07/16/2009 |  | 03/02/2012
ClimateMaster Inc. | Trane | WPHA52XB* |  | Water-Source | WBAHP: Heat Pump Packaged Unit | Heat Pump | 208 | 1 |  |  | No Match | No Match |  |  |  | 50000 | 4850 | 10.3 | 9 | 65000 | 4900 | 3.9 | 3.2 | Non Federally-Regulated | 05/11/1988 |  | 03/15/1989
Trane U.S. Inc. | Trane | GXHB051 |  | Water-Source | WBAHP: Heat Pump Packaged Unit | Heat Pump | 208 | 1 |  |  | No Match | No Match |  |  |  | 50000 | 4237 | 11.8 | 10 | 64200 | 4478 | 4.2 |  | Federally-Regulated Commercial & Industrial Equipment | 04/12/2000 |  | 11/14/2000
Command-Aire | Command-Aire | SWPH-2033 |  | Water-Source | WBAHP: Heat Pump Packaged Unit | Heat Pump | 230 | 3 |  |  | No Match | No Match |  |  |  | 240000 | 24700 | 9.7 |  | 336000 | 27900 | 3.5 |  | Non Federally-Regulated | 05/11/1988 |  | 03/15/1989
ClimateMaster Inc. | Climate Master Series | VP/HP048 F/H |  | Water-Source | WBAHP: Heat Pump Packaged Unit | Heat Pump | 460 | 3 |  |  | No Match | No Match |  |  |  | 48000 | 3555 | 13.5 | 9.3 | 57000 | 3796 | 4.4 | 3.8 | Federally-Regulated Commercial & Industrial Equipment | 03/31/1998 |  | 05/10/1998
Mammoth | Mammoth | D009V |  | Water-Source | WBAHP: Heat Pump Packaged Unit | Heat Pump | 208 | 1 |  |  | No Match | No Match |  |  |  | 9000 | 950 | 9.5 | 7.5 | 10100 | 975 | 3 | 2.5 | Non Federally-Regulated | 01/05/1982 |  | 05/16/1984
Carrier Corp. | Carrier | 50HQ,VQ0486 |  | Water-Source | WBAHP: Heat Pump Packaged Unit | Heat Pump | 460 | 3 |  |  | No Match | No Match |  |  |  | 48000 | 4500 | 10.7 | 9 | 55000 | 4900 | 3.3 | 3.2 | Non Federally-Regulated | 05/11/1988 |  | 03/15/1989
Snyder General Corp. | American Air Filter | HWH019C*N |  | Water-Source | WBAHP: Heat Pump Packaged Unit | Heat Pump | 265 | 1 |  |  | No Match | No Match |  |  |  | 18200 | 1640 | 11.1 | 9.3 | 23200 | 1790 | 3.8 | 3.8 | Non Federally-Regulated | 07/31/1991 |  | 03/31/1998
Command-Aire | Command-Aire | SWP-1833 |  | Water-Source | WBAHP: Heat Pump Packaged Unit | Heat Pump | 208 | 3 |  |  | No Match | No Match |  |  |  | 206000 | 22700 | 9.1 |  | 286000 | 23100 | 3.6 | 2.5 | Non Federally-Regulated | 06/11/1985 |  | 01/23/1988
Waterfurnace International, Inc. | Waterfurnace International, Inc. | SXV010C2 |  | Water-Source | WBAHP-CB: Heat Pump Split Syst | Heat Pump | 265 | 1 |  |  | No Match | No Match |  |  |  | 10100 | 687 | 14.7 | 9 | 11500 | 783 | 4.3 | 3.5 | Non Federally-Regulated | 02/02/1998 |  | 10/02/1998
Florida Heat Pump | Florida Heat Pump | EM041-4HZ |  | Water-Source | WBAHP: Heat Pump Packaged Unit | Heat Pump | 460 | 3 |  |  | No Match | No Match |  |  |  | 39500 | 2992 | 13.2 | 10 | 50000 | 3488 | 4.2 |  | Federally-Regulated Commercial & Industrial Equipment | 02/02/1998 |  | 03/31/1998
Florida Heat Pump | Florida Heat Pump | GT030-2CF/HZ/VT |  | Water-Source | WBAHP: Heat Pump Packaged Unit | Heat Pump | 265 | 1 |  |  | No Match | No Match |  |  |  | 30000 | 2027 | 14.8 | 10 | 35000 | 2229 | 4.6 |  | Federally-Regulated Commercial & Industrial Equipment | 04/12/2000 |  | 05/29/2001
Florida Heat Pump | Florida Heat Pump | AP049-4CF/HZ/VT |  | Ground-Source | WBAHP: Heat Pump Packaged Unit | Heat Pump | 460 | 3 |  |  | No Match | Dual-Speed |  |  |  | 52000 | 2737 | 19 | 13.4 | 38000 | 2716 | 4.1 | 3.1 | Non Federally-Regulated | 11/30/2011 |  | 04/20/2015
Enertech Global, LLC | Enertech | TST036A | ACD036 | Ground-Source | WBAHP-CB: Heat Pump Split Syst | Heat Pump | 230 | 1 |  |  | No Match | Single-Speed |  |  |  | 36700 | 2172 | 16.9 | 13.4 | 28000 | 2159 | 3.8 | 3.1 | Non Federally-Regulated | 12/12/2012 |  | 04/29/2015
Addison Products | Addison Products | WSH029-1AR |  | Water-Source | WBAHP: Heat Pump Packaged Unit | Heat Pump | 230 | 1 |  |  | No Match | No Match |  |  |  | 28300 | 2021 | 14 | 10 | 34900 | 2176 | 4.7 |  | Federally-Regulated Commercial & Industrial Equipment | 02/02/1998 |  | 03/31/1998
Climate Control / Snyder General | Trane | WPVA33XD* |  | Water-Source | WBAHP: Heat Pump Packaged Unit | Heat Pump | 265 | 1 |  |  | No Match | No Match |  |  |  | 33000 | 3056 | 10.8 | 7.5 | 39000 | 3089 | 3.7 | 2.5 | Non Federally-Regulated | 05/16/1984 |  | 05/11/1988
Mammoth | Hydrobank II | E043VHF-CR1 |  | Water-Source | WBAHP: Heat Pump Packaged Unit | Heat Pump | 265 | 1 |  |  | No Match | No Match |  |  |  | 42000 | 3716 | 11.3 | 9.3 | 53000 | 3981 | 3.9 | 3.8 | Non Federally-Regulated | 07/31/1991 |  | 03/31/1998
ClimateMaster Inc. | Climate Master Series | CS/CL009G |  | Ground-Water-Source | WBAHP: Heat Pump Packaged Unit | Heat Pump | 230 | 1 |  |  | No Match | No Match |  |  |  | 9200 | 652 | 14.1 | 9 | 6900 | 594 | 3.4 |  | Non Federally-Regulated | 07/22/2002 |  | 03/12/2009
Mammoth | Hydrobank II | G086VHK |  | Water-Source | WBAHP: Heat Pump Packaged Unit | Heat Pump | 460 | 3 |  |  | No Match | No Match |  |  |  | 86000 | 6323 | 13.6 | 9 | 102000 | 6792 | 4.4 | 3.8 | Federally-Regulated Commercial & Industrial Equipment | 07/16/2001 |  | 01/22/2003
Enertech Global, LLC | Enertech | HST024A | ACD024 | Ground-Source | WBAHP-CB: Heat Pump Split Syst | Heat Pump | 230 | 1 |  |  | No Match | Single-Speed |  |  |  | 25700 | 1477 | 17.4 | 13.4 | 18400 | 1383 | 3.9 | 3.1 | Non Federally-Regulated | 11/30/2011 |  | 03/02/2012
Florida Heat Pump | Florida Heat Pump | EM042-1CS | EM042-1AH/AV | Ground-Water-Source | WBAHP-CB: Heat Pump Split Syst | Heat Pump | 230 | 1 |  |  | No Match | No Match |  |  |  | 43000 | 3257 | 13.2 | 9 | 30000 | 2929 | 3 |  | Non Federally-Regulated | 05/29/2001 |  | 07/18/2002
American Air Filter | Enercon | VW186 |  | Water-Source | WBAHP: Heat Pump Packaged Unit | Heat Pump | 200 | 3 |  |  | No Match | No Match |  |  |  | 186000 | 21200 | 8.8 | 7.5 | 225000 | 21300 | 3.6 | 2.2 | Non Federally-Regulated | 01/05/1982 |  | 05/16/1984
Mammoth | Hydrobank II | E016VHJ |  | Water-Source | WBAHP: Heat Pump Packaged Unit | Heat Pump | 265 | 1 |  |  | No Match | No Match |  |  |  | 16000 | 1250 | 12.8 | 10 | 22000 | 1464 | 4.4 |  | Federally-Regulated Commercial & Industrial Equipment | 05/23/2000 |  | 11/14/2000
Mammoth | Mammoth | F104VSCXXX |  | Water-Source | WBAHP: Heat Pump Packaged Unit | Heat Pump | 208 | 3 |  |  | No Match | No Match |  |  |  | 104000 | 9360 | 11.1 | 9.2 | 123000 | 9740 | 3.7 |  | Non Federally-Regulated | 05/11/1988 |  | 03/15/1989
Florida Heat Pump | Energy Miser | HEV 160-4 |  | Water-Source | WBAHP: Heat Pump Packaged Unit | Heat Pump | 460 | 3 |  |  | No Match | No Match |  |  |  | 160000 | 15680 | 10.2 |  | 226000 | 8415 | 4 | 2.5 | Non Federally-Regulated | 02/22/1990 |  | 07/31/1991
McQuay International | McQuay | CCW060E-T |  | Water-Source | WBAHP: Heat Pump Packaged Unit | Heat Pump | 460 | 3 |  |  | No Match | No Match |  |  |  | 55000 | 4365 | 12.6 | 10 | 67000 | 4675 | 4.2 |  | Federally-Regulated Commercial & Industrial Equipment | 02/02/1998 |  | 03/31/1998
Waterfurnace International, Inc. | Waterfurnace International, Inc. | NSV/NSH018G1*4 |  | Ground-Water-Source | WBAHP: Heat Pump Packaged Unit | Heat Pump | 208 | 1 |  |  | No Match | Single-Speed |  |  |  | 21000 | 784 | 26.8 | 16.2 | 19000 | 1185 | 4.7 | 3.6 | Non Federally-Regulated | 12/12/2012 |  | 04/19/2013
Waterfurnace International, Inc. | Waterfurnace International, Inc. | SXV024B0 |  | Water-Source | WBAHP-CB: Heat Pump Split Syst | Heat Pump | 230 | 1 |  |  | No Match | No Match |  |  |  | 27400 | 1889 | 14.5 | 9 | 27400 | 1867 | 4.3 | 3.5 | Non Federally-Regulated | 08/21/1998 |  | 10/02/1998
Florida Heat Pump | Geomaster, LLC | ES018-1CF/HZ/VT |  | Water-Source | WBAHP: Heat Pump Packaged Unit | Heat Pump | 230 | 1 |  |  | No Match | Single-Speed |  |  |  | 18500 | 1217 | 15.2 | 12 | 24000 | 1256 | 5.6 | 4.2 | Federally-Regulated Commercial & Industrial Equipment | 02/09/2009 |  | 04/20/2015
Command-Aire | Command-Aire | SWPHXR137E |  | Water-Source | WBAHP: Heat Pump Packaged Unit | Heat Pump | 265 | 1 |  |  | No Match | No Match |  |  |  | 12500 | 1140 | 11 | 7.5 | 18000 | 1290 | 4.1 | 2.5 | Non Federally-Regulated | 05/16/1984 |  | 01/23/1988
Florida Heat Pump | Florida Heat Pump | GT042-1VT/HZ/CF |  | Ground-Water-Source | WBAHP: Heat Pump Packaged Unit | Heat Pump | 208 | 1 |  |  | No Match | No Match |  |  |  | 45000 | 3435 | 13.1 | 11 | 50000 | 3488 | 4.2 | 3.5 | Non Federally-Regulated | 03/31/1998 |  | 05/10/1998
Addison Products | Addison Products | WRH036-1JC | HRH036-1J/1JB | Water-Source | WBAH: Heating Only Packaged Un | Heat Pump | 208 | 1 |  |  | No Match | No Match |  |  |  | 34800 | 3163 | 11 | 9 | 39000 | 3264 | 3.5 | 3.5 | Non Federally-Regulated | 10/05/1999 |  | 09/21/2000
Waterfurnace International, Inc. | Rybacki - Hart Enterprises | ZS018**0*1 |  | Ground-Water-Source | WBAHP: Heat Pump Packaged Unit | Heat Pump | 208 | 1 |  |  | No Match | Single-Speed |  |  |  | 20600 | 858 | 24 | 16.2 | 17500 | 1166 | 4.4 | 3.6 | Non Federally-Regulated | 01/24/2011 |  | 04/19/2013
Waterfurnace International, Inc. | Waterfurnace International, Inc. | SXV036A1 |  | Water-Source | WBAHP: Heat Pump Packaged Unit | Heat Pump | 208 | 1 |  |  | No Match | No Match |  |  |  | 36000 | 2647 | 13.6 | 9.3 | 44500 | 2774 | 4.7 | 3.8 | Federally-Regulated Commercial & Industrial Equipment | 03/31/1998 |  | 05/10/1998
Florida Heat Pump | Florida Heat Pump | GT022-1CS | GT022-1AH/AV | Water-Source | Water/Brine to Air Heat Pump S | Heat Pump | 230 | 1 |  |  | No Match | No Match |  |  |  | 21500 | 1747 | 12.3 | 10 | 23000 | 1727 | 3.9 |  | Federally-Regulated Commercial & Industrial Equipment | 04/12/2000 |  | 05/29/2001
Florida Heat Pump | Geomaster, LLC | EC012-1CF/HZ/VT |  | Ground-Source | WBAHP: Heat Pump Packaged Unit | Heat Pump | 230 | 1 |  |  | No Match | Single-Speed |  |  |  | 11500 | 793 | 14.5 | 13.4 | 8700 | 822 | 3.1 | 3.1 | Non Federally-Regulated | 04/30/2009 |  | 05/01/2015
Waterfurnace International, Inc. | Johnson Controls | RJSV/RJSH042**0*0 |  | Ground-Source | WBAHP: Heat Pump Packaged Unit | Heat Pump | 208 | 1 |  |  | No Match | Single-Speed |  |  |  | 41600 | 2237 | 18.6 | 13.4 | 27500 | 2178 | 3.7 | 3.1 | Non Federally-Regulated | 01/24/2011 |  | 10/24/2014
Friedrich Climate Master | Climate Master Series | 803-042-H******** |  | Water-Source | WBAHP: Heat Pump Packaged Unit | Heat Pump | 208 | 3 |  |  | No Match | No Match |  |  |  | 43000 | 4000 | 10.8 | 7.5 | 57000 | 4200 | 4 | 2.5 | Non Federally-Regulated | 08/29/1986 |  | 05/11/1988
McQuay / Snyder General | Electro-Hydronics | LHP10AP |  | Water-Source | WBAHP: Heat Pump Packaged Unit | Heat Pump | 460 | 3 |  |  | No Match | No Match |  |  |  | 107000 | 9000 | 11.9 | 9.2 | 120000 | 9200 | 3.8 |  | Non Federally-Regulated | 05/11/1988 |  | 03/15/1989
Inter-City Products Corp. | McQuay | CCH024C*T |  | Water-Source | WBAHP: Heat Pump Packaged Unit | Heat Pump | 460 | 3 |  |  | No Match | No Match |  |  |  | 23500 | 2009 | 11.7 | 9.3 | 30400 | 2346 | 3.8 | 3.8 | Non Federally-Regulated | 07/31/1991 |  | 03/31/1998
Addison Products | Addison Products | WSH032-4AR |  | Water-Source | WBAHP: Heat Pump Packaged Unit | Heat Pump | 460 | 3 |  |  | No Match | No Match |  |  |  | 33000 | 2481 | 13.3 | 10 | 43000 | 2863 | 4.4 |  | Federally-Regulated Commercial & Industrial Equipment | 10/05/1999 |  | 05/19/2000
McQuay / Snyder General | Electro-Hydronics | VF70G3 |  | Water-Source | WBAHP: Heat Pump Packaged Unit | Heat Pump | 230 | 1 |  |  | No Match | No Match |  |  |  | 6900 | 645 | 10.7 | 7.5 | 8800 | 700 | 3.7 | 2.5 | Non Federally-Regulated | 08/29/1986 |  | 05/11/1988
Waterfurnace International, Inc. | Waterfurnace International, Inc. | E024**1 |  | Ground-Water-Source | WBAHP: Heat Pump Packaged Unit | Heat Pump | 208 | 1 |  |  | No Match | No Match |  |  |  | 24200 | 1337 | 18.1 | 9 | 15700 | 1352 | 3.4 |  | Non Federally-Regulated | 07/22/2002 |  | 06/20/2003
Addison Products | Addison Products | HWY096-3A |  | Water-Source | WBAHP: Heat Pump Packaged Unit | Heat Pump | 208 | 3 |  |  | No Match | No Match |  |  |  | 95000 | 7983 | 11.9 | 9 | 120000 | 8789 | 4 | 3.8 | Federally-Regulated Commercial & Industrial Equipment | 01/24/2002 |  | 03/12/2009
Waterfurnace International, Inc. | Johnson Controls | RJSV/RJSH042**4*1 |  | Ground-Water-Source | WBAHP: Heat Pump Packaged Unit | Heat Pump | 460 | 3 |  |  | No Match | Single-Speed |  |  |  | 45200 | 1532 | 29.5 | 16.2 | 34900 | 1967 | 5.2 | 3.6 | Non Federally-Regulated | 01/24/2011 |  | 10/24/2014
Trane U.S. Inc. | Trane | GEVA042 |  | Water-Source | WBAHP: Heat Pump Packaged Unit | Heat Pump | 208 | 1 |  |  | No Match | No Match |  |  |  | 39718 | 3309 | 12 | 10 | 46313 | 3293 | 4.1 |  | Federally-Regulated Commercial & Industrial Equipment | 04/12/2000 |  | 09/25/2002
ClimateMaster Inc. | Climate Master | GSS048BG | FK4CNF006 | Water-Source | WBAHP-CB: Heat Pump Split Syst | Heat Pump | 230 | 1 |  |  | No Match | Single-Speed |  |  |  | 44500 | 3134 | 14.2 | 12 | 52500 | 3207 | 4.8 | 4.2 | Federally-Regulated Commercial & Industrial Equipment | 09/15/2009 |  | 02/17/2011
Florida Heat Pump | Florida Heat Pump | GT042-4CF/HZ/VT |  | Water-Source | WBAHP: Heat Pump Packaged Unit | Heat Pump | 460 | 3 |  |  | No Match | No Match |  |  |  | 42000 | 3230 | 13 | 10 | 52500 | 3204 | 4.8 |  | Federally-Regulated Commercial & Industrial Equipment | 04/12/2000 |  | 05/29/2001
Friedrich Climate Master | Climate Master Series | 803-030-H******** |  | Water-Source | WBAHP: Heat Pump Packaged Unit | Heat Pump | 230 | 3 |  |  | No Match | No Match |  |  |  | 30000 | 2900 | 10.3 | 7.5 | 40500 | 3200 | 3.7 | 2.5 | Non Federally-Regulated | 08/29/1986 |  | 05/11/1988
Enertech Global, LLC | Enertech | TST036A2 | ACD036 | Ground-Water-Source | WBAHP-CB: Heat Pump Split Syst | Heat Pump | 208 | 3 |  |  | No Match | Single-Speed |  |  |  | 40200 | 1836 | 21.9 | 16.2 | 36900 | 2403 | 4.5 | 3.6 | Non Federally-Regulated | 03/02/2012 |  | 12/12/2012
Waterfurnace International, Inc. | Waterfurnace International, Inc. | SXV016C1 |  | Ground-Source | WBAHP: Heat Pump Packaged Unit | Heat Pump | 230 | 1 |  |  | No Match | No Match |  |  |  | 16700 | 1210 | 13.8 |  | 12800 | 1136 | 3.3 |  | Non Federally-Regulated | 03/31/1998 |  | 05/10/1998
ClimateMaster Inc. | Climate Master Series | VT 036 |  | Ground-Water-Source | WBAHP: Heat Pump Packaged Unit | Heat Pump | 208 | 1 |  |  | No Match | No Match |  |  |  | 34500 | 2225 | 15.5 | 9 | 26000 | 2240 | 3.4 |  | Non Federally-Regulated | 10/06/1999 |  | 04/10/2000
Waterfurnace International, Inc. | Rybacki - Hart Enterprises | ZS041**3*4 |  | Ground-Source | WBAHP: Heat Pump Packaged Unit | Heat Pump | 230 | 3 |  |  | No Match | Single-Speed |  |  |  | 41000 | 2485 | 16.5 | 13.4 | 29000 | 2428 | 3.5 | 3.1 | Non Federally-Regulated | 06/14/2011 |  | 04/19/2013
Florida Heat Pump | Energy Miser | HECS34-2 | HEAH34-2 | Water-Source | WBAHP-C: Heat Pump Split Syste | Heat Pump | 265 | 1 |  |  | No Match | No Match |  |  |  | 32600 | 2785 | 11.7 | 9 | 43000 | 3150 | 4 | 3.2 | Non Federally-Regulated | 05/11/1988 |  | 03/15/1989
Waterfurnace International, Inc. | Rybacki - Hart Enterprises | ZS030**0*4 |  | Ground-Source | WBAHP: Heat Pump Packaged Unit | Heat Pump | 230 | 1 |  |  | No Match | Single-Speed |  |  |  | 29000 | 1585 | 18.3 | 13.4 | 22800 | 1758 | 3.8 | 3.1 | Non Federally-Regulated | 06/14/2011 |  | 04/19/2013
ClimateMaster Inc. | Carrier | RVC060***60*** |  | Water-Source | WBAHP: Heat Pump Packaged Unit | Heat Pump | 460 | 3 |  |  | No Match | No Match |  |  |  | 57900 | 4865 | 11.9 | 10 | 79200 | 5530 | 4.2 |  | Federally-Regulated Commercial & Industrial Equipment | 07/02/2003 |  | 03/12/2009
Florida Heat Pump | Florida Heat Pump | EM018-1CF/HZ/VT |  | Water-Source | WBAHP-CB: Heat Pump Split Syst | Heat Pump | 208 | 1 |  |  | No Match | No Match |  |  |  | 20000 | 1666 | 12 | 9 | 25000 | 1979 | 3.7 | 3.5 | Non Federally-Regulated | 05/23/2001 |  | 07/18/2002
McQuay International | McQuay | W-FDL/FDS/FMS-1-060-F |  | Water-Source | WBAHP: Heat Pump Packaged Unit | Heat Pump | 230 | 3 |  |  | No Match | No Match |  |  |  | 58000 | 5321 | 10.9 | 10 | 78000 | 5859 | 3.9 |  | Federally-Regulated Commercial & Industrial Equipment | 09/21/2000 |  | 03/12/2009
Waterfurnace International, Inc. | Spectra | SXH010A2 |  | Water-Source | WBAHP-CB: Heat Pump Split Syst | Heat Pump | 265 | 1 |  |  | No Match | No Match |  |  |  | 10100 | 687 | 14.7 | 9 | 11500 | 784 | 4.3 | 3.5 | Non Federally-Regulated | 06/02/1993 |  | 06/03/1993
Waterfurnace International, Inc. | WFI Industries, Ltd. | VLV/VXV036*3 |  | Ground-Water-Source | WBAHP: Heat Pump Packaged Unit | Heat Pump | 460 | 3 |  |  | No Match | No Match |  |  |  | 36100 | 2755 | 13.1 | 9 | 24500 | 2563 | 2.8 |  | Non Federally-Regulated | 06/20/2003 |  | 03/12/2009
Florida Heat Pump | Energy Miser | HE42CF-1 |  | Water-Source | WBAHP: Heat Pump Packaged Unit | Heat Pump | 208 | 1 |  |  | No Match | No Match |  |  |  | 42000 | 3620 | 11.6 | 9.3 | 53500 | 3825 | 4.1 | 3.8 | Non Federally-Regulated | 07/31/1991 |  | 03/31/1998
Florida Heat Pump | Florida Heat Pump | EP036-3HZ/VT |  | Ground-Source | WBAHP: Heat Pump Packaged Unit | Heat Pump | 230 | 3 |  |  | No Match | Single-Speed |  |  |  | 37500 | 1904 | 19.7 | 13.4 | 28000 | 2001 | 4.1 | 3.1 | Non Federally-Regulated | 01/24/2011 |  | 04/21/2014
ClimateMaster Inc. | Climate Master Series | GSV/GSH060AH |  | Ground-Water-Source | WBAHP: Heat Pump Packaged Unit | Heat Pump | 208 | 3 |  |  | No Match | No Match |  |  |  | 61100 | 4333 | 14.1 | 9 | 49700 | 4550 | 3.2 |  | Non Federally-Regulated | 04/10/2000 |  | 07/18/2002
Florida Heat Pump | Florida Heat Pump | GT042-4CS | GT042-4AH/AV | Ground-Water-Source | WBAHP-CB: Heat Pump Split Syst | Heat Pump | 460 | 3 |  |  | No Match | No Match |  |  |  | 40700 | 2806 | 14.5 | 9 | 30600 | 2636 | 3.4 |  | Non Federally-Regulated | 07/22/2002 |  | 03/12/2009
McQuay International | McQuay | CCH/CCW/HWH/HWW036C-G |  | Water-Source | WBAHP: Heat Pump Packaged Unit | Heat Pump | 230 | 1 |  |  | No Match | No Match |  |  |  | 36000 | 2975 | 12.1 | 9.3 | 42500 | 3037 | 4.1 | 3.8 | Federally-Regulated Commercial & Industrial Equipment | 03/31/1998 |  | 05/10/1998
Enertech Global, LLC | Enertech | HST072A2 | MPD060 | Ground-Water-Source | WBAHP-CB: Heat Pump Split Syst | Heat Pump | 230 | 3 |  |  | No Match | Single-Speed | 2863 | 693 | 1 | 73600 | 3556 | 20.7 | 16.2 | 64800 | 4632 | 4.1 | 3.6 | Non Federally-Regulated | 03/02/2012 |  | 09/03/2012
Command-Aire | Command-Aire | SWPH-611 |  | Water-Source | WBAHP: Heat Pump Packaged Unit | Heat Pump | 208 | 1 |  |  | No Match | No Match |  |  |  | 62000 | 6500 | 9.5 | 9 | 78000 | 6600 | 3.5 | 3.2 | Non Federally-Regulated | 02/22/1990 |  | 07/31/1991
Waterfurnace International, Inc. | Waterfurnace International, Inc. | VLH/VXH042*0 |  | Water-Source | WBAHP: Heat Pump Packaged Unit | Heat Pump | 208 | 1 |  |  | No Match | No Match |  |  |  | 40000 | 3076 | 13 | 10 | 47400 | 3229 | 4.3 |  | Federally-Regulated Commercial & Industrial Equipment | 06/20/2003 |  | 02/17/2011
Heat Controller | Heat Controller | HWPH64-1JC/1JBC |  | Water-Source | WBAHP-CB: Heat Pump Split Syst | Heat Pump | 230 | 1 |  |  | No Match | No Match |  |  |  | 63500 | 5080 | 12.5 | 9 | 76000 | 6364 | 3.5 | 3.5 | Non Federally-Regulated | 02/02/1998 |  | 10/02/1998
ClimateMaster Inc. | Climate Master Series | 803-030-G******** |  | Water-Source | WBAHP: Heat Pump Packaged Unit | Heat Pump | 230 | 1 |  |  | No Match | No Match |  |  |  | 30000 | 2900 | 10.3 | 9 | 40500 | 3200 | 3.7 | 3.2 | Non Federally-Regulated | 05/11/1988 |  | 03/15/1989
McQuay International | McQuay | W-FDD/FDE/FME-1-030-K |  | Water-Source | WBAHP: Heat Pump Packaged Unit | Heat Pump | 460 | 3 |  |  | No Match | No Match |  |  |  | 29600 | 2487 | 11.9 | 10 | 39000 | 2929 | 3.9 |  | Federally-Regulated Commercial & Industrial Equipment | 09/21/2000 |  | 03/12/2009
Waterfurnace International, Inc. | Eagle Mountain | GS012**2*0 |  | Ground-Source | WBAHP: Heat Pump Packaged Unit | Heat Pump | 265 | 1 |  |  | No Match | Single-Speed |  |  |  | 12500 | 694 | 18 | 13.4 | 9500 | 773 | 3.6 | 3.1 | Non Federally-Regulated | 01/24/2011 |  | 12/12/2012
Waterfurnace International, Inc. | Geotility Geothermal Installations | ZS018**0*1 |  | Ground-Source | WBAHP: Heat Pump Packaged Unit | Heat Pump | 230 | 1 |  |  | No Match | Single-Speed |  |  |  | 18500 | 1057 | 17.5 | 13.4 | 13700 | 1085 | 3.7 | 3.1 | Non Federally-Regulated | 01/24/2011 |  | 04/19/2013
Waterfurnace International, Inc. | Rybacki - Hart Enterprises | ZS024**4*4 |  | Ground-Source | WBAHP: Heat Pump Packaged Unit | Heat Pump | 460 | 3 |  |  | No Match | Single-Speed |  |  |  | 24400 | 1394 | 17.5 | 13.4 | 17500 | 1350 | 3.8 | 3.1 | Non Federally-Regulated | 06/14/2011 |  | 04/19/2013
McQuay / Snyder General | Electro-Hydronics | FC400F3 |  | Water-Source | WBAHP: Heat Pump Packaged Unit | Heat Pump | 230 | 1 |  |  | No Match | No Match |  |  |  | 39600 | 3960 | 10 | 7.5 | 45000 | 3880 | 3.4 | 2.5 | Non Federally-Regulated | 08/29/1986 |  | 05/11/1988
Addison Products | Addison Products | DWPG066-3B-XL* |  | Ground-Water-Source | WBAHP: Heat Pump Packaged Unit | Heat Pump | 208 | 3 |  |  | No Match | No Match |  |  |  | 65000 | 5038 | 12.9 | 9 | 48000 | 5024 | 2.8 |  | Non Federally-Regulated | 12/14/1998 |  | 04/10/2000
Command-Aire | Command-Aire | GXHA0351 |  | Water-Source | WBAHP: Heat Pump Packaged Unit | Heat Pump | 208 | 1 |  |  | No Match | No Match |  |  |  | 36100 | 3281 | 11 | 10 | 45800 | 3532 | 3.8 |  | Federally-Regulated Commercial & Industrial Equipment | 08/07/1998 |  | 10/02/1998
Command-Aire | Command-Aire | SWP-544 |  | Water-Source | WBAHP: Heat Pump Packaged Unit | Heat Pump | 460 | 3 |  |  | No Match | No Match |  |  |  | 56000 | 5800 | 9.7 | 9 | 71000 | 5800 | 3.6 | 3.2 | Non Federally-Regulated | 02/22/1990 |  | 07/31/1991
Addison Products | Addison Products | HGY096-3A |  | Ground-Water-Source | WBAHP: Heat Pump Packaged Unit | Heat Pump | 230 | 3 |  |  | No Match | No Match |  |  |  | 95700 | 7909 | 12.1 | 9 | 78200 | 8486 | 2.7 |  | Non Federally-Regulated | 11/14/2000 |  | 01/24/2002
Florida Heat Pump | Florida Heat Pump | EM060-4HZ |  | Water-Source | WBAHP: Heat Pump Packaged Unit | Heat Pump | 460 | 3 |  |  | No Match | No Match |  |  |  | 60000 | 4615 | 13 | 10 | 80000 | 5328 | 4.4 |  | Federally-Regulated Commercial & Industrial Equipment | 12/14/1998 |  | 10/05/1999
Florida Heat Pump | Florida Heat Pump | EM048-4CF/HZ/VT |  | Water-Source | WBAHP-CB: Heat Pump Split Syst | Heat Pump | 460 | 3 |  |  | No Match | No Match |  |  |  | 52500 | 4411 | 11.9 | 9 | 58000 | 4720 | 3.6 | 3.5 | Non Federally-Regulated | 07/22/2002 |  | 03/12/2009
California Heat Pump | Carrier | 50BQ019311 |  | Water-Source | WBAHP: Heat Pump Packaged Unit | Heat Pump | 230 | 1 |  |  | No Match | No Match |  |  |  | 18200 | 2020 | 9 | 7.5 | 22000 | 2220 | 2.9 | 2.5 | Non Federally-Regulated | 05/16/1984 |  | 06/11/1985
Enertech Global, LLC | Enertech | GHT036A2 |  | Ground-Source | WBAHP: Heat Pump Packaged Unit | Heat Pump | 230 | 3 |  |  | No Match | Single-Speed |  |  |  | 33400 | 2242 | 14.9 | 13.4 | 28500 | 2457 | 3.4 | 3.1 | Non Federally-Regulated | 12/12/2012 |  | 05/11/2015
Climate Control / Snyder General | Electro-Hydronics | VE390FD |  | Water-Source | WBAHP: Heat Pump Packaged Unit | Heat Pump | 230 | 3 |  |  | No Match | No Match |  |  |  | 39000 | 3700 | 10.5 | 7.5 | 48000 | 4020 | 3.5 | 2.5 | Non Federally-Regulated | 05/16/1984 |  | 08/29/1986
Addison Products | Addison Products | VGY054-4A |  | Ground-Water-Source | WBAHP: Heat Pump Packaged Unit | Heat Pump | 460 | 3 |  |  | No Match | No Match |  |  |  | 56000 | 4409 | 12.7 | 9 | 43000 | 4064 | 3.1 |  | Non Federally-Regulated | 07/22/2002 |  | 03/12/2009
Florida Heat Pump | Florida Heat Pump | GO072-1HZ/VT |  | Ground-Water-Source | WBAHP: Heat Pump Packaged Unit | Heat Pump | 230 | 1 |  |  | No Match | No Match |  |  |  | 71000 | 6016 | 11.8 | 9 | 49000 | 4785 | 3 |  | Non Federally-Regulated | 07/22/2002 |  | 03/12/2009
Trane U.S. Inc. | Trane | GSHC0181B |  | Ground-Water-Source | WBAHP: Heat Pump Packaged Unit | Heat Pump | 208 | 1 |  |  | No Match | No Match |  |  |  | 20800 | 1216 | 17.1 | 9 | 14800 | 1398 | 3.1 |  | Non Federally-Regulated | 10/06/1999 |  | 07/18/2002
ClimateMaster Inc. | Climate Master Series | HS/HL/VS/VL030H |  | Water-Source | WBAHP: Heat Pump Packaged Unit | Heat Pump | 208 | 3 |  |  | No Match | No Match |  |  |  | 28900 | 2312 | 12.5 | 10 | 37000 | 2409 | 4.5 |  | Federally-Regulated Commercial & Industrial Equipment | 01/18/2001 |  | 11/19/2001
McQuay / Snyder General | Electro-Hydronics | CCW042A*F |  | Water-Source | WBAHP: Heat Pump Packaged Unit | Heat Pump | 230 | 3 |  |  | No Match | No Match |  |  |  | 41000 | 3867 | 10.6 | 9 | 52000 | 4119 | 3.7 | 3.2 | Non Federally-Regulated | 05/11/1988 |  | 03/15/1989
Waterfurnace International, Inc. | Waterfurnace International, Inc. | SXV095*4 |  | Ground-Water-Source | WBAHP: Heat Pump Packaged Unit | Heat Pump | 460 | 3 |  |  | No Match | No Match |  |  |  | 99000 | 6875 | 14.4 | 9 | 65500 | 6397 | 3 |  | Non Federally-Regulated | 10/06/1999 |  | 05/19/2000
Waterfurnace International, Inc. | Waterfurnace International, Inc. | ATH022D1 |  | Water-Source | WBAHP-CB: Heat Pump Split Syst | Heat Pump | 230 | 1 |  |  | No Match | No Match |  |  |  | 23600 | 1493 | 15.8 | 9 | 23800 | 1516 | 4.6 | 3.5 | Non Federally-Regulated | 02/02/1998 |  | 10/02/1998
Waterfurnace International, Inc. | Waterfurnace International, Inc. | CXW015*0 |  | Ground-Water-Source | WBAHP: Heat Pump Packaged Unit | Heat Pump | 208 | 1 |  |  | No Match | No Match |  |  |  | 15000 | 1041 | 14.4 | 9 | 11000 | 1007 | 3.2 |  | Non Federally-Regulated | 10/06/1999 |  | 04/10/2000
ClimateMaster Inc. | Carrier Corp. | 50PSH/V/D036K***2 |  | Ground-Source | WBAHP: Heat Pump Packaged Unit | Heat Pump | 230 | 1 |  |  | No Match | Single-Speed |  |  |  | 34600 | 1696 | 20.4 | 13.4 | 25600 | 1745 | 4.3 | 3.1 | Non Federally-Regulated | 10/24/2014 |  | 04/22/2015
California Heat Pump | California Heat Pump | CHP-20R*-12-** |  | Water-Source | WBAHP: Heat Pump Packaged Unit | Heat Pump | 230 | 1 |  |  | No Match | No Match |  |  |  | 20000 | 1775 | 11.3 | 7.5 | 19000 | 1600 | 3.4 | 2.5 | Non Federally-Regulated | 01/05/1982 |  | 06/11/1985
Addison Products | Addison Products | WPH036-3JC/3JBC |  | Water-Source | WBAHP: Heat Pump Packaged Unit | Heat Pump | 208 | 3 |  |  | No Match | No Match |  |  |  | 33400 | 2982 | 11.2 | 10 | 43000 | 3316 | 3.8 |  | Federally-Regulated Commercial & Industrial Equipment | 12/14/1998 |  | 09/21/2000
Florida Heat Pump | Florida Heat Pump | EM036-1CF |  | Water-Source | WBAHP: Heat Pump Packaged Unit | Heat Pump | 208 | 1 |  |  | No Match | No Match |  |  |  | 35000 | 2500 | 14 | 10 | 42000 | 2735 | 4.5 |  | Federally-Regulated Commercial & Industrial Equipment | 12/14/1998 |  | 10/05/1999
Addison Products | Addison Products | HWPH036-3JC/3JBC |  | Water-Source | WBAHP: Heat Pump Packaged Unit | Heat Pump | 230 | 3 |  |  | No Match | No Match |  |  |  | 33400 | 2982 | 11.2 | 9.3 | 43000 | 3316 | 3.8 | 3.8 | Federally-Regulated Commercial & Industrial Equipment | 03/31/1998 |  | 05/10/1998
Florida Heat Pump | Energy Miser | HEV 2000-4 |  | Water-Source | WBAHP: Heat Pump Packaged Unit | Heat Pump | 460 | 3 |  |  | No Match | No Match |  |  |  | 204000 | 19429 | 10.5 |  | 240000 | 19000 | 8.7 |  | Non Federally-Regulated | 05/11/1988 |  | 03/15/1989
ClimateMaster Inc. | Genesis Compact | GH006BE******* |  | Water-Source | WBAHP: Heat Pump Packaged Unit | Heat Pump | 265 | 1 |  |  | No Match | No Match |  |  |  | 6600 | 545 | 12.1 | 10 | 8500 | 607 | 4.1 |  | Federally-Regulated Commercial & Industrial Equipment | 07/02/2003 |  | 03/12/2009
Climate Control / Snyder General | Electro-Hydronics | RC150A5 |  | Water-Source | WBAHP: Heat Pump Packaged Unit | Heat Pump | 208 | 1 |  |  | No Match | No Match |  |  |  | 14500 | 1305 | 11.1 | 7.5 | 20000 | 1465 | 4 | 2.5 | Non Federally-Regulated | 06/11/1985 |  | 08/29/1986
Command-Aire | Command-Aire | SWPH-1533 |  | Water-Source | WBAHP: Heat Pump Packaged Unit | Heat Pump | 208 | 3 |  |  | No Match | No Match |  |  |  | 169000 | 18500 | 9.1 | 9 | 235000 | 18900 | 3.6 |  | Federally-Regulated Commercial & Industrial Equipment | 01/23/1988 |  | 05/11/1988
Waterfurnace International, Inc. | Waterfurnace International, Inc. | CW*015A0 |  | Ground-Water-Source | WBAHP: Heat Pump Packaged Unit | Heat Pump | 230 | 1 |  |  | No Match | No Match |  |  |  | 15000 | 1041 | 14.4 | 9 | 11000 | 1007 | 3.2 |  | Non Federally-Regulated | 01/30/1998 |  | 10/02/1998
ClimateMaster Inc. | Trane | WPHB0117 |  | Water-Source | WBAHP: Heat Pump Packaged Unit | Heat Pump | 265 | 1 |  |  | No Match | No Match |  |  |  | 10800 | 980 | 11 | 9 | 14000 | 1110 | 3.7 | 3.2 | Non Federally-Regulated | 02/22/1990 |  | 07/31/1991
Florida Heat Pump | Florida Heat Pump | EM096-3VT |  | Water-Source | WBAHP: Heat Pump Packaged Unit | Heat Pump | 208 | 3 |  |  | No Match | No Match |  |  |  | 96000 | 7111 | 13.5 | 9 | 109000 | 6796 | 4.7 | 3.8 | Federally-Regulated Commercial & Industrial Equipment | 12/14/1998 |  | 10/05/1999
ClimateMaster Inc. | Climate Master Series | 80108G |  | Water-Source | WBAHP: Heat Pump Packaged Unit | Heat Pump | 208 | 1 |  |  | No Match | No Match |  |  |  | 7000 | 673 | 10.4 | 9 | 9200 | 729 | 3.7 | 3.2 | Non Federally-Regulated | 05/11/1988 |  | 03/15/1989
Addison Products | Addison Products | VGY120-4A |  | Water-Source | WBAHP: Heat Pump Packaged Unit | Heat Pump | 460 | 3 |  |  | No Match | No Match |  |  |  | 119000 | 9834 | 12.1 | 9 | 145000 | 10362 | 4.1 | 3.8 | Federally-Regulated Commercial & Industrial Equipment | 03/22/2001 |  | 01/24/2002
The Whalen Company | Whalen | VI-A1-601-BL |  | Water-Source | WBAHP: Heat Pump Packaged Unit | Heat Pump | 208 | 1 |  |  | No Match | No Match |  |  |  | 18900 | 1629 | 11.6 | 10 | 25000 | 1786 | 4.1 |  | Federally-Regulated Commercial & Industrial Equipment | 11/14/2000 |  | 03/12/2009
McQuay International | McQuay | W-CDL/CDS/CMS-1-042-F |  | Water-Source | WBAHP: Heat Pump Packaged Unit | Heat Pump | 208 | 3 |  |  | No Match | No Match |  |  |  | 40500 | 3521 | 11.5 | 10 | 49500 | 3625 | 4 |  | Federally-Regulated Commercial & Industrial Equipment | 10/05/1999 |  | 09/21/2000
Florida Heat Pump | Florida Heat Pump | GT036-3CF/HZ/VT |  | Water-Source | WBAHP: Heat Pump Packaged Unit | Heat Pump | 230 | 3 |  |  | No Match | No Match |  |  |  | 34500 | 2518 | 13.7 | 10 | 40500 | 2696 | 4.4 |  | Federally-Regulated Commercial & Industrial Equipment | 04/12/2000 |  | 05/29/2001
Command-Aire | Command-Aire | SWPH-414 |  | Water-Source | WBAHP: Heat Pump Packaged Unit | Heat Pump | 460 | 3 |  |  | No Match | No Match |  |  |  | 42000 | 4250 | 9.9 | 9 | 56000 | 4400 | 3.7 | 3.2 | Non Federally-Regulated | 02/22/1990 |  | 07/31/1991
Waterfurnace International, Inc. | Waterfurnace International, Inc. | SXH042*1 |  | Ground-Water-Source | WBAHP: Heat Pump Packaged Unit | Heat Pump | 230 | 1 |  |  | No Match | No Match |  |  |  | 44500 | 3201 | 13.9 | 9 | 31800 | 2823 | 3.3 |  | Non Federally-Regulated | 10/06/1999 |  | 05/19/2000
Florida Heat Pump | Geomaster, LLC | EC030-3CF/HZ/VT |  | Ground-Source | WBAHP: Heat Pump Packaged Unit | Heat Pump | 208 | 3 |  |  | No Match | Single-Speed |  |  |  | 31000 | 2153 | 14.4 | 13.4 | 21000 | 1866 | 3.3 | 3.1 | Non Federally-Regulated | 04/30/2009 |  | 04/20/2015
Waterfurnace International, Inc. | Waterfurnace International, Inc. | SXH095*3 |  | Ground-Water-Source | WBAHP: Heat Pump Packaged Unit | Heat Pump | 230 | 3 |  |  | No Match | No Match |  |  |  | 96000 | 7164 | 13.4 | 9 | 66500 | 6958 | 2.8 |  | Non Federally-Regulated | 10/06/1999 |  | 05/19/2000
Waterfurnace International, Inc. | Waterfurnace International, Inc. | P040**1 |  | Ground-Water-Source | WBAHP: Heat Pump Packaged Unit | Heat Pump | 230 | 1 |  |  | No Match | No Match |  |  |  | 41500 | 2441 | 17 | 9 | 29200 | 2516 | 3.4 |  | Non Federally-Regulated | 07/22/2002 |  | 03/12/2009
McQuay International | McQuay | VWH/VWW036B-G |  | Water-Source | WBAHP: Heat Pump Packaged Unit | Heat Pump | 230 | 1 |  |  | No Match | No Match |  |  |  | 35200 | 2957 | 11.9 | 10 | 45000 | 3296 | 4 |  | Federally-Regulated Commercial & Industrial Equipment | 11/17/1999 |  | 09/21/2000
Snyder General Corp. | McQuay | LHP20AP |  | Water-Source | WBAHP: Heat Pump Packaged Unit | Heat Pump | 460 | 3 |  |  | No Match | No Match |  |  |  | 214000 | 18000 | 11.9 |  | 240000 | 18400 | 3.8 | 2.5 | Non Federally-Regulated | 02/22/1990 |  | 07/31/1991
ClimateMaster Inc. | Climate Master | TES/P049A | TAC049A | Ground-Water-Source | WBAHP-CB: Heat Pump Split Syst | Heat Pump | 230 | 1 |  |  | No Match | Single-Speed |  |  |  | 52700 | 2252 | 23.4 | 16.2 | 47200 | 2943 | 4.7 | 3.6 | Non Federally-Regulated | 01/09/2014 |  | 06/09/2015
Mammoth | Hydrobank II | F025HLG |  | Ground-Water-Source | WBAHP: Heat Pump Packaged Unit | Heat Pump | 230 | 3 |  |  | No Match | No Match |  |  |  | 25000 | 1785 | 14 | 9 | 19000 | 1795 | 3.1 |  | Non Federally-Regulated | 01/18/2001 |  | 07/18/2002
ClimateMaster Inc. | Carrier | 50HQA/HQD/VQA/VQD036 3 |  | Water-Source | WBAHP: Heat Pump Packaged Unit | Heat Pump | 208 | 1 |  |  | No Match | No Match |  |  |  | 35000 | 3181 | 11 | 10 | 42500 | 3193 | 3.9 |  | Federally-Regulated Commercial & Industrial Equipment | 02/02/1998 |  | 03/31/1998
ClimateMaster Inc. | Climate Master Series | 80110E |  | Water-Source | WBAHP: Heat Pump Packaged Unit | Heat Pump | 265 | 1 |  |  | No Match | No Match |  |  |  | 9000 | 900 | 10 | 9 | 11000 | 896 | 3.6 | 3.2 | Non Federally-Regulated | 02/22/1990 |  | 07/31/1991
Florida Heat Pump | Florida Heat Pump | EM012-1CS | EM012-1AV | Water-Source | WBAHP-C: Heat Pump Split Syste | Heat Pump | 208 | 1 |  |  | No Match | No Match |  |  |  | 11300 | 1008 | 11.2 | 9.3 | 14300 | 1074 | 3.9 | 3.8 | Federally-Regulated Commercial & Industrial Equipment | 03/31/1998 |  | 05/10/1998
Carrier Corp. | Carrier | 50Q*H01231 |  | Water-Source | WBAHP: Heat Pump Packaged Unit | Heat Pump | 208 | 1 |  |  | No Match | No Match |  |  |  | 12000 | 1091 | 11 | 10 | 14400 | 1110 | 3.8 |  | Federally-Regulated Commercial & Industrial Equipment | 08/02/1993 |  | 03/08/1996
Waterfurnace International, Inc. | Waterfurnace International, Inc. | SXV013C0 |  | Water-Source | WBAHP: Heat Pump Packaged Unit | Heat Pump | 230 | 1 |  |  | No Match | No Match |  |  |  | 12700 | 858 | 14.8 | 9.3 | 15100 | 921 | 4.8 | 3.8 | Federally-Regulated Commercial & Industrial Equipment | 03/31/1998 |  | 05/10/1998
Inter-City Products Corp. | McQuay | CCH036C*N |  | Water-Source | WBAHP: Heat Pump Packaged Unit | Heat Pump | 265 | 1 |  |  | No Match | No Match |  |  |  | 35600 | 3017 | 11.8 | 9.3 | 43000 | 3243 | 3.9 | 3.8 | Non Federally-Regulated | 07/31/1991 |  | 03/31/1998
McQuay / Snyder General | Electro-Hydronics | UW330G5 |  | Water-Source | WBAHP: Heat Pump Packaged Unit | Heat Pump | 208 | 1 |  |  | No Match | No Match |  |  |  | 33000 | 3050 | 10.8 | 7.5 | 39000 | 3090 | 3.7 | 2.5 | Non Federally-Regulated | 08/29/1986 |  | 05/11/1988
Mammoth | Hydrobank II | E014HLG |  | Ground-Water-Source | WBAHP: Heat Pump Packaged Unit | Heat Pump | 265 | 1 |  |  | No Match | No Match |  |  |  | 14000 | 1000 | 14 | 9 | 10500 | 992 | 3.1 |  | Non Federally-Regulated | 07/22/2002 |  | 03/12/2009
Florida Heat Pump | Florida Heat Pump | TA025-1CS | DX025 | Ground-Water-Source | WBAHP-CB: Heat Pump Split Syst | Heat Pump | 208 | 1 |  |  | No Match | Dual-Speed |  |  |  | 29000 | 1318 | 22 | 16.2 | 26000 | 1693 | 4.5 | 3.6 | Non Federally-Regulated | 03/02/2012 |  | 04/20/2015
Mammoth | Hydrobank II | G064HHG |  | Water-Source | WBAHP: Heat Pump Packaged Unit | Heat Pump | 460 | 3 |  |  | No Match | No Match |  |  |  | 64000 | 4776 | 13.4 | 10 | 82000 | 5859 | 4.1 |  | Federally-Regulated Commercial & Industrial Equipment | 05/23/2000 |  | 01/18/2001
Florida Heat Pump | Florida Heat Pump | EM036-3CF |  | Water-Source | WBAHP: Heat Pump Packaged Unit | Heat Pump | 230 | 3 |  |  | No Match | No Match |  |  |  | 35000 | 2500 | 14 | 9.3 | 42000 | 2735 | 4.5 | 3.8 | Federally-Regulated Commercial & Industrial Equipment | 03/31/1998 |  | 05/10/1998
Florida Heat Pump | Energy Miser | HECS42-4 | HEAH42-4 | Water-Source | WBAHP-C: Heat Pump Split Syste | Heat Pump | 460 | 3 |  |  | No Match | No Match |  |  |  | 41500 | 3770 | 11 | 9 | 51000 | 3830 | 3.9 | 3.2 | Non Federally-Regulated | 05/11/1988 |  | 03/15/1989
ClimateMaster Inc. | Climate Master Series | CS/CL 015 |  | Water-Source | WBAHP-O: Heat Pump Packaged Un | Heat Pump | 265 | 1 |  |  | No Match | No Match |  |  |  | 15000 | 1200 | 12.5 | 9.3 | 17100 | 1222 | 4.1 | 3.8 | Federally-Regulated Commercial & Industrial Equipment | 03/31/1998 |  | 05/10/1998
Climate Control / Snyder General | Electro-Hydronics | UC630FD |  | Water-Source | WBAHP: Heat Pump Packaged Unit | Heat Pump | 230 | 3 |  |  | No Match | No Match |  |  |  | 63000 | 6430 | 9.8 | 7.5 | 79000 | 6430 | 3.6 | 2.5 | Non Federally-Regulated | 06/11/1985 |  | 08/29/1986
Waterfurnace International, Inc. | Trane Unitary Products Group | T1GX048***1**1 |  | Ground-Water-Source | WBAHP: Heat Pump Packaged Unit | Heat Pump | 208 | 1 |  |  | No Match | Single-Speed |  |  |  | 52000 | 2755 | 26.1 | 16.2 | 45100 | 1992 | 4.8 | 3.6 | Non Federally-Regulated | 08/23/2011 |  | 10/24/2014
ClimateMaster Inc. | Climate Master Series | V120-12 |  | Water-Source | WBAHP: Heat Pump Packaged Unit | Heat Pump | 230 | 1 |  |  | No Match | No Match |  |  |  | 120000 | 10526 | 11.4 | 10.5 | 135000 | 10412 | 3.8 | 3.8 | Federally-Regulated Commercial & Industrial Equipment | 03/31/1998 |  | 05/10/1998
ClimateMaster Inc. | Climate Master Series | HE/VE024G |  | Ground-Water-Source | WBAHP: Heat Pump Packaged Unit | Heat Pump | 208 | 1 |  |  | No Match | No Match |  |  |  | 25500 | 1821 | 14 | 9 | 19000 | 1739 | 3.2 |  | Non Federally-Regulated | 04/10/2000 |  | 11/14/2000
Mammoth | Mammoth | D052VSC |  | Water-Source | WBAHP: Heat Pump Packaged Unit | Heat Pump | 208 | 1 |  |  | No Match | No Match |  |  |  | 52500 | 4730 | 11.1 | 7.5 | 62000 | 4901 | 3.7 | 2.5 | Non Federally-Regulated | 05/16/1984 |  | 05/11/1988
Florida Heat Pump | Florida Heat Pump | GT018-1CS | GT018-1AV/AH | Water-Source | WBAH: Heating Only Packaged Un | Heat Pump | 230 | 1 |  |  | No Match | No Match |  |  |  | 16300 | 1079 | 15.1 | 9 | 17500 | 1192 | 4.3 | 3.5 | Non Federally-Regulated | 10/05/1999 |  | 04/12/2000
Mammoth | Sol-A-Terra II | D045VSB |  | Ground-Water-Source | WBAHP: Heat Pump Packaged Unit | Heat Pump | 208 | 1 |  |  | No Match | No Match |  |  |  | 44500 | 4120 | 10.8 | 11 | 56500 | 4870 | 3.4 | 3.4 | Non Federally-Regulated | 07/31/1991 |  | 03/31/1998
Enertech Global, LLC | Enertech | THT048A |  | Ground-Water-Source | WBAHP: Heat Pump Packaged Unit | Heat Pump | 230 | 1 |  |  | No Match | Single-Speed |  |  |  | 50600 | 2595 | 19.5 | 16.2 | 47300 | 3466 | 4 | 3.6 | Non Federally-Regulated | 12/12/2012 |  | 05/11/2015
Waterfurnace International, Inc. | Waterfurnace International, Inc. | ATH045D1(P) |  | Ground-Water-Source | WBAHP: Heat Pump Packaged Unit | Heat Pump | 208 | 1 |  |  | No Match | No Match |  |  |  | 27800 | 1323 | 21 | 9 | 19600 | 1472 | 3.9 |  | Non Federally-Regulated | 12/14/1998 |  | 10/06/1999
Climate Control / Snyder General | Electro-Hydronics | CW350G3 |  | Water-Source | WBAHP: Heat Pump Packaged Unit | Heat Pump | 230 | 1 |  |  | No Match | No Match |  |  |  | 35600 | 3360 | 10.6 | 7.5 | 43000 | 3500 | 3.6 | 2.5 | Non Federally-Regulated | 06/11/1985 |  | 08/29/1986
Waterfurnace International, Inc. | Eagle Mountain | ZS048**4*0 |  | Ground-Source | WBAHP: Heat Pump Packaged Unit | Heat Pump | 460 | 3 |  |  | No Match | Single-Speed |  |  |  | 49500 | 2946 | 16.8 | 13.4 | 36900 | 3277 | 3.3 | 3.1 | Non Federally-Regulated | 01/24/2011 |  | 04/19/2013
Snyder General Corp. | McQuay | RC140A7 |  | Water-Source | WBAHP: Heat Pump Packaged Unit | Heat Pump | 265 | 1 |  |  | No Match | No Match |  |  |  | 13500 | 1260 | 10.7 | 9 | 18000 | 1552 | 3.4 | 3.2 | Non Federally-Regulated | 02/22/1990 |  | 07/31/1991
Waterfurnace International, Inc. | Premier | ATV/ATH045A |  | Ground-Water-Source | WBAHP: Heat Pump Packaged Unit | Heat Pump | 230 | 1 |  |  | No Match | No Match |  |  |  | 49000 | 3657 | 13.4 | 11 | 53000 | 3882 | 4 | 3.4 | Non Federally-Regulated | 07/31/1991 |  | 03/31/1998
Mammoth | Mammoth | D016HLU |  | Water-Source | WBAHP: Heat Pump Packaged Unit | Heat Pump | 230 | 1 |  |  | No Match | Single-Speed |  |  |  | 14200 | 1044 | 13.6 | 11.2 | 16900 | 1101 | 4.5 | 4.2 | Federally-Regulated Commercial & Industrial Equipment | 01/10/2012 |  | 12/12/2012
Waterfurnace International, Inc. | Waterfurnace International, Inc. | SXH024A0 |  | Ground-Water-Source | WBAHP: Heat Pump Packaged Unit | Heat Pump | 230 | 1 |  |  | No Match | No Match |  |  |  | 27400 | 1889 | 14.5 | 11 | 27400 | 1867 | 4.3 | 3.5 | Non Federally-Regulated | 03/31/1998 |  | 05/10/1998
Florida Heat Pump | Energy Miser | LT 60 CF -3 |  | Ground-Water-Source | WBAHP: Heat Pump Packaged Unit | Heat Pump | 208 | 3 |  |  | No Match | No Match |  |  |  | 55000 | 4780 | 11.5 | 11 | 65000 | 5440 | 3.5 | 3.4 | Non Federally-Regulated | 07/31/1991 |  | 03/31/1998
Friedrich Climate Master | Climate Master Series | 804-031-H********* |  | Water-Source | WBAHP: Heat Pump Packaged Unit | Heat Pump | 230 | 3 |  |  | No Match | No Match |  |  |  | 30000 | 2900 | 10.3 | 7.5 | 40500 | 3200 | 3.7 | 2.5 | Non Federally-Regulated | 08/29/1986 |  | 05/11/1988
Waterfurnace International, Inc. | Eagle Mountain | GS012**2*0 |  | Ground-Source | WBAHP: Heat Pump Packaged Unit | Heat Pump | 265 | 1 |  |  | No Match | Single-Speed |  |  |  | 12500 | 694 | 18 | 13.4 | 9500 | 773 | 3.6 | 3.1 | Non Federally-Regulated | 12/12/2012 |  | 04/19/2013
Waterfurnace International, Inc. | Waterfurnace International, Inc. | SXH068B1 |  | Ground-Source | WBAHP: Heat Pump Packaged Unit | Heat Pump | 208 | 1 |  |  | No Match | No Match |  |  |  | 66000 | 5500 | 12 |  | 52000 | 5080 | 3 |  | Non Federally-Regulated | 03/31/1998 |  | 05/10/1998
Waterfurnace International, Inc. | Waterfurnace International, Inc. | VLV/VXV048*0 |  | Water-Source | WBAHP: Heat Pump Packaged Unit | Heat Pump | 208 | 1 |  |  | No Match | No Match |  |  |  | 45800 | 3606 | 12.7 | 10 | 57900 | 4039 | 4.2 |  | Federally-Regulated Commercial & Industrial Equipment | 11/14/2000 |  | 06/20/2003
Waterfurnace International, Inc. | Rybacki - Hart Enterprises | ZS030**0*1 |  | Water-Source | WBAHP: Heat Pump Packaged Unit | Heat Pump | 208 | 1 |  |  | No Match | Single-Speed |  |  |  | 29500 | 1879 | 15.7 | 12 | 34600 | 1988 | 5.1 | 4.2 | Federally-Regulated Commercial & Industrial Equipment | 01/24/2011 |  | 04/19/2013
Waterfurnace International, Inc. | Extended Range | WXH/WXV025A*1*** |  | Ground-Water-Source | WBAHP: Heat Pump Packaged Unit | Heat Pump | 230 | 1 |  |  | No Match | No Match |  |  |  | 27800 | 2648 | 10.5 |  | 31400 | 2788 | 3.3 |  | Non Federally-Regulated | 03/15/1989 |  | 07/31/1991
Inter-City Products Corp. | McQuay | WMH019B*N |  | Water-Source | WBAHP-O: Heat Pump Packaged Un | Heat Pump | 265 | 1 |  |  | No Match | No Match |  |  |  | 18100 | 1472 | 12.3 | 9.3 | 20200 | 1523 | 3.9 | 3.8 | Non Federally-Regulated | 07/31/1991 |  | 03/31/1998
McQuay / Snyder General | Electro-Hydronics | LWP12AK |  | Water-Source | WBAHP: Heat Pump Packaged Unit | Heat Pump | 208 | 3 |  |  | No Match | No Match |  |  |  | 128000 | 11000 | 11.6 | 9.2 | 142000 | 11200 | 3.7 |  | Non Federally-Regulated | 05/11/1988 |  | 03/15/1989
ClimateMaster Inc. | Trane | WPRA33HEXBX |  | Water-Source | WBAHP: Heat Pump Packaged Unit | Heat Pump | 208 | 3 |  |  | No Match | No Match |  |  |  | 33000 | 3050 | 10.8 | 9 | 35000 | 2900 | 3.5 | 3.2 | Non Federally-Regulated | 05/11/1988 |  | 03/15/1989
Waterfurnace International, Inc. | Waterfurnace International, Inc. | VLV/VXV048*3 |  | Water-Source | WBAHP: Heat Pump Packaged Unit | Heat Pump | 208 | 3 |  |  | No Match | No Match |  |  |  | 45800 | 3606 | 12.7 | 10 | 57900 | 4039 | 4.2 |  | Federally-Regulated Commercial & Industrial Equipment | 06/20/2003 |  | 02/17/2011
Waterfurnace International, Inc. | Eagle Mountain | ZS023**0*0 |  | Water-Source | WBAHP: Heat Pump Packaged Unit | Heat Pump | 230 | 1 |  |  | No Match | Single-Speed |  |  |  | 23000 | 1586 | 14.5 | 12 | 26000 | 1693 | 4.5 | 4.2 | Federally-Regulated Commercial & Industrial Equipment | 01/24/2011 |  | 04/19/2013
McQuay / Snyder General | Electro-Hydronics | FW630FD |  | Water-Source | WBAHP: Heat Pump Packaged Unit | Heat Pump | 230 | 3 |  |  | No Match | No Match |  |  |  | 63000 | 6430 | 9.8 | 7.5 | 79000 | 6430 | 3.6 | 2.5 | Non Federally-Regulated | 08/29/1986 |  | 05/11/1988
Waterfurnace International, Inc. | Geosmart Energy, Inc. | YS048**1*4 |  | Ground-Source | WBAHP: Heat Pump Packaged Unit | Heat Pump | 230 | 1 |  |  | No Match | Single-Speed |  |  |  | 49500 | 2735 | 18.1 | 13.4 | 36900 | 3004 | 3.6 | 3.1 | Non Federally-Regulated | 01/24/2011 |  | 05/01/2015
Thermal Energy Systems | Thermaflo II | 24***1**** |  | Water-Source | WBAHP: Heat Pump Packaged Unit | Heat Pump | 208 | 1 |  |  | No Match | No Match |  |  |  | 24000 | 2050 | 11.7 | 9 | 31000 | 2250 | 4 | 3.2 | Federally-Regulated Commercial & Industrial Equipment | 01/23/1988 |  | 02/22/1990
Trane U.S. Inc. | Trane | EXHE060 |  | Ground-Source | WBAHP: Heat Pump Packaged Unit | Heat Pump | 208 | 1 |  |  | No Match | Single-Speed |  |  |  | 61700 | 3717 | 16.6 | 13.4 | 49500 | 3820 | 3.8 | 3.1 | Non Federally-Regulated | 04/30/2009 |  | 08/15/2014
Friedrich Climate Master | Climate Master Series | 814-060-F******** |  | Water-Source | WBAHP: Heat Pump Packaged Unit | Heat Pump | 460 | 3 |  |  | No Match | No Match |  |  |  | 63000 | 5480 | 11.5 | 7.5 | 78000 | 5860 | 3.9 | 2.5 | Non Federally-Regulated | 08/29/1986 |  | 05/11/1988
ClimateMaster Inc. | Climate Master Series | HE006 |  | Ground-Water-Source | WBAHP: Heat Pump Packaged Unit | Heat Pump | 265 | 1 |  |  | No Match | No Match |  |  |  | 7500 | 664 | 11.3 | 11 | 8600 | 741 | 3.4 | 3.4 | Non Federally-Regulated | 07/31/1991 |  | 03/31/1998
Geoflex Systems, Inc. | Geoflex Systems, Inc. | GF1S-V/H/D/M-048WABBP |  | Ground-Water-Source | WBAHP: Heat Pump Packaged Unit | Both Heat Pump and Electric Re | 265 | 1 |  |  | No Match | Single-Speed |  |  |  | 53700 | 2114 | 25.4 | 16.2 | 47400 | 2956 | 4.7 | 3.6 | Non Federally-Regulated | 11/30/2011 |  | 03/02/2012
Trane U.S. Inc. | Trane | WPHF027 |  | Water-Source | WBAHP: Heat Pump Packaged Unit | Heat Pump | 208 | 1 |  |  | No Match | Single-Speed |  |  |  | 27100 | 1869 | 14.5 | 12 | 30800 | 2007 | 4.5 | 4.2 | Federally-Regulated Commercial & Industrial Equipment | 08/27/2008 |  | 11/25/2009
Climate Control / Snyder General | Electro-Hydronics | CC420FK |  | Water-Source | WBAHP: Heat Pump Packaged Unit | Heat Pump | 208 | 3 |  |  | No Match | No Match |  |  |  | 42000 | 3850 | 10.9 | 7.5 | 52000 | 4100 | 3.7 | 2.5 | Non Federally-Regulated | 05/16/1984 |  | 08/29/1986
McQuay International | McQuay | W-CDD/CDE/CDL-1-120-F |  | Water-Source | WBAHP: Heat Pump Packaged Unit | Heat Pump | 208 | 3 |  |  | No Match | No Match |  |  |  | 118500 | 10486 | 11.3 | 9 | 148000 | 10084 | 4.3 | 3.8 | Federally-Regulated Commercial & Industrial Equipment | 10/05/1999 |  | 09/21/2000
Addison Products | Addison Products | WSH036-1AR |  | Water-Source | WBAHP: Heat Pump Packaged Unit | Heat Pump | 230 | 1 |  |  | No Match | No Match |  |  |  | 35000 | 2868 | 12.2 | 9.3 | 44000 | 3070 | 4.2 | 3.8 | Federally-Regulated Commercial & Industrial Equipment | 03/31/1998 |  | 05/10/1998
Waterfurnace International, Inc. | Waterfurnace International, Inc. | SXV024A1 |  | Ground-Water-Source | WBAHP: Heat Pump Packaged Unit | Heat Pump | 208 | 1 |  |  | No Match | No Match |  |  |  | 27000 | 1741 | 15.5 | 9 | 18000 | 1551 | 3.4 |  | Non Federally-Regulated | 01/30/1998 |  | 08/21/1998
ClimateMaster Inc. | Climate Master | TCH/V042AG |  | Ground-Source | WBAHP: Heat Pump Packaged Unit | Heat Pump | 230 | 1 |  |  | No Match | Single-Speed |  |  |  | 40500 | 2813 | 14.4 | 13.4 | 34300 | 3048 | 3.3 | 3.1 | Non Federally-Regulated | 07/07/2011 |  | 10/24/2014
Florida Heat Pump | Florida Heat Pump | EM036-3CS | EM036-1AH/AV | Water-Source | WBAH: Heating Only Packaged Un | Heat Pump | 208 | 3 |  |  | No Match | No Match |  |  |  | 37500 | 2929 | 12.8 | 9 | 41000 | 3432 | 3.5 | 3.5 | Non Federally-Regulated | 07/22/2002 |  | 03/12/2009
California Heat Pump | California Heat Pump | 43H**-34-** |  | Water-Source | WBAHP: Heat Pump Packaged Unit | Heat Pump | 460 | 3 |  |  | No Match | No Match |  |  |  | 43000 | 3840 | 11.2 | 7.5 | 47000 | 3720 | 3.7 | 2.5 | Non Federally-Regulated | 06/11/1985 |  | 05/11/1988
Addison Products | Addison Products | HGY015-1A |  | Water-Source | WBAHP-CB: Heat Pump Split Syst | Heat Pump | 208 | 1 |  |  | No Match | No Match |  |  |  | 15900 | 1325 | 12 | 9 | 18400 | 1497 | 3.6 | 3.5 | Non Federally-Regulated | 11/14/2000 |  | 07/18/2002
ClimateMaster Inc. | Carrier Corp. | 50PSV/PSH009 3 |  | Ground-Source | WBAHP: Heat Pump Packaged Unit | Heat Pump | 208 | 1 |  |  | No Match | Single-Speed |  |  |  | 10000 | 553 | 18.1 | 13.4 | 7100 | 612 | 3.4 | 3.1 | Non Federally-Regulated | 02/09/2009 |  | 04/29/2015
Climate Control / Snyder General | Electro-Hydronics | LWP7.5BP |  | Water-Source | WBAHP: Heat Pump Packaged Unit | Heat Pump | 460 | 3 |  |  | No Match | No Match |  |  |  | 76000 | 7100 | 10.7 | 9.2 | 95000 | 7500 | 3.7 | 2.5 | Non Federally-Regulated | 06/11/1985 |  | 08/29/1986
Waterfurnace International, Inc. | Waterfurnace International, Inc. | SXH030C4 |  | Water-Source | WBAHP-CB: Heat Pump Split Syst | Heat Pump | 460 | 3 |  |  | No Match | No Match |  |  |  | 31800 | 2338 | 13.6 | 9 | 33400 | 2330 | 4.2 | 3.5 | Non Federally-Regulated | 02/02/1998 |  | 10/02/1998
ClimateMaster Inc. | Trane | WPHA74XF* |  | Water-Source | WBAHP: Heat Pump Packaged Unit | Heat Pump | 230 | 3 |  |  | No Match | No Match |  |  |  | 74000 | 7048 | 10.5 | 9.2 | 92000 | 7490 | 3.6 |  | Non Federally-Regulated | 05/11/1988 |  | 03/15/1989
ClimateMaster Inc. | Carrier | 50YBV042 |  | Ground-Water-Source | WBAHP: Heat Pump Packaged Unit | Heat Pump | 208 | 1 |  |  | No Match | No Match |  |  |  | 42000 | 2470 | 17 | 9 | 30000 | 2313 | 3.8 |  | Non Federally-Regulated | 11/17/1999 |  | 04/10/2000
Trane U.S. Inc. | Trane | EXHE0247 |  | Ground-Water-Source | WBAHP: Heat Pump Packaged Unit | Heat Pump | 265 | 1 |  |  | No Match | Single-Speed |  |  |  | 25700 | 1142 | 22.5 | 16.2 | 22500 | 1499 | 4.4 | 3.6 | Non Federally-Regulated | 06/14/2011 |  | 08/15/2014
Addison Products | Addison Products | HPY096-3A |  | Water-Source | WBAHP-CB: Heat Pump Split Syst | Heat Pump | 230 | 3 |  |  | No Match | No Match |  |  |  | 97900 | 8900 | 11 | 9 | 123600 | 10346 | 3.5 | 3.5 | Non Federally-Regulated | 07/22/2002 |  | 03/12/2009
Command-Aire | Command-Aire | SWPH-1233 |  | Water-Source | WBAHP: Heat Pump Packaged Unit | Heat Pump | 208 | 3 |  |  | No Match | No Match |  |  |  | 140000 | 15400 | 9.1 |  | 199000 | 14600 | 4 |  | Non Federally-Regulated | 05/11/1988 |  | 03/15/1989
Mammoth | Hydrobank II | D052HHJ |  | Water-Source | WBAHP: Heat Pump Packaged Unit | Heat Pump | 230 | 1 |  |  | No Match | No Match |  |  |  | 53500 | 4734 | 11.3 | 10 | 69500 | 5221 | 3.9 |  | Federally-Regulated Commercial & Industrial Equipment | 05/23/2000 |  | 01/18/2001
Enertech Global, LLC | Enertech | HXT024C2 |  | Ground-Source | WBAHP: Heat Pump Packaged Unit | Heat Pump | 230 | 3 |  |  | No Match | Single-Speed |  |  |  | 27500 | 1256 | 21.9 | 13.4 | 19700 | 1228 | 4.7 | 3.1 | Non Federally-Regulated | 03/02/2012 |  | 04/21/2014
Waterfurnace International, Inc. | Waterfurnace International, Inc. | SXH016A0 |  | Ground-Water-Source | WBAHP: Heat Pump Packaged Unit | Heat Pump | 230 | 1 |  |  | No Match | No Match |  |  |  | 16800 | 1253 | 13.4 | 11 | 18700 | 1336 | 4.1 | 3.5 | Non Federally-Regulated | 03/31/1998 |  | 05/10/1998
Mammoth | Hydrobank II | E035HLG |  | Ground-Water-Source | WBAHP: Heat Pump Packaged Unit | Heat Pump | 265 | 1 |  |  | No Match | No Match |  |  |  | 35000 | 2500 | 14 | 9 | 27000 | 2551 | 3.1 |  | Non Federally-Regulated | 01/18/2001 |  | 07/18/2002
Snyder General Corp. | McQuay | VE330F7 |  | Water-Source | WBAHP: Heat Pump Packaged Unit | Heat Pump | 265 | 1 |  |  | No Match | No Match |  |  |  | 30800 | 2852 | 10.8 | 9 | 35000 | 2900 | 3.5 | 3.2 | Non Federally-Regulated | 02/22/1990 |  | 07/31/1991
Waterfurnace International, Inc. | Eagle Mountain | USV/USH060**3*4 |  | Water-Source | WBAHP: Heat Pump Packaged Unit | Heat Pump | 230 | 3 |  |  | No Match | Single-Speed |  |  |  | 58400 | 3817 | 15.3 | 12 | 72500 | 4521 | 4.7 | 4.2 | Federally-Regulated Commercial & Industrial Equipment | 06/14/2011 |  | 03/02/2012
Addison Products | Addison Products | DWPG048-1B-XL* |  | Ground-Water-Source | WBAHP: Heat Pump Packaged Unit | Heat Pump | 230 | 1 |  |  | No Match | No Match |  |  |  | 48000 | 3380 | 14.2 | 9 | 34400 | 3252 | 3.1 |  | Non Federally-Regulated | 05/10/1998 |  | 10/02/1998
ClimateMaster Inc. | Trane | WPHC0422 |  | Water-Source | WBAHP: Heat Pump Packaged Unit | Heat Pump | 208 | 1 |  |  | No Match | No Match |  |  |  | 41496 | 3642 | 11.4 | 9 | 53815 | 4579 | 4.1 | 3.2 | Federally-Regulated Commercial & Industrial Equipment | 07/05/1988 |  | 02/22/1990
Snyder General Corp. | McQuay | FCW048A*F |  | Water-Source | WBAHP: Heat Pump Packaged Unit | Heat Pump | 208 | 3 |  |  | No Match | No Match |  |  |  | 47000 | 4235 | 11.1 | 9 | 59000 | 4435 | 3.9 | 3.2 | Non Federally-Regulated | 02/22/1990 |  | 07/31/1991
Waterfurnace International, Inc. | Waterfurnace International, Inc. | VLV/VXV030*0 |  | Ground-Water-Source | WBAHP: Heat Pump Packaged Unit | Heat Pump | 230 | 1 |  |  | No Match | No Match |  |  |  | 30900 | 2191 | 14.1 | 9 | 19500 | 2040 | 2.8 |  | Non Federally-Regulated | 06/20/2003 |  | 03/12/2009
Snyder General Corp. | McQuay | VE260FK |  | Water-Source | WBAHP: Heat Pump Packaged Unit | Heat Pump | 208 | 3 |  |  | No Match | No Match |  |  |  | 25000 | 2450 | 10.2 | 9 | 31600 | 2500 | 3.7 | 3.2 | Non Federally-Regulated | 02/22/1990 |  | 07/31/1991
McQuay / Snyder General | Electro-Hydronics | CC230G7 |  | Water-Source | WBAHP: Heat Pump Packaged Unit | Heat Pump | 265 | 1 |  |  | No Match | No Match |  |  |  | 23000 | 2250 | 10.2 | 7.5 | 30000 | 2500 | 3.5 | 2.5 | Non Federally-Regulated | 08/29/1986 |  | 05/11/1988
Innovative Air Systems | E-Series | SE50H/CUV |  | Ground-Water-Source | WBAHP: Heat Pump Packaged Unit | Heat Pump | 460 | 3 |  |  | No Match | No Match |  |  |  | 60000 | 3892 | 15.4 | 9 | 75202 | 3892 | 5.7 |  | Non Federally-Regulated | 02/23/1994 |  | 04/10/2000
Florida Heat Pump | Geomaster, LLC | ES048-3CF/HZ/VT |  | Ground-Water-Source | WBAHP: Heat Pump Packaged Unit | Heat Pump | 230 | 3 |  |  | No Match | Single-Speed |  |  |  | 54500 | 2477 | 22 | 16.2 | 47500 | 2546 | 4.4 | 3.6 | Non Federally-Regulated | 07/06/2011 |  | 04/20/2015
Florida Heat Pump | Florida Heat Pump | EP042-1HZ/VT |  | Ground-Source | WBAHP: Heat Pump Packaged Unit | Heat Pump | 230 | 1 |  |  | No Match | Single-Speed |  |  |  | 42000 | 1981 | 21.2 | 13.4 | 28000 | 2001 | 4.1 | 3.1 | Non Federally-Regulated | 06/14/2011 |  | 04/21/2014
Climate Control / Snyder General | Electro-Hydronics | CW70G5 |  | Water-Source | WBAHP: Heat Pump Packaged Unit | Heat Pump | 208 | 1 |  |  | No Match | No Match |  |  |  | 6900 | 645 | 10.7 | 7.5 | 8800 | 680 | 3.8 | 2.5 | Non Federally-Regulated | 05/16/1984 |  | 08/29/1986
Florida Heat Pump | Florida Heat Pump | EM060-5CF |  | Water-Source | WBAHP: Heat Pump Packaged Unit | Heat Pump | 575 | 3 |  |  | No Match | No Match |  |  |  | 60000 | 4615 | 13 | 10 | 80000 | 5328 | 4.4 |  | Federally-Regulated Commercial & Industrial Equipment | 02/02/1998 |  | 03/31/1998
Climate Control / Snyder General | Electro-Hydronics | UW500FD |  | Water-Source | WBAHP: Heat Pump Packaged Unit | Heat Pump | 230 | 3 |  |  | No Match | No Match |  |  |  | 50000 | 4850 | 10.3 | 7.5 | 65000 | 4900 | 3.9 | 2.5 | Non Federally-Regulated | 05/16/1984 |  | 08/29/1986
Command-Aire | Command-Aire | SWPHXR514E |  | Water-Source | WBAHP: Heat Pump Packaged Unit | Heat Pump | 460 | 3 |  |  | No Match | No Match |  |  |  | 51000 | 4550 | 11.2 | 9 | 64000 | 4690 | 4 | 3.2 | Non Federally-Regulated | 02/22/1990 |  | 07/31/1991
Econar | Econar | GV232 |  | Water-Source | WBAHP-CB: Heat Pump Split Syst | Heat Pump | 208 | 1 |  |  | No Match | No Match |  |  |  | 26200 | 1858 | 14.1 | 9 | 26400 | 2036 | 3.8 | 3.5 | Non Federally-Regulated | 02/02/1998 |  | 10/02/1998
Addison Products | Addison Products | WPH054-4JC/4JBC |  | Water-Source | WBAHP: Heat Pump Packaged Unit | Heat Pump | 460 | 3 |  |  | No Match | No Match |  |  |  | 50000 | 4237 | 11.8 | 9.3 | 68000 | 5109 | 3.9 | 3.8 | Federally-Regulated Commercial & Industrial Equipment | 03/31/1998 |  | 05/10/1998
Mammoth | Hydrobank II | F025VLG |  | Ground-Water-Source | WBAHP: Heat Pump Packaged Unit | Heat Pump | 230 | 3 |  |  | No Match | No Match |  |  |  | 25000 | 1785 | 14 | 9 | 19000 | 1795 | 3.1 |  | Non Federally-Regulated | 01/18/2001 |  | 07/18/2002
Carrier Corp. | Carrier | 50QXV0243 |  | Water-Source | WBAHP: Heat Pump Packaged Unit | Heat Pump | 230 | 1 |  |  | No Match | No Match |  |  |  | 23800 | 2160 | 11 | 9 | 30000 | 2450 | 3.6 | 3.2 | Non Federally-Regulated | 02/22/1990 |  | 07/31/1991
Waterfurnace International, Inc. | Rybacki - Hart Enterprises | ZS041**0*0 |  | Water-Source | WBAHP: Heat Pump Packaged Unit | Heat Pump | 208 | 1 |  |  | No Match | Single-Speed |  |  |  | 40000 | 2899 | 13.8 | 12 | 45000 | 3067 | 4.3 | 4.2 | Federally-Regulated Commercial & Industrial Equipment | 01/24/2011 |  | 04/19/2013
Command-Aire | Command-Aire | RUWP-2544 |  | Water-Source | WBAHP: Heat Pump Packaged Unit | Heat Pump | 460 | 3 |  |  | No Match | No Match |  |  |  | 298000 | 33100 | 9 |  | 366000 | 29500 | 3.6 |  | Non Federally-Regulated | 05/11/1988 |  | 03/15/1989
Florida Heat Pump | Florida Heat Pump | EM018-2CS | EM018-2AH/AV | Ground-Water-Source | WBAHP-CB: Heat Pump Split Syst | Heat Pump | 265 | 1 |  |  | No Match | No Match |  |  |  | 19000 | 1428 | 13.3 | 9 | 15000 | 1255 | 3.5 |  | Non Federally-Regulated | 07/22/2002 |  | 03/12/2009
Florida Heat Pump | Florida Heat Pump | CW018-1 |  | Water-Source | WBAHP-O: Heat Pump Packaged Un | Heat Pump | 208 | 1 |  |  | No Match | No Match |  |  |  | 17200 | 1194 | 14.4 | 10 | 17000 | 1132 | 4.4 |  | Federally-Regulated Commercial & Industrial Equipment | 02/02/1998 |  | 03/31/1998
Mammoth | Hydrobank II | D006VHK |  | Water-Source | WBAHP: Heat Pump Packaged Unit | Heat Pump | 230 | 1 |  |  | No Match | No Match |  |  |  | 9200 | 844 | 10.9 | 10 | 9200 | 691 | 3.9 |  | Federally-Regulated Commercial & Industrial Equipment | 01/22/2003 |  | 03/12/2009
Florida Heat Pump | Florida Heat Pump | GT022-1CF/HZ/VT |  | Ground-Water-Source | WBAHP: Heat Pump Packaged Unit | Heat Pump | 208 | 1 |  |  | No Match | No Match |  |  |  | 22000 | 1641 | 13.4 | 9 | 15300 | 1494 | 3 |  | Non Federally-Regulated | 04/10/2000 |  | 05/29/2001
Waterfurnace International, Inc. | Waterfurnace International, Inc. | NTV024*1 |  | Ground-Water-Source | WBAHP: Heat Pump Packaged Unit | Heat Pump | 208 | 1 |  |  | No Match | No Match |  |  |  | 22600 | 1527 | 14.8 | 9 | 26000 | 2720 | 2.8 |  | Non Federally-Regulated | 10/06/1999 |  | 04/10/2000
ClimateMaster Inc. | Climate Master Series | 802142F******** |  | Water-Source | WBAHP: Heat Pump Packaged Unit | Heat Pump | 460 | 3 |  |  | No Match | No Match |  |  |  | 136000 | 13300 | 10.2 |  | 164000 | 14600 | 3.3 | 2.5 | Non Federally-Regulated | 02/22/1990 |  | 07/31/1991
Florida Heat Pump | Bosch | ES035-1CF/HZ/VT |  | Ground-Source | WBAHP: Heat Pump Packaged Unit | Heat Pump | 230 | 1 |  |  |  | Single-Speed |  |  |  | 38000 | 2209 | 17.2 | 13.4 | 28000 | 2159 | 3.8 | 3.1 | Non Federally-Regulated | 04/22/2015 |  | 04/29/2015
Florida Heat Pump | Geomaster, LLC | EC070-3CF/HZ/VT |  | Water-Source | WBAHP: Heat Pump Packaged Unit | Heat Pump | 230 | 3 |  |  | No Match | Single-Speed | 4406 | 803 | 1 | 68000 | 5037 | 13.5 | 12 | 80000 | 5209 | 4.5 | 4.2 | Federally-Regulated Commercial & Industrial Equipment | 04/23/2009 |  | 04/20/2015
Trane U.S. Inc. | Trane | GEHB1504********************** |  | Ground-Water-Source | WBAHP: Heat Pump Packaged Unit | Heat Pump | 460 | 3 |  |  | Ozone-Depleting | No Match | 5690 | 3565 |  | 141600 | 9255 | 15.3 | 13.4 | 105700 | 9110 | 3.4 | 3.1 | Non Federally-Regulated | 06/27/2007 |  | 03/12/2009
DeMarco Energy Systems | DeMarco Energy Systems | GT022-2VT/HZ/CF |  | Water-Source | WBAHP-CB: Heat Pump Split Syst | Heat Pump | 265 | 1 |  |  | No Match | No Match |  |  |  | 21600 | 1785 | 12.1 | 9 | 22200 | 1858 | 3.5 | 3.5 | Non Federally-Regulated | 10/02/1998 |  | 04/12/2000
Waterfurnace International, Inc. | Waterfurnace International, Inc. | ATV057D3 |  | Ground-Water-Source | WBAHP: Heat Pump Packaged Unit | Heat Pump | 230 | 3 |  |  | No Match | No Match |  |  |  | 60000 | 4761 | 12.6 | 9 | 42000 | 4103 | 3 |  | Non Federally-Regulated | 12/14/1998 |  | 10/06/1999
Enertech Global, LLC | Enertech | TVT040 |  | Ground-Source | WBAHP: Heat Pump Packaged Unit | Heat Pump | 208 | 1 |  |  | No Match | Single-Speed |  |  |  | 39400 | 2189 | 18 | 13.4 | 31400 | 2550 | 3.6 | 3.1 | Non Federally-Regulated | 11/25/2009 |  | 11/30/2011
ClimateMaster Inc. | Carrier Corp. | 50YPS026 | FV4***003 | Ground-Water-Source | WBAHP-CB: Heat Pump Split Syst | Heat Pump | 230 | 1 |  |  | No Match | Single-Speed |  |  |  | 28600 | 1233 | 23.2 | 16.2 | 25600 | 1596 | 4.7 | 3.6 | Non Federally-Regulated | 01/24/2011 |  | 03/02/2012
Florida Heat Pump | Energy Miser | HE34CF-1 |  | Water-Source | WBAHP: Heat Pump Packaged Unit | Heat Pump | 230 | 1 |  |  | No Match | No Match |  |  |  | 34000 | 3035 | 11.2 | 7.5 | 44000 | 3225 | 4 | 2.5 | Non Federally-Regulated | 05/16/1984 |  | 05/11/1988
Waterfurnace International, Inc. | Waterfurnace International, Inc. | P066**0 |  | Ground-Water-Source | WBAHP: Heat Pump Packaged Unit | Heat Pump | 230 | 1 |  |  | No Match | No Match |  |  |  | 67000 | 5000 | 13.4 | 9 | 50000 | 4883 | 3 |  | Non Federally-Regulated | 07/22/2002 |  | 03/12/2009
Trane U.S. Inc. | Trane | WPHD0511 |  | Water-Source | WBAHP: Heat Pump Packaged Unit | Heat Pump | 208 | 1 |  |  | No Match | No Match |  |  |  | 50000 | 4237 | 11.8 | 10 | 64200 | 4479 | 4.2 |  | Federally-Regulated Commercial & Industrial Equipment | 02/02/1998 |  | 03/31/1998
Waterfurnace International, Inc. | Rybacki - Hart Enterprises | ZS042**5*0 |  | Water-Source | WBAHP: Heat Pump Packaged Unit | Heat Pump | 575 | 3 |  |  | No Match | Single-Speed |  |  |  | 40800 | 2814 | 14.5 | 12 | 45400 | 2957 | 4.5 | 4.2 | Federally-Regulated Commercial & Industrial Equipment | 01/24/2011 |  | 04/19/2013
McQuay International | McQuay | W-FDL/FDS/FMS-1-019-J |  | Water-Source | WBAHP: Heat Pump Packaged Unit | Heat Pump | 265 | 1 |  |  | No Match | No Match |  |  |  | 19000 | 1637 | 11.6 | 10 | 23500 | 1811 | 3.8 |  | Federally-Regulated Commercial & Industrial Equipment | 09/21/2000 |  | 11/14/2000
Climate Control / Snyder General | Electro-Hydronics | HC230A5 |  | Water-Source | WBAHP: Heat Pump Packaged Unit | Heat Pump | 208 | 1 |  |  | No Match | No Match |  |  |  | 23000 | 2250 | 10.2 | 7.5 | 28500 | 2455 | 3.4 | 2.5 | Non Federally-Regulated | 06/11/1985 |  | 08/29/1986
California Heat Pump | California Heat Pump | CHP-42H*-32-** |  | Water-Source | WBAHP: Heat Pump Packaged Unit | Heat Pump | 208 | 3 |  |  | No Match | No Match |  |  |  | 39000 | 4700 | 8.3 | 7.5 | 43000 | 4100 | 3 | 2.5 | Non Federally-Regulated | 05/16/1984 |  | 06/11/1985
Friedrich Air Conditioning Co. | Climate Master Series | V80-34*********** |  | Water-Source | WBAHP: Heat Pump Packaged Unit | Heat Pump | 460 | 3 |  |  | No Match | No Match |  |  |  | 77000 | 7700 | 10 | 7.5 | 80000 | 7100 | 3.3 | 2.2 | Non Federally-Regulated | 08/30/1983 |  | 05/16/1984
Waterfurnace International, Inc. | Eagle Mountain | GS015**0*0 |  | Ground-Source | WBAHP: Heat Pump Packaged Unit | Heat Pump | 230 | 1 |  |  | No Match | Single-Speed |  |  |  | 14600 | 811 | 18 | 13.4 | 11700 | 927 | 3.7 | 3.1 | Non Federally-Regulated | 01/24/2011 |  | 04/19/2013
Addison Products | Addison Products | HGY120-5A |  | Ground-Water-Source | WBAHP: Heat Pump Packaged Unit | Heat Pump | 575 | 3 |  |  | No Match | No Match |  |  |  | 106800 | 9621 | 11.1 | 9 | 88500 | 9603 | 2.7 |  | Non Federally-Regulated | 11/14/2000 |  | 01/18/2001
Florida Heat Pump | Florida Heat Pump | GT026-3CF/HZ/VT |  | Water-Source | WBAHP-CB: Heat Pump Split Syst | Heat Pump | 208 | 3 |  |  | No Match | No Match |  |  |  | 27000 | 2000 | 13.5 | 9 | 30600 | 2298 | 3.9 | 3.5 | Non Federally-Regulated | 04/12/2000 |  | 05/23/2001
ClimateMaster Inc. | Climate Master Series | VP/HP060 |  | Ground-Source | WBAHP: Heat Pump Packaged Unit | Heat Pump | 208 | 1 |  |  | No Match | No Match |  |  |  | 60000 | 4615 | 13 |  | 41000 | 3754 | 3.2 |  | Non Federally-Regulated | 03/31/1998 |  | 05/10/1998
Econar | Econar | GV291 |  | Ground-Water-Source | WBAHP: Heat Pump Packaged Unit | Heat Pump | 208 | 1 |  |  | No Match | No Match |  |  |  | 29800 | 2274 | 13.1 | 11 | 35800 | 2623 | 4 | 3.5 | Non Federally-Regulated | 03/31/1998 |  | 05/10/1998
Waterfurnace International, Inc. | Waterfurnace International, Inc. | SXV048B0 |  | Ground-Source | WBAHP: Heat Pump Packaged Unit | Heat Pump | 230 | 1 |  |  | No Match | No Match |  |  |  | 51500 | 3843 | 13.4 |  | 36000 | 3403 | 3.1 |  | Non Federally-Regulated | 03/31/1998 |  | 05/10/1998
Command-Aire | Command-Aire | SWP-351 |  | Water-Source | WBAHP: Heat Pump Packaged Unit | Heat Pump | 230 | 1 |  |  | No Match | No Match |  |  |  | 36000 | 3450 | 10.4 | 9 | 50000 | 3900 | 3.8 | 3.2 | Non Federally-Regulated | 05/11/1988 |  | 03/15/1989
Waterfurnace International, Inc. | Waterfurnace International, Inc. | SXV036B0 |  | Water-Source | WBAHP: Heat Pump Packaged Unit | Heat Pump | 230 | 1 |  |  | No Match | No Match |  |  |  | 36000 | 2647 | 13.6 | 10 | 44500 | 2774 | 4.7 |  | Federally-Regulated Commercial & Industrial Equipment | 12/14/1998 |  | 10/05/1999
Florida Heat Pump | Florida Heat Pump | GT054-3VT/HZ/CF |  | Ground-Water-Source | WBAHP: Heat Pump Packaged Unit | Heat Pump | 230 | 3 |  |  | No Match | No Match |  |  |  | 51500 | 3961 | 13 | 9 | 42500 | 4151 | 3 |  | Non Federally-Regulated | 01/30/1998 |  | 10/02/1998
Mammoth | Hydrobank II | D019CHE |  | Water-Source | WBAHP-O: Heat Pump Packaged Un | Heat Pump | 208 | 1 |  |  | No Match | No Match |  |  |  | 17200 | 1522 | 11.3 | 10 | 21800 | 1680 | 3.8 |  | Federally-Regulated Commercial & Industrial Equipment | 10/05/1999 |  | 05/23/2000
ClimateMaster Inc. | Climate Master Series | VS/VL/HS/HL 060 G |  | Water-Source | WBAHP: Heat Pump Packaged Unit | Heat Pump | 230 | 1 |  |  | No Match | No Match |  |  |  | 62000 | 5535 | 11.2 | 9.3 | 75000 | 5784 | 3.8 | 3.8 | Federally-Regulated Commercial & Industrial Equipment | 03/31/1998 |  | 05/10/1998
Command-Aire | Command-Aire | SWPH511E |  | Water-Source | WBAHP: Heat Pump Packaged Unit | Heat Pump | 230 | 1 |  |  | No Match | No Match |  |  |  | 49000 | 4380 | 11.2 | 7.5 | 65000 | 4760 | 4 | 2.5 | Non Federally-Regulated | 06/11/1985 |  | 05/11/1988
Command-Aire | Command-Aire | SWPHXR287E |  | Water-Source | WBAHP: Heat Pump Packaged Unit | Heat Pump | 265 | 1 |  |  | No Match | No Match |  |  |  | 30000 | 2702 | 11.1 | 9 | 42000 | 3000 | 4 | 3.2 | Federally-Regulated Commercial & Industrial Equipment | 01/23/1988 |  | 05/11/1988
McQuay / Snyder General | Electro-Hydronics | FW550FK |  | Water-Source | WBAHP: Heat Pump Packaged Unit | Heat Pump | 208 | 3 |  |  | No Match | No Match |  |  |  | 55000 | 5670 | 9.7 | 7.5 | 67000 | 5610 | 3.5 | 2.5 | Non Federally-Regulated | 08/29/1986 |  | 05/11/1988
Florida Heat Pump | Clean Energy Developments Corp. | PT049-1CF/HZ/VT |  | Ground-Water-Source | WBAHP: Heat Pump Packaged Unit | Heat Pump | 230 | 1 |  |  | No Match | Single-Speed |  |  |  | 56000 | 2333 | 24 | 16.2 | 45500 | 2333 | 4.8 | 3.6 | Non Federally-Regulated | 07/06/2011 |  | 09/03/2012
Waterfurnace International, Inc. | Eagle Mountain | GS012**2*0 |  | Water-Source | WBAHP: Heat Pump Packaged Unit | Heat Pump | 265 | 1 |  |  | No Match | Single-Speed |  |  |  | 11700 | 760 | 15.4 | 11.2 | 14000 | 837 | 4.9 | 4.2 | Federally-Regulated Commercial & Industrial Equipment | 01/24/2011 |  | 12/12/2012
Snyder General Corp. | McQuay | LHP27BK |  | Water-Source | WBAHP: Heat Pump Packaged Unit | Heat Pump | 208 | 3 |  |  | No Match | No Match |  |  |  | 295200 | 25350 | 11.6 |  | 348000 | 28300 | 3.6 | 2.5 | Non Federally-Regulated | 02/22/1990 |  | 07/31/1991
Addison Products | Addison Products | HGY015-1A |  | Water-Source | WBAHP-CB: Heat Pump Split Syst | Heat Pump | 208 | 1 |  |  | No Match | No Match |  |  |  | 15900 | 1325 | 12 | 9 | 18400 | 1497 | 3.6 | 3.5 | Non Federally-Regulated | 07/22/2002 |  | 03/12/2009
Enertech Global, LLC | Enertech | GXT036C |  | Ground-Source | WBAHP: Heat Pump Packaged Unit | Heat Pump | 208 | 1 |  |  | No Match | Single-Speed |  |  |  | 37500 | 2038 | 18.4 | 13.4 | 28100 | 2009 | 4.1 | 3.1 | Non Federally-Regulated | 12/12/2012 |  | 04/21/2014
Geoflex Systems, Inc. | Geoflex Systems, Inc. | GS1S-V/H/D/M-024WAABP |  | Water-Source | WBAHP: Heat Pump Packaged Unit | Both Heat Pump and Electric Re | 208 | 1 |  |  | No Match | Single-Speed |  |  |  | 20300 | 1216 | 16.7 | 12 | 24300 | 1295 | 5.5 | 4.2 | Federally-Regulated Commercial & Industrial Equipment | 03/02/2012 |  | 01/09/2014
Enertech Global, LLC | Enertech | TCT036C2 |  | Ground-Water-Source | WBAHP: Heat Pump Packaged Unit | Heat Pump | 208 | 3 |  |  | No Match | Single-Speed |  |  |  | 41800 | 1720 | 24.3 | 16.2 | 35900 | 2023 | 5.2 | 3.6 | Non Federally-Regulated | 05/02/2012 |  | 12/12/2012
Bard Manufacturing Company, Inc. | Bard | QW301-B |  | Ground-Water-Source | WBAHP: Heat Pump Packaged Unit | Heat Pump | 208 | 3 |  |  | No Match | No Match |  |  |  | 29000 | 1757 | 16.5 | 9 | 20400 | 1757 | 3.4 |  | Non Federally-Regulated | 03/21/2001 |  | 07/18/2002
ClimateMaster Inc. | Climate Master Series | VE/HE/DE036 |  | Ground-Water-Source | WBAHP: Heat Pump Packaged Unit | Heat Pump | 208 | 3 |  |  | No Match | No Match |  |  |  | 37200 | 3320 | 11.2 | 11 | 45500 | 3920 | 3.4 | 3.4 | Non Federally-Regulated | 07/31/1991 |  | 03/31/1998
Florida Heat Pump | Florida Heat Pump | BP048-1HZ/VT |  | Water-Source | WBAHP: Heat Pump Packaged Unit | Heat Pump | 208 | 1 |  |  | No Match | Single-Speed |  |  |  | 48000 | 2807 | 17.1 | 12 | 50000 | 2764 | 5.3 | 4.2 | Federally-Regulated Commercial & Industrial Equipment | 06/14/2011 |  | 04/21/2014
Waterfurnace International, Inc. | Rybacki - Hart Enterprises | ZS023**4*4 |  | Ground-Source | WBAHP: Heat Pump Packaged Unit | Heat Pump | 460 | 3 |  |  | No Match | Single-Speed |  |  |  | 23900 | 1406 | 17 | 13.4 | 17000 | 1384 | 3.6 | 3.1 | Non Federally-Regulated | 06/14/2011 |  | 04/19/2013
ClimateMaster Inc. | Climate Master | TEV/H/D038 |  | Water-Source | WBAHP: Heat Pump Packaged Unit | Heat Pump | 208 | 1 |  |  | No Match | Single-Speed |  |  |  | 38000 | 2135 | 17.8 | 12 | 45100 | 2279 | 5.8 | 4.2 | Federally-Regulated Commercial & Industrial Equipment | 05/02/2012 |  | 06/09/2015
Mammoth | Hydrobank II | F045VLH |  | Ground-Water-Source | WBAHP: Heat Pump Packaged Unit | Heat Pump | 230 | 3 |  |  | No Match | No Match |  |  |  | 45000 | 3214 | 14 | 9 | 33500 | 3067 | 3.2 |  | Non Federally-Regulated | 06/27/2003 |  | 03/12/2009
Power-Save International, Inc. | S.O.E.S.I. | PSS-500 |  | Water-Source | WBAHP: Heat Pump Packaged Unit | Heat Pump | 230 | 1 |  |  | No Match | No Match |  |  |  | 66000 | 5175 | 12.8 | 9.2 | 74000 | 4968 | 4.3 | 2.5 | Non Federally-Regulated | 02/22/1990 |  | 07/31/1991
Singer | Electro-Hydronics | VF240C5 |  | Water-Source | WBAHP: Heat Pump Packaged Unit | Heat Pump | 208 | 1 |  |  | No Match | No Match |  |  |  | 24000 | 2700 | 8.9 | 7.5 | 28000 | 2850 | 2.9 | 2.5 | Non Federally-Regulated | 01/05/1982 |  | 05/16/1984
Florida Heat Pump | Florida Heat Pump | CW009-1 |  | Water-Source | WBAHP-CB: Heat Pump Split Syst | Heat Pump | 230 | 1 |  |  | No Match | No Match |  |  |  | 9000 | 529 | 17 | 9 | 8600 | 536 | 4.7 | 3.5 | Non Federally-Regulated | 07/16/2001 |  | 07/18/2002
McQuay International | McQuay | CCH/CCW/HWH/HWW019C-G |  | Water-Source | WBAHP: Heat Pump Packaged Unit | Heat Pump | 208 | 1 |  |  | No Match | No Match |  |  |  | 18400 | 1520 | 12.1 | 10 | 23200 | 1789 | 3.8 |  | Federally-Regulated Commercial & Industrial Equipment | 12/14/1998 |  | 11/17/1999
Marvair | Marvair | WVP36HPC |  | Water-Source | WBAHP: Heat Pump Packaged Unit | Heat Pump | 230 | 3 |  |  | No Match | No Match |  |  |  | 35000 | 3182 | 11 | 9 | 44000 | 3394 | 3.8 | 3.2 | Non Federally-Regulated | 02/22/1990 |  | 07/31/1991
Waterfurnace International, Inc. | Waterfurnace International, Inc. | VLV/VXV058*1 |  | Ground-Water-Source | WBAHP: Heat Pump Packaged Unit | Heat Pump | 230 | 1 |  |  | No Match | No Match |  |  |  | 57600 | 4571 | 12.6 | 9 | 42700 | 4468 | 2.8 |  | Non Federally-Regulated | 06/20/2003 |  | 03/12/2009
Addison Products | Addison Products | VPY012-1A |  | Water-Source | WBAHP-CB: Heat Pump Split Syst | Heat Pump | 208 | 1 |  |  | No Match | No Match |  |  |  | 11900 | 991 | 12 | 9 | 13500 | 1069 | 3.7 | 3.5 | Non Federally-Regulated | 07/22/2002 |  | 03/12/2009
Mammoth | Mammoth | F042VHA |  | Water-Source | WBAHP: Heat Pump Packaged Unit | Heat Pump | 208 | 3 |  |  | No Match | Dual-Speed |  |  |  | 44600 | 2973 | 15 | 12 | 49000 | 3122 | 4.6 | 4.2 | Federally-Regulated Commercial & Industrial Equipment | 11/30/2011 |  | 12/12/2012
DeMarco Energy Systems | DeMarco Energy Systems | GT030-2VT/HZ/CF |  | Water-Source | WBAHP-CB: Heat Pump Split Syst | Heat Pump | 265 | 1 |  |  | No Match | No Match |  |  |  | 31400 | 2211 | 14.2 | 9 | 33000 | 2417 | 4 | 3.5 | Non Federally-Regulated | 10/02/1998 |  | 04/12/2000
Florida Heat Pump | Florida Heat Pump | GT030-2CS | GT030-2AH/AV | Ground-Water-Source | WBAHP-CB: Heat Pump Split Syst | Heat Pump | 265 | 1 |  |  | No Match | No Match |  |  |  | 30600 | 2081 | 14.7 | 9 | 20200 | 1909 | 3.1 |  | Non Federally-Regulated | 04/10/2000 |  | 05/29/2001
ClimateMaster Inc. | Climate Master Series | 80113C |  | Water-Source | WBAHP: Heat Pump Packaged Unit | Heat Pump | 230 | 1 |  |  | No Match | No Match |  |  |  | 12600 | 1050 | 12 | 9 | 14000 | 954 | 4.3 | 3.2 | Non Federally-Regulated | 02/22/1990 |  | 07/31/1991
Addison Products | Addison Products | VGY048-4A |  | Ground-Water-Source | WBAHP: Heat Pump Packaged Unit | Heat Pump | 460 | 3 |  |  | No Match | No Match |  |  |  | 53900 | 4052 | 13.3 | 9 | 36800 | 3478 | 3.1 |  | Non Federally-Regulated | 11/14/2000 |  | 07/18/2002
American Air Filter | Enercon | FHW-07 |  | Water-Source | WBAHP: Heat Pump Packaged Unit | Heat Pump | 265 | 1 |  |  | No Match | No Match |  |  |  | 6500 | 643 | 10.1 | 9 | 8400 | 684 | 3.6 | 3.2 | Non Federally-Regulated | 02/22/1990 |  | 07/31/1991
American Air Filter | Enercon | DVW30 |  | Water-Source | WBAHP: Heat Pump Packaged Unit | Heat Pump | 230 | 3 |  |  | No Match | No Match |  |  |  | 29800 | 2620 | 11.4 | 7.5 | 34000 | 2620 | 3.8 | 2.5 | Non Federally-Regulated | 05/16/1984 |  | 06/11/1985
Bard Manufacturing Company, Inc. | Bard | WPV48C |  | Ground-Source | WBAHP: Heat Pump Packaged Unit | Heat Pump | 208 | 1 |  |  | No Match | No Match |  |  |  | 47500 | 4130 | 11.5 |  | 36000 | 3907 | 2.7 |  | Non Federally-Regulated | 03/31/1998 |  | 05/10/1998
ClimateMaster Inc. | Heat Controller | HTS048A | HAGV48 | Ground-Water-Source | WBAHP-CB: Heat Pump Split Syst | Heat Pump | 208 | 1 |  |  | No Match | Single-Speed |  |  |  | 53200 | 2463 | 21.6 | 16.2 | 46600 | 3106 | 4.4 | 3.6 | Non Federally-Regulated | 09/15/2009 |  | 08/23/2011
Waterfurnace International, Inc. | Waterfurnace International, Inc. | ATV045D1 |  | Ground-Water-Source | WBAHP: Heat Pump Packaged Unit | Heat Pump | 208 | 1 |  |  | No Match | No Match |  |  |  | 50000 | 3571 | 14 | 9 | 33000 | 3119 | 3.1 |  | Non Federally-Regulated | 12/14/1998 |  | 10/06/1999
Waterfurnace International, Inc. | Waterfurnace International, Inc. | NSV/NSH042F1*1 |  | Ground-Water-Source | WBAHP: Heat Pump Packaged Unit | Heat Pump | 208 | 1 |  |  | No Match | Single-Speed |  |  |  | 46200 | 1566 | 29.5 | 16.2 | 35000 | 2093 | 4.9 | 3.6 | Non Federally-Regulated | 05/02/2012 |  | 04/19/2013
Addison Products | Addison Products | VPY036-1A |  | Water-Source | WBAHP-CB: Heat Pump Split Syst | Heat Pump | 230 | 1 |  |  | No Match | No Match |  |  |  | 39400 | 2755 | 14.3 | 9 | 42700 | 3381 | 3.7 | 3.5 | Non Federally-Regulated | 11/14/2000 |  | 07/18/2002
Addison Products | Addison Products | WPH064-3JC/3JBC |  | Water-Source | WBAHP: Heat Pump Packaged Unit | Heat Pump | 230 | 3 |  |  | No Match | No Match |  |  |  | 59500 | 4760 | 12.5 | 10 | 78000 | 5861 | 3.9 |  | Federally-Regulated Commercial & Industrial Equipment | 02/02/1998 |  | 03/31/1998
Waterfurnace International, Inc. | Johnson Controls | RKV/RKH036**0*0 |  | Ground-Source | WBAHP: Heat Pump Packaged Unit | Heat Pump | 208 | 1 |  |  | No Match | Single-Speed |  |  |  | 34600 | 1765 | 19.6 | 13.4 | 24100 | 1766 | 4 | 3.1 | Non Federally-Regulated | 09/03/2012 |  | 01/09/2014
McQuay / Snyder General | Electro-Hydronics | VF260G5 |  | Water-Source | WBAHP: Heat Pump Packaged Unit | Heat Pump | 208 | 1 |  |  | No Match | No Match |  |  |  | 25000 | 2450 | 10.2 | 7.5 | 31600 | 2500 | 3.7 | 2.5 | Non Federally-Regulated | 08/29/1986 |  | 05/11/1988
Addison Products | Heat Controller | HWY096-3A |  | Water-Source | WBAHP: Heat Pump Packaged Unit | Heat Pump | 230 | 3 |  |  | No Match | No Match |  |  |  | 98000 | 8166 | 12 | 9 | 125000 | 9156 | 4 | 3.8 | Federally-Regulated Commercial & Industrial Equipment | 11/17/1999 |  | 04/12/2000
Trane U.S. Inc. | Command-Aire | GSUF0241B |  | Ground-Water-Source | WBAHP: Heat Pump Packaged Unit | Heat Pump | 208 | 1 |  |  | No Match | No Match |  |  |  | 24000 | 1538 | 15.6 | 9 | 16600 | 1677 | 2.9 |  | Non Federally-Regulated | 10/06/1999 |  | 04/10/2000
Waterfurnace International, Inc. | Eagle Mountain | ZS023**3*4 |  | Ground-Source | WBAHP: Heat Pump Packaged Unit | Heat Pump | 230 | 3 |  |  | No Match | Single-Speed |  |  |  | 23900 | 1406 | 17 | 13.4 | 17000 | 1384 | 3.6 | 3.1 | Non Federally-Regulated | 06/14/2011 |  | 04/19/2013
Addison Products | Addison Products | WSH028-1AL |  | Water-Source | WBAHP: Heat Pump Packaged Unit | Heat Pump | 208 | 1 |  |  | No Match | No Match |  |  |  | 27000 | 2177 | 12.4 | 9.3 | 34600 | 2304 | 4.4 | 3.8 | Federally-Regulated Commercial & Industrial Equipment | 03/31/1998 |  | 05/10/1998
Inter-City Products Corp. | McQuay | CCH036C*F |  | Water-Source | WBAHP: Heat Pump Packaged Unit | Heat Pump | 208 | 3 |  |  | No Match | No Match |  |  |  | 35600 | 3017 | 11.8 | 9.3 | 43000 | 3243 | 3.9 | 3.8 | Non Federally-Regulated | 07/31/1991 |  | 03/31/1998
Trane U.S. Inc. | Trane | GSSD030 | TWE031E | Ground-Water-Source | WBAHP-CB: Heat Pump Split Syst | Heat Pump | 208 | 1 |  |  | No Match | No Match |  |  |  | 29200 | 1871 | 15.6 | 9 | 22600 | 2207 | 3 |  | Non Federally-Regulated | 07/22/2002 |  | 03/12/2009
Waterfurnace International, Inc. | Trane Unitary Products Group | T1GX042***1**1 |  | Water-Source | WBAHP: Heat Pump Packaged Unit | Heat Pump | 208 | 1 |  |  | No Match | Single-Speed |  |  |  | 40600 | 2115 | 19.2 | 12 | 44100 | 2192 | 5.9 | 4.2 | Federally-Regulated Commercial & Industrial Equipment | 08/23/2011 |  | 10/24/2014
Climate Control / Snyder General | Electro-Hydronics | CW500FD |  | Water-Source | WBAHP: Heat Pump Packaged Unit | Heat Pump | 230 | 3 |  |  | No Match | No Match |  |  |  | 50000 | 4850 | 10.3 | 7.5 | 65000 | 4900 | 3.9 | 2.5 | Non Federally-Regulated | 05/16/1984 |  | 08/29/1986
Florida Heat Pump | Florida Heat Pump | EM072-5CS | EM072-5AH/AV | Ground-Water-Source | WBAHP-CB: Heat Pump Split Syst | Heat Pump | 575 | 3 |  |  | No Match | No Match |  |  |  | 70500 | 5145 | 13.7 | 9 | 49000 | 4486 | 3.2 |  | Non Federally-Regulated | 07/22/2002 |  | 03/12/2009
Waterfurnace International, Inc. | Eagle Mountain | ZS041**3*4 |  | Water-Source | WBAHP: Heat Pump Packaged Unit | Heat Pump | 208 | 3 |  |  | No Match | Single-Speed |  |  |  | 40000 | 2759 | 14.5 | 12 | 45000 | 2931 | 4.5 | 4.2 | Federally-Regulated Commercial & Industrial Equipment | 06/14/2011 |  | 04/19/2013
Waterfurnace International, Inc. | Eagle Mountain | ZS041**0*1 |  | Ground-Water-Source | WBAHP: Heat Pump Packaged Unit | Heat Pump | 208 | 1 |  |  | No Match | Single-Speed |  |  |  | 44500 | 2023 | 22 | 16.2 | 36000 | 2638 | 4 | 3.6 | Non Federally-Regulated | 01/24/2011 |  | 04/19/2013
Mammoth | Hydrobank II | F062HHG/VHG |  | Water-Source | WBAHP: Heat Pump Packaged Unit | Heat Pump | 208 | 3 |  |  | No Match | No Match |  |  |  | 61000 | 5398 | 11.3 | 9.3 | 84500 | 6516 | 3.8 | 3.8 | Federally-Regulated Commercial & Industrial Equipment | 03/31/1998 |  | 05/10/1998
Snyder General Corp. | McQuay | FCV024A*T |  | Water-Source | WBAHP: Heat Pump Packaged Unit | Heat Pump | 460 | 3 |  |  | No Match | No Match |  |  |  | 24600 | 2365 | 10.4 | 9 | 29400 | 2394 | 3.6 | 3.2 | Non Federally-Regulated | 02/22/1990 |  | 07/31/1991
Snyder General Corp. | McQuay | HC120B5 |  | Water-Source | WBAHP: Heat Pump Packaged Unit | Heat Pump | 208 | 1 |  |  | No Match | No Match |  |  |  | 11200 | 982 | 11.4 | 9 | 13500 | 1164 | 3.4 | 3.2 | Non Federally-Regulated | 02/22/1990 |  | 07/31/1991
ClimateMaster Inc. | Climate Master Series | GSV/GSH024AE |  | Ground-Water-Source | WBAHP: Heat Pump Packaged Unit | Heat Pump | 265 | 1 |  |  | No Match | No Match |  |  |  | 26100 | 1631 | 16 | 9 | 19800 | 1757 | 3.3 |  | Non Federally-Regulated | 04/10/2000 |  | 07/18/2002
Snyder General Corp. | McQuay | VE330G7 |  | Water-Source | WBAHP: Heat Pump Packaged Unit | Heat Pump | 265 | 1 |  |  | No Match | No Match |  |  |  | 30800 | 2852 | 10.8 | 9 | 35000 | 2900 | 3.5 | 3.2 | Non Federally-Regulated | 02/22/1990 |  | 07/31/1991
Friedrich Air Conditioning Co. | Climate Master Series | 804-025-E******** |  | Water-Source | WBAHP: Heat Pump Packaged Unit | Heat Pump | 265 | 1 |  |  | No Match | No Match |  |  |  | 25400 | 2275 | 11.2 | 7.5 | 35000 | 2650 | 3.9 | 2.5 | Non Federally-Regulated | 08/30/1983 |  | 08/29/1986
The Whalen Company | The Whalen Co. | VI-A-603 |  | Ground-Source | WBAHP: Heat Pump Packaged Unit | Heat Pump | 208 | 1 |  |  | No Match | Single-Speed |  |  |  | 17800 | 1254 | 14.2 | 13.4 | 13800 | 1264 | 3.2 | 3.1 | Non Federally-Regulated | 01/10/2012 |  | 06/09/2015
Enertech Global, LLC | Enertech | TXT024C |  | Ground-Source | WBAHP: Heat Pump Packaged Unit | Heat Pump | 230 | 1 |  |  | No Match | Single-Speed |  |  |  | 27500 | 1256 | 21.9 | 13.4 | 19700 | 1228 | 4.7 | 3.1 | Non Federally-Regulated | 11/30/2011 |  | 04/21/2014
Marvair | Marvair | V/H480-C |  | Water-Source | WBAHP: Heat Pump Packaged Unit | Heat Pump | 208 | 3 |  |  | No Match | No Match |  |  |  | 51000 | 5180 | 9.8 | 7.5 | 62000 | 6050 | 3 | 2.5 | Non Federally-Regulated | 06/11/1985 |  | 05/11/1988
Waterfurnace International, Inc. | Rybacki - Hart Enterprises | ZS060**0*1 |  | Ground-Source | WBAHP: Heat Pump Packaged Unit | Heat Pump | 230 | 1 |  |  | No Match | Single-Speed |  |  |  | 60900 | 3402 | 17.9 | 13.4 | 47100 | 3834 | 3.6 | 3.1 | Non Federally-Regulated | 01/24/2011 |  | 04/19/2013
McQuay International | McQuay | W-CDL/CDS/CMS-1-030-F |  | Water-Source | WBAHP: Heat Pump Packaged Unit | Heat Pump | 208 | 3 |  |  | No Match | No Match |  |  |  | 30000 | 2500 | 12 | 10 | 37000 | 2779 | 3.9 |  | Federally-Regulated Commercial & Industrial Equipment | 10/05/1999 |  | 03/12/2009
American Air Filter | Enercon | BCW19 |  | Water-Source | WBAHP: Heat Pump Packaged Unit | Heat Pump | 208 | 1 |  |  | No Match | No Match |  |  |  | 19500 | 2000 | 9.8 | 7.5 | 26500 | 2175 | 3.6 | 2.5 | Non Federally-Regulated | 01/05/1982 |  | 05/16/1984
Florida Heat Pump | Florida Heat Pump | EM060-1CS | EM060-1AV | Water-Source | WBAHP-C: Heat Pump Split Syste | Heat Pump | 208 | 1 |  |  | No Match | No Match |  |  |  | 59000 | 4609 | 12.8 | 10 | 78000 | 5316 | 4.3 |  | Federally-Regulated Commercial & Industrial Equipment | 12/14/1998 |  | 10/05/1999
ClimateMaster Inc. | Climate Master Series | GSV/GSH030AGE |  | Ground-Water-Source | WBAHP: Heat Pump Packaged Unit | Heat Pump | 208 | 1 |  |  | No Match | No Match |  |  |  | 32000 | 1987 | 16.1 | 9 | 23000 | 2042 | 3.3 |  | Non Federally-Regulated | 04/10/2000 |  | 05/24/2001
Waterfurnace International, Inc. | Geotility Geothermal Installations | ZS048**3*4 |  | Ground-Source | WBAHP: Heat Pump Packaged Unit | Heat Pump | 230 | 3 |  |  | No Match | Single-Speed |  |  |  | 49500 | 2735 | 18.1 | 13.4 | 36900 | 3004 | 3.6 | 3.1 | Non Federally-Regulated | 06/14/2011 |  | 04/19/2013
Command-Aire | Command-Aire | RWP-1033 |  | Water-Source | WBAHP: Heat Pump Packaged Unit | Heat Pump | 208 | 3 |  |  | No Match | No Match |  |  |  | 117000 | 11800 | 9.9 | 9.2 | 149000 | 11700 | 3.7 | 2.5 | Non Federally-Regulated | 05/16/1984 |  | 01/23/1988
Mammoth | Hydrobank II | F030HHA/VHA |  | Water-Source | WBAHP: Heat Pump Packaged Unit | Heat Pump | 230 | 3 |  |  | No Match | No Match |  |  |  | 31000 | 2695 | 11.5 | 10 | 38500 | 2969 | 3.8 |  | Federally-Regulated Commercial & Industrial Equipment | 02/02/1998 |  | 03/31/1998
Mammoth | Hydrobank II | E013CLF |  | Ground-Water-Source | WBAHP: Heat Pump Packaged Unit | Heat Pump | 265 | 1 |  |  | No Match | No Match |  |  |  | 13200 | 1100 | 12 | 9 | 10500 | 1025 | 3 |  | Non Federally-Regulated | 05/23/2000 |  | 01/18/2001
Florida Heat Pump | Energy Miser | HE12CF-1 |  | Water-Source | WBAHP: Heat Pump Packaged Unit | Heat Pump | 230 | 1 |  |  | No Match | No Match |  |  |  | 12200 | 1110 | 11 | 7.5 | 15000 | 1155 | 3.8 | 2.5 | Non Federally-Regulated | 06/11/1985 |  | 05/11/1988
Command-Aire | Command-Aire | RWP-204 |  | Water-Source | WBAHP: Heat Pump Packaged Unit | Heat Pump | 460 | 3 |  |  | No Match | No Match |  |  |  | 25800 | 2440 | 10.6 | 9 | 31200 | 2420 | 3.8 | 3.2 | Federally-Regulated Commercial & Industrial Equipment | 01/23/1988 |  | 05/11/1988
Waterfurnace International, Inc. | Rybacki - Hart Enterprises | GCC/GCW/GCS/GCE09*0 |  | Water-Source | WBAHP-O: Heat Pump Packaged Un | Heat Pump | 208 | 1 |  |  | No Match | Single-Speed |  |  |  | 8500 | 634 | 13.4 | 11.2 | 10500 | 699 | 4.4 | 4.2 | Federally-Regulated Commercial & Industrial Equipment | 01/24/2011 |  | 04/19/2013
Florida Heat Pump | Florida Heat Pump | EM041-1CF/HZ/VT |  | Water-Source | WBAHP-CB: Heat Pump Split Syst | Heat Pump | 230 | 1 |  |  | No Match | No Match |  |  |  | 42500 | 3455 | 12.3 | 9 | 50000 | 4185 | 3.5 | 3.5 | Non Federally-Regulated | 05/23/2001 |  | 07/18/2002
Waterfurnace International, Inc. | WFI Industries, Ltd. | 141/142A036**1*1 |  | Ground-Water-Source | WBAHP: Heat Pump Packaged Unit | Heat Pump | 208 | 1 |  |  | No Match | Variable-Speed |  |  |  | 38000 | 1206 | 31.5 | 16.2 | 41000 | 2612 | 4.6 | 3.6 | Non Federally-Regulated | 12/12/2012 |  | 10/24/2014
Carrier Corp. | Carrier | 50QXV0306 |  | Water-Source | WBAHP: Heat Pump Packaged Unit | Heat Pump | 460 | 3 |  |  | No Match | No Match |  |  |  | 31000 | 2675 | 11.6 | 9 | 36600 | 2680 | 4 | 3.2 | Non Federally-Regulated | 02/22/1990 |  | 07/31/1991
Climate Control / Snyder General | Trane | WPHA33XF* |  | Water-Source | WBAHP: Heat Pump Packaged Unit | Heat Pump | 230 | 3 |  |  | No Match | No Match |  |  |  | 33000 | 3050 | 10.8 | 7.5 | 39000 | 3090 | 3.7 | 2.5 | Non Federally-Regulated | 05/16/1984 |  | 05/11/1988
Addison Products | Addison Products | VGY060-1A |  | Water-Source | WBAHP-CB: Heat Pump Split Syst | Heat Pump | 230 | 1 |  |  | No Match | No Match |  |  |  | 68000 | 5354 | 12.7 | 9 | 77200 | 6113 | 3.7 | 3.5 | Non Federally-Regulated | 07/22/2002 |  | 03/12/2009
McQuay / Snyder General | Electro-Hydronics | LWP20AP |  | Water-Source | WBAHP: Heat Pump Packaged Unit | Heat Pump | 460 | 3 |  |  | No Match | No Match |  |  |  | 214000 | 18000 | 11.9 |  | 240000 | 18400 | 3.8 | 2.5 | Non Federally-Regulated | 08/29/1986 |  | 05/11/1988
McQuay International | McQuay | W-CMG-1-030-E |  | Ground-Water-Source | WBAHP: Heat Pump Packaged Unit | Heat Pump | 230 | 1 |  |  | No Match | No Match |  |  |  | 31600 | 2194 | 14.4 | 9 | 21500 | 2099 | 3 |  | Non Federally-Regulated | 07/22/2002 |  | 03/12/2009
Waterfurnace International, Inc. | Waterfurnace International, Inc. | NTV024A1(P) |  | Ground-Water-Source | WBAH: Heating Only Packaged Un | Heat Pump | 208 | 1 |  |  | No Match | No Match |  |  |  | 0 | 0 | 0 | 9 | 18100 | 1607 | 3.3 |  | Non Federally-Regulated | 01/30/1998 |  | 10/02/1998
Econar | Econar | GH362 |  | Water-Source | WBAHP-CB: Heat Pump Split Syst | Heat Pump | 208 | 1 |  |  | No Match | No Match |  |  |  | 35800 | 2671 | 13.4 | 9 | 45000 | 3381 | 3.9 | 3.5 | Non Federally-Regulated | 02/02/1998 |  | 10/02/1998
Waterfurnace International, Inc. | Waterfurnace International, Inc. | ATV022D1 |  | Ground-Water-Source | WBAHP: Heat Pump Packaged Unit | Heat Pump | 230 | 1 |  |  | No Match | No Match |  |  |  | 23400 | 1392 | 16.8 | 9 | 15700 | 1353 | 3.4 |  | Non Federally-Regulated | 01/30/1998 |  | 03/31/1998
McQuay International | McQuay | W-CMG-1-030-F |  | Ground-Water-Source | WBAHP: Heat Pump Packaged Unit | Heat Pump | 208 | 3 |  |  | No Match | No Match |  |  |  | 31600 | 2194 | 14.4 | 9 | 21500 | 2099 | 3 |  | Non Federally-Regulated | 07/22/2002 |  | 03/12/2009
Singer | Electro-Hydronics | VF330C3 |  | Water-Source | WBAHP: Heat Pump Packaged Unit | Heat Pump | 230 | 1 |  |  | No Match | No Match |  |  |  | 33000 | 3500 | 9.4 | 7.5 | 35400 | 3550 | 2.9 | 2.5 | Non Federally-Regulated | 09/08/1982 |  | 05/16/1984
Addison Products | Addison Products | HPY096-4A |  | Water-Source | WBAHP: Heat Pump Packaged Unit | Heat Pump | 460 | 3 |  |  | No Match | No Match |  |  |  | 95000 | 7983 | 11.9 | 9 | 120000 | 8789 | 4 | 3.8 | Federally-Regulated Commercial & Industrial Equipment | 01/24/2002 |  | 03/12/2009
Trane U.S. Inc. | Trane | EXHE030 |  | Ground-Water-Source | WBAHP: Heat Pump Packaged Unit | Heat Pump | 208 | 1 |  |  | No Match | Single-Speed |  |  |  | 32800 | 1451 | 22.6 | 16.2 | 28800 | 1836 | 4.6 | 3.6 | Non Federally-Regulated | 04/30/2009 |  | 08/15/2014
Carrier Corp. | Carrier | 50QXH0426 |  | Water-Source | WBAHP: Heat Pump Packaged Unit | Heat Pump | 460 | 3 |  |  | No Match | No Match |  |  |  | 42000 | 3529 | 11.9 | 9 | 50000 | 3856 | 3.8 | 3.2 | Federally-Regulated Commercial & Industrial Equipment | 09/25/1989 |  | 10/10/1989
Mammoth | Hydrobank II | D020VLF/HLF/DLF |  | Ground-Water-Source | WBAHP: Heat Pump Packaged Unit | Heat Pump | 208 | 1 |  |  | No Match | No Match |  |  |  | 20300 | 1471 | 13.8 | 9 | 15800 | 1543 | 3 |  | Non Federally-Regulated | 10/06/1999 |  | 04/10/2000
Enertech Global, LLC | Roth Industries, Inc. | RCT024C |  | Ground-Source | WBAHP: Heat Pump Packaged Unit | Heat Pump | 208 | 1 |  |  | No Match | Single-Speed |  |  |  | 25900 | 1289 | 20.1 | 13.4 | 19400 | 1263 | 4.5 | 3.1 | Non Federally-Regulated | 05/02/2012 |  | 04/21/2014
Enertech Global, LLC | Roth Industries, Inc. | RCT072D |  | Ground-Water-Source | WBAHP: Heat Pump Packaged Unit | Heat Pump | 208 | 1 |  |  | No Match | Single-Speed | 2967 | 710 | 1 | 77200 | 3676 | 21 | 16.2 | 72600 | 4948 | 4.3 | 3.6 | Non Federally-Regulated | 09/03/2012 |  | 12/12/2012
American Air Filter | Enercon | VW 186 |  | Water-Source | WBAHP: Heat Pump Packaged Unit | Heat Pump | 230 | 3 |  |  | No Match | No Match |  |  |  | 186000 | 21200 | 8.8 | 7.5 | 225000 | 21300 | 3.1 | 2.2 | Non Federally-Regulated | 08/30/1983 |  | 05/16/1984
California Heat Pump | California Heat Pump | 26V*-32-** |  | Water-Source | WBAHP: Heat Pump Packaged Unit | Heat Pump | 230 | 3 |  |  | No Match | No Match |  |  |  | 25500 | 3050 | 8.4 | 7.5 | 32000 | 3200 | 2.8 | 2.5 | Non Federally-Regulated | 06/11/1985 |  | 05/11/1988
McQuay International | McQuay | FCV/FCW009B-N |  | Water-Source | WBAHP: Heat Pump Packaged Unit | Heat Pump | 265 | 1 |  |  | No Match | No Match |  |  |  | 8800 | 822 | 10.7 | 10 | 12000 | 901 | 3.9 |  | Federally-Regulated Commercial & Industrial Equipment | 11/17/1999 |  | 09/21/2000
Inter-City Products Corp. | McQuay | LHP15BP |  | Water-Source | WBAHP: Heat Pump Packaged Unit | Heat Pump | 460 | 3 |  |  | No Match | No Match |  |  |  | 178000 | 16950 | 10.5 |  | 227000 | 17600 | 3.8 | 3.8 | Non Federally-Regulated | 07/31/1991 |  | 03/31/1998
Waterfurnace International, Inc. | Geotility Geothermal Installations | ZS036**3*4 |  | Ground-Source | WBAHP: Heat Pump Packaged Unit | Heat Pump | 230 | 3 |  |  | No Match | Single-Speed |  |  |  | 34500 | 1994 | 17.3 | 13.4 | 26000 | 2177 | 3.5 | 3.1 | Non Federally-Regulated | 06/14/2011 |  | 03/02/2012
ClimateMaster Inc. | Carrier | 50HQA/HQD/VQA/VQD024 5 |  | Water-Source | WBAHP: Heat Pump Packaged Unit | Heat Pump | 208 | 3 |  |  | No Match | No Match |  |  |  | 24500 | 1828 | 13.4 | 10 | 28900 | 1841 | 4.6 |  | Federally-Regulated Commercial & Industrial Equipment | 12/14/1998 |  | 04/12/2000
McQuay / Snyder General | Electro-Hydronics | CCW024A*F |  | Water-Source | WBAHP: Heat Pump Packaged Unit | Heat Pump | 208 | 3 |  |  | No Match | No Match |  |  |  | 24500 | 2187 | 11.2 | 9 | 30000 | 2313 | 3.8 | 3.2 | Non Federally-Regulated | 05/11/1988 |  | 03/15/1989
Florida Heat Pump | Florida Heat Pump | GT048-3CS | GT048-1AH/AV | Water-Source | WBAH: Heating Only Packaged Un | Heat Pump | 230 | 3 |  |  | No Match | No Match |  |  |  | 48000 | 3934 | 12.2 | 9 | 57500 | 4433 | 3.8 | 3.5 | Non Federally-Regulated | 04/12/2000 |  | 05/23/2001
California Heat Pump | Aqua-Matic | 27H**-13-** |  | Water-Source | WBAHP: Heat Pump Packaged Unit | Heat Pump | 265 | 1 |  |  | No Match | No Match |  |  |  | 27000 | 2328 | 11.6 | 7.5 | 29500 | 2275 | 3.8 | 2.5 | Non Federally-Regulated | 06/11/1985 |  | 05/11/1988
Enviro Master International llc | Enviro Master International | FWH12D******B*B |  | Water-Source | WBAHP-O: Heat Pump Packaged Un | Heat Pump | 230 | 1 |  |  | No Match | No Match |  |  |  | 11500 | 1055 | 10.9 | 9.3 | 13000 | 1155 | 3.3 | 3.8 | Non Federally-Regulated | 07/31/1991 |  | 03/31/1998
McQuay / Snyder General | Electro-Hydronics | UC350GD |  | Water-Source | WBAHP: Heat Pump Packaged Unit | Heat Pump | 230 | 3 |  |  | No Match | No Match |  |  |  | 35600 | 3360 | 10.6 | 7.5 | 43000 | 3500 | 3.6 | 2.5 | Non Federally-Regulated | 08/29/1986 |  | 05/11/1988
Waterfurnace International, Inc. | Geosmart Energy, Inc. | YS048**1*4 |  | Ground-Water-Source | WBAHP: Heat Pump Packaged Unit | Heat Pump | 208 | 1 |  |  | No Match | Single-Speed |  |  |  | 52000 | 2222 | 23.4 | 16.2 | 45900 | 3203 | 4.2 | 3.6 | Non Federally-Regulated | 01/24/2011 |  | 05/01/2015
Waterfurnace International, Inc. | Waterfurnace International, Inc. | SXH068B0 |  | Water-Source | WBAHP: Heat Pump Packaged Unit | Heat Pump | 230 | 1 |  |  | No Match | No Match |  |  |  | 65000 | 5200 | 12.5 | 10.5 | 84000 | 5470 | 4.5 | 3.8 | Federally-Regulated Commercial & Industrial Equipment | 03/31/1998 |  | 05/10/1998
Mammoth | Hydrobank II | K086HHK |  | Water-Source | WBAHP: Heat Pump Packaged Unit | Heat Pump | 575 | 3 |  |  | No Match | No Match |  |  |  | 86000 | 6323 | 13.6 | 9 | 102000 | 6792 | 4.4 | 3.8 | Federally-Regulated Commercial & Industrial Equipment | 05/29/2001 |  | 01/22/2003
Mammoth | Geox | GEV10 |  | Water-Source | WBAHP-CB: Heat Pump Split Syst | Heat Pump | 265 | 1 |  |  | No Match | No Match |  |  |  | 13800 | 1189 | 11.6 | 9 | 16800 | 1407 | 3.5 |  | Non Federally-Regulated | 12/28/1990 |  | 07/27/1992
Waterfurnace International, Inc. | Trane Unitary Products Group | TVGX036**1**1 |  | Water-Source | WBAHP: Heat Pump Packaged Unit | Heat Pump | 230 | 1 |  |  | No Match | Variable-Speed |  |  |  | 32000 | 1778 | 18 | 12 | 50000 | 2765 | 5.3 | 4.2 | Federally-Regulated Commercial & Industrial Equipment | 12/12/2012 |  | 10/24/2014
ClimateMaster Inc. | Climate Master Series | VS/VL/HS/HL 060 F/H |  | Water-Source | WBAHP: Heat Pump Packaged Unit | Heat Pump | 460 | 3 |  |  | No Match | No Match |  |  |  | 62000 | 5535 | 11.2 | 10 | 75000 | 5784 | 3.8 |  | Federally-Regulated Commercial & Industrial Equipment | 12/14/1998 |  | 10/05/1999
Snyder General Corp. | McQuay | CCW060A*G |  | Water-Source | WBAHP: Heat Pump Packaged Unit | Heat Pump | 208 | 1 |  |  | No Match | No Match |  |  |  | 61000 | 5600 | 10.9 | 9 | 71000 | 5750 | 3.6 | 3.2 | Non Federally-Regulated | 02/22/1990 |  | 07/31/1991
Waterfurnace International, Inc. | Eagle Mountain | ZS023**0*1 |  | Ground-Source | WBAHP: Heat Pump Packaged Unit | Heat Pump | 230 | 1 |  |  | No Match | Single-Speed |  |  |  | 23900 | 1406 | 17 | 13.4 | 17000 | 1384 | 3.6 | 3.1 | Non Federally-Regulated | 01/24/2011 |  | 04/19/2013
McQuay International | McQuay | CCW036E-F |  | Water-Source | WBAHP: Heat Pump Packaged Unit | Heat Pump | 230 | 3 |  |  | No Match | No Match |  |  |  | 35300 | 2674 | 13.2 | 9.3 | 40500 | 2825 | 4.2 | 3.8 | Federally-Regulated Commercial & Industrial Equipment | 03/31/1998 |  | 05/10/1998
Friedrich Air Conditioning Co. | Climate Master Series | V113-32********** |  | Water-Source | WBAHP: Heat Pump Packaged Unit | Heat Pump | 208 | 3 |  |  | No Match | No Match |  |  |  | 113000 | 10660 | 10.6 | 9.2 | 130000 | 10300 | 3.7 | 2.5 | Non Federally-Regulated | 05/16/1984 |  | 08/29/1986
Singer | Electro-Hydronics | FW450D6 |  | Water-Source | WBAHP: Heat Pump Packaged Unit | Heat Pump | 230 | 1 |  |  | No Match | No Match |  |  |  | 40000 | 4350 | 9.2 | 7.5 | 43000 | 4500 | 2.8 | 2.5 | Non Federally-Regulated | 09/08/1982 |  | 05/16/1984
ClimateMaster Inc. | Carrier Corp. | 50RTP06 |  | Water-Source | WBAHP: Heat Pump Packaged Unit | Heat Pump | 208 | 3 |  |  | No Match | Single-Speed | 4208 | 933 | 108 | 67000 | 4497 | 14.9 | 12 | 87300 | 5017 | 5.1 | 4.2 | Federally-Regulated Commercial & Industrial Equipment | 10/24/2014 |  | 04/22/2015
Waterfurnace International, Inc. | Waterfurnace International, Inc. | P056**1 |  | Ground-Water-Source | WBAHP: Heat Pump Packaged Unit | Heat Pump | 208 | 1 |  |  | No Match | No Match |  |  |  | 58000 | 3790 | 15.3 | 9 | 44500 | 4074 | 3.2 |  | Non Federally-Regulated | 07/22/2002 |  | 03/12/2009
Waterfurnace International, Inc. | Waterfurnace International, Inc. | ATV045D1(P) |  | Ground-Source | WBAHP: Heat Pump Packaged Unit | Heat Pump | 208 | 1 |  |  | No Match | No Match |  |  |  | 27800 | 1323 | 21 |  | 19600 | 1472 | 3.9 |  | Non Federally-Regulated | 03/31/1998 |  | 05/10/1998
Florida Heat Pump | Florida Heat Pump | GT010-1CF/HZ/VT |  | Water-Source | WBAHP-CB: Heat Pump Split Syst | Heat Pump | 208 | 1 |  |  | No Match | No Match |  |  |  | 10400 | 753 | 13.8 | 9 | 12300 | 900 | 4 | 3.5 | Non Federally-Regulated | 04/12/2000 |  | 07/18/2002
Florida Heat Pump | Florida Heat Pump | GT042-3CS | GT042-1AH/AV | Ground-Water-Source | WBAHP-CB: Heat Pump Split Syst | Heat Pump | 230 | 3 |  |  | No Match | No Match |  |  |  | 40700 | 2806 | 14.5 | 9 | 30600 | 2636 | 3.4 |  | Non Federally-Regulated | 05/29/2001 |  | 07/18/2002
Florida Heat Pump | Florida Heat Pump | EM028-1VT |  | Water-Source | WBAHP: Heat Pump Packaged Unit | Heat Pump | 208 | 1 |  |  | No Match | No Match |  |  |  | 28000 | 1971 | 14.2 | 9.3 | 33400 | 2175 | 4.5 | 3.8 | Federally-Regulated Commercial & Industrial Equipment | 03/31/1998 |  | 05/10/1998
Climate Control / Snyder General | Electro-Hydronics | LE90C3 |  | Water-Source | WBAHP: Heat Pump Packaged Unit | Heat Pump | 230 | 1 |  |  | No Match | No Match |  |  |  | 8700 | 825 | 10.5 | 7.5 | 10000 | 850 | 3.4 | 2.5 | Non Federally-Regulated | 05/16/1984 |  | 08/29/1986
Florida Heat Pump | Florida Heat Pump | EP042-3HZ/VT |  | Ground-Source | WBAHP: Heat Pump Packaged Unit | Heat Pump | 230 | 3 |  |  | No Match | Single-Speed |  |  |  | 42000 | 1981 | 21.2 | 13.4 | 28000 | 2001 | 4.1 | 3.1 | Non Federally-Regulated | 01/24/2011 |  | 04/21/2014
Command-Aire | Command-Aire | RWP-401 |  | Water-Source | WBAHP: Heat Pump Packaged Unit | Heat Pump | 208 | 1 |  |  | No Match | No Match |  |  |  | 45900 | 4590 | 10 | 9 | 58200 | 4770 | 3.6 | 3.2 | Non Federally-Regulated | 02/22/1990 |  | 07/31/1991
Trane U.S. Inc. | Trane | GSHC0421A |  | Ground-Water-Source | WBAHP: Heat Pump Packaged Unit | Heat Pump | 208 | 1 |  |  | No Match | No Match |  |  |  | 38800 | 2939 | 13.2 | 9 | 32800 | 3100 | 3.1 |  | Non Federally-Regulated | 07/22/2002 |  | 03/12/2009
Climate Control / Snyder General | Electro-Hydronics | UW200G3 |  | Water-Source | WBAHP: Heat Pump Packaged Unit | Heat Pump | 230 | 1 |  |  | No Match | No Match |  |  |  | 20000 | 1880 | 10.7 | 7.5 | 25600 | 1920 | 3.9 | 2.5 | Non Federally-Regulated | 05/16/1984 |  | 08/29/1986
Enertech Global, LLC | Enertech | HST048A | ACD060 | Ground-Water-Source | WBAHP-CB: Heat Pump Split Syst | Heat Pump | 208 | 1 |  |  | No Match | Single-Speed |  |  |  | 55400 | 2388 | 23.2 | 16.2 | 46300 | 2887 | 4.7 | 3.6 | Non Federally-Regulated | 11/30/2011 |  | 03/02/2012
Addison Products | Comfort-Aire | RUWP-833 |  | Water-Source | WBAHP: Heat Pump Packaged Unit | Heat Pump | 208 | 3 |  |  | No Match | No Match |  |  |  | 91800 | 9120 | 10.1 | 10.5 | 116000 | 9520 | 3.6 | 3.8 | Non Federally-Regulated | 07/31/1991 |  | 03/31/1998
Florida Heat Pump | Florida Heat Pump | AU049-1CF/HZ/VT |  | Ground-Water-Source | WBAHP: Heat Pump Packaged Unit | Heat Pump | 230 | 1 |  |  | No Match | Single-Speed |  |  |  | 54000 | 2842 | 19 | 16.2 | 48000 | 2842 | 4.2 | 3.6 | Non Federally-Regulated | 07/06/2011 |  | 12/12/2012
Mammoth | Hydrobank II | F054HHS/VHS |  | Water-Source | WBAHP: Heat Pump Packaged Unit | Heat Pump | 230 | 3 |  |  | No Match | No Match |  |  |  | 54000 | 3802 | 14.2 | 9.3 | 67500 | 4300 | 4.6 | 3.8 | Federally-Regulated Commercial & Industrial Equipment | 03/31/1998 |  | 05/10/1998
Florida Heat Pump | Florida Heat Pump | SV070-4CS*-*****A | SV070-4AV/AH*-***T*A | Ground-Source | WBAHP-CB: Heat Pump Split Syst | Heat Pump | 460 | 3 |  |  | No Match | Single-Speed |  |  |  | 64200 | 4115 | 15.6 | 13.4 | 47900 | 4254 | 3.3 | 3.1 | Non Federally-Regulated | 10/24/2014 |  | 04/01/2015
Florida Heat Pump | Florida Heat Pump | GT030-1CF/HZ/VT |  | Ground-Water-Source | WBAHP: Heat Pump Packaged Unit | Heat Pump | 208 | 1 |  |  | No Match | No Match |  |  |  | 29000 | 1812 | 16 | 9 | 20000 | 1627 | 3.6 |  | Non Federally-Regulated | 05/29/2001 |  | 07/18/2002
Mammoth | Hydrobank II | D045HHF/VHF |  | Water-Source | WBAHP: Heat Pump Packaged Unit | Heat Pump | 230 | 1 |  |  | No Match | No Match |  |  |  | 45000 | 3214 | 14 | 10 | 58000 | 3695 | 4.6 |  | Federally-Regulated Commercial & Industrial Equipment | 12/14/1998 |  | 05/23/2000
Addison Products | Addison Products | HPY060-3A |  | Water-Source | WBAHP-CB: Heat Pump Split Syst | Heat Pump | 208 | 3 |  |  | No Match | No Match |  |  |  | 68000 | 5354 | 12.7 | 9 | 77200 | 6113 | 3.7 | 3.5 | Non Federally-Regulated | 11/14/2000 |  | 07/18/2002
Florida Heat Pump | Florida Heat Pump | EM012-2CS | EM012-2AV | Water-Source | WBAHP-C: Heat Pump Split Syste | Heat Pump | 265 | 1 |  |  | No Match | No Match |  |  |  | 11300 | 1008 | 11.2 | 10 | 14300 | 1074 | 3.9 |  | Federally-Regulated Commercial & Industrial Equipment | 02/02/1998 |  | 03/31/1998
Mammoth | Hydrobank II | D014HHS/VHS |  | Water-Source | WBAHP: Heat Pump Packaged Unit | Heat Pump | 230 | 1 |  |  | No Match | No Match |  |  |  | 13400 | 1030 | 13 | 10 | 18000 | 1318 | 4 |  | Federally-Regulated Commercial & Industrial Equipment | 02/02/1998 |  | 03/31/1998
Waterfurnace International, Inc. | Waterfurnace International, Inc. | USV/USH060**3*4 |  | Water-Source | WBAHP: Heat Pump Packaged Unit | Heat Pump | 230 | 3 |  |  | No Match | Single-Speed |  |  |  | 58400 | 3817 | 15.3 | 12 | 72500 | 4521 | 4.7 | 4.2 | Federally-Regulated Commercial & Industrial Equipment | 06/14/2011 |  | 03/02/2012
Waterfurnace International, Inc. | Johnson Controls | RGSV/RGSH036**3*1 |  | Ground-Source | WBAHP: Heat Pump Packaged Unit | Heat Pump | 208 | 3 |  |  | No Match | Single-Speed |  |  |  | 34500 | 1994 | 17.3 | 13.4 | 26000 | 2177 | 3.5 | 3.1 | Non Federally-Regulated | 01/24/2011 |  | 03/02/2012
Marvair | Marvair | WHP57HPA |  | Water-Source | WBAHP: Heat Pump Packaged Unit | Heat Pump | 208 | 1 |  |  | No Match | No Match |  |  |  | 56400 | 5371 | 10.5 | 9 | 71400 | 5656 | 3.7 | 3.2 | Federally-Regulated Commercial & Industrial Equipment | 02/22/1988 |  | 05/11/1988
ClimateMaster Inc. | Climate Master Series | 805-042G********* |  | Ground-Water-Source | WBAHP: Heat Pump Packaged Unit | Heat Pump | 230 | 1 |  |  | No Match | No Match |  |  |  | 42500 | 4670 | 9.1 |  | 53000 | 4705 | 3.3 |  | Non Federally-Regulated | 05/11/1988 |  | 03/15/1989
Hydro Delta Corp. | Hydro Delta Corp. | 03-042-WTARW-MT |  | Ground-Water-Source | WBAHP: Heat Pump Packaged Unit | Heat Pump | 230 | 1 |  |  | No Match | No Match |  |  |  | 47000 | 3455 | 13.6 | 11 | 51000 | 3736 | 4 | 3.5 | Non Federally-Regulated | 03/31/1998 |  | 05/10/1998
DeMarco Energy Systems | DeMarco Energy Systems | GT030-1VT/HZ/CF |  | Water-Source | WBAHP-CB: Heat Pump Split Syst | Heat Pump | 208 | 1 |  |  | No Match | No Match |  |  |  | 31400 | 2211 | 14.2 | 9 | 33000 | 2417 | 4 | 3.5 | Non Federally-Regulated | 10/02/1998 |  | 04/12/2000
Waterfurnace International, Inc. | Waterfurnace International, Inc. | SXH036C0 |  | Ground-Water-Source | WBAHP: Heat Pump Packaged Unit | Heat Pump | 208 | 1 |  |  | No Match | No Match |  |  |  | 36400 | 2676 | 13.6 | 9 | 26000 | 2381 | 3.2 |  | Non Federally-Regulated | 12/14/1998 |  | 10/06/1999
Waterfurnace International, Inc. | Waterfurnace International, Inc. | VLH024A1 |  | Water-Source | WBAHP: Heat Pump Packaged Unit | Heat Pump | 230 | 1 |  |  | No Match | No Match |  |  |  | 23600 | 1934 | 12.2 | 10 | 32500 | 2322 | 4.1 |  | Federally-Regulated Commercial & Industrial Equipment | 12/14/1998 |  | 10/05/1999
Command-Aire | Command-Aire | GSHB0511 |  | Ground-Water-Source | WBAHP: Heat Pump Packaged Unit | Heat Pump | 208 | 1 |  |  | No Match | No Match |  |  |  | 49500 | 4500 | 11 | 9 | 37000 | 4337 | 2.5 |  | Non Federally-Regulated | 08/07/1998 |  | 10/02/1998
Enertech Global, LLC | Enertech | GXT060B3 |  | Ground-Source | WBAHP: Heat Pump Packaged Unit | Heat Pump | 460 | 3 |  |  | No Match | Single-Speed |  |  |  | 60100 | 3515 | 17.1 | 13.4 | 47400 | 3562 | 3.9 | 3.1 | Non Federally-Regulated | 05/02/2012 |  | 01/09/2014
Mammoth | Hydrobank II | D072HHG/VHG |  | Water-Source | WBAHP: Heat Pump Packaged Unit | Heat Pump | 208 | 1 |  |  | No Match | No Match |  |  |  | 66000 | 5076 | 13 | 9 | 84500 | 5628 | 4.4 | 3.8 | Federally-Regulated Commercial & Industrial Equipment | 05/10/1998 |  | 10/02/1998
McQuay / Snyder General | Electro-Hydronics | UC330FP |  | Water-Source | WBAHP: Heat Pump Packaged Unit | Heat Pump | 460 | 3 |  |  | No Match | No Match |  |  |  | 33000 | 3050 | 10.8 | 7.5 | 39000 | 3090 | 3.7 | 2.5 | Non Federally-Regulated | 08/29/1986 |  | 05/11/1988
Waterfurnace International, Inc. | Waterfurnace International, Inc. | SXV068B4 |  | Water-Source | WBAHP-CB: Heat Pump Split Syst | Heat Pump | 460 | 3 |  |  | No Match | No Match |  |  |  | 69000 | 5750 | 12 | 9 | 80000 | 6169 | 3.8 | 3.5 | Non Federally-Regulated | 02/02/1998 |  | 10/02/1998
Johnson Controls | Johnson Controls | VSCS12B1****0 |  | Ground-Water-Source | WBAHP: Heat Pump Packaged Unit | Heat Pump | 230 | 1 |  |  | No Match | Single-Speed |  |  |  | 14400 | 727 | 19.8 | 16.2 | 12200 | 993 | 3.6 | 3.6 | Non Federally-Regulated | 03/02/2012 |  | 10/24/2014
Addison Products | Addison Products | HGY036-1A |  | Water-Source | WBAHP-CB: Heat Pump Split Syst | Heat Pump | 230 | 1 |  |  | No Match | No Match |  |  |  | 39400 | 2755 | 14.3 | 9 | 42700 | 3381 | 3.7 | 3.5 | Non Federally-Regulated | 11/14/2000 |  | 07/18/2002
Florida Heat Pump | Florida Heat Pump | ES048-3CF/HZ/VT |  | Water-Source | WBAHP: Heat Pump Packaged Unit | Heat Pump | 208 | 3 |  |  | No Match | Single-Speed |  |  |  | 48500 | 3392 | 13.9 | 12 | 56500 | 3379 | 4.9 | 4.2 | Federally-Regulated Commercial & Industrial Equipment | 07/06/2011 |  | 04/20/2015
Carrier Corp. | Carrier | 50QEV0603 |  | Water-Source | WBAHP: Heat Pump Packaged Unit | Heat Pump | 208 | 1 |  |  | No Match | No Match |  |  |  | 59000 | 4916 | 12 | 9 | 69000 | 5142 | 3.8 | 3.2 | Non Federally-Regulated | 03/15/1989 |  | 02/05/1990
Addison Products | Addison Products | WSH029-3AL |  | Water-Source | WBAHP: Heat Pump Packaged Unit | Heat Pump | 230 | 3 |  |  | No Match | No Match |  |  |  | 28300 | 2021 | 14 | 10 | 34900 | 2176 | 4.7 |  | Federally-Regulated Commercial & Industrial Equipment | 12/14/1998 |  | 05/19/2000
Carrier Corp. - Syracuse | Carrier | 50VQG/HQG012 |  | Ground-Water-Source | WBAHP: Heat Pump Packaged Unit | Heat Pump | 208 | 1 |  |  | No Match | No Match |  |  |  | 12000 | 1034 | 11.6 | 9 | 9500 | 959 | 2.9 |  | Non Federally-Regulated | 01/30/1998 |  | 10/02/1998
Command-Aire | Command-Aire | SWPV131 |  | Water-Source | WBAHP: Heat Pump Packaged Unit | Heat Pump | 208 | 1 |  |  | No Match | No Match |  |  |  | 12200 | 1110 | 11 | 9 | 16000 | 1170 | 4 | 3.2 | Non Federally-Regulated | 05/11/1988 |  | 03/15/1989
Command-Aire | Command-Aire | SPHD0261 |  | Water-Source | WBAHP: Heat Pump Packaged Unit | Heat Pump | 265 | 1 |  |  | No Match | No Match |  |  |  | 22800 | 2171 | 10.5 | 10 | 30400 | 2284 | 3.9 |  | Federally-Regulated Commercial & Industrial Equipment | 08/07/1998 |  | 10/02/1998
Waterfurnace International, Inc. | Geotility Geothermal Installations | ZS023**3*0 |  | Water-Source | WBAHP: Heat Pump Packaged Unit | Heat Pump | 208 | 3 |  |  | No Match | Single-Speed |  |  |  | 23000 | 1586 | 14.5 | 12 | 26000 | 1693 | 4.5 | 4.2 | Federally-Regulated Commercial & Industrial Equipment | 01/24/2011 |  | 04/19/2013
Mammoth | Hydrobank II | D043HHK |  | Water-Source | WBAHP: Heat Pump Packaged Unit | Heat Pump | 208 | 1 |  |  | No Match | No Match |  |  |  | 41000 | 3660 | 11.2 | 10 | 51000 | 3831 | 3.9 |  | Federally-Regulated Commercial & Industrial Equipment | 06/27/2003 |  | 03/12/2009
ClimateMaster Inc. | Carrier Corp. | 50HQP072 |  | Ground-Source | WBAHP: Heat Pump Packaged Unit | Heat Pump | 230 | 3 |  |  | No Match | Single-Speed | 2195 | 902 | 127 | 71000 | 4863 | 14.6 | 13.4 | 58000 | 4857 | 3.5 | 3.1 | Non Federally-Regulated | 10/24/2014 |  | 04/22/2015
Bard Manufacturing Company, Inc. | Bard | WPV24C |  | Ground-Source | WBAHP: Heat Pump Packaged Unit | Heat Pump | 208 | 1 |  |  | No Match | No Match |  |  |  | 21600 | 1661 | 13 |  | 15600 | 1524 | 3 |  | Non Federally-Regulated | 03/31/1998 |  | 05/10/1998
Waterfurnace International, Inc. | Waterfurnace International, Inc. | ATV046*0 |  | Ground-Water-Source | WBAHP: Heat Pump Packaged Unit | Heat Pump | 208 | 1 |  |  | No Match | No Match |  |  |  | 47000 | 2919 | 16.1 | 9 | 34500 | 3063 | 3.3 |  | Non Federally-Regulated | 10/06/1999 |  | 05/19/2000
ClimateMaster Inc. | Climate Master Series | VS/VL/HS/HL 024 G/E |  | Water-Source | WBAHP: Heat Pump Packaged Unit | Heat Pump | 208 | 1 |  |  | No Match | No Match |  |  |  | 24500 | 1828 | 13.4 | 9.3 | 28900 | 1841 | 4.6 | 3.8 | Federally-Regulated Commercial & Industrial Equipment | 03/31/1998 |  | 05/10/1998
Waterfurnace International, Inc. | Waterfurnace International, Inc. | P046**3 |  | Ground-Water-Source | WBAHP: Heat Pump Packaged Unit | Heat Pump | 230 | 3 |  |  | No Match | No Match |  |  |  | 47000 | 2919 | 16.1 | 9 | 34500 | 3063 | 3.3 |  | Non Federally-Regulated | 05/19/2000 |  | 07/18/2002
Waterfurnace International, Inc. | Waterfurnace International, Inc. | SXH036B4 |  | Water-Source | WBAHP: Heat Pump Packaged Unit | Heat Pump | 460 | 3 |  |  | No Match | No Match |  |  |  | 36000 | 2647 | 13.6 | 10 | 44500 | 2774 | 4.7 |  | Federally-Regulated Commercial & Industrial Equipment | 12/14/1998 |  | 10/05/1999
Florida Heat Pump | Florida Heat Pump | EM070-1CF/HZ/VT |  | Water-Source | WBAHP-CB: Heat Pump Split Syst | Heat Pump | 230 | 1 |  |  | No Match | No Match |  |  |  | 75500 | 5551 | 13.6 | 9 | 83000 | 6755 | 3.6 | 3.5 | Non Federally-Regulated | 05/23/2001 |  | 07/18/2002
Singer | Electro-Hydronics | VF400C5 |  | Water-Source | WBAHP: Heat Pump Packaged Unit | Heat Pump | 208 | 1 |  |  | No Match | No Match |  |  |  | 39000 | 4350 | 9 | 7.5 | 42000 | 4500 | 2.7 | 2.5 | Non Federally-Regulated | 01/05/1982 |  | 05/16/1984
Florida Heat Pump | Energy Miser | HEV1000-3 |  | Water-Source | WBAHP: Heat Pump Packaged Unit | Heat Pump | 208 | 3 |  |  | No Match | No Match |  |  |  | 101000 | 9620 | 10.5 | 10.5 | 119000 | 9425 | 3.7 | 3.8 | Non Federally-Regulated | 07/31/1991 |  | 03/31/1998
Econar | Econar | GH292 |  | Ground-Water-Source | WBAHP: Heat Pump Packaged Unit | Heat Pump | 208 | 1 |  |  | No Match | No Match |  |  |  | 29800 | 2274 | 13.1 | 11 | 35800 | 2623 | 4 | 3.5 | Non Federally-Regulated | 03/31/1998 |  | 05/10/1998
Friedrich Climate Master | Friedrich Climate Master | 80107E********A |  | Water-Source | WBAHP: Heat Pump Packaged Unit | Heat Pump | 265 | 1 |  |  | No Match | No Match |  |  |  | 7100 | 590 | 12 | 7.5 | 8500 | 610 | 4.1 | 2.5 | Non Federally-Regulated | 08/29/1986 |  | 05/11/1988
Waterfurnace International, Inc. | Waterfurnace International, Inc. | ATV057D0(P) |  | Ground-Source | WBAHP: Heat Pump Packaged Unit | Heat Pump | 230 | 1 |  |  | No Match | No Match |  |  |  | 36000 | 1914 | 18.8 |  | 26000 | 2116 | 3.6 |  | Non Federally-Regulated | 03/31/1998 |  | 05/10/1998
Enertech Global, LLC | Enertech | HCT048C |  | Ground-Water-Source | WBAHP: Heat Pump Packaged Unit | Heat Pump | 230 | 1 |  |  | No Match | Single-Speed |  |  |  | 55600 | 2356 | 23.6 | 16.2 | 49700 | 3035 | 4.8 | 3.6 | Non Federally-Regulated | 05/02/2012 |  | 12/12/2012
Waterfurnace International, Inc. | American Standard, Inc. | A1GX030***1**0 |  | Ground-Water-Source | WBAHP: Heat Pump Packaged Unit | Heat Pump | 230 | 1 |  |  | No Match | Single-Speed |  |  |  | 30900 | 1576 | 27.1 | 16.2 | 25800 | 1140 | 4.8 | 3.6 | Non Federally-Regulated | 08/23/2011 |  | 10/24/2014
Geosystems, LLC | Geosystems, LLC | CHS-H018 |  | Ground-Water-Source | WBAHP: Heat Pump Packaged Unit | Heat Pump | 208 | 1 |  |  | No Match | Single-Speed |  |  |  | 26200 | 1260 | 20.8 | 16.2 | 23700 | 1781 | 3.9 | 3.6 | Non Federally-Regulated | 12/12/2012 |  | 04/19/2013
ClimateMaster Inc. | Climate Master Series | 81615G |  | Water-Source | WBAHP-O: Heat Pump Packaged Un | Heat Pump | 265 | 1 |  |  | No Match | No Match |  |  |  | 12400 | 1127 | 11 | 10 | 15400 | 1187 | 3.8 |  | Federally-Regulated Commercial & Industrial Equipment | 02/02/1998 |  | 03/31/1998
ClimateMaster Inc. | Carrier Corp. | 50PSH/V/D030****2 |  | Ground-Water-Source | WBAHP: Heat Pump Packaged Unit | Heat Pump | 230 | 1 |  |  | No Match | Single-Speed |  |  |  | 31000 | 1245 | 24.9 | 16.2 | 28400 | 1771 | 4.7 | 3.6 | Non Federally-Regulated | 10/24/2014 |  | 04/22/2015
Snyder General Corp. | McQuay | WM090C7 |  | Water-Source | WBAHP-O: Heat Pump Packaged Un | Heat Pump | 265 | 1 |  |  | No Match | No Match |  |  |  | 8700 | 825 | 10.5 | 9 | 10000 | 850 | 3.4 | 3.2 | Non Federally-Regulated | 02/22/1990 |  | 07/31/1991
Enertech Global, LLC | Enertech | GCT036A |  | Ground-Water-Source | WBAHP: Heat Pump Packaged Unit | Heat Pump | 230 | 1 |  |  | No Match | Single-Speed |  |  |  | 39800 | 1809 | 22 | 16.2 | 34300 | 2234 | 4.5 | 3.6 | Non Federally-Regulated | 06/14/2011 |  | 01/09/2014
Waterfurnace International, Inc. | Rybacki - Hart Enterprises | YS042**1*0 |  | Water-Source | WBAHP: Heat Pump Packaged Unit | Heat Pump | 230 | 1 |  |  | No Match | Single-Speed |  |  |  | 40800 | 2814 | 14.5 | 12 | 45400 | 2957 | 4.5 | 4.2 | Federally-Regulated Commercial & Industrial Equipment | 01/24/2011 |  | 04/19/2013
American Air Filter | Enercon | VW124 |  | Water-Source | WBAHP: Heat Pump Packaged Unit | Heat Pump | 230 | 3 |  |  | No Match | No Match |  |  |  | 124000 | 14100 | 8.8 | 7.5 | 150000 | 14200 | 3.1 | 2.2 | Non Federally-Regulated | 01/05/1982 |  | 05/16/1984
Enertech Global, LLC | Enertech | HRT072A | ACD060 | Ground-Source | WBAHP-CB: Heat Pump Split Syst | Heat Pump | 208 | 1 |  |  | No Match | Single-Speed | 3517 | 627 | 1 | 69200 | 4144 | 16.7 | 13.4 | 52200 | 4371 | 3.5 | 3.1 | Non Federally-Regulated | 09/03/2012 |  | 01/09/2014
ClimateMaster Inc. | Carrier Corp. | 50YEH/V/D024****3 |  | Ground-Water-Source | WBAHP: Heat Pump Packaged Unit | Heat Pump | 208 | 1 |  |  | No Match | Single-Speed |  |  |  | 26500 | 1004 | 26.4 | 16.2 | 24100 | 1413 | 5 | 3.6 | Non Federally-Regulated | 10/24/2014 |  | 04/22/2015
Singer | Electro-Hydronics | WM190C7 |  | Water-Source | WBAHP: Heat Pump Packaged Unit | Heat Pump | 265 | 1 |  |  | No Match | No Match |  |  |  | 18000 | 1850 | 9.7 | 7.5 | 22600 | 6850 | 3.3 | 2.5 | Non Federally-Regulated | 01/05/1982 |  | 09/08/1982
Mammoth | Hydrobank II | F031VHH |  | Water-Source | WBAHP: Heat Pump Packaged Unit | Heat Pump | 208 | 3 |  |  | No Match | No Match |  |  |  | 29400 | 2470 | 11.9 | 10 | 36800 | 2567 | 4.2 |  | Federally-Regulated Commercial & Industrial Equipment | 06/27/2003 |  | 03/12/2009
Florida Heat Pump | Florida Heat Pump | CW009-2 |  | Ground-Water-Source | WBAHP: Heat Pump Packaged Unit | Heat Pump | 265 | 1 |  |  | No Match | No Match |  |  |  | 8500 | 518 | 16.4 | 9 | 5200 | 476 | 3.2 |  | Non Federally-Regulated | 07/22/2002 |  | 03/12/2009
Climate Control / Snyder General | Electro-Hydronics | WE150B3 |  | Water-Source | WBAHP: Heat Pump Packaged Unit | Heat Pump | 230 | 1 |  |  | No Match | No Match |  |  |  | 14700 | 1875 | 7.8 | 7.5 | 19000 | 1900 | 2.9 | 2.5 | Non Federally-Regulated | 05/16/1984 |  | 08/29/1986
Mammoth | Hydrobank II | D/E020VLE/HLE/DLE |  | Ground-Source | WBAHP: Heat Pump Packaged Unit | Heat Pump | 265 | 1 |  |  | No Match | No Match |  |  |  | 20500 | 1485 | 13.8 |  | 16000 | 1563 | 3 |  | Non Federally-Regulated | 03/31/1998 |  | 05/10/1998
Trane U.S. Inc. | Trane | EXHE0187 |  | Ground-Water-Source | WBAHP: Heat Pump Packaged Unit | Heat Pump | 265 | 1 |  |  | No Match | Single-Speed |  |  |  | 19800 | 876 | 22.6 | 16.2 | 18100 | 1206 | 4.4 | 3.6 | Non Federally-Regulated | 06/14/2011 |  | 08/15/2014
Waterfurnace International, Inc. | Waterfurnace International, Inc. | SXH058B3 |  | Ground-Source | WBAHP: Heat Pump Packaged Unit | Heat Pump | 208 | 3 |  |  | No Match | No Match |  |  |  | 56500 | 4216 | 13.4 |  | 45500 | 4301 | 3.1 |  | Non Federally-Regulated | 03/31/1998 |  | 05/10/1998
Florida Heat Pump | Florida Heat Pump | GT018-1CS | GT018-1AH/AV | Ground-Water-Source | WBAHP-CB: Heat Pump Split Syst | Heat Pump | 230 | 1 |  |  | No Match | No Match |  |  |  | 16200 | 1018 | 15.9 | 9 | 11300 | 1034 | 3.2 |  | Non Federally-Regulated | 04/10/2000 |  | 11/14/2000
Climate Control / Snyder General | Electro-Hydronics | CC100G3 |  | Water-Source | WBAHP: Heat Pump Packaged Unit | Heat Pump | 230 | 1 |  |  | No Match | No Match |  |  |  | 9500 | 850 | 11.2 | 7.5 | 12600 | 880 | 4.2 | 2.5 | Non Federally-Regulated | 05/16/1984 |  | 06/11/1985
Florida Heat Pump | Energy Miser | LTH50-3 |  | Ground-Water-Source | WBAHP: Heat Pump Packaged Unit | Heat Pump | 208 | 3 |  |  | No Match | No Match |  |  |  | 44500 | 4045 | 11 | 11 | 48000 | 4135 | 3.4 | 3.4 | Non Federally-Regulated | 07/31/1991 |  | 03/31/1998
Waterfurnace International, Inc. | Waterfurnace International, Inc. | SXV068C3 |  | Water-Source | WBAHP-CB: Heat Pump Split Syst | Heat Pump | 230 | 3 |  |  | No Match | No Match |  |  |  | 69000 | 5750 | 12 | 9 | 80000 | 6169 | 3.8 | 3.5 | Non Federally-Regulated | 02/02/1998 |  | 10/02/1998
Florida Heat Pump | Florida Heat Pump | GT018-1CS | GT018-1AH/AV | Water-Source | WBAH: Heating Only Packaged Un | Heat Pump | 208 | 1 |  |  | No Match | No Match |  |  |  | 16300 | 1086 | 15 | 9 | 17400 | 1185 | 4.3 | 3.5 | Non Federally-Regulated | 04/12/2000 |  | 11/14/2000
Waterfurnace International, Inc. | Waterfurnace International, Inc. | P022**0 |  | Ground-Water-Source | WBAHP: Heat Pump Packaged Unit | Heat Pump | 208 | 1 |  |  | No Match | No Match |  |  |  | 23400 | 1392 | 16.8 | 9 | 15700 | 1352 | 3.4 |  | Non Federally-Regulated | 07/22/2002 |  | 03/12/2009
Florida Heat Pump | Florida Heat Pump | GT054-3CS | GT054-1AV/AH | Water-Source | WBAH: Heating Only Packaged Un | Heat Pump | 230 | 3 |  |  | No Match | No Match |  |  |  | 52000 | 4193 | 12.4 | 9 | 60000 | 4626 | 3.8 | 3.5 | Non Federally-Regulated | 10/05/1999 |  | 04/12/2000
Enertech Global, LLC | Enertech | GSC048 | ACD048 | Ground-Source | WBAHP-C: Heat Pump Split Syste | Heat Pump | 230 | 1 |  |  | No Match | Single-Speed |  |  |  | 53200 | 3148 | 16.9 | 13.4 | 42200 | 3750 | 3.3 | 3.1 | Non Federally-Regulated | 06/15/2009 |  | 03/02/2012
Addison Products | Addison Products | VGY054-1A |  | Ground-Water-Source | WBAHP: Heat Pump Packaged Unit | Heat Pump | 208 | 1 |  |  | No Match | No Match |  |  |  | 56000 | 4409 | 12.7 | 9 | 43000 | 4064 | 3.1 |  | Non Federally-Regulated | 11/14/2000 |  | 07/18/2002
Climate Control / Snyder General | Electro-Hydronics | HC70A7 |  | Water-Source | WBAHP: Heat Pump Packaged Unit | Heat Pump | 265 | 1 |  |  | No Match | No Match |  |  |  | 6900 | 640 | 10.7 | 7.5 | 8800 | 680 | 3.8 | 2.5 | Non Federally-Regulated | 06/11/1985 |  | 08/29/1986
McQuay International | McQuay | W-CDD/CDE/CMG-1-048-K |  | Ground-Water-Source | WBAHP: Heat Pump Packaged Unit | Heat Pump | 460 | 3 |  |  | No Match | No Match |  |  |  | 48000 | 3692 | 13 | 9 | 34000 | 3320 | 3 |  | Non Federally-Regulated | 10/06/1999 |  | 04/10/2000
ClimateMaster Inc. | Climate Master Series | GRV/GRH042AF |  | Water-Source | WBAHP-CB: Heat Pump Split Syst | Heat Pump | 460 | 3 |  |  | No Match | No Match |  |  |  | 44100 | 2940 | 15 | 9 | 50300 | 3508 | 4.2 | 3.5 | Non Federally-Regulated | 04/12/2000 |  | 07/18/2002
McQuay / Snyder General | Electro-Hydronics | FC610FD |  | Water-Source | WBAHP: Heat Pump Packaged Unit | Heat Pump | 230 | 3 |  |  | No Match | No Match |  |  |  | 61500 | 5850 | 10.5 | 7.5 | 77000 | 5785 | 3.9 | 2.5 | Non Federally-Regulated | 08/29/1986 |  | 05/11/1988
Waterfurnace International, Inc. | Waterfurnace International, Inc. | SXV030A4 |  | Water-Source | WBAHP-CB: Heat Pump Split Syst | Heat Pump | 460 | 3 |  |  | No Match | No Match |  |  |  | 31800 | 2338 | 13.6 | 9 | 33400 | 2330 | 4.2 | 3.5 | Non Federally-Regulated | 02/02/1998 |  | 08/21/1998
Singer | Electro-Hydronics | UC330 7 |  | Water-Source | WBAHP: Heat Pump Packaged Unit | Heat Pump | 265 | 1 |  |  | No Match | No Match |  |  |  | 33000 | 3500 | 9.4 | 7.5 | 35400 | 3550 | 2.9 | 2.5 | Non Federally-Regulated | 09/08/1982 |  | 05/16/1984
McQuay International | McQuay | CCW060E-F |  | Water-Source | WBAHP: Heat Pump Packaged Unit | Heat Pump | 230 | 3 |  |  | No Match | No Match |  |  |  | 55000 | 4365 | 12.6 | 10 | 67000 | 4675 | 4.2 |  | Federally-Regulated Commercial & Industrial Equipment | 02/02/1998 |  | 03/31/1998
Mammoth | Hydrobank II | K070VLK |  | Ground-Water-Source | WBAHP: Heat Pump Packaged Unit | Heat Pump | 575 | 3 |  |  | No Match | No Match |  |  |  | 67500 | 5000 | 13.5 | 9 | 51600 | 5039 | 3 |  | Non Federally-Regulated | 11/19/2001 |  | 07/18/2002
Enertech Global, LLC | Enertech | H050C | ACD060 | Water-Source | WBAHP-C: Heat Pump Split Syste | Heat Pump | 230 | 1 |  |  | No Match | Single-Speed |  |  |  | 48800 | 3904 | 12.5 | 12 | 58400 | 3806 | 4.5 | 4.2 | Federally-Regulated Commercial & Industrial Equipment | 04/30/2009 |  | 06/15/2009
Waterfurnace International, Inc. | Waterfurnace International, Inc. | USV/USH060**3*4 |  | Ground-Source | WBAHP: Heat Pump Packaged Unit | Heat Pump | 230 | 3 |  |  | No Match | Single-Speed |  |  |  | 60900 | 3402 | 17.9 | 13.4 | 47100 | 3834 | 3.6 | 3.1 | Non Federally-Regulated | 06/14/2011 |  | 03/02/2012
Waterfurnace International, Inc. | Waterfurnace International, Inc. | SXV036C3 |  | Water-Source | WBAHP: Heat Pump Packaged Unit | Heat Pump | 230 | 3 |  |  | No Match | No Match |  |  |  | 36000 | 2647 | 13.6 | 10 | 44500 | 2774 | 4.7 |  | Federally-Regulated Commercial & Industrial Equipment | 02/02/1998 |  | 03/31/1998
Florida Heat Pump | Florida Heat Pump | EM060-3CF/HZ/VT |  | Water-Source | WBAHP-CB: Heat Pump Split Syst | Heat Pump | 230 | 3 |  |  | No Match | No Match |  |  |  | 65000 | 5200 | 12.5 | 9 | 80000 | 6335 | 3.7 | 3.5 | Non Federally-Regulated | 05/23/2001 |  | 07/18/2002
Enertech Global, LLC | Roth Industries, Inc. | RRT060A | MPD060 | Ground-Source | WBAHP-CB: Heat Pump Split Syst | Heat Pump | 208 | 1 |  |  | No Match | Single-Speed |  |  |  | 62500 | 3571 | 17.5 | 13.4 | 46300 | 3769 | 3.6 | 3.1 | Non Federally-Regulated | 09/03/2012 |  | 12/12/2012
Trane U.S. Inc. | Trane | WPHD0091 |  | Water-Source | WBAHP: Heat Pump Packaged Unit | Heat Pump | 208 | 1 |  |  | No Match | No Match |  |  |  | 8400 | 672 | 12.5 | 10 | 10000 | 651 | 4.5 |  | Federally-Regulated Commercial & Industrial Equipment | 02/02/1998 |  | 03/31/1998
Mammoth | Hydrobank II | E006CHF |  | Water-Source | WBAHP-O: Heat Pump Packaged Un | Heat Pump | 265 | 1 |  |  | No Match | No Match |  |  |  | 7400 | 672 | 11 | 10 | 10500 | 769 | 4 |  | Federally-Regulated Commercial & Industrial Equipment | 05/23/2000 |  | 01/18/2001
Climate Control / Snyder General | Electro-Hydronics | CW200G5 |  | Water-Source | WBAHP: Heat Pump Packaged Unit | Heat Pump | 208 | 1 |  |  | No Match | No Match |  |  |  | 20000 | 1880 | 10.7 | 7.5 | 25600 | 1920 | 3.9 | 2.5 | Non Federally-Regulated | 05/16/1984 |  | 08/29/1986
Addison Products | Addison Products | HWPH044-3JA/3JBA |  | Water-Source | WBAHP: Heat Pump Packaged Unit | Heat Pump | 230 | 3 |  |  | No Match | No Match |  |  |  | 41000 | 3727 | 11 | 10 | 51000 | 3933 | 3.8 |  | Federally-Regulated Commercial & Industrial Equipment | 12/14/1998 |  | 09/21/2000
Waterfurnace International, Inc. | Waterfurnace International, Inc. | SXH036A2 |  | Water-Source | WBAHP: Heat Pump Packaged Unit | Heat Pump | 265 | 1 |  |  | No Match | No Match |  |  |  | 36000 | 2647 | 13.6 | 9.3 | 44500 | 2774 | 4.7 | 3.8 | Federally-Regulated Commercial & Industrial Equipment | 03/31/1998 |  | 05/10/1998
Climate Control / Snyder General | Electro-Hydronics | UC500F3 |  | Water-Source | WBAHP: Heat Pump Packaged Unit | Heat Pump | 230 | 1 |  |  | No Match | No Match |  |  |  | 50000 | 4850 | 10.3 | 7.5 | 65000 | 4900 | 3.9 | 2.5 | Non Federally-Regulated | 05/16/1984 |  | 08/29/1986
Waterfurnace International, Inc. | Waterfurnace International, Inc. | SXV013A1 |  | Water-Source | WBAHP: Heat Pump Packaged Unit | Heat Pump | 230 | 1 |  |  | No Match | No Match |  |  |  | 12700 | 858 | 14.8 | 10 | 15100 | 921 | 4.8 |  | Federally-Regulated Commercial & Industrial Equipment | 02/02/1998 |  | 03/31/1998
ClimateMaster Inc. | Trane | WPRA08HCXBX |  | Water-Source | WBAHP: Heat Pump Packaged Unit | Heat Pump | 230 | 1 |  |  | No Match | No Match |  |  |  | 6900 | 665 | 10.4 | 9 | 9500 | 740 | 3.7 | 3.2 | Non Federally-Regulated | 05/11/1988 |  | 03/15/1989
Waterfurnace International, Inc. | Waterfurnace International, Inc. | SXH030A1 |  | Water-Source | WBAHP: Heat Pump Packaged Unit | Heat Pump | 208 | 1 |  |  | No Match | No Match |  |  |  | 30600 | 2125 | 14.4 | 9.3 | 36600 | 2145 | 5 | 3.8 | Federally-Regulated Commercial & Industrial Equipment | 03/31/1998 |  | 05/10/1998
Climate Control / Snyder General | Electro-Hydronics | VE330GK |  | Water-Source | WBAHP: Heat Pump Packaged Unit | Heat Pump | 208 | 3 |  |  | No Match | No Match |  |  |  | 33000 | 3050 | 10.8 | 7.5 | 35000 | 2900 | 3.5 | 2.5 | Non Federally-Regulated | 05/16/1984 |  | 08/29/1986
ClimateMaster Inc. | Climate Master Series | VP/HP042 F/H |  | Water-Source | WBAHP: Heat Pump Packaged Unit | Heat Pump | 460 | 3 |  |  | No Match | No Match |  |  |  | 41000 | 3153 | 13 | 9.3 | 51000 | 3396 | 4.4 | 3.8 | Federally-Regulated Commercial & Industrial Equipment | 03/31/1998 |  | 05/10/1998
Waterfurnace International, Inc. | Waterfurnace International, Inc. | CXC009*0 |  | Water-Source | WBAHP-O: Heat Pump Packaged Un | Heat Pump | 230 | 1 |  |  | No Match | No Match |  |  |  | 9000 | 600 | 15 | 10 | 12200 | 744 | 4.8 |  | Federally-Regulated Commercial & Industrial Equipment | 10/05/1999 |  | 04/12/2000
Florida Heat Pump | Geosystems, LLC | CFS-*024 |  | Ground-Source | WBAHP: Heat Pump Packaged Unit | Heat Pump | 230 | 1 |  |  | No Match | Single-Speed |  |  |  | 26000 | 1615 | 16.1 | 13.4 | 20000 | 1675 | 3.5 | 3.1 | Non Federally-Regulated | 09/03/2012 |  | 12/12/2012
Waterfurnace International, Inc. | Eagle Mountain | ZS060**3*1 |  | Water-Source | WBAHP: Heat Pump Packaged Unit | Heat Pump | 230 | 3 |  |  | No Match | Single-Speed |  |  |  | 58400 | 3817 | 15.3 | 12 | 72500 | 4521 | 4.7 | 4.2 | Federally-Regulated Commercial & Industrial Equipment | 03/02/2012 |  | 04/19/2013
McQuay / Snyder General | Electro-Hydronics | LHP27BP |  | Water-Source | WBAHP: Heat Pump Packaged Unit | Heat Pump | 460 | 3 |  |  | No Match | No Match |  |  |  | 295200 | 25350 | 11.5 |  | 348000 | 28300 | 3.6 |  | Non Federally-Regulated | 05/11/1988 |  | 03/15/1989
McQuay International | McQuay | CCW024E-T |  | Water-Source | WBAHP: Heat Pump Packaged Unit | Heat Pump | 460 | 3 |  |  | No Match | No Match |  |  |  | 25400 | 1840 | 13.8 | 10 | 29800 | 2130 | 4.1 |  | Federally-Regulated Commercial & Industrial Equipment | 12/14/1998 |  | 09/21/2000
Econar | Econar | GH981 |  | Water-Source | WBAHP-CB: Heat Pump Split Syst | Heat Pump | 208 | 3 |  |  | No Match | No Match |  |  |  | 94000 | 7768 | 12.1 | 9 | 119000 | 9964 | 3.5 | 3.5 | Non Federally-Regulated | 12/14/1998 |  | 04/12/2000
Enertech Global, LLC | Enertech | GSC030 | MPD036 | Ground-Water-Source | WBAHP-CB: Heat Pump Split Syst | Heat Pump | 230 | 1 |  |  | No Match | Single-Speed |  |  |  | 34000 | 1683 | 20.2 | 16.2 | 29600 | 2170 | 4 | 3.6 | Non Federally-Regulated | 07/16/2009 |  | 03/02/2012
Waterfurnace International, Inc. | Waterfurnace International, Inc. | SXV024C0 |  | Ground-Water-Source | WBAHP: Heat Pump Packaged Unit | Heat Pump | 230 | 1 |  |  | No Match | No Match |  |  |  | 27000 | 1741 | 15.5 | 9 | 18000 | 1551 | 3.4 |  | Non Federally-Regulated | 01/30/1998 |  | 03/31/1998
Carrier Corp. | Carrier | 50QXV0423 |  | Water-Source | WBAHP: Heat Pump Packaged Unit | Heat Pump | 208 | 1 |  |  | No Match | No Match |  |  |  | 42000 | 3660 | 11.5 | 9 | 50500 | 3764 | 3.9 | 3.2 | Non Federally-Regulated | 10/10/1989 |  | 07/31/1991
Snyder General Corp. | American Air Filter | EVW-90 |  | Water-Source | WBAHP: Heat Pump Packaged Unit | Heat Pump | 460 | 3 |  |  | No Match | No Match |  |  |  | 91000 | 8505 | 10.7 | 10.5 | 115000 | 9113 | 3.7 | 3.8 | Non Federally-Regulated | 07/31/1991 |  | 03/31/1998
Waterfurnace International, Inc. | Waterfurnace International, Inc. | ATH045D1 |  | Ground-Water-Source | WBAHP: Heat Pump Packaged Unit | Heat Pump | 208 | 1 |  |  | No Match | No Match |  |  |  | 50000 | 3571 | 14 | 9 | 33000 | 3119 | 3.1 |  | Non Federally-Regulated | 05/10/1998 |  | 10/02/1998
Waterfurnace International, Inc. | Waterfurnace International, Inc. | ATH034D1 |  | Ground-Water-Source | WBAHP: Heat Pump Packaged Unit | Heat Pump | 230 | 1 |  |  | No Match | No Match |  |  |  | 34400 | 2150 | 16 | 9 | 25000 | 2220 | 3.3 |  | Non Federally-Regulated | 01/30/1998 |  | 03/31/1998
Trane U.S. Inc. | Trane | WPHD0281 |  | Water-Source | WBAHP: Heat Pump Packaged Unit | Heat Pump | 265 | 1 |  |  | No Match | No Match |  |  |  | 28500 | 2714 | 10.5 | 10 | 38000 | 2930 | 3.8 |  | Federally-Regulated Commercial & Industrial Equipment | 12/14/1998 |  | 10/05/1999
Florida Heat Pump | Florida Heat Pump | GT036-1CS | GT036-1AV/AH | Water-Source | WBAH: Heating Only Packaged Un | Heat Pump | 230 | 1 |  |  | No Match | No Match |  |  |  | 35000 | 2536 | 13.8 | 9 | 38000 | 3009 | 3.7 | 3.5 | Non Federally-Regulated | 10/05/1999 |  | 04/12/2000
Waterfurnace International, Inc. | Waterfurnace International, Inc. | SXV030A4 |  | Ground-Water-Source | WBAHP: Heat Pump Packaged Unit | Heat Pump | 460 | 3 |  |  | No Match | No Match |  |  |  | 31800 | 2338 | 13.6 | 11 | 33400 | 2330 | 4.2 | 3.5 | Non Federally-Regulated | 03/31/1998 |  | 05/10/1998
Climate Control / Snyder General | Electro-Hydronics | CC550FD |  | Water-Source | WBAHP: Heat Pump Packaged Unit | Heat Pump | 230 | 3 |  |  | No Match | No Match |  |  |  | 55000 | 5670 | 9.7 | 7.5 | 67000 | 5610 | 3.5 | 2.5 | Non Federally-Regulated | 06/11/1985 |  | 08/29/1986
Mammoth | Mammoth | D062H |  | Water-Source | WBAHP: Heat Pump Packaged Unit | Heat Pump | 208 | 1 |  |  | No Match | No Match |  |  |  | 65000 | 6600 | 9.8 | 7.5 | 71000 | 6800 | 3.1 | 2.2 | Non Federally-Regulated | 01/05/1982 |  | 05/16/1984
Waterfurnace International, Inc. | Waterfurnace International, Inc. | NSV/NSH036F1*1 |  | Water-Source | WBAHP: Heat Pump Packaged Unit | Heat Pump | 208 | 1 |  |  | No Match | Single-Speed |  |  |  | 34900 | 1616 | 21.6 | 12 | 34200 | 1671 | 6 | 4.2 | Federally-Regulated Commercial & Industrial Equipment | 05/02/2012 |  | 04/19/2013
Snyder General Corp. | American Air Filter | CWH015B*N |  | Water-Source | WBAHP-O: Heat Pump Packaged Un | Heat Pump | 265 | 1 |  |  | No Match | No Match |  |  |  | 15000 | 1250 | 12 | 9.3 | 17000 | 1282 | 3.9 | 3.8 | Non Federally-Regulated | 07/31/1991 |  | 03/31/1998
McQuay International | McQuay | FCV/FCW/VWH/VWW042B-T |  | Water-Source | WBAHP: Heat Pump Packaged Unit | Heat Pump | 460 | 3 |  |  | No Match | No Match |  |  |  | 41800 | 3483 | 12 | 9.3 | 53000 | 3883 | 4 | 3.8 | Federally-Regulated Commercial & Industrial Equipment | 03/31/1998 |  | 05/10/1998
American Air Filter | Enercon | GVW-260 |  | Water-Source | WBAHP: Heat Pump Packaged Unit | Heat Pump | 460 | 3 |  |  | No Match | No Match |  |  |  | 265000 | 22850 | 11.6 |  | 284000 | 22400 | 3.7 | 2.5 | Non Federally-Regulated | 02/22/1990 |  | 07/31/1991
ClimateMaster Inc. | Carrier Corp. | 50PSH/V/D036K***2 |  | Ground-Water-Source | WBAHP: Heat Pump Packaged Unit | Heat Pump | 208 | 1 |  |  | No Match | Single-Speed |  |  |  | 35400 | 1422 | 24.9 | 16.2 | 32600 | 1950 | 4.9 | 3.6 | Non Federally-Regulated | 10/24/2014 |  | 04/22/2015
Addison Products | Comfort-Aire | RUWP-1044 |  | Water-Source | WBAHP: Heat Pump Packaged Unit | Heat Pump | 460 | 3 |  |  | No Match | No Match |  |  |  | 117000 | 11800 | 9.9 | 10.5 | 149000 | 11700 | 3.7 | 3.8 | Non Federally-Regulated | 07/31/1991 |  | 03/31/1998
Waterfurnace International, Inc. | Waterfurnace International, Inc. | SXV030C3 |  | Water-Source | WBAHP-CB: Heat Pump Split Syst | Heat Pump | 230 | 3 |  |  | No Match | No Match |  |  |  | 31800 | 2338 | 13.6 | 9 | 33400 | 2330 | 4.2 | 3.5 | Non Federally-Regulated | 02/02/1998 |  | 10/02/1998
Mammoth | Hydrobank II | D035HLH |  | Ground-Water-Source | WBAHP: Heat Pump Packaged Unit | Heat Pump | 230 | 1 |  |  | No Match | No Match |  |  |  | 35000 | 2500 | 14 | 9 | 27000 | 2551 | 3.1 |  | Non Federally-Regulated | 06/27/2003 |  | 03/12/2009
Econar | Econar | GV360 |  | Ground-Water-Source | WBAHP: Heat Pump Packaged Unit | Heat Pump | 208 | 1 |  |  | No Match | No Match |  |  |  | 35200 | 2550 | 13.8 | 9 | 32000 | 2929 | 3.2 |  | Non Federally-Regulated | 03/18/2002 |  | 03/12/2009
ClimateMaster Inc. | Climate Master Series | GRV/GRH048AF |  | Water-Source | WBAHP: Heat Pump Packaged Unit | Heat Pump | 460 | 3 |  |  | No Match | No Match |  |  |  | 46200 | 3786 | 12.2 | 10 | 58700 | 4194 | 4.1 |  | Federally-Regulated Commercial & Industrial Equipment | 04/12/2000 |  | 03/12/2009
ClimateMaster Inc. | Climate Master Series | VS/VL/HS/HL 036 G/E |  | Water-Source | WBAHP: Heat Pump Packaged Unit | Heat Pump | 208 | 1 |  |  | No Match | No Match |  |  |  | 35000 | 3181 | 11 | 10 | 42500 | 3193 | 3.9 |  | Federally-Regulated Commercial & Industrial Equipment | 12/14/1998 |  | 04/12/2000
Bard Manufacturing Company, Inc. | Bard | QW302-B |  | Ground-Water-Source | WBAHP: Heat Pump Packaged Unit | Heat Pump | 230 | 3 |  |  | No Match | No Match |  |  |  | 29000 | 1757 | 16.5 | 9 | 20400 | 1757 | 3.4 |  | Non Federally-Regulated | 06/20/2003 |  | 03/12/2009
Bard Manufacturing Company, Inc. | Bard | GSVS241-A |  | Ground-Water-Source | WBAHP: Heat Pump Packaged Unit | Heat Pump | 208 | 1 |  |  | No Match | No Match |  |  |  | 22800 | 1425 | 16 | 9 | 15600 | 1344 | 3.4 |  | Non Federally-Regulated | 07/22/2002 |  | 03/12/2009
Hydro Delta Corp. | Hydro Delta Corp. | 03-067-WTARWD-HE |  | Water-Source | WBAHP-CB: Heat Pump Split Syst | Heat Pump | 230 | 1 |  |  | No Match | No Match |  |  |  | 70000 | 5468 | 12.8 | 9 | 79000 | 5936 | 3.9 | 3.5 | Non Federally-Regulated | 02/02/1998 |  | 10/02/1998
Waterfurnace International, Inc. | Waterfurnace International, Inc. | SXV019A0 |  | Ground-Water-Source | WBAHP: Heat Pump Packaged Unit | Heat Pump | 230 | 1 |  |  | No Match | No Match |  |  |  | 19200 | 1371 | 14 | 9 | 15100 | 1301 | 3.4 |  | Non Federally-Regulated | 01/30/1998 |  | 03/31/1998
Waterfurnace International, Inc. | Waterfurnace International, Inc. | SXV042C1 |  | Water-Source | WBAHP: Heat Pump Packaged Unit | Heat Pump | 230 | 1 |  |  | No Match | No Match |  |  |  | 42000 | 3000 | 14 | 9.3 | 54500 | 3131 | 5.1 | 3.8 | Federally-Regulated Commercial & Industrial Equipment | 03/31/1998 |  | 05/10/1998
Waterfurnace International, Inc. | Rybacki - Hart Enterprises | ZS024**3*0 |  | Ground-Water-Source | WBAHP: Heat Pump Packaged Unit | Heat Pump | 208 | 3 |  |  | No Match | Single-Speed |  |  |  | 26400 | 1158 | 22.8 | 16.2 | 22300 | 1634 | 4 | 3.6 | Non Federally-Regulated | 01/24/2011 |  | 04/19/2013
Mammoth | Hydrobank II | F130HHF/VHF |  | Water-Source | WBAHP: Heat Pump Packaged Unit | Heat Pump | 208 | 3 |  |  | No Match | No Match |  |  |  | 124000 | 9538 | 13 | 9 | 159000 | 11650 | 4 | 3.8 | Federally-Regulated Commercial & Industrial Equipment | 07/29/1998 |  | 10/02/1998
Waterfurnace International, Inc. | Eagle Mountain | GCC/GCW/GCS/GCE09*0 |  | Water-Source | WBAHP-O: Heat Pump Packaged Un | Heat Pump | 230 | 1 |  |  | No Match | Single-Speed |  |  |  | 8500 | 634 | 13.4 | 11.2 | 10500 | 699 | 4.4 | 4.2 | Federally-Regulated Commercial & Industrial Equipment | 01/24/2011 |  | 04/19/2013
Hydro Delta Corp. | Hydro Delta Corp. | 03-046-WTARD-HE |  | Water-Source | WBAHP-CB: Heat Pump Split Syst | Heat Pump | 208 | 1 |  |  | No Match | No Match |  |  |  | 43000 | 3495 | 12.3 | 9 | 51000 | 3932 | 3.8 | 3.5 | Non Federally-Regulated | 10/05/1999 |  | 04/12/2000
ClimateMaster Inc. | Carrier Corp. | 50YDS049 | FE4***006 | Ground-Water-Source | WBAHP-CB: Heat Pump Split Syst | Heat Pump | 230 | 1 |  |  | No Match | Single-Speed |  |  |  | 53900 | 2579 | 20.9 | 16.2 | 47700 | 3039 | 4.6 | 3.6 | Non Federally-Regulated | 01/24/2011 |  | 08/23/2011
Johnson Controls | Johnson Controls | VSCS18B6****0 |  | Ground-Water-Source | WBAHP: Heat Pump Packaged Unit | Heat Pump | 265 | 1 |  |  | No Match | Single-Speed |  |  |  | 20900 | 1015 | 20.6 | 16.2 | 17900 | 1312 | 4 | 3.6 | Non Federally-Regulated | 03/02/2012 |  | 10/24/2014
Marvair | Marvair | WHP43HPC |  | Water-Source | WBAHP: Heat Pump Packaged Unit | Heat Pump | 230 | 3 |  |  | No Match | No Match |  |  |  | 43500 | 3955 | 11 | 9 | 55500 | 4171 | 3.9 | 3.2 | Non Federally-Regulated | 02/22/1990 |  | 07/31/1991
Florida Heat Pump | Florida Heat Pump | GT030-4CS | GT030-4AH/AV | Ground-Water-Source | WBAHP-CB: Heat Pump Split Syst | Heat Pump | 460 | 3 |  |  | No Match | No Match |  |  |  | 28400 | 1808 | 15.7 | 9 | 19600 | 1640 | 3.5 |  | Non Federally-Regulated | 07/22/2002 |  | 03/12/2009
Waterfurnace International, Inc. | Geotility Geothermal Installations | ZS041**0*0 |  | Ground-Source | WBAHP: Heat Pump Packaged Unit | Heat Pump | 230 | 1 |  |  | No Match | Single-Speed |  |  |  | 41000 | 2595 | 15.8 | 13.4 | 29000 | 2576 | 3.3 | 3.1 | Non Federally-Regulated | 01/24/2011 |  | 04/19/2013
McQuay International | McQuay | W-FDL/FDS/FMS-1-060-L |  | Water-Source | WBAHP: Heat Pump Packaged Unit | Heat Pump | 575 | 3 |  |  | No Match | No Match |  |  |  | 58000 | 5321 | 10.9 | 10 | 78000 | 5859 | 3.9 |  | Federally-Regulated Commercial & Industrial Equipment | 09/21/2000 |  | 03/12/2009
Mammoth | Hydrobank II | F070VLF/HLF |  | Ground-Water-Source | WBAHP: Heat Pump Packaged Unit | Heat Pump | 230 | 3 |  |  | No Match | No Match |  |  |  | 71780 | 5277 | 13.6 | 9 | 55000 | 5373 | 3 |  | Non Federally-Regulated | 12/14/1998 |  | 04/10/2000
Addison Products | Addison Products | VWPG012-8A* |  | Ground-Water-Source | WBAHP: Heat Pump Packaged Unit | Heat Pump | 265 | 1 |  |  | No Match | No Match |  |  |  | 12000 | 745 | 16.1 | 9 | 8900 | 766 | 3.4 |  | Non Federally-Regulated | 12/14/1998 |  | 04/10/2000
Waterfurnace International, Inc. | Rybacki - Hart Enterprises | ZS048**4*4 |  | Ground-Source | WBAHP: Heat Pump Packaged Unit | Heat Pump | 460 | 3 |  |  | No Match | Single-Speed |  |  |  | 49500 | 2735 | 18.1 | 13.4 | 36900 | 3004 | 3.6 | 3.1 | Non Federally-Regulated | 06/14/2011 |  | 04/19/2013
Enertech Global, LLC | Enertech | GXT072D |  | Ground-Source | WBAHP: Heat Pump Packaged Unit | Heat Pump | 208 | 1 |  |  | No Match | Single-Speed | 3533 | 710 | 1 | 73400 | 4243 | 17.3 | 13.4 | 57000 | 4515 | 3.7 | 3.1 | Non Federally-Regulated | 09/03/2012 |  | 12/12/2012
Climate Control / Snyder General | Electro-Hydronics | FW400GD |  | Water-Source | WBAHP: Heat Pump Packaged Unit | Heat Pump | 230 | 3 |  |  | No Match | No Match |  |  |  | 39600 | 3960 | 10 | 7.5 | 45000 | 3880 | 3.4 | 2.5 | Non Federally-Regulated | 06/11/1985 |  | 08/29/1986
Waterfurnace International, Inc. | Waterfurnace International, Inc. | SXH048C4 |  | Ground-Source | WBAHP: Heat Pump Packaged Unit | Heat Pump | 460 | 3 |  |  | No Match | No Match |  |  |  | 51500 | 3843 | 13.4 |  | 36000 | 3403 | 3.1 |  | Non Federally-Regulated | 03/31/1998 |  | 05/10/1998
Florida Heat Pump | Energy Miser | HLTH60-1 |  | Water-Source | WBAH-O: Heating Only Packaged | Heat Pump | 208 | 1 |  |  | No Match | No Match |  |  |  | 0 | 0 | 0 | 9 | 68000 | 5690 | 3.5 |  | Non Federally-Regulated | 03/07/1989 |  | 07/28/1992
Trane U.S. Inc. | Trane | GEHB1808********************** |  | Ground-Water-Source | WBAHP: Heat Pump Packaged Unit | Heat Pump | 230 | 3 |  |  | Ozone-Depleting | No Match | 8460 | 4166 |  | 170700 | 12551 | 13.6 | 13.4 | 122900 | 11620 | 3.1 | 3.1 | Non Federally-Regulated | 06/27/2007 |  | 03/12/2009
Waterfurnace International, Inc. | Waterfurnace International, Inc. | SXH048C1 |  | Ground-Source | WBAHP: Heat Pump Packaged Unit | Heat Pump | 230 | 1 |  |  | No Match | No Match |  |  |  | 51500 | 3843 | 13.4 |  | 36000 | 3403 | 3.1 |  | Non Federally-Regulated | 03/31/1998 |  | 05/10/1998
ClimateMaster Inc. | Carrier Corp. | 50PSH/V006 |  | Ground-Source | WBAHP: Heat Pump Packaged Unit | Heat Pump | 230 | 1 |  |  | No Match | Single-Speed |  |  |  | 6700 | 362 | 18.5 | 13.4 | 4800 | 414 | 3.4 | 3.1 | Non Federally-Regulated | 10/24/2014 |  | 04/22/2015
Waterfurnace International, Inc. | Eagle Mountain | ZS060**0*0 |  | Water-Source | WBAHP: Heat Pump Packaged Unit | Heat Pump | 208 | 1 |  |  | No Match | Single-Speed |  |  |  | 58400 | 3973 | 14.7 | 12 | 72500 | 4829 | 4.4 | 4.2 | Federally-Regulated Commercial & Industrial Equipment | 01/24/2011 |  | 04/19/2013
Enertech Global, LLC | Enertech | H050C | MPD048 | Ground-Source | WBAHP-CB: Heat Pump Split Syst | Heat Pump | 208 | 1 |  |  | No Match | Single-Speed |  |  |  | 54300 | 3251 | 16.7 | 13.4 | 43300 | 3430 | 3.7 | 3.1 | Non Federally-Regulated | 08/23/2011 |  | 04/19/2013
Mammoth | Hydrobank II | D014VLG |  | Ground-Water-Source | WBAHP: Heat Pump Packaged Unit | Heat Pump | 230 | 1 |  |  | No Match | No Match |  |  |  | 14200 | 1014 | 14 | 9 | 10700 | 1011 | 3.1 |  | Non Federally-Regulated | 07/22/2002 |  | 03/12/2009
McQuay International | McQuay | CCW019E-G |  | Water-Source | WBAHP: Heat Pump Packaged Unit | Heat Pump | 208 | 1 |  |  | No Match | No Match |  |  |  | 18800 | 1392 | 13.5 | 9.3 | 22400 | 1526 | 4.3 | 3.8 | Federally-Regulated Commercial & Industrial Equipment | 03/31/1998 |  | 05/10/1998
California Heat Pump | Climate Master Series | 816-030 |  | Water-Source | WBAHP: Heat Pump Packaged Unit | Heat Pump | 230 | 1 |  |  | No Match | No Match |  |  |  | 28400 | 2840 | 10 | 9 | 32400 | 2635 | 3.6 | 3.2 | Non Federally-Regulated | 05/11/1988 |  | 03/15/1989
ClimateMaster Inc. | Carrier | RHC036***50*** |  | Water-Source | WBAHP: Heat Pump Packaged Unit | Heat Pump | 208 | 3 |  |  | No Match | No Match |  |  |  | 35600 | 3042 | 11.7 | 10 | 47200 | 3219 | 4.3 |  | Federally-Regulated Commercial & Industrial Equipment | 07/02/2003 |  | 03/12/2009
Florida Heat Pump | Florida Heat Pump | CE025-1CS*-*****A | SM024-1AV/AH*-***A*A | Water-Source | WBAHP-CB: Heat Pump Split Syst | Both Heat Pump and Electric Re | 208 | 1 |  |  | No Match | Dual-Speed |  |  |  | 25100 | 1619 | 15.5 | 12 | 28400 | 1699 | 4.9 | 4.2 | Federally-Regulated Commercial & Industrial Equipment | 10/24/2014 |  | 04/01/2015
Hydro Delta Corp. | Hydro Delta Corp. | 03-068-WTAR-HE |  | Water-Source | WBAHP-CB: Heat Pump Split Syst | Heat Pump | 230 | 1 |  |  | No Match | No Match |  |  |  | 68000 | 5230 | 13 | 9 | 78600 | 6397 | 3.6 | 3.5 | Non Federally-Regulated | 10/05/1999 |  | 11/17/1999
Command-Aire | Command-Aire | SWPH844* |  | Water-Source | WBAHP: Heat Pump Packaged Unit | Heat Pump | 460 | 3 |  |  | No Match | No Match |  |  |  | 95000 | 8120 | 11.7 | 9.2 | 120000 | 8370 | 4.2 |  | Non Federally-Regulated | 05/11/1988 |  | 03/15/1989
Command-Aire | Command-Aire | SWPH353E |  | Water-Source | WBAHP: Heat Pump Packaged Unit | Heat Pump | 230 | 3 |  |  | No Match | No Match |  |  |  | 36000 | 3270 | 11 | 7.5 | 49000 | 3500 | 4 | 2.5 | Non Federally-Regulated | 05/16/1984 |  | 06/11/1985
Bard Manufacturing Company, Inc. | Bard | GTC48S1-A | GTADP-4860-C | Ground-Water-Source | WBAH-C: Heating Only Split Sys | Heat Pump | 230 | 1 |  |  | No Match | Dual-Speed | [7 empty] | 44000 | 2866 | 4.5 |  | Non Federally-Regulated | 09/03/2012 |  | 06/09/2015
Bard Manufacturing Company, Inc. | Bard | WPV62 |  | Water-Source | WBAHP: Heat Pump Packaged Unit | Heat Pump | 208 | 1 |  |  | No Match | No Match |  |  |  | 57000 | 5500 | 10.4 | 9 | 70000 | 5800 | 3.5 | 3.2 | Non Federally-Regulated | 02/22/1990 |  | 07/31/1991
Waterfurnace International, Inc. | Waterfurnace International, Inc. | SXV058C3 |  | Water-Source | WBAHP: Heat Pump Packaged Unit | Heat Pump | 230 | 3 |  |  | No Match | No Match |  |  |  | 55000 | 4044 | 13.6 | 10 | 69000 | 4493 | 4.5 |  | Federally-Regulated Commercial & Industrial Equipment | 02/02/1998 |  | 03/31/1998
Trane U.S. Inc. | Trane | WPHD0261 |  | Water-Source | WBAHP: Heat Pump Packaged Unit | Heat Pump | 265 | 1 |  |  | No Match | No Match |  |  |  | 22800 | 2171 | 10.5 | 10 | 30400 | 2284 | 3.9 |  | Federally-Regulated Commercial & Industrial Equipment | 02/02/1998 |  | 03/31/1998
Power-Save International, Inc. | S.O.E.S.I. | PSS-600 (1) |  | Water-Source | WBAHP: Heat Pump Packaged Unit | Heat Pump | 230 | 1 |  |  | No Match | No Match |  |  |  | 72200 | 7061 | 10.2 | 10.5 | 94500 | 7150 | 3.9 | 3.8 | Non Federally-Regulated | 07/31/1991 |  | 03/31/1998
Waterfurnace International, Inc. | Waterfurnace International, Inc. | ATV056D1 |  | Ground-Water-Source | WBAHP: Heat Pump Packaged Unit | Heat Pump | 208 | 1 |  |  | No Match | No Match |  |  |  | 58000 | 3790 | 15.3 | 9 | 44500 | 4075 | 3.2 |  | Non Federally-Regulated | 01/30/1998 |  | 03/31/1998
Waterfurnace International, Inc. | WFI Industries, Ltd. | VLV/VXV048*3 |  | Ground-Water-Source | WBAHP: Heat Pump Packaged Unit | Heat Pump | 208 | 3 |  |  | No Match | No Match |  |  |  | 47500 | 3682 | 12.9 | 9 | 34500 | 3610 | 2.8 |  | Non Federally-Regulated | 06/20/2003 |  | 03/12/2009
Mammoth | Mammoth | D045V |  | Water-Source | WBAHP: Heat Pump Packaged Unit | Heat Pump | 208 | 1 |  |  | No Match | No Match |  |  |  | 46500 | 4000 | 11.6 | 7.5 | 57500 | 4200 | 4 | 2.5 | Non Federally-Regulated | 06/11/1985 |  | 05/11/1988
ClimateMaster Inc. | Climate Master Series | GSV/GSH015AG |  | Ground-Water-Source | WBAHP: Heat Pump Packaged Unit | Heat Pump | 230 | 1 |  |  | No Match | No Match |  |  |  | 15500 | 906 | 17.1 | 9 | 11400 | 954 | 3.5 |  | Non Federally-Regulated | 07/22/2002 |  | 03/12/2009
McQuay International | McQuay | CCW024E-F |  | Water-Source | WBAHP: Heat Pump Packaged Unit | Heat Pump | 230 | 3 |  |  | No Match | No Match |  |  |  | 25400 | 1840 | 13.8 | 10 | 29800 | 2130 | 4.1 |  | Federally-Regulated Commercial & Industrial Equipment | 02/02/1998 |  | 03/31/1998
American Air Filter | Enercon | HW51 |  | Water-Source | WBAHP: Heat Pump Packaged Unit | Heat Pump | 230 | 1 |  |  | No Match | No Match |  |  |  | 51000 | 4988 | 10.2 | 7.5 | 64000 | 5244 | 3.6 | 2.5 | Non Federally-Regulated | 06/11/1985 |  | 05/11/1988
Enertech Global, LLC | Enertech | GXT072D |  | Ground-Water-Source | WBAHP: Heat Pump Packaged Unit | Heat Pump | 230 | 1 |  |  | No Match | Single-Speed | 2875 | 710 | 1 | 78500 | 3584 | 21.9 | 16.2 | 71900 | 4789 | 4.4 | 3.6 | Non Federally-Regulated | 09/03/2012 |  | 12/12/2012
California Heat Pump | Trane | WPVA26XD* |  | Water-Source | WBAHP: Heat Pump Packaged Unit | Heat Pump | 265 | 1 |  |  | No Match | No Match |  |  |  | 26000 | 2453 | 10.6 | 7.5 | 31600 | 2503 | 3.7 | 2.5 | Non Federally-Regulated | 06/11/1985 |  | 08/29/1986
ClimateMaster Inc. | Climate Master Series | 814-042-F******** |  | Water-Source | WBAHP: Heat Pump Packaged Unit | Heat Pump | 460 | 3 |  |  | No Match | No Match |  |  |  | 41500 | 3640 | 11.4 | 9 | 54000 | 3859 | 4.1 | 3.2 | Federally-Regulated Commercial & Industrial Equipment | 02/17/1988 |  | 05/11/1988
Geoflex Systems, Inc. | Geoflex Systems, Inc. | GF1S-V/H/D/M-036WAABE |  | Ground-Water-Source | WBAHP: Heat Pump Packaged Unit | Both Heat Pump and Electric Re | 230 | 1 |  |  | No Match | Single-Speed |  |  |  | 36000 | 1417 | 25.4 | 16.2 | 30900 | 1887 | 4.8 | 3.6 | Non Federally-Regulated | 11/30/2011 |  | 03/02/2012
Hydron Module | Hydron Module | CS-WW72 |  | Ground-Water-Source | WBAHP: Heat Pump Packaged Unit | Heat Pump | 230 | 1 |  |  | No Match | No Match |  |  |  | 59300 | 4200 | 14.1 | 9 | 56600 | 5400 | 3.1 |  | Non Federally-Regulated | 02/26/2003 |  | 03/12/2009
Johnson Controls | Johnson Controls | VSCS09B1****0 |  | Ground-Source | WBAHP: Heat Pump Packaged Unit | Heat Pump | 208 | 1 |  |  | No Match | Single-Speed |  |  |  | 9300 | 655 | 14.2 | 13.4 | 7000 | 662 | 3.1 | 3.1 | Non Federally-Regulated | 03/02/2012 |  | 10/24/2014
Addison Products | Addison Products | WSH029-8AL |  | Water-Source | WBAHP: Heat Pump Packaged Unit | Heat Pump | 265 | 1 |  |  | No Match | No Match |  |  |  | 28300 | 2021 | 14 | 10 | 34900 | 2176 | 4.7 |  | Federally-Regulated Commercial & Industrial Equipment | 12/14/1998 |  | 05/19/2000
Enertech Global, LLC | Enertech | H026C | MPD024 | Ground-Source | WBAHP-CB: Heat Pump Split Syst | Heat Pump | 208 | 1 |  |  | No Match | Single-Speed |  |  |  | 27500 | 1821 | 15.1 | 13.4 | 21000 | 1760 | 3.5 | 3.1 | Non Federally-Regulated | 07/16/2009 |  | 04/19/2013
Waterfurnace International, Inc. | Waterfurnace International, Inc. | SXV048B3 |  | Water-Source | WBAHP: Heat Pump Packaged Unit | Heat Pump | 208 | 3 |  |  | No Match | No Match |  |  |  | 49000 | 3629 | 13.5 | 9.3 | 60500 | 3772 | 4.7 | 3.8 | Federally-Regulated Commercial & Industrial Equipment | 03/31/1998 |  | 05/10/1998
Waterfurnace International, Inc. | Rybacki - Hart Enterprises | GCC/GCW/GCS/GCE09*0 |  | Ground-Source | WBAHP-O: Heat Pump Packaged Un | Heat Pump | 230 | 1 |  |  | No Match | Single-Speed |  |  |  | 9000 | 563 | 16 | 13.4 | 6700 | 633 | 3.1 | 3.1 | Non Federally-Regulated | 01/24/2011 |  | 04/19/2013
Mammoth | Mammoth | G034HHC |  | Water-Source | WBAHP: Heat Pump Packaged Unit | Heat Pump | 460 | 3 |  |  | No Match | No Match |  |  |  | 33600 | 3150 | 10.7 | 7.5 | 37800 | 3248 | 3.4 | 2.5 | Non Federally-Regulated | 05/16/1984 |  | 06/11/1985
Florida Heat Pump | Florida Heat Pump | GT048-1CF/HZ/VT |  | Ground-Water-Source | WBAHP: Heat Pump Packaged Unit | Heat Pump | 208 | 1 |  |  | No Match | No Match |  |  |  | 49000 | 3602 | 13.6 | 9 | 37000 | 3188 | 3.4 |  | Non Federally-Regulated | 07/22/2002 |  | 03/12/2009
Waterfurnace International, Inc. | Waterfurnace International, Inc. | SXH010A0 |  | Ground-Water-Source | WBAHP: Heat Pump Packaged Unit | Heat Pump | 230 | 1 |  |  | No Match | No Match |  |  |  | 9900 | 642 | 15.4 | 9 | 7400 | 657 | 3.3 |  | Non Federally-Regulated | 01/30/1998 |  | 08/21/1998
Climate Control / Snyder General | Electro-Hydronics | FW350F5 |  | Water-Source | WBAHP: Heat Pump Packaged Unit | Heat Pump | 208 | 1 |  |  | No Match | No Match |  |  |  | 35600 | 3360 | 10.6 | 7.5 | 43000 | 3500 | 3.6 | 2.5 | Non Federally-Regulated | 06/11/1985 |  | 08/29/1986
Singer | Electro-Hydronics | VF400A55 |  | Water-Source | WBAHP: Heat Pump Packaged Unit | Heat Pump | 208 | 3 |  |  | No Match | No Match |  |  |  | 39000 | 4350 | 9 | 7.5 | 42000 | 4500 | 2.7 | 2.5 | Non Federally-Regulated | 01/05/1982 |  | 09/08/1982
ClimateMaster Inc. | Carrier Corp. | 50P1H/V036 |  | Ground-Water-Source | WBAHP: Heat Pump Packaged Unit | Heat Pump | 230 | 1 |  |  | No Match | Single-Speed |  |  |  | 38700 | 1870 | 20.7 | 16.2 | 37500 | 2748 | 4 | 3.6 | Non Federally-Regulated | 10/24/2014 |  | 04/22/2015
Trane U.S. Inc. | Trane | GEVA036 |  | Water-Source | WBAHP: Heat Pump Packaged Unit | Heat Pump | 208 | 1 |  |  | No Match | No Match |  |  |  | 36556 | 2583 | 14.2 | 10 | 40755 | 2590 | 4.6 |  | Federally-Regulated Commercial & Industrial Equipment | 05/19/2000 |  | 09/25/2002
McQuay International | McQuay | W-FMS/FME/FDE-1-015-E |  | Water-Source | WBAHP: Heat Pump Packaged Unit | Heat Pump | 230 | 1 |  |  | No Match | No Match |  |  |  | 13100 | 1065 | 12.3 | 10 | 17200 | 1229 | 4.1 |  | Federally-Regulated Commercial & Industrial Equipment | 10/05/1999 |  | 09/21/2000
Waterfurnace International, Inc. | Waterfurnace International, Inc. | ATH056*1 |  | Ground-Water-Source | WBAHP: Heat Pump Packaged Unit | Heat Pump | 208 | 1 |  |  | No Match | No Match |  |  |  | 58000 | 3790 | 15.3 | 9 | 44500 | 4074 | 3.2 |  | Non Federally-Regulated | 10/06/1999 |  | 05/19/2000
Waterfurnace International, Inc. | Spectra | SXV013A2 |  | Water-Source | WBAHP: Heat Pump Packaged Unit | Heat Pump | 265 | 1 |  |  | No Match | No Match |  |  |  | 12700 | 858 | 14.8 | 10 | 15100 | 922 | 4.8 |  | Federally-Regulated Commercial & Industrial Equipment | 06/02/1993 |  | 06/03/1993
Power-Save International, Inc. | S.O.E.S.I. | PSD-150 |  | Water-Source | WBAHP: Heat Pump Packaged Unit | Heat Pump | 230 | 1 |  |  | No Match | No Match |  |  |  | 18000 | 1656 | 10.9 | 9 | 20000 | 1610 | 3.6 | 3.2 | Federally-Regulated Commercial & Industrial Equipment | 01/23/1988 |  | 05/11/1988
Snyder General Corp. | McQuay | VE260G3 |  | Water-Source | WBAHP: Heat Pump Packaged Unit | Heat Pump | 230 | 1 |  |  | No Match | No Match |  |  |  | 25000 | 2450 | 10.2 | 9 | 31600 | 2500 | 3.7 | 3.2 | Non Federally-Regulated | 02/22/1990 |  | 07/31/1991
Addison Products | Addison Products | HWPH064-4JC/4JBC |  | Water-Source | WBAHP-CB: Heat Pump Split Syst | Heat Pump | 460 | 3 |  |  | No Match | No Match |  |  |  | 63500 | 5080 | 12.5 | 9 | 76000 | 6364 | 3.5 | 3.5 | Non Federally-Regulated | 12/14/1998 |  | 10/05/1999
Waterfurnace International, Inc. | Waterfurnace International, Inc. | NSZ036A3 | NRAC036* | Ground-Water-Source | WBAHP-CB: Heat Pump Split Syst | Heat Pump | 230 | 3 |  |  | No Match | Single-Speed |  |  |  | 33900 | 1256 | 27 | 16.2 | 30000 | 1871 | 4.7 | 3.6 | Non Federally-Regulated | 08/23/2011 |  | 10/24/2014
Friedrich Climate Master | Climate Master Series | 803-009-G******** |  | Water-Source | WBAHP: Heat Pump Packaged Unit | Heat Pump | 208 | 1 |  |  | No Match | No Match |  |  |  | 8900 | 809 | 11 | 7.5 | 10600 | 840 | 3.7 | 2.5 | Non Federally-Regulated | 08/29/1986 |  | 05/11/1988
Waterfurnace International, Inc. | Eagle Mountain | ZS030**0*1 |  | Ground-Source | WBAHP: Heat Pump Packaged Unit | Heat Pump | 230 | 1 |  |  | No Match | Single-Speed |  |  |  | 29000 | 1585 | 18.3 | 13.4 | 22800 | 1758 | 3.8 | 3.1 | Non Federally-Regulated | 01/24/2011 |  | 04/19/2013
ClimateMaster Inc. | Climate Master | QEV/H/D0930 |  | Ground-Source | WBAHP: Heat Pump Packaged Unit | Heat Pump | 230 | 1 |  |  | No Match | Variable-Speed |  |  |  | 24000 | 1111 | 21.6 | 13.4 | 24000 | 1954 | 3.6 | 3.1 | Non Federally-Regulated | 05/02/2012 |  | 12/12/2012
Enertech Global, LLC | Enertech | GST072A | ACD060 | Ground-Water-Source | WBAHP-CB: Heat Pump Split Syst | Heat Pump | 230 | 1 |  |  | No Match | Single-Speed | 3010 | 627 | 1 | 69100 | 3735 | 18.5 | 16.2 | 65700 | 4814 | 4 | 3.6 | Non Federally-Regulated | 03/02/2012 |  | 12/12/2012
Innovative Air Systems | E-Series | SE20H/CUV |  | Ground-Water-Source | WBAHP: Heat Pump Packaged Unit | Heat Pump | 208 | 3 |  |  | No Match | No Match |  |  |  | 23778 | 1868 | 12.7 | 9 | 31287 | 1868 | 4.9 |  | Non Federally-Regulated | 02/24/1994 |  | 04/10/2000
Addison Products | Addison Products | HGY036-4A |  | Ground-Water-Source | WBAHP: Heat Pump Packaged Unit | Heat Pump | 460 | 3 |  |  | No Match | No Match |  |  |  | 38100 | 2627 | 14.5 | 9 | 23600 | 2095 | 3.3 |  | Non Federally-Regulated | 11/14/2000 |  | 07/18/2002
McQuay / Snyder General | Electro-Hydronics | FC330F3 |  | Water-Source | WBAHP: Heat Pump Packaged Unit | Heat Pump | 230 | 1 |  |  | No Match | No Match |  |  |  | 33000 | 3050 | 10.8 | 7.5 | 39000 | 3090 | 3.7 | 2.5 | Non Federally-Regulated | 08/29/1986 |  | 05/11/1988
Waterfurnace International, Inc. | Waterfurnace International, Inc. | VLV012A1 |  | Water-Source | WBAHP: Heat Pump Packaged Unit | Heat Pump | 208 | 1 |  |  | No Match | No Match |  |  |  | 11600 | 859 | 13.5 | 10 | 15100 | 1005 | 4.4 |  | Federally-Regulated Commercial & Industrial Equipment | 12/14/1998 |  | 10/05/1999
Inter-City Products Corp. | McQuay | CCW030C*N |  | Water-Source | WBAHP: Heat Pump Packaged Unit | Heat Pump | 265 | 1 |  |  | No Match | No Match |  |  |  | 31000 | 2541 | 12.2 | 9.3 | 37000 | 2782 | 3.9 | 3.8 | Non Federally-Regulated | 07/31/1991 |  | 03/31/1998
Mammoth | Geox | G20U,I |  | Ground-Water-Source | WBAHP: Heat Pump Packaged Unit | Heat Pump | 230 | 1 |  |  | No Match | No Match |  |  |  | 28600 | 2805 | 10.2 |  | 34600 | 3075 | 3.3 |  | Non Federally-Regulated | 05/11/1988 |  | 03/15/1989
Waterfurnace International, Inc. | Waterfurnace International, Inc. | VLV/VXV012*2 |  | Water-Source | WBAHP: Heat Pump Packaged Unit | Heat Pump | 265 | 1 |  |  | No Match | No Match |  |  |  | 11600 | 859 | 13.5 | 10 | 15100 | 1005 | 4.4 |  | Federally-Regulated Commercial & Industrial Equipment | 10/05/1999 |  | 02/17/2011
Waterfurnace International, Inc. | Rybacki - Hart Enterprises | ZS042**3*1 |  | Ground-Water-Source | WBAHP: Heat Pump Packaged Unit | Heat Pump | 208 | 3 |  |  | No Match | Single-Speed |  |  |  | 45800 | 1949 | 23.5 | 16.2 | 37000 | 2522 | 4.3 | 3.6 | Non Federally-Regulated | 01/24/2011 |  | 04/19/2013
Waterfurnace International, Inc. | Rybacki - Hart Enterprises | GS018**2*1 |  | Ground-Water-Source | WBAHP: Heat Pump Packaged Unit | Heat Pump | 265 | 1 |  |  | No Match | Single-Speed |  |  |  | 21000 | 798 | 26.3 | 16.2 | 18900 | 1179 | 4.7 | 3.6 | Non Federally-Regulated | 01/24/2011 |  | 04/19/2013
Florida Heat Pump | Energy Miser | LTV20-2 |  | Ground-Water-Source | WBAHP: Heat Pump Packaged Unit | Heat Pump | 265 | 1 |  |  | No Match | No Match |  |  |  | 20000 | 1960 | 10.2 | 11 | 22800 | 2025 | 3.3 | 3.4 | Non Federally-Regulated | 07/31/1991 |  | 03/31/1998
Command-Aire | Command-Aire | RWP-1244 |  | Water-Source | WBAHP: Heat Pump Packaged Unit | Heat Pump | 460 | 3 |  |  | No Match | No Match |  |  |  | 146000 | 15500 | 9.4 |  | 190000 | 15300 | 3.6 | 2.5 | Non Federally-Regulated | 06/11/1985 |  | 01/23/1988
Waterfurnace International, Inc. | Eagle Mountain | ZS048**3*1 |  | Ground-Source | WBAHP: Heat Pump Packaged Unit | Heat Pump | 208 | 3 |  |  | No Match | Single-Speed |  |  |  | 49500 | 2735 | 18.1 | 13.4 | 36900 | 3004 | 3.6 | 3.1 | Non Federally-Regulated | 01/24/2011 |  | 04/19/2013
ClimateMaster Inc. | Climate Master Series | HS030E********* |  | Water-Source | WBAHP: Heat Pump Packaged Unit | Heat Pump | 265 | 1 |  |  | No Match | No Match |  |  |  | 29000 | 2468 | 11.8 | 9 | 39000 | 2675 | 4.3 | 3.2 | Federally-Regulated Commercial & Industrial Equipment | 07/17/1991 |  | 07/27/1992
Econar | Econar | GH590 |  | Water-Source | WBAHP-CB: Heat Pump Split Syst | Heat Pump | 208 | 1 |  |  | No Match | No Match |  |  |  | 54000 | 4285 | 12.6 | 9 | 78000 | 6178 | 3.7 | 3.5 | Non Federally-Regulated | 12/14/1998 |  | 04/12/2000
Climate Control / Snyder General | Electro-Hydronics | UC400GD |  | Water-Source | WBAHP: Heat Pump Packaged Unit | Heat Pump | 230 | 3 |  |  | No Match | No Match |  |  |  | 39600 | 3960 | 10 | 7.5 | 45000 | 3880 | 3.4 | 2.5 | Non Federally-Regulated | 06/11/1985 |  | 08/29/1986
Mammoth | Geox | G40U,I |  | Ground-Water-Source | WBAHP: Heat Pump Packaged Unit | Heat Pump | 208 | 1 |  |  | No Match | No Match |  |  |  | 45000 | 3850 | 11.7 |  | 48000 | 4140 | 3.4 |  | Non Federally-Regulated | 05/11/1988 |  | 03/15/1989
Enertech Global, LLC | Enertech | TXT036C |  | Ground-Water-Source | WBAHP: Heat Pump Packaged Unit | Heat Pump | 230 | 1 |  |  | No Match | Single-Speed |  |  |  | 40900 | 1748 | 23.4 | 16.2 | 35700 | 2135 | 4.9 | 3.6 | Non Federally-Regulated | 12/12/2012 |  | 04/21/2014
Snyder General Corp. | McQuay | LWP15BK |  | Water-Source | WBAHP: Heat Pump Packaged Unit | Heat Pump | 208 | 3 |  |  | No Match | No Match |  |  |  | 178000 | 16950 | 10.5 |  | 227000 | 17600 | 3.8 | 2.5 | Non Federally-Regulated | 02/22/1990 |  | 07/31/1991
McQuay / Snyder General | Electro-Hydronics | FW610G5 |  | Water-Source | WBAHP: Heat Pump Packaged Unit | Heat Pump | 208 | 1 |  |  | No Match | No Match |  |  |  | 61500 | 5850 | 10.5 | 7.5 | 77000 | 5785 | 3.9 | 2.5 | Non Federally-Regulated | 08/29/1986 |  | 05/11/1988
Climate Control / Snyder General | Electro-Hydronics | FW330FP |  | Water-Source | WBAHP: Heat Pump Packaged Unit | Heat Pump | 460 | 3 |  |  | No Match | No Match |  |  |  | 33000 | 3050 | 10.8 | 7.5 | 39000 | 3090 | 3.7 | 2.5 | Non Federally-Regulated | 05/16/1984 |  | 08/29/1986
Mammoth | Hydrobank II | F030HHB/VHB |  | Water-Source | WBAHP: Heat Pump Packaged Unit | Heat Pump | 208 | 3 |  |  | No Match | No Match |  |  |  | 31000 | 2695 | 11.5 | 10 | 38500 | 2969 | 3.8 |  | Federally-Regulated Commercial & Industrial Equipment | 07/29/1998 |  | 10/02/1998
Waterfurnace International, Inc. | Geotility Geothermal Installations | YS060**1*4 |  | Water-Source | WBAHP: Heat Pump Packaged Unit | Heat Pump | 208 | 1 |  |  | No Match | Single-Speed |  |  |  | 58400 | 3817 | 15.3 | 12 | 72500 | 4521 | 4.7 | 4.2 | Federally-Regulated Commercial & Industrial Equipment | 01/24/2011 |  | 04/19/2013
Mammoth | Hydrobank II | F062VHJ |  | Water-Source | WBAHP: Heat Pump Packaged Unit | Heat Pump | 230 | 3 |  |  | No Match | No Match |  |  |  | 61000 | 5398 | 11.3 | 10 | 84500 | 6515 | 3.8 |  | Federally-Regulated Commercial & Industrial Equipment | 05/23/2000 |  | 01/18/2001
ClimateMaster Inc. | Climate Master Series | 814-027-F******** |  | Water-Source | WBAHP: Heat Pump Packaged Unit | Heat Pump | 460 | 3 |  |  | No Match | No Match |  |  |  | 27000 | 2328 | 11.6 | 9 | 29500 | 2275 | 3.8 | 3.2 | Non Federally-Regulated | 05/11/1988 |  | 03/15/1989
California Heat Pump | Aqua-Matic | 53V*-12-** |  | Water-Source | WBAHP: Heat Pump Packaged Unit | Heat Pump | 230 | 1 |  |  | No Match | No Match |  |  |  | 53000 | 5700 | 9.3 | 7.5 | 60000 | 5700 | 3.1 | 2.5 | Non Federally-Regulated | 06/11/1985 |  | 05/11/1988
McQuay / Snyder General | Electro-Hydronics | FW630FD |  | Water-Source | WBAHP: Heat Pump Packaged Unit | Heat Pump | 230 | 3 |  |  | No Match | No Match |  |  |  | 63000 | 6430 | 9.8 | 9 | 79000 | 6430 | 3.6 | 3.2 | Non Federally-Regulated | 05/11/1988 |  | 03/15/1989
ClimateMaster Inc. | Climate Master Series | 814-042-H******** |  | Water-Source | WBAHP: Heat Pump Packaged Unit | Heat Pump | 208 | 3 |  |  | No Match | No Match |  |  |  | 41500 | 3640 | 11.4 | 9 | 53500 | 3919 | 4 | 3.2 | Federally-Regulated Commercial & Industrial Equipment | 02/17/1988 |  | 05/11/1988
Mammoth | Hydrobank II | G120HHK |  | Water-Source | WBAHP: Heat Pump Packaged Unit | Heat Pump | 460 | 3 |  |  | No Match | No Match |  |  |  | 115500 | 8619 | 13.4 | 9 | 151000 | 11060 | 4 | 3.8 | Federally-Regulated Commercial & Industrial Equipment | 03/22/2001 |  | 03/12/2009
Command-Aire | Command-Aire | RUWP-833 |  | Water-Source | WBAHP: Heat Pump Packaged Unit | Heat Pump | 208 | 3 |  |  | No Match | No Match |  |  |  | 91800 | 9120 | 10.1 | 7.5 | 116000 | 9520 | 3.6 | 2.2 | Non Federally-Regulated | 01/05/1982 |  | 05/16/1984
McQuay / Snyder General | Electro-Hydronics | UC630F3 |  | Water-Source | WBAHP: Heat Pump Packaged Unit | Heat Pump | 230 | 1 |  |  | No Match | No Match |  |  |  | 63000 | 6430 | 9.8 | 7.5 | 79000 | 6430 | 3.6 | 2.5 | Non Federally-Regulated | 08/29/1986 |  | 05/11/1988
ClimateMaster Inc. | Climate Master | ACA/B048 |  | Water-Source | WBAHP: Heat Pump Packaged Unit | Heat Pump | 208 | 1 |  |  | No Match | Single-Speed |  |  |  | 45700 | 3385 | 13.5 | 12 | 53600 | 3273 | 4.8 | 4.2 | Federally-Regulated Commercial & Industrial Equipment | 03/02/2012 |  | 06/09/2015
Mammoth | Hydrobank II | D016VHA/HHA |  | Water-Source | WBAHP: Heat Pump Packaged Unit | Heat Pump | 208 | 1 |  |  | No Match | No Match |  |  |  | 16000 | 1250 | 12.8 | 9.3 | 22000 | 1465 | 4.4 | 3.8 | Federally-Regulated Commercial & Industrial Equipment | 03/31/1998 |  | 05/10/1998
Florida Heat Pump | Florida Heat Pump | EM042-3VT/HZ/CF |  | Water-Source | WBAHP: Heat Pump Packaged Unit | Heat Pump | 230 | 3 |  |  | No Match | No Match |  |  |  | 42000 | 3181 | 13.2 | 10 | 51000 | 3475 | 4.3 |  | Federally-Regulated Commercial & Industrial Equipment | 10/05/1999 |  | 04/12/2000
ClimateMaster Inc. | Carrier Corp. | 50YFV/H030 |  | Ground-Source | WBAHP: Heat Pump Packaged Unit | Heat Pump | 230 | 1 |  |  | No Match | Single-Speed |  |  |  | 29700 | 1916 | 15.5 | 13.4 | 23600 | 1976 | 3.5 | 3.1 | Non Federally-Regulated | 05/02/2012 |  | 04/22/2015
Florida Heat Pump | Energy Miser | HECS62-3 | HEAH62-3 | Water-Source | WBAHP-C: Heat Pump Split Syste | Heat Pump | 208 | 3 |  |  | No Match | No Match |  |  |  | 60000 | 5610 | 10.7 | 9 | 80000 | 6335 | 3.7 | 3.2 | Non Federally-Regulated | 02/22/1990 |  | 07/31/1991
McQuay / Snyder General | Electro-Hydronics | CW420FP |  | Water-Source | WBAHP: Heat Pump Packaged Unit | Heat Pump | 460 | 3 |  |  | No Match | No Match |  |  |  | 42000 | 3850 | 10.9 | 7.5 | 52000 | 4100 | 3.7 | 2.5 | Non Federally-Regulated | 08/29/1986 |  | 05/11/1988
McQuay International | McQuay | W-CMG-1-048-L |  | Ground-Water-Source | WBAHP: Heat Pump Packaged Unit | Heat Pump | 575 | 3 |  |  | No Match | No Match |  |  |  | 48000 | 3692 | 13 | 9 | 34000 | 3320 | 3 |  | Non Federally-Regulated | 07/22/2002 |  | 03/12/2009
Waterfurnace International, Inc. | Waterfurnace International, Inc. | SXV019C2 |  | Ground-Water-Source | WBAHP: Heat Pump Packaged Unit | Heat Pump | 265 | 1 |  |  | No Match | No Match |  |  |  | 19200 | 1371 | 14 | 9 | 15100 | 1301 | 3.4 |  | Non Federally-Regulated | 12/14/1998 |  | 10/06/1999
McQuay / Snyder General | Electro-Hydronics | FC630F3 |  | Water-Source | WBAHP: Heat Pump Packaged Unit | Heat Pump | 230 | 1 |  |  | No Match | No Match |  |  |  | 63000 | 6430 | 9.8 | 7.5 | 79000 | 6430 | 3.6 | 2.5 | Non Federally-Regulated | 08/29/1986 |  | 05/11/1988
Waterfurnace International, Inc. | Eagle Mountain | ZS024**0*0 |  | Ground-Source | WBAHP: Heat Pump Packaged Unit | Heat Pump | 208 | 1 |  |  | No Match | Single-Speed |  |  |  | 24400 | 1435 | 17 | 13.4 | 17500 | 1465 | 3.5 | 3.1 | Non Federally-Regulated | 01/24/2011 |  | 04/19/2013
Waterfurnace International, Inc. | Waterfurnace International, Inc. | ATH056*0 |  | Ground-Water-Source | WBAHP: Heat Pump Packaged Unit | Heat Pump | 208 | 1 |  |  | No Match | No Match |  |  |  | 58000 | 3790 | 15.3 | 9 | 44500 | 4074 | 3.2 |  | Non Federally-Regulated | 10/06/1999 |  | 05/19/2000
Singer | Electro-Hydronics | FV260B55 |  | Water-Source | WBAHP: Heat Pump Packaged Unit | Heat Pump | 208 | 3 |  |  | No Match | No Match |  |  |  | 24000 | 2850 | 8.4 | 7.5 | 28500 | 2900 | 2.9 | 2.5 | Non Federally-Regulated | 01/05/1982 |  | 09/08/1982
Florida Heat Pump | Florida Heat Pump | EM060-5VT |  | Water-Source | WBAHP: Heat Pump Packaged Unit | Heat Pump | 575 | 3 |  |  | No Match | No Match |  |  |  | 60000 | 4615 | 13 | 9.3 | 80000 | 5328 | 4.4 | 3.8 | Federally-Regulated Commercial & Industrial Equipment | 03/31/1998 |  | 05/10/1998
Hydro Delta Corp. | Hydro Delta Corp. | 03-042-WTAR-MT |  | Water-Source | WBAHP-CB: Heat Pump Split Syst | Heat Pump | 230 | 1 |  |  | No Match | No Match |  |  |  | 47000 | 3455 | 13.6 | 9 | 51000 | 3736 | 4 | 3.5 | Non Federally-Regulated | 02/02/1998 |  | 10/02/1998
Bard Manufacturing Company, Inc. | Bard | WPV42C |  | Ground-Water-Source | WBAHP: Heat Pump Packaged Unit | Heat Pump | 230 | 1 |  |  | No Match | No Match |  |  |  | 42000 | 3652 | 11.5 | 9 | 34000 | 3558 | 2.8 |  | Non Federally-Regulated | 01/30/1998 |  | 10/02/1998
McQuay International | McQuay | VWH/VWW024B-F |  | Water-Source | WBAHP: Heat Pump Packaged Unit | Heat Pump | 208 | 3 |  |  | No Match | No Match |  |  |  | 24400 | 2033 | 12 | 10 | 32000 | 2343 | 4 |  | Federally-Regulated Commercial & Industrial Equipment | 11/17/1999 |  | 09/21/2000
Hydro Delta Corp. | Hydro Delta Corp. | 03-046-WTARD-HE |  | Water-Source | WBAHP-CB: Heat Pump Split Syst | Heat Pump | 230 | 1 |  |  | No Match | No Match |  |  |  | 44000 | 3520 | 12.5 | 9 | 52000 | 3907 | 3.9 | 3.5 | Non Federally-Regulated | 02/02/1998 |  | 10/02/1998
Waterfurnace International, Inc. | Waterfurnace International, Inc. | NSZ060A3 | NRAC060* | Ground-Source | WBAHP-CB: Heat Pump Split Syst | Heat Pump | 208 | 3 |  |  | No Match | Single-Speed |  |  |  | 57000 | 3353 | 17 | 13.4 | 44500 | 3623 | 3.6 | 3.1 | Non Federally-Regulated | 08/23/2011 |  | 03/02/2012
Mammoth | Hydrobank II | E006VHJ |  | Water-Source | WBAHP: Heat Pump Packaged Unit | Heat Pump | 265 | 1 |  |  | No Match | No Match |  |  |  | 7000 | 636 | 11 | 10 | 9200 | 691 | 3.9 |  | Federally-Regulated Commercial & Industrial Equipment | 11/14/2000 |  | 01/18/2001
Florida Heat Pump | Florida Heat Pump | EM060-3CS | EM060-1AV | Water-Source | WBAHP-C: Heat Pump Split Syste | Heat Pump | 208 | 3 |  |  | No Match | No Match |  |  |  | 59000 | 4609 | 12.8 | 9.3 | 78000 | 5316 | 4.3 | 3.8 | Federally-Regulated Commercial & Industrial Equipment | 03/31/1998 |  | 05/10/1998
Mammoth | Hydrobank II | K130HHF/VHF |  | Water-Source | WBAHP: Heat Pump Packaged Unit | Heat Pump | 575 | 3 |  |  | No Match | No Match |  |  |  | 124000 | 9538 | 13 | 9 | 159000 | 11646 | 4 | 3.8 | Federally-Regulated Commercial & Industrial Equipment | 10/05/1999 |  | 05/23/2000
Friedrich Climate Master | Climate Master Series | 803-060-G******** |  | Water-Source | WBAHP: Heat Pump Packaged Unit | Heat Pump | 208 | 1 |  |  | No Match | No Match |  |  |  | 62000 | 6100 | 10.2 | 7.5 | 68000 | 5600 | 3.6 | 2.5 | Non Federally-Regulated | 08/29/1986 |  | 05/11/1988
Florida Heat Pump | Geomaster, LLC | ES025-1CS | ES025-1AV/AH | Ground-Water-Source | WBAHP-CB: Heat Pump Split Syst | Heat Pump | 208 | 1 |  |  | No Match | Dual-Speed |  |  |  | 28400 | 1209 | 23.5 | 16.2 | 24500 | 1597 | 4.5 | 3.6 | Non Federally-Regulated | 06/15/2009 |  | 11/30/2011
McQuay / Snyder General | Electro-Hydronics | FC420F3 |  | Water-Source | WBAHP: Heat Pump Packaged Unit | Heat Pump | 230 | 1 |  |  | No Match | No Match |  |  |  | 42000 | 3850 | 10.9 | 7.5 | 52000 | 4100 | 3.7 | 2.5 | Non Federally-Regulated | 08/29/1986 |  | 05/11/1988
Waterfurnace International, Inc. | Waterfurnace International, Inc. | SXV048*0 |  | Ground-Water-Source | WBAHP: Heat Pump Packaged Unit | Heat Pump | 208 | 1 |  |  | No Match | No Match |  |  |  | 51500 | 3843 | 13.4 | 9 | 36000 | 3402 | 3.1 |  | Non Federally-Regulated | 11/17/1999 |  | 05/19/2000
Mammoth | Hydrobank II | D064HHT/VHT |  | Water-Source | WBAHP: Heat Pump Packaged Unit | Heat Pump | 230 | 1 |  |  | No Match | No Match |  |  |  | 64000 | 4776 | 13.4 | 10 | 82000 | 5861 | 4.1 |  | Federally-Regulated Commercial & Industrial Equipment | 02/02/1998 |  | 03/31/1998
Command-Aire | Command-Aire | SWPHR611E |  | Water-Source | WBAHP: Heat Pump Packaged Unit | Heat Pump | 208 | 1 |  |  | No Match | No Match |  |  |  | 62000 | 5640 | 11 | 9 | 74000 | 5290 | 4.1 | 3.2 | Federally-Regulated Commercial & Industrial Equipment | 01/23/1988 |  | 05/11/1988
Snyder General Corp. | McQuay | FCV048A*F |  | Water-Source | WBAHP: Heat Pump Packaged Unit | Heat Pump | 208 | 3 |  |  | No Match | No Match |  |  |  | 47000 | 4235 | 11.1 | 9 | 59000 | 4435 | 3.9 | 3.2 | Non Federally-Regulated | 02/22/1990 |  | 07/31/1991
ClimateMaster Inc. | Carrier Corp. | 50PEC18 |  | Ground-Water-Source | WBAHP-O: Heat Pump Packaged Un | Heat Pump | 208 | 1 |  |  | No Match | Single-Speed |  |  |  | 17200 | 961 | 17.9 | 16.2 | 16500 | 1240 | 3.9 | 3.6 | Non Federally-Regulated | 10/24/2014 |  | 04/22/2015
Econar | Econar | GH492 |  | Ground-Water-Source | WBAHP: Heat Pump Packaged Unit | Heat Pump | 208 | 1 |  |  | No Match | No Match |  |  |  | 43500 | 3717 | 11.7 | 11 | 66000 | 5227 | 3.7 | 3.5 | Non Federally-Regulated | 03/31/1998 |  | 05/10/1998
Waterfurnace International, Inc. | Johnson Controls | RJSV/RJSH036**3*1 |  | Ground-Source | WBAHP: Heat Pump Packaged Unit | Heat Pump | 208 | 3 |  |  | No Match | Single-Speed |  |  |  | 35000 | 1591 | 22 | 13.4 | 24100 | 1605 | 4.4 | 3.1 | Non Federally-Regulated | 01/24/2011 |  | 10/24/2014
Addison Products | Addison Products | WPH044-4JA/4JBA |  | Water-Source | WBAHP-CB: Heat Pump Split Syst | Heat Pump | 460 | 3 |  |  | No Match | No Match |  |  |  | 44500 | 4045 | 11 | 9 | 49500 | 4143 | 3.5 | 3.5 | Non Federally-Regulated | 10/05/1999 |  | 09/21/2000
Waterfurnace International, Inc. | Waterfurnace International, Inc. | SXH030A3 |  | Ground-Water-Source | WBAHP: Heat Pump Packaged Unit | Heat Pump | 208 | 3 |  |  | No Match | No Match |  |  |  | 31200 | 2181 | 14.3 | 9 | 21600 | 1808 | 3.5 |  | Non Federally-Regulated | 01/30/1998 |  | 08/21/1998
Mammoth | Hydrobank II | D036VHJ |  | Water-Source | WBAHP: Heat Pump Packaged Unit | Heat Pump | 208 | 1 |  |  | No Match | No Match |  |  |  | 34500 | 3194 | 10.8 | 10 | 45500 | 3418 | 3.9 |  | Federally-Regulated Commercial & Industrial Equipment | 01/18/2001 |  | 03/12/2009
Mammoth | Hydrobank II | D035HHE/VHE |  | Water-Source | WBAHP: Heat Pump Packaged Unit | Heat Pump | 208 | 1 |  |  | No Match | No Match |  |  |  | 37000 | 2624 | 14.1 | 10 | 45000 | 2866 | 4.6 |  | Federally-Regulated Commercial & Industrial Equipment | 07/29/1998 |  | 10/02/1998
ClimateMaster Inc. | Carrier Corp. | 50PSH/V/D024K***2 |  | Ground-Water-Source | WBAHP: Heat Pump Packaged Unit | Heat Pump | 208 | 1 |  |  | No Match | Single-Speed |  |  |  | 26900 | 944 | 28.5 | 16.2 | 23800 | 1341 | 5.2 | 3.6 | Non Federally-Regulated | 10/24/2014 |  | 04/22/2015
Florida Heat Pump | Florida Heat Pump | EM007-1CF |  | Water-Source | WBAHP: Heat Pump Packaged Unit | Heat Pump | 230 | 1 |  |  | No Match | No Match |  |  |  | 7500 | 609 | 12.3 | 9.3 | 10000 | 651 | 4.5 | 3.8 | Federally-Regulated Commercial & Industrial Equipment | 03/31/1998 |  | 05/10/1998
Trane U.S. Inc. | Trane | GSUG0721 |  | Ground-Water-Source | WBAHP: Heat Pump Packaged Unit | Heat Pump | 208 | 1 |  |  | No Match | No Match |  |  |  | 70000 | 6481 | 10.8 | 9 | 52000 | 5642 | 2.7 |  | Non Federally-Regulated | 04/10/2000 |  | 11/19/2001
Econar | Econar | GH1201 |  | Ground-Water-Source | WBAHP: Heat Pump Packaged Unit | Heat Pump | 460 | 3 |  |  | No Match | No Match |  |  |  | 109000 | 9083 | 12 | 9 | 107000 | 10453 | 3 |  | Non Federally-Regulated | 01/30/1998 |  | 10/02/1998
Florida Heat Pump | Energy Miser | HE34CF-3 |  | Water-Source | WBAHP: Heat Pump Packaged Unit | Heat Pump | 208 | 3 |  |  | No Match | No Match |  |  |  | 34000 | 3035 | 11.2 | 7.5 | 44000 | 3225 | 4 | 2.5 | Non Federally-Regulated | 05/16/1984 |  | 05/11/1988
ClimateMaster Inc. | Climate Master Series | PDW30 | GAH30 | Water-Source | Water/Brine to Air Heat Pump S | Heat Pump | 230 | 1 |  |  | No Match | No Match |  |  |  | 29100 | 2238 | 13 | 10 | 33000 | 2417 | 4 |  | Federally-Regulated Commercial & Industrial Equipment | 04/12/2000 |  | 11/19/2001
Mammoth | Mammoth | E009HHC |  | Water-Source | WBAHP: Heat Pump Packaged Unit | Heat Pump | 265 | 1 |  |  | No Match | No Match |  |  |  | 9100 | 825 | 11 | 7.5 | 12000 | 900 | 3.9 | 2.5 | Non Federally-Regulated | 05/16/1984 |  | 05/11/1988
Florida Heat Pump | Bosch | CP042-1HZ/VT |  | Ground-Source | WBAHP: Heat Pump Packaged Unit | Heat Pump | 208 | 1 |  |  |  | Single-Speed |  |  |  | 42000 | 1981 | 21.2 | 13.4 | 28000 | 2001 | 4.1 | 3.1 | Non Federally-Regulated | 04/22/2015 |  | 05/01/2015
Florida Heat Pump | Florida Heat Pump | TA061-1CS | TA061-1AH/AV | Water-Source | WBAHP-CB: Heat Pump Split Syst | Heat Pump | 208 | 1 |  |  | No Match | Dual-Speed |  |  |  | 64000 | 3975 | 16.1 | 12 | 78500 | 4340 | 5.3 | 4.2 | Federally-Regulated Commercial & Industrial Equipment | 06/14/2011 |  | 05/01/2015
Climate Control / Snyder General | Electro-Hydronics | CC350GK |  | Water-Source | WBAHP: Heat Pump Packaged Unit | Heat Pump | 208 | 3 |  |  | No Match | No Match |  |  |  | 35600 | 3360 | 10.6 | 7.5 | 43000 | 3500 | 3.6 | 2.5 | Non Federally-Regulated | 06/11/1985 |  | 08/29/1986
Florida Heat Pump | Energy Miser | HE9CF-1 |  | Water-Source | WBAHP: Heat Pump Packaged Unit | Heat Pump | 230 | 1 |  |  | No Match | No Match |  |  |  | 9000 | 820 | 11 | 9 | 12400 | 910 | 4 | 3.2 | Non Federally-Regulated | 02/22/1990 |  | 07/31/1991
Waterfurnace International, Inc. | Waterfurnace International, Inc. | ATH057D1(P) |  | Ground-Water-Source | WBAHP: Heat Pump Packaged Unit | Heat Pump | 208 | 1 |  |  | No Match | No Match |  |  |  | 34000 | 1808 | 18.8 | 9 | 26000 | 2116 | 3.6 |  | Non Federally-Regulated | 12/14/1998 |  | 10/06/1999
Addison Products | Addison Products | VGY042-1A |  | Ground-Water-Source | WBAHP: Heat Pump Packaged Unit | Heat Pump | 230 | 1 |  |  | No Match | No Match |  |  |  | 47000 | 3560 | 13.2 | 9 | 30900 | 3017 | 3 |  | Non Federally-Regulated | 11/14/2000 |  | 07/18/2002
ClimateMaster Inc. | Carrier Corp. | 50YEH/V/D024****3 |  | Ground-Water-Source | WBAHP: Heat Pump Packaged Unit | Heat Pump | 230 | 1 |  |  | No Match | Single-Speed |  |  |  | 26500 | 1004 | 26.4 | 16.2 | 24100 | 1413 | 5 | 3.6 | Non Federally-Regulated | 10/24/2014 |  | 04/22/2015
McQuay / Snyder General | Electro-Hydronics | FW350FK |  | Water-Source | WBAHP: Heat Pump Packaged Unit | Heat Pump | 208 | 3 |  |  | No Match | No Match |  |  |  | 33600 | 3360 | 10.6 | 9 | 43000 | 3500 | 3.6 | 3.2 | Non Federally-Regulated | 05/11/1988 |  | 03/15/1989
Enertech Global, LLC | Enertech | GT060 |  | Ground-Water-Source | WBAHP: Heat Pump Packaged Unit | Heat Pump | 230 | 1 |  |  | No Match | Single-Speed | 2512 | 680 | 1 | 68600 | 3430 | 20 | 16.2 | 60000 | 4396 | 4 | 3.6 | Non Federally-Regulated | 01/10/2012 |  | 04/19/2013
McQuay International | McQuay | FCV/FCW036B-G |  | Water-Source | WBAHP: Heat Pump Packaged Unit | Heat Pump | 208 | 1 |  |  | No Match | No Match |  |  |  | 35200 | 2957 | 11.9 | 10 | 45000 | 3296 | 4 |  | Federally-Regulated Commercial & Industrial Equipment | 11/17/1999 |  | 09/21/2000
Florida Heat Pump | Florida Heat Pump | GT024-1CS | GT024-1AH/AV | Water-Source | WBAH: Heating Only Packaged Un | Heat Pump | 208 | 3 |  |  | No Match | No Match |  |  |  | 25000 | 2118 | 11.8 | 9 | 26500 | 2218 | 3.5 | 3.5 | Non Federally-Regulated | 05/23/2001 |  | 07/16/2001
Mammoth | Hydrobank II | K086VLK |  | Ground-Water-Source | WBAHP: Heat Pump Packaged Unit | Heat Pump | 575 | 3 |  |  | No Match | No Match |  |  |  | 86000 | 6370 | 13.5 | 9 | 64000 | 6048 | 3.1 |  | Non Federally-Regulated | 07/22/2002 |  | 03/12/2009
Waterfurnace International, Inc. | Waterfurnace International, Inc. | P028**1 |  | Water-Source | WBAHP: Heat Pump Packaged Unit | Heat Pump | 208 | 1 |  |  | No Match | No Match |  |  |  | 28100 | 1745 | 16.1 | 10 | 33600 | 2094 | 4.7 |  | Federally-Regulated Commercial & Industrial Equipment | 05/19/2000 |  | 02/17/2011
Econar | Econar | GV670 |  | Ground-Water-Source | WBAHP: Heat Pump Packaged Unit | Heat Pump | 208 | 1 |  |  | No Match | No Match |  |  |  | 63500 | 5669 | 11.2 | 9 | 63000 | 6154 | 3 |  | Non Federally-Regulated | 12/14/1998 |  | 03/18/2002
Waterfurnace International, Inc. | Geotility Geothermal Installations | ZS048**3*4 |  | Ground-Source | WBAHP: Heat Pump Packaged Unit | Heat Pump | 208 | 3 |  |  | No Match | Single-Speed |  |  |  | 49500 | 2735 | 18.1 | 13.4 | 36900 | 3004 | 3.6 | 3.1 | Non Federally-Regulated | 06/14/2011 |  | 04/19/2013
Waterfurnace International, Inc. | Johnson Controls | RKV/RKH048**0*1 |  | Ground-Water-Source | WBAHP: Heat Pump Packaged Unit | Heat Pump | 208 | 1 |  |  | No Match | Single-Speed |  |  |  | 51600 | 2293 | 22.5 | 16.2 | 43400 | 3028 | 4.2 | 3.6 | Non Federally-Regulated | 09/03/2012 |  | 01/09/2014
Econar | Econar | Q14kW4T |  | Ground-Water-Source | WBAHP: Heat Pump Packaged Unit | Heat Pump | 208 | 1 |  |  | No Match | No Match |  |  |  | 47500 | 3392 | 14 | 9 | 38400 | 3515 | 3.2 |  | Non Federally-Regulated | 11/14/2000 |  | 07/18/2002
The Whalen Company | Whalen | VI-A1-401-DL |  | Water-Source | WBAHP: Heat Pump Packaged Unit | Heat Pump | 265 | 1 |  |  | No Match | No Match |  |  |  | 11700 | 1093 | 10.7 | 10 | 15600 | 1171 | 3.9 |  | Federally-Regulated Commercial & Industrial Equipment | 11/14/2000 |  | 03/12/2009
Florida Heat Pump | Florida Heat Pump | CW012-0 |  | Water-Source | WBAHP-CB: Heat Pump Split Syst | Heat Pump | 115 | 1 |  |  | No Match | No Match |  |  |  | 11500 | 676 | 17 | 9 | 11500 | 842 | 4 | 3.5 | Non Federally-Regulated | 07/16/2001 |  | 07/18/2002
Inter-City Products Corp. | McQuay | CCW070A*F |  | Water-Source | WBAHP: Heat Pump Packaged Unit | Heat Pump | 208 | 3 |  |  | No Match | No Match |  |  |  | 70000 | 6250 | 11.2 | 10.5 | 89000 | 6864 | 3.8 | 3.8 | Non Federally-Regulated | 07/31/1991 |  | 03/31/1998
ClimateMaster Inc. | Carrier Corp. | 50RTP04 |  | Water-Source | WBAHP: Heat Pump Packaged Unit | Heat Pump | 230 | 3 |  |  | No Match | Single-Speed |  |  |  | 48500 | 3368 | 14.4 | 12 | 59700 | 3723 | 4.7 | 4.2 | Federally-Regulated Commercial & Industrial Equipment | 10/24/2014 |  | 04/22/2015
Enertech Global, LLC | Enertech | TRT072A | MPD072 | Ground-Source | WBAHP-CB: Heat Pump Split Syst | Heat Pump | 230 | 1 |  |  | No Match | Single-Speed | 3447 | 660 | 1 | 69400 | 4107 | 16.9 | 13.4 | 52300 | 4379 | 3.5 | 3.1 | Non Federally-Regulated | 09/03/2012 |  | 01/09/2014
McQuay International | McQuay | W-WD*/WL*/WM*-1-012-E |  | Water-Source | WBAHP-O: Heat Pump Packaged Un | Heat Pump | 230 | 1 |  |  | No Match | No Match |  |  |  | 11400 | 876 | 13 | 10 | 12800 | 961 | 3.9 |  | Federally-Regulated Commercial & Industrial Equipment | 11/14/2000 |  | 03/12/2009
California Heat Pump | California Heat Pump | 52H**-34-** |  | Water-Source | WBAHP: Heat Pump Packaged Unit | Heat Pump | 460 | 3 |  |  | No Match | No Match |  |  |  | 52000 | 5000 | 10.4 | 7.5 | 59000 | 4900 | 3.5 | 2.5 | Non Federally-Regulated | 06/11/1985 |  | 05/11/1988
Singer | Electro-Hydronics | UC190C5 |  | Water-Source | WBAHP: Heat Pump Packaged Unit | Heat Pump | 208 | 1 |  |  | No Match | No Match |  |  |  | 18000 | 2175 | 8.3 | 7.5 | 21000 | 2400 | 2.6 | 2.5 | Non Federally-Regulated | 01/05/1982 |  | 05/16/1984
Florida Heat Pump | Florida Heat Pump | EM024-2CF |  | Water-Source | WBAHP: Heat Pump Packaged Unit | Heat Pump | 265 | 1 |  |  | No Match | No Match |  |  |  | 24000 | 1714 | 14 | 10 | 30000 | 1831 | 4.8 |  | Federally-Regulated Commercial & Industrial Equipment | 12/14/1998 |  | 10/05/1999
Waterfurnace International, Inc. | Rybacki - Hart Enterprises | ZS041**0*1 |  | Water-Source | WBAHP: Heat Pump Packaged Unit | Heat Pump | 230 | 1 |  |  | No Match | Single-Speed |  |  |  | 40000 | 2759 | 14.5 | 12 | 45000 | 2931 | 4.5 | 4.2 | Federally-Regulated Commercial & Industrial Equipment | 01/24/2011 |  | 04/19/2013
Florida Heat Pump | Florida Heat Pump | TA035-1CS | DX035CC/UC | Water-Source | WBAHP-C: Heat Pump Split Syste | Heat Pump | 230 | 1 |  |  | No Match | Dual-Speed |  |  |  | 37200 | 2241 | 16.6 | 12 | 40300 | 2147 | 5.5 | 4.2 | Federally-Regulated Commercial & Industrial Equipment | 01/10/2012 |  | 03/02/2012
ClimateMaster Inc. | Trane | WPHA40XF* |  | Water-Source | WBAHP: Heat Pump Packaged Unit | Heat Pump | 230 | 3 |  |  | No Match | No Match |  |  |  | 42000 | 3850 | 10.9 | 9 | 52000 | 4100 | 3.7 | 3.2 | Non Federally-Regulated | 05/11/1988 |  | 03/15/1989
Waterfurnace International, Inc. | Waterfurnace International, Inc. | V120**3 |  | Water-Source | WBAHP: Heat Pump Packaged Unit | Heat Pump | 208 | 3 |  |  | No Match | No Match |  |  |  | 118500 | 9634 | 12.3 | 9 | 160000 | 10902 | 4.3 | 3.8 | Federally-Regulated Commercial & Industrial Equipment | 05/19/2000 |  | 11/14/2000
Waterfurnace International, Inc. | Johnson Controls | RJSV/RJSH015**2*0 |  | Ground-Water-Source | WBAHP: Heat Pump Packaged Unit | Heat Pump | 265 | 1 |  |  | No Match | Single-Speed |  |  |  | 16700 | 642 | 26 | 16.2 | 15500 | 1009 | 4.5 | 3.6 | Non Federally-Regulated | 01/24/2011 |  | 10/24/2014
McQuay International | McQuay | W-FDD/FDE/FME1-024-E |  | Water-Source | WBAHP: Heat Pump Packaged Unit | Heat Pump | 230 | 1 |  |  | No Match | No Match |  |  |  | 24400 | 2033 | 12 | 10 | 32000 | 2343 | 4 |  | Federally-Regulated Commercial & Industrial Equipment | 09/21/2000 |  | 03/12/2009
Waterfurnace International, Inc. | Waterfurnace International, Inc. | CW*018A2 |  | Ground-Water-Source | WBAHP: Heat Pump Packaged Unit | Heat Pump | 265 | 1 |  |  | No Match | No Match |  |  |  | 18100 | 1360 | 13.3 | 9 | 14600 | 1337 | 3.2 |  | Non Federally-Regulated | 12/14/1998 |  | 10/06/1999
Command-Aire | Command-Aire | SWPH-3533 |  | Water-Source | WBAHP: Heat Pump Packaged Unit | Heat Pump | 230 | 3 |  |  | No Match | No Match |  |  |  | 438000 | 47400 | 9.2 | 7.5 | 608000 | 49700 | 3.6 | 2.2 | Non Federally-Regulated | 01/05/1982 |  | 06/11/1985
Florida Heat Pump | Florida Heat Pump | GT018-2CF/HZ/VT |  | Ground-Water-Source | WBAHP: Heat Pump Packaged Unit | Heat Pump | 265 | 1 |  |  | No Match | No Match |  |  |  | 16500 | 1018 | 16.2 | 9 | 11500 | 1021 | 3.3 |  | Non Federally-Regulated | 04/10/2000 |  | 07/18/2002
Waterfurnace International, Inc. | Geotility Geothermal Installations | ZS030**3*0 |  | Ground-Water-Source | WBAHP: Heat Pump Packaged Unit | Heat Pump | 230 | 3 |  |  | No Match | Single-Speed |  |  |  | 32900 | 1430 | 23 | 16.2 | 28300 | 2074 | 4 | 3.6 | Non Federally-Regulated | 01/24/2011 |  | 04/19/2013
Command-Aire | Command-Aire | GSUF0361A |  | Ground-Water-Source | WBAHP: Heat Pump Packaged Unit | Heat Pump | 208 | 1 |  |  | No Match | No Match |  |  |  | 34800 | 2450 | 14.2 | 9 | 26600 | 2688 | 2.9 |  | Non Federally-Regulated | 08/07/1998 |  | 10/02/1998
Snyder General Corp. | American Air Filter | CWH007B*V |  | Water-Source | WBAHP-O: Heat Pump Packaged Un | Heat Pump | 230 | 1 |  |  | No Match | No Match |  |  |  | 6600 | 520 | 12.7 | 9.3 | 9000 | 630 | 4.2 | 3.8 | Non Federally-Regulated | 07/31/1991 |  | 03/31/1998
McQuay International | McQuay | VWH/VWW007B-G |  | Water-Source | WBAHP: Heat Pump Packaged Unit | Heat Pump | 230 | 1 |  |  | No Match | No Match |  |  |  | 6800 | 653 | 10.4 | 10 | 9800 | 755 | 3.8 |  | Federally-Regulated Commercial & Industrial Equipment | 11/17/1999 |  | 09/21/2000
Florida Heat Pump | Geomaster, LLC | ES042-1CF/HZ/VT |  | Ground-Source | WBAHP: Heat Pump Packaged Unit | Heat Pump | 230 | 1 |  |  | No Match | Single-Speed |  |  |  | 44500 | 2697 | 16.5 | 13.4 | 30500 | 2708 | 3.3 | 3.1 | Non Federally-Regulated | 02/09/2009 |  | 04/20/2015
Enertech Global, LLC | Enertech | GHT048A2 |  | Ground-Water-Source | WBAHP: Heat Pump Packaged Unit | Heat Pump | 230 | 3 |  |  | No Match | Single-Speed |  |  |  | 50600 | 2595 | 19.5 | 16.2 | 47300 | 3466 | 4 | 3.6 | Non Federally-Regulated | 12/12/2012 |  | 05/11/2015
Enviro Master International llc | Enviro Master International | FWH09D******A*B |  | Water-Source | WBAHP-O: Heat Pump Packaged Un | Heat Pump | 230 | 1 |  |  | No Match | No Match |  |  |  | 9400 | 750 | 12.5 | 9 | 12400 | 865 | 4.2 | 3.2 | Non Federally-Regulated | 02/22/1990 |  | 07/31/1991
Waterfurnace International, Inc. | Spectra | SXH016A0 |  | Water-Source | WBAHP-CB: Heat Pump Split Syst | Heat Pump | 208 | 1 |  |  | No Match | No Match |  |  |  | 17100 | 1248 | 13.7 | 9 | 18700 | 1336 | 4.1 | 3.5 | Non Federally-Regulated | 06/02/1993 |  | 06/03/1993
ClimateMaster Inc. | Trane | WPCA07XC* |  | Water-Source | WBAHP: Heat Pump Packaged Unit | Heat Pump | 230 | 1 |  |  | No Match | No Match |  |  |  | 6900 | 675 | 10.2 | 9 | 9500 | 795 | 3.5 | 3.2 | Non Federally-Regulated | 05/11/1988 |  | 03/15/1989
Mammoth | Hydrobank II | F054VLG |  | Ground-Water-Source | WBAHP: Heat Pump Packaged Unit | Heat Pump | 208 | 3 |  |  | No Match | No Match |  |  |  | 51500 | 3678 | 14 | 9 | 41000 | 3640 | 3.3 |  | Non Federally-Regulated | 01/18/2001 |  | 07/18/2002
Carrier Corp. | Carrier | 50HQ,VQ0335 |  | Water-Source | WBAHP: Heat Pump Packaged Unit | Heat Pump | 208 | 3 |  |  | No Match | No Match |  |  |  | 34000 | 3850 | 8.8 | 7.5 | 40000 | 4350 | 2.7 | 2.5 | Non Federally-Regulated | 01/05/1982 |  | 09/08/1982
Mammoth | Hydrobank II | F045VLG |  | Ground-Water-Source | WBAHP: Heat Pump Packaged Unit | Heat Pump | 208 | 3 |  |  | No Match | No Match |  |  |  | 44000 | 3283 | 13.4 | 9 | 34000 | 3320 | 3 |  | Non Federally-Regulated | 05/23/2000 |  | 01/18/2001
Geoflex Systems, Inc. | Geoflex Systems, Inc. | GF1S-V/H/D/M-042WAABP |  | Water-Source | WBAHP: Heat Pump Packaged Unit | Both Heat Pump and Electric Re | 208 | 1 |  |  | No Match | Single-Speed |  |  |  | 38600 | 2121 | 18.2 | 12 | 45500 | 2299 | 5.8 | 4.2 | Federally-Regulated Commercial & Industrial Equipment | 11/30/2011 |  | 03/02/2012
McQuay / Snyder General | Electro-Hydronics | CC500G5 |  | Water-Source | WBAHP: Heat Pump Packaged Unit | Heat Pump | 208 | 1 |  |  | No Match | No Match |  |  |  | 50000 | 4850 | 10.3 | 7.5 | 65000 | 4900 | 3.9 | 2.5 | Non Federally-Regulated | 08/29/1986 |  | 05/11/1988
Mammoth | Mammoth | D072VHA |  | Water-Source | WBAHP: Heat Pump Packaged Unit | Heat Pump | 230 | 1 |  |  | No Match | Dual-Speed | 4160 | 900 | 1 | 76700 | 4794 | 16 | 12 | 80500 | 5243 | 4.5 | 4.2 | Federally-Regulated Commercial & Industrial Equipment | 11/30/2011 |  | 12/12/2012
ClimateMaster Inc. | Climate Master Series | VS/VL/HS/HL 036 F/H |  | Water-Source | WBAHP: Heat Pump Packaged Unit | Heat Pump | 208 | 3 |  |  | No Match | No Match |  |  |  | 35000 | 3181 | 11 | 9.3 | 42500 | 3193 | 3.9 | 3.8 | Federally-Regulated Commercial & Industrial Equipment | 03/31/1998 |  | 05/10/1998
McQuay / Snyder General | Electro-Hydronics | VE330FD |  | Water-Source | WBAHP: Heat Pump Packaged Unit | Heat Pump | 230 | 3 |  |  | No Match | No Match |  |  |  | 30800 | 2852 | 10.8 | 9 | 35000 | 2900 | 3.5 | 3.2 | Non Federally-Regulated | 05/11/1988 |  | 03/15/1989
Waterfurnace International, Inc. | Waterfurnace International, Inc. | SXV030A2 |  | Ground-Source | WBAHP: Heat Pump Packaged Unit | Heat Pump | 265 | 1 |  |  | No Match | No Match |  |  |  | 31200 | 2181 | 14.3 |  | 21600 | 1808 | 3.5 |  | Non Federally-Regulated | 03/31/1998 |  | 05/10/1998
Waterfurnace International, Inc. | WFI Industries, Ltd. | VLV/VXV042*0 |  | Water-Source | WBAHP: Heat Pump Packaged Unit | Heat Pump | 230 | 1 |  |  | No Match | No Match |  |  |  | 40000 | 3076 | 13 | 10 | 48000 | 3348 | 4.2 |  | Federally-Regulated Commercial & Industrial Equipment | 06/20/2003 |  | 02/17/2011
Addison Products | Heat Controller | WVPG030-1B-XL |  | Ground-Water-Source | WBAHP: Heat Pump Packaged Unit | Heat Pump | 208 | 1 |  |  | No Match | No Match |  |  |  | 28000 | 1866 | 15 | 9 | 19800 | 1871 | 3.1 |  | Non Federally-Regulated | 10/06/1999 |  | 04/10/2000
McQuay / Snyder General | Electro-Hydronics | UC500F3 |  | Water-Source | WBAHP: Heat Pump Packaged Unit | Heat Pump | 230 | 1 |  |  | No Match | No Match |  |  |  | 50000 | 4850 | 10.3 | 7.5 | 65000 | 4900 | 3.9 | 2.5 | Non Federally-Regulated | 08/29/1986 |  | 05/11/1988
Waterfurnace International, Inc. | Spectra | SXH068A3 |  | Water-Source | WBAHP-CB: Heat Pump Split Syst | Heat Pump | 208 | 3 |  |  | No Match | No Match |  |  |  | 70000 | 5983 | 11.7 | 9.2 | 80000 | 6335 | 3.7 | 3.5 | Non Federally-Regulated | 06/02/1993 |  | 06/03/1993
Waterfurnace International, Inc. | Eagle Mountain | ZS042**4*4 |  | Water-Source | WBAHP: Heat Pump Packaged Unit | Heat Pump | 460 | 3 |  |  | No Match | Single-Speed |  |  |  | 40800 | 2615 | 15.6 | 12 | 45400 | 2661 | 5 | 4.2 | Federally-Regulated Commercial & Industrial Equipment | 06/14/2011 |  | 04/19/2013
Econar | Econar | GH420 |  | Ground-Water-Source | WBAHP: Heat Pump Packaged Unit | Heat Pump | 208 | 1 |  |  | No Match | No Match |  |  |  | 35400 | 2744 | 12.9 | 11 | 50500 | 4000 | 3.7 | 3.5 | Non Federally-Regulated | 03/31/1998 |  | 05/10/1998
Enertech Global, LLC | Enertech | HCT048C2 |  | Ground-Water-Source | WBAHP: Heat Pump Packaged Unit | Heat Pump | 208 | 3 |  |  | No Match | Single-Speed |  |  |  | 53600 | 2404 | 22.3 | 16.2 | 47700 | 3107 | 4.5 | 3.6 | Non Federally-Regulated | 12/12/2012 |  | 04/21/2014
ClimateMaster Inc. | Climate Master Series | 802142F******** |  | Water-Source | WBAHP: Heat Pump Packaged Unit | Heat Pump | 460 | 3 |  |  | No Match | No Match |  |  |  | 136000 | 13300 | 10.2 |  | 164000 | 14600 | 3.3 |  | Non Federally-Regulated | 05/11/1988 |  | 03/15/1989
McQuay / Snyder General | Electro-Hydronics | FC350F5 |  | Water-Source | WBAHP: Heat Pump Packaged Unit | Heat Pump | 208 | 1 |  |  | No Match | No Match |  |  |  | 35600 | 3360 | 10.6 | 7.5 | 43000 | 3500 | 3.6 | 2.5 | Non Federally-Regulated | 08/29/1986 |  | 05/11/1988
Heat Controller | Heat Controller | WPH64-1JC/1JBC |  | Ground-Water-Source | WBAHP: Heat Pump Packaged Unit | Heat Pump | 230 | 1 |  |  | No Match | No Match |  |  |  | 63500 | 5080 | 12.5 | 11 | 76000 | 6364 | 3.5 | 3.5 | Non Federally-Regulated | 03/31/1998 |  | 05/10/1998
Hydro Delta Corp. | Hydro Delta Corp. | 03-054-WTARW-HE |  | Water-Source | WBAHP-CB: Heat Pump Split Syst | Heat Pump | 208 | 1 |  |  | No Match | No Match |  |  |  | 55000 | 4435 | 12.4 | 9 | 64000 | 5208 | 3.6 | 3.5 | Non Federally-Regulated | 10/05/1999 |  | 04/12/2000
McQuay / Snyder General | Electro-Hydronics | LHP15AP |  | Water-Source | WBAHP: Heat Pump Packaged Unit | Heat Pump | 460 | 3 |  |  | No Match | No Match |  |  |  | 178000 | 16950 | 10.5 |  | 227000 | 17600 | 3.8 | 2.5 | Non Federally-Regulated | 08/29/1986 |  | 05/11/1988
ClimateMaster Inc. | Climate Master | PDW24 | FK4CNF003 | Water-Source | WBAHP-CB: Heat Pump Split Syst | Heat Pump | 208 | 1 |  |  | No Match | Single-Speed |  |  |  | 23500 | 1621 | 14.5 | 12 | 29200 | 1822 | 4.7 | 4.2 | Federally-Regulated Commercial & Industrial Equipment | 09/15/2009 |  | 02/17/2011
Waterfurnace International, Inc. | Geotility Geothermal Installations | GS015**0*0 |  | Ground-Source | WBAHP: Heat Pump Packaged Unit | Heat Pump | 230 | 1 |  |  | No Match | Single-Speed |  |  |  | 14600 | 811 | 18 | 13.4 | 11700 | 927 | 3.7 | 3.1 | Non Federally-Regulated | 01/24/2011 |  | 04/19/2013
Waterfurnace International, Inc. | Waterfurnace International, Inc. | SXV030*3 |  | Ground-Water-Source | WBAHP: Heat Pump Packaged Unit | Heat Pump | 208 | 1 |  |  | No Match | No Match |  |  |  | 31200 | 2181 | 14.3 | 9 | 21600 | 1808 | 3.5 |  | Non Federally-Regulated | 10/06/1999 |  | 04/10/2000
Florida Heat Pump | Florida Heat Pump | EM012-2CF |  | Water-Source | WBAHP: Heat Pump Packaged Unit | Heat Pump | 265 | 1 |  |  | No Match | No Match |  |  |  | 11500 | 1008 | 11.4 | 10 | 14600 | 1069 | 4 |  | Federally-Regulated Commercial & Industrial Equipment | 12/14/1998 |  | 10/05/1999
Addison Products | Addison Products | HPY096-5A |  | Water-Source | WBAHP-CB: Heat Pump Split Syst | Heat Pump | 575 | 3 |  |  | No Match | No Match |  |  |  | 97900 | 8900 | 11 | 9 | 123600 | 10346 | 3.5 | 3.5 | Non Federally-Regulated | 11/14/2000 |  | 01/24/2002
McQuay / Snyder General | Electro-Hydronics | UW260FD |  | Water-Source | WBAHP: Heat Pump Packaged Unit | Heat Pump | 230 | 3 |  |  | No Match | No Match |  |  |  | 26000 | 2450 | 10.6 | 7.5 | 31600 | 2500 | 3.7 | 2.5 | Non Federally-Regulated | 08/29/1986 |  | 05/11/1988
Climate Control / Snyder General | Trane | WPLA09XF* |  | Water-Source | WBAHP: Heat Pump Packaged Unit | Heat Pump | 230 | 3 |  |  | No Match | No Match |  |  |  | 107000 | 9000 | 11.9 | 9.2 | 120000 | 9200 | 3.8 | 2.5 | Non Federally-Regulated | 05/16/1984 |  | 05/11/1988
Mammoth | Hydrobank II | K054HHG |  | Water-Source | WBAHP: Heat Pump Packaged Unit | Heat Pump | 575 | 3 |  |  | No Match | No Match |  |  |  | 54000 | 3802 | 14.2 | 10 | 67500 | 4299 | 4.6 |  | Federally-Regulated Commercial & Industrial Equipment | 05/23/2000 |  | 01/18/2001
Enertech Global, LLC | Enertech | HRT048A | MPD060 | Ground-Source | WBAHP-CB: Heat Pump Split Syst | Heat Pump | 230 | 1 |  |  | No Match | Single-Speed |  |  |  | 50800 | 2822 | 18 | 13.4 | 36400 | 2735 | 3.9 | 3.1 | Non Federally-Regulated | 12/12/2012 |  | 04/29/2015
ClimateMaster Inc. | Carrier Corp. | 50YEH/V/D070****3 |  | Water-Source | WBAHP: Heat Pump Packaged Unit | Heat Pump | 208 | 1 |  |  | No Match | Single-Speed | 4288 | 899 | 152 | 71000 | 4863 | 14.6 | 12 | 82100 | 5231 | 4.6 | 4.2 | Federally-Regulated Commercial & Industrial Equipment | 10/24/2014 |  | 04/22/2015
Florida Heat Pump | Geomaster, LLC | AU025-1CS | AU025-1AV/AH | Ground-Source | WBAHP-CB: Heat Pump Split Syst | Heat Pump | 230 | 1 |  |  | No Match | Single-Speed |  |  |  | 26900 | 1470 | 18.3 | 13.4 | 18600 | 1473 | 3.7 | 3.1 | Non Federally-Regulated | 04/23/2009 |  | 10/03/2011
Florida Heat Pump | Florida Heat Pump | CW018-2 |  | Water-Source | WBAHP-CB: Heat Pump Split Syst | Heat Pump | 265 | 1 |  |  | No Match | No Match |  |  |  | 18000 | 1200 | 15 | 9 | 17000 | 1245 | 4 | 3.5 | Non Federally-Regulated | 07/22/2002 |  | 03/12/2009
Hydro Delta Corp. | Hydro Delta Corp. | 03-054-WTARW-HE |  | Ground-Water-Source | WBAHP: Heat Pump Packaged Unit | Heat Pump | 208 | 1 |  |  | No Match | No Match |  |  |  | 53500 | 4147 | 12.9 | 9 | 46000 | 4347 | 3.1 |  | Non Federally-Regulated | 10/06/1999 |  | 04/10/2000
Waterfurnace International, Inc. | Waterfurnace International, Inc. | ES048*1(P) | FV4ANF006 | Ground-Water-Source | WBAHP-CB: Heat Pump Split Syst | Heat Pump | 208 | 1 |  |  | No Match | No Match |  |  |  | 29900 | 1495 | 20 | 9 | 21000 | 1577 | 3.9 |  | Non Federally-Regulated | 05/21/2002 |  | 07/18/2002
Florida Heat Pump | Geomaster, LLC | EC042-3CF/HZ/VT |  | Ground-Water-Source | WBAHP: Heat Pump Packaged Unit | Heat Pump | 230 | 3 |  |  | No Match | Single-Speed |  |  |  | 44500 | 2405 | 18.5 | 16.2 | 42000 | 2713 | 3.8 | 3.6 | Non Federally-Regulated | 04/30/2009 |  | 04/20/2015
Florida Heat Pump | Florida Heat Pump | EM036-2CF |  | Water-Source | WBAHP: Heat Pump Packaged Unit | Heat Pump | 265 | 1 |  |  | No Match | No Match |  |  |  | 35000 | 2500 | 14 | 10 | 42000 | 2735 | 4.5 |  | Federally-Regulated Commercial & Industrial Equipment | 02/02/1998 |  | 03/31/1998
ClimateMaster Inc. | Carrier Corp. | 50PRH/V042 3 |  | Ground-Source | WBAHP: Heat Pump Packaged Unit | Heat Pump | 208 | 1 |  |  | No Match | Single-Speed |  |  |  | 40500 | 2813 | 14.4 | 13.4 | 34300 | 3046 | 3.3 | 3.1 | Non Federally-Regulated | 01/24/2011 |  | 08/23/2011
Florida Heat Pump | Florida Heat Pump | EM041-4CF/HZ/VT |  | Water-Source | WBAHP-CB: Heat Pump Split Syst | Heat Pump | 460 | 3 |  |  | No Match | No Match |  |  |  | 42500 | 3455 | 12.3 | 9 | 50000 | 4185 | 3.5 | 3.5 | Non Federally-Regulated | 05/23/2001 |  | 07/18/2002
Waterfurnace International, Inc. | Waterfurnace International, Inc. | ATV066*3 |  | Ground-Water-Source | WBAHP: Heat Pump Packaged Unit | Heat Pump | 230 | 3 |  |  | No Match | No Match |  |  |  | 67000 | 5000 | 13.4 | 9 | 50000 | 4883 | 3 |  | Non Federally-Regulated | 10/06/1999 |  | 05/19/2000
Enertech Global, LLC | Enertech | TVT040 |  | Ground-Source | WBAHP: Heat Pump Packaged Unit | Heat Pump | 230 | 1 |  |  | No Match | Single-Speed |  |  |  | 39400 | 2189 | 18 | 13.4 | 31400 | 2550 | 3.6 | 3.1 | Non Federally-Regulated | 11/25/2009 |  | 11/30/2011
Waterfurnace International, Inc. | Waterfurnace International, Inc. | NSV/NSH030F1*1 |  | Ground-Source | WBAHP: Heat Pump Packaged Unit | Heat Pump | 230 | 1 |  |  | No Match | Single-Speed |  |  |  | 29400 | 1342 | 21.9 | 13.4 | 20000 | 1465 | 4 | 3.1 | Non Federally-Regulated | 05/02/2012 |  | 04/19/2013
McQuay / Snyder General | Electro-Hydronics | CW420FK |  | Water-Source | WBAHP: Heat Pump Packaged Unit | Heat Pump | 208 | 3 |  |  | No Match | No Match |  |  |  | 42000 | 3850 | 10.9 | 7.5 | 52000 | 4100 | 3.7 | 2.5 | Non Federally-Regulated | 08/29/1986 |  | 05/11/1988
Climate Control / Snyder General | Electro-Hydronics | CW260F7 |  | Water-Source | WBAHP: Heat Pump Packaged Unit | Heat Pump | 265 | 1 |  |  | No Match | No Match |  |  |  | 26000 | 2450 | 10.6 | 7.5 | 31600 | 2500 | 3.7 | 2.5 | Non Federally-Regulated | 05/16/1984 |  | 08/29/1986
Addison Products | Addison Products | WPH022-1J |  | Water-Source | WBAHP: Heat Pump Packaged Unit | Heat Pump | 230 | 1 |  |  | No Match | No Match |  |  |  | 22000 | 1833 | 12 | 10 | 28000 | 2051 | 4 |  | Federally-Regulated Commercial & Industrial Equipment | 02/02/1998 |  | 03/31/1998
Climate Control / Snyder General | Electro-Hydronics | UW260G5 |  | Water-Source | WBAHP: Heat Pump Packaged Unit | Heat Pump | 208 | 1 |  |  | No Match | No Match |  |  |  | 26000 | 2450 | 10.6 | 7.5 | 31600 | 2500 | 3.7 | 2.5 | Non Federally-Regulated | 05/16/1984 |  | 08/29/1986
Carrier Corp. | Carrier | 50HQ,VQ0806 |  | Water-Source | WBAHP: Heat Pump Packaged Unit | Heat Pump | 460 | 3 |  |  | No Match | No Match |  |  |  | 78000 | 8210 | 9.5 | 7.5 | 86000 | 8397 | 3 | 2.2 | Non Federally-Regulated | 09/08/1982 |  | 05/16/1984
California Heat Pump | Aqua-Matic | 13H**-12-** |  | Water-Source | WBAHP: Heat Pump Packaged Unit | Heat Pump | 230 | 1 |  |  | No Match | No Match |  |  |  | 13600 | 1248 | 10.9 | 7.5 | 16400 | 1373 | 3.5 | 2.5 | Non Federally-Regulated | 06/11/1985 |  | 05/11/1988
Command-Aire | Command-Aire | SWPH-1844 |  | Water-Source | WBAHP: Heat Pump Packaged Unit | Heat Pump | 460 | 3 |  |  | No Match | No Match |  |  |  | 206000 | 22700 | 9.1 | 9 | 286000 | 23100 | 3.6 |  | Federally-Regulated Commercial & Industrial Equipment | 01/23/1988 |  | 05/11/1988
Climate Control / Snyder General | Electro-Hydronics | VF90G7 |  | Water-Source | WBAHP: Heat Pump Packaged Unit | Heat Pump | 265 | 1 |  |  | No Match | No Match |  |  |  | 9000 | 855 | 10.5 | 7.5 | 11000 | 920 | 3.5 | 2.5 | Non Federally-Regulated | 06/11/1985 |  | 08/29/1986
Climate Control / Snyder General | Electro-Hydronics | RC120A5 |  | Water-Source | WBAHP: Heat Pump Packaged Unit | Heat Pump | 208 | 1 |  |  | No Match | No Match |  |  |  | 11400 | 1140 | 10 | 7.5 | 15000 | 1255 | 3.5 | 2.5 | Non Federally-Regulated | 06/11/1985 |  | 08/29/1986
Enertech Global, LLC | Enertech | HXT048C2 |  | Ground-Source | WBAHP: Heat Pump Packaged Unit | Heat Pump | 230 | 3 |  |  | No Match | Single-Speed |  |  |  | 49900 | 2697 | 18.5 | 13.4 | 39500 | 2756 | 4.2 | 3.1 | Non Federally-Regulated | 03/02/2012 |  | 05/02/2012
Waterfurnace International, Inc. | Waterfurnace International, Inc. | NSV/NSH018F1*4 |  | Water-Source | WBAHP: Heat Pump Packaged Unit | Heat Pump | 230 | 1 |  |  | No Match | Single-Speed |  |  |  | 18000 | 1091 | 16.5 | 12 | 23000 | 1272 | 5.3 | 4.2 | Federally-Regulated Commercial & Industrial Equipment | 05/02/2012 |  | 04/19/2013
McQuay / Snyder General | Electro-Hydronics | FW400GP |  | Water-Source | WBAHP: Heat Pump Packaged Unit | Heat Pump | 460 | 3 |  |  | No Match | No Match |  |  |  | 39600 | 3960 | 10 | 7.5 | 45000 | 3880 | 3.4 | 2.5 | Non Federally-Regulated | 08/29/1986 |  | 05/11/1988
Florida Heat Pump | Energy Miser | HEH52-1 |  | Water-Source | WBAHP: Heat Pump Packaged Unit | Heat Pump | 208 | 1 |  |  | No Match | No Match |  |  |  | 51000 | 4360 | 11.7 | 9.3 | 65000 | 4760 | 4 | 3.8 | Non Federally-Regulated | 07/31/1991 |  | 03/31/1998
Addison Products | Addison Products | WPH036-1JC/1JBC |  | Water-Source | WBAHP-CB: Heat Pump Split Syst | Heat Pump | 208 | 1 |  |  | No Match | No Match |  |  |  | 35600 | 3236 | 11 | 9 | 40000 | 3348 | 3.5 | 3.5 | Non Federally-Regulated | 10/05/1999 |  | 11/14/2000
Florida Heat Pump | Energy Miser | HE15CF-1 |  | Water-Source | WBAHP: Heat Pump Packaged Unit | Heat Pump | 265 | 1 |  |  | No Match | No Match |  |  |  | 14700 | 1335 | 11 | 9 | 20000 | 1465 | 4 | 3.2 | Non Federally-Regulated | 02/22/1990 |  | 07/31/1991
Waterfurnace International, Inc. | Waterfurnace International, Inc. | NTV024*1 |  | Ground-Water-Source | WBAHP: Heat Pump Packaged Unit | Heat Pump | 230 | 1 |  |  | No Match | No Match |  |  |  | 22600 | 1527 | 14.8 | 9 | 26000 | 2720 | 2.8 |  | Non Federally-Regulated | 10/06/1999 |  | 04/10/2000
McQuay / Snyder General | Electro-Hydronics | UC630G3 |  | Water-Source | WBAHP: Heat Pump Packaged Unit | Heat Pump | 230 | 1 |  |  | No Match | No Match |  |  |  | 63000 | 6430 | 9.8 | 7.5 | 79000 | 6430 | 3.6 | 2.5 | Non Federally-Regulated | 08/29/1986 |  | 05/11/1988
Climate Control / Snyder General | Electro-Hydronics | CC260FD |  | Water-Source | WBAHP: Heat Pump Packaged Unit | Heat Pump | 230 | 3 |  |  | No Match | No Match |  |  |  | 26000 | 2450 | 10.6 | 7.5 | 31600 | 2500 | 3.7 | 2.5 | Non Federally-Regulated | 05/16/1984 |  | 08/29/1986
Trane U.S. Inc. | Trane | GEHA015 |  | Ground-Water-Source | WBAHP: Heat Pump Packaged Unit | Heat Pump | 208 | 1 |  |  | No Match | No Match |  |  |  | 14058 | 861 | 16.3 | 9 | 10200 | 858 | 3.5 |  | Non Federally-Regulated | 04/10/2000 |  | 07/18/2002
Jacobsen Energy Ind., Inc. | Thermaflo II | 12***5**** |  | Water-Source | WBAHP: Heat Pump Packaged Unit | Heat Pump | 265 | 1 |  |  | No Match | No Match |  |  |  | 12000 | 1250 | 11 | 9 | 16000 | 1400 | 3.2 | 3.2 | Non Federally-Regulated | 05/11/1988 |  | 03/15/1989
Waterfurnace International, Inc. | Eagle Mountain | YS024**1*4 |  | Water-Source | WBAHP: Heat Pump Packaged Unit | Heat Pump | 208 | 1 |  |  | No Match | Single-Speed |  |  |  | 23000 | 1523 | 15.1 | 12 | 27000 | 1583 | 5 | 4.2 | Federally-Regulated Commercial & Industrial Equipment | 01/24/2011 |  | 04/19/2013
Mammoth | Hydrobank II | D006HHA/VHA |  | Water-Source | WBAHP: Heat Pump Packaged Unit | Heat Pump | 208 | 1 |  |  | No Match | No Match |  |  |  | 7000 | 636 | 11 | 10 | 9600 | 721 | 3.9 |  | Federally-Regulated Commercial & Industrial Equipment | 02/02/1998 |  | 03/31/1998
Enertech Global, LLC | Enertech | H026C | MPD024 | Ground-Water-Source | WBAHP-CB: Heat Pump Split Syst | Heat Pump | 208 | 1 |  |  | No Match | Single-Speed |  |  |  | 28800 | 1655 | 17.4 | 16.2 | 24100 | 1767 | 4 | 3.6 | Non Federally-Regulated | 07/16/2009 |  | 04/19/2013
McQuay International | McQuay | W-CMG-1-042-K |  | Ground-Water-Source | WBAHP: Heat Pump Packaged Unit | Heat Pump | 460 | 3 |  |  | No Match | No Match |  |  |  | 41000 | 3059 | 13.4 | 9 | 27600 | 2788 | 2.9 |  | Non Federally-Regulated | 07/22/2002 |  | 03/12/2009
ClimateMaster Inc. | Climate Master Series | 80113E |  | Water-Source | WBAHP: Heat Pump Packaged Unit | Heat Pump | 265 | 1 |  |  | No Match | No Match |  |  |  | 12600 | 1050 | 12 | 9 | 14000 | 954 | 4.3 | 3.2 | Federally-Regulated Commercial & Industrial Equipment | 02/07/1988 |  | 05/11/1988
Waterfurnace International, Inc. | Extended Range | WXS041A*1 | RCS-041A | Water-Source | Water/Brine to Air Heat Pump S | Heat Pump | 230 | 1 |  |  | No Match | No Match |  |  |  | 44000 | 4190 | 10.5 | 9 | 56000 | 4435 | 3.7 |  | Non Federally-Regulated | 09/13/1989 |  | 07/27/1992
Waterfurnace International, Inc. | Waterfurnace International, Inc. | SXV084A3 |  | Water-Source | WBAHP: Heat Pump Packaged Unit | Heat Pump | 208 | 3 |  |  | No Match | No Match |  |  |  | 84000 | 5600 | 15 | 10.5 | 99000 | 5803 | 5 | 3.8 | Federally-Regulated Commercial & Industrial Equipment | 03/31/1998 |  | 05/10/1998
Waterfurnace International, Inc. | American Standard, Inc. | A1GC042***1**4 |  | Ground-Water-Source | WBAHP: Heat Pump Packaged Unit | Heat Pump | 208 | 1 |  |  | No Match | Single-Speed |  |  |  | 45800 | 1949 | 23.5 | 16.2 | 37000 | 2522 | 4.3 | 3.6 | Non Federally-Regulated | 08/23/2011 |  | 10/24/2014
Florida Heat Pump | Energy Miser | EMV 104A-3 |  | Water-Source | WBAHP: Heat Pump Packaged Unit | Heat Pump | 230 | 3 |  |  | No Match | No Match |  |  |  | 104000 | 10400 | 10 | 9.2 | 126000 | 12305 | 3 | 2.5 | Non Federally-Regulated | 05/16/1984 |  | 06/11/1985
Singer | Electro-Hydronics | VF400DD |  | Water-Source | WBAHP: Heat Pump Packaged Unit | Heat Pump | 230 | 3 |  |  | No Match | No Match |  |  |  | 39000 | 4350 | 9 | 7.5 | 42000 | 4500 | 2.7 | 2.5 | Non Federally-Regulated | 09/08/1982 |  | 05/16/1984
McQuay / Snyder General | Electro-Hydronics | FW630GD |  | Water-Source | WBAHP: Heat Pump Packaged Unit | Heat Pump | 230 | 3 |  |  | No Match | No Match |  |  |  | 63000 | 6430 | 9.8 | 7.5 | 79000 | 6430 | 3.6 | 2.5 | Non Federally-Regulated | 08/29/1986 |  | 05/11/1988
ClimateMaster Inc. | Carrier Corp. | 50YGV/H/D064 |  | Ground-Source | WBAHP: Heat Pump Packaged Unit | Heat Pump | 230 | 1 |  |  | No Match | Single-Speed | 3257 | 161 | 92 | 66000 | 3548 | 18.6 | 13.4 | 48500 | 3741 | 3.8 | 3.1 | Non Federally-Regulated | 12/12/2012 |  | 04/22/2015
Waterfurnace International, Inc. | Waterfurnace International, Inc. | NSV/NSH042G1*4 |  | Ground-Water-Source | WBAHP: Heat Pump Packaged Unit | Heat Pump | 230 | 1 |  |  | No Match | Single-Speed |  |  |  | 46200 | 1566 | 29.5 | 16.2 | 35000 | 2093 | 4.9 | 3.6 | Non Federally-Regulated | 09/03/2012 |  | 04/19/2013
McQuay International | McQuay | FCV/FCW024B-F |  | Water-Source | WBAHP: Heat Pump Packaged Unit | Heat Pump | 208 | 3 |  |  | No Match | No Match |  |  |  | 24400 | 2033 | 12 | 10 | 32000 | 2343 | 4 |  | Federally-Regulated Commercial & Industrial Equipment | 11/17/1999 |  | 09/21/2000
Florida Heat Pump | Bosch | AP061-3CF/HZ/VT |  | Water-Source | WBAHP: Heat Pump Packaged Unit | Heat Pump | 230 | 3 |  |  |  | Dual-Speed |  |  |  | 64000 | 3951 | 16.2 | 12 | 78500 | 4260 | 5.4 | 4.2 | Federally-Regulated Commercial & Industrial Equipment | 04/22/2015 |  | 05/01/2015
Snyder General Corp. | McQuay | CCW019A*N |  | Water-Source | WBAHP: Heat Pump Packaged Unit | Heat Pump | 265 | 1 |  |  | No Match | No Match |  |  |  | 18900 | 1673 | 11.3 | 9 | 23800 | 1836 | 3.8 | 3.2 | Non Federally-Regulated | 02/22/1990 |  | 07/31/1991
ClimateMaster Inc. | Carrier Corp. | 50YEH/V/D030****3 |  | Water-Source | WBAHP: Heat Pump Packaged Unit | Heat Pump | 230 | 1 |  |  | No Match | Single-Speed |  |  |  | 28000 | 1718 | 16.3 | 12 | 35500 | 1892 | 5.5 | 4.2 | Federally-Regulated Commercial & Industrial Equipment | 10/24/2014 |  | 04/22/2015
McQuay International | McQuay | CCH/CCW/HWH/HWW042C-F |  | Water-Source | WBAHP: Heat Pump Packaged Unit | Heat Pump | 230 | 3 |  |  | No Match | No Match |  |  |  | 40500 | 3521 | 11.5 | 9.3 | 49500 | 3626 | 4 | 3.8 | Federally-Regulated Commercial & Industrial Equipment | 03/31/1998 |  | 05/10/1998
Waterfurnace International, Inc. | Waterfurnace International, Inc. | SXH030C2 |  | Water-Source | WBAHP: Heat Pump Packaged Unit | Heat Pump | 265 | 1 |  |  | No Match | No Match |  |  |  | 30600 | 2125 | 14.4 | 10 | 36600 | 2145 | 5 |  | Federally-Regulated Commercial & Industrial Equipment | 02/02/1998 |  | 03/31/1998
ClimateMaster Inc. | Carrier | 50VQG/HQG024 |  | Ground-Water-Source | WBAHP: Heat Pump Packaged Unit | Heat Pump | 230 | 1 |  |  | No Match | No Match |  |  |  | 25500 | 1821 | 14 | 9 | 19000 | 1739 | 3.2 |  | Non Federally-Regulated | 11/17/1999 |  | 04/10/2000
Econar | Econar | GV291 |  | Ground-Source | WBAHP: Heat Pump Packaged Unit | Heat Pump | 208 | 1 |  |  | No Match | No Match |  |  |  | 28600 | 2087 | 13.7 |  | 25800 | 2291 | 3.3 |  | Non Federally-Regulated | 03/31/1998 |  | 05/10/1998
Econar | Econar | GH591 |  | Ground-Water-Source | WBAHP: Heat Pump Packaged Unit | Heat Pump | 208 | 1 |  |  | No Match | No Match |  |  |  | 57500 | 4831 | 11.9 | 9 | 55500 | 5247 | 3.1 |  | Non Federally-Regulated | 01/30/1998 |  | 03/31/1998
McQuay International | McQuay | W-LDD/LDS/LMH/LMS1070D |  | Water-Source | WBAHP: Heat Pump Packaged Unit | Heat Pump | 208 | 3 |  |  | No Match | No Match |  |  |  | 70000 | 6194 | 11.3 | 9 | 83000 | 6235 | 3.9 | 3.8 | Federally-Regulated Commercial & Industrial Equipment | 01/18/2001 |  | 03/12/2009
Florida Heat Pump | Energy Miser | HECS80-4 | HEAH80-4 | Water-Source | WBAHP-C: Heat Pump Split Syste | Heat Pump | 460 | 3 |  |  | No Match | No Match |  |  |  | 78000 | 7650 | 10.2 | 9.2 | 112000 | 8005 | 4.1 | 2.5 | Non Federally-Regulated | 02/22/1990 |  | 07/31/1991
American Air Filter | Enercon | CCW-15 |  | Water-Source | WBAHP-O: Heat Pump Packaged Un | Heat Pump | 230 | 1 |  |  | No Match | No Match |  |  |  | 14700 | 1295 | 11.4 | 9 | 16600 | 1325 | 3.7 | 3.2 | Non Federally-Regulated | 02/22/1990 |  | 07/31/1991
Enertech Global, LLC | Enertech | TCT024C2 |  | Ground-Water-Source | WBAHP: Heat Pump Packaged Unit | Heat Pump | 208 | 3 |  |  | No Match | Single-Speed |  |  |  | 28400 | 1048 | 27.1 | 16.2 | 24300 | 1344 | 5.3 | 3.6 | Non Federally-Regulated | 05/02/2012 |  | 04/21/2014
Waterfurnace International, Inc. | Waterfurnace International, Inc. | SXH068B3 |  | Water-Source | WBAHP: Heat Pump Packaged Unit | Heat Pump | 230 | 3 |  |  | No Match | No Match |  |  |  | 65000 | 5200 | 12.5 | 9 | 84000 | 5470 | 4.5 | 3.8 | Federally-Regulated Commercial & Industrial Equipment | 12/14/1998 |  | 10/05/1999
ClimateMaster Inc. | Climate Master Series | 81610G |  | Water-Source | WBAHP-O: Heat Pump Packaged Un | Heat Pump | 208 | 1 |  |  | No Match | No Match |  |  |  | 8300 | 728 | 11.4 | 10 | 10600 | 817 | 3.8 |  | Federally-Regulated Commercial & Industrial Equipment | 02/02/1998 |  | 03/31/1998
Waterfurnace International, Inc. | Standard Range | WSH/WSV036A*4*** |  | Water-Source | WBAHP: Heat Pump Packaged Unit | Heat Pump | 460 | 3 |  |  | No Match | No Match |  |  |  | 36200 | 3120 | 11.6 | 9 | 43500 | 3354 | 3.8 | 3.2 | Non Federally-Regulated | 03/15/1989 |  | 09/13/1989
Carrier Corp. | Carrier | 50Q*V07250 |  | Water-Source | WBAHP: Heat Pump Packaged Unit | Heat Pump | 208 | 3 |  |  | No Match | No Match |  |  |  | 72000 | 6154 | 11.7 | 9.2 | 88000 | 6447 | 4 |  | Federally-Regulated Commercial & Industrial Equipment | 08/02/1993 |  | 03/08/1996
Waterfurnace International, Inc. | Rybacki - Hart Enterprises | ZS030**3*4 |  | Water-Source | WBAHP: Heat Pump Packaged Unit | Heat Pump | 208 | 3 |  |  | No Match | Single-Speed |  |  |  | 29500 | 1879 | 15.7 | 12 | 34600 | 1988 | 5.1 | 4.2 | Federally-Regulated Commercial & Industrial Equipment | 06/14/2011 |  | 04/19/2013
Florida Heat Pump | Florida Heat Pump | EM120-1CS | EM120-1AV | Water-Source | WBAH: Heating Only Packaged Un | Heat Pump | 208 | 1 |  |  | No Match | No Match |  |  |  | 121000 | 9166 | 13.2 | 9 | 137000 | 9790 | 4.1 | 3.5 | Non Federally-Regulated | 04/12/2000 |  | 07/18/2002
Climate Control / Snyder General | Electro-Hydronics | VF90F5 |  | Water-Source | WBAHP: Heat Pump Packaged Unit | Heat Pump | 208 | 1 |  |  | No Match | No Match |  |  |  | 9000 | 855 | 10.5 | 7.5 | 11000 | 920 | 3.5 | 2.5 | Non Federally-Regulated | 06/11/1985 |  | 08/29/1986
McQuay International | McQuay | FCV/FCW/VWH/VWW042B-G |  | Water-Source | WBAHP: Heat Pump Packaged Unit | Heat Pump | 208 | 1 |  |  | No Match | No Match |  |  |  | 41800 | 3483 | 12 | 10 | 53000 | 3883 | 4 |  | Federally-Regulated Commercial & Industrial Equipment | 02/02/1998 |  | 03/31/1998
Florida Heat Pump | Florida Heat Pump | EM007-1CF/HZ/VT |  | Water-Source | WBAHP-CB: Heat Pump Split Syst | Heat Pump | 230 | 1 |  |  | No Match | No Match |  |  |  | 8200 | 683 | 12 | 9 | 10000 | 791 | 3.7 | 3.5 | Non Federally-Regulated | 05/23/2001 |  | 07/18/2002
Enertech Global, LLC | Enertech | TST072A2 | MPD060 | Ground-Source | WBAHP-CB: Heat Pump Split Syst | Heat Pump | 208 | 3 |  |  | No Match | Single-Speed | 3552 | 693 | 1 | 69200 | 4245 | 16.3 | 13.4 | 52400 | 4266 | 3.6 | 3.1 | Non Federally-Regulated | 03/02/2012 |  | 09/03/2012
Geoflex Systems, Inc. | Geoflex Systems, Inc. | GF1T-V/H/D/M-038WAABE |  | Water-Source | WBAHP: Heat Pump Packaged Unit | Both Heat Pump and Electric Re | 208 | 1 |  |  | No Match | Dual-Speed |  |  |  | 37600 | 2293 | 16.4 | 12 | 43500 | 2361 | 5.4 | 4.2 | Federally-Regulated Commercial & Industrial Equipment | 11/30/2011 |  | 01/09/2014
Waterfurnace International, Inc. | Waterfurnace International, Inc. | ATH066D3 |  | Ground-Water-Source | WBAHP: Heat Pump Packaged Unit | Heat Pump | 208 | 3 |  |  | No Match | No Match |  |  |  | 67000 | 5000 | 13.4 | 9 | 50000 | 4884 | 3 |  | Non Federally-Regulated | 12/14/1998 |  | 10/06/1999
Florida Heat Pump | Florida Heat Pump | GT010-1VT/HZ/CF |  | Ground-Source | WBAHP: Heat Pump Packaged Unit | Heat Pump | 208 | 1 |  |  | No Match | No Match |  |  |  | 11200 | 695 | 16.1 |  | 8000 | 732 | 3.2 |  | Non Federally-Regulated | 03/31/1998 |  | 05/10/1998
Florida Heat Pump | Florida Heat Pump | GO036-3CF/HZ/VT |  | Ground-Water-Source | WBAHP: Heat Pump Packaged Unit | Heat Pump | 208 | 3 |  |  | No Match | No Match |  |  |  | 35000 | 2173 | 16.1 | 9 | 25000 | 1979 | 3.7 |  | Non Federally-Regulated | 07/16/2001 |  | 07/18/2002
Waterfurnace International, Inc. | American Standard, Inc. | A1GC042***1**4 |  | Ground-Source | WBAHP: Heat Pump Packaged Unit | Heat Pump | 230 | 1 |  |  | No Match | Single-Speed |  |  |  | 42300 | 2286 | 18.5 | 13.4 | 29900 | 2368 | 3.7 | 3.1 | Non Federally-Regulated | 08/23/2011 |  | 10/24/2014
ClimateMaster Inc. | Carrier Corp. | 50HQP096 |  | Ground-Source | WBAHP: Heat Pump Packaged Unit | Heat Pump | 230 | 3 |  |  | No Match | Single-Speed | 2772 | 1393 | 227 | 98000 | 6447 | 15.2 | 13.4 | 77000 | 6269 | 3.6 | 3.1 | Non Federally-Regulated | 10/24/2014 |  | 04/22/2015
Command-Aire | Command-Aire | SWPH-413 |  | Water-Source | WBAHP: Heat Pump Packaged Unit | Heat Pump | 208 | 3 |  |  | No Match | No Match |  |  |  | 42000 | 4250 | 9.9 | 9 | 56000 | 4400 | 3.7 | 3.2 | Non Federally-Regulated | 05/11/1988 |  | 03/15/1989
Waterfurnace International, Inc. | Waterfurnace International, Inc. | SXH068C0 |  | Water-Source | WBAHP: Heat Pump Packaged Unit | Heat Pump | 208 | 1 |  |  | No Match | No Match |  |  |  | 65000 | 5200 | 12.5 | 10.5 | 84000 | 5470 | 4.5 | 3.8 | Federally-Regulated Commercial & Industrial Equipment | 03/31/1998 |  | 05/10/1998
Command-Aire | Command-Aire | SWPHXR413E |  | Water-Source | WBAHP: Heat Pump Packaged Unit | Heat Pump | 230 | 3 |  |  | No Match | No Match |  |  |  | 42000 | 3780 | 11.1 | 7.5 | 53000 | 3880 | 4 | 2.5 | Non Federally-Regulated | 05/16/1984 |  | 05/11/1988
ClimateMaster Inc. | Climate Master Series | GSV/GSH060AGE |  | Ground-Water-Source | WBAHP: Heat Pump Packaged Unit | Heat Pump | 230 | 1 |  |  | No Match | No Match |  |  |  | 61100 | 4333 | 14.1 | 9 | 49700 | 4550 | 3.2 |  | Non Federally-Regulated | 04/10/2000 |  | 05/24/2001
Trane U.S. Inc. | Command-Aire | SPVE0267 |  | Water-Source | WBAHP: Heat Pump Packaged Unit | Heat Pump | 265 | 1 |  |  | No Match | No Match |  |  |  | 23200 | 1770 | 13.1 | 10 | 30600 | 1949 | 4.6 |  | Federally-Regulated Commercial & Industrial Equipment | 10/05/1999 |  | 04/12/2000
California Heat Pump | California Heat Pump | CHP-30R*-12-** |  | Water-Source | WBAHP: Heat Pump Packaged Unit | Heat Pump | 230 | 1 |  |  | No Match | No Match |  |  |  | 28500 | 2850 | 10 | 7.5 | 32500 | 2600 | 3.6 | 2.5 | Non Federally-Regulated | 01/05/1982 |  | 09/08/1982
Waterfurnace International, Inc. | Rybacki - Hart Enterprises | ZS023**3*1 |  | Water-Source | WBAHP: Heat Pump Packaged Unit | Heat Pump | 230 | 3 |  |  | No Match | Single-Speed |  |  |  | 23000 | 1533 | 15 | 12 | 26000 | 1621 | 4.7 | 4.2 | Federally-Regulated Commercial & Industrial Equipment | 01/24/2011 |  | 04/19/2013
Bard Manufacturing Company, Inc. | Bard | WPV62 |  | Water-Source | WBAHP: Heat Pump Packaged Unit | Heat Pump | 208 | 1 |  |  | No Match | No Match |  |  |  | 57000 | 5500 | 10.4 | 9 | 70000 | 5800 | 3.5 | 3.2 | Federally-Regulated Commercial & Industrial Equipment | 01/23/1988 |  | 05/11/1988
Waterfurnace International, Inc. | Rybacki - Hart Enterprises | GCC/GCW/GCS/GCE18*0 |  | Ground-Water-Source | WBAHP-O: Heat Pump Packaged Un | Heat Pump | 230 | 1 |  |  | No Match | Single-Speed |  |  |  | 19000 | 969 | 19.6 | 16.2 | 17000 | 1347 | 3.7 | 3.6 | Non Federally-Regulated | 01/24/2011 |  | 04/19/2013
ClimateMaster Inc. | Climate Master | TTP/S049A | TAH049A | Water-Source | WBAHP-CB: Heat Pump Split Syst | Heat Pump | 230 | 1 |  |  | No Match | Single-Speed |  |  |  | 47600 | 3216 | 14.8 | 12 | 59500 | 3353 | 5.2 | 4.2 | Federally-Regulated Commercial & Industrial Equipment | 01/24/2011 |  | 06/09/2015
Florida Heat Pump | Florida Heat Pump | GT062-1CF/HZ/VT |  | Water-Source | WBAHP-CB: Heat Pump Split Syst | Heat Pump | 208 | 1 |  |  | No Match | No Match |  |  |  | 61500 | 4920 | 12.5 | 9 | 78000 | 6014 | 3.8 | 3.5 | Non Federally-Regulated | 04/12/2000 |  | 07/18/2002
Waterfurnace International, Inc. | Waterfurnace International, Inc. | SXV013A1 |  | Water-Source | WBAHP: Heat Pump Packaged Unit | Heat Pump | 230 | 1 |  |  | No Match | No Match |  |  |  | 12700 | 858 | 14.8 | 9.3 | 15100 | 921 | 4.8 | 3.8 | Federally-Regulated Commercial & Industrial Equipment | 03/31/1998 |  | 05/10/1998
Waterfurnace International, Inc. | Eagle Mountain | ZS060**4*0 |  | Water-Source | WBAHP: Heat Pump Packaged Unit | Heat Pump | 460 | 3 |  |  | No Match | Single-Speed |  |  |  | 58400 | 3973 | 14.7 | 12 | 72500 | 4829 | 4.4 | 4.2 | Federally-Regulated Commercial & Industrial Equipment | 01/24/2011 |  | 04/19/2013
Waterfurnace International, Inc. | Geotility Geothermal Installations | QT049**1 |  | Ground-Water-Source | WBAHP: Heat Pump Packaged Unit | Heat Pump | 208 | 1 |  |  | No Match | Dual-Speed |  |  |  | 44200 | 2037 | 21.7 | 16.2 | 38600 | 2571 | 4.4 | 3.6 | Non Federally-Regulated | 01/24/2011 |  | 04/19/2013
Waterfurnace International, Inc. | Waterfurnace International, Inc. | SXH048C3 |  | Water-Source | WBAHP: Heat Pump Packaged Unit | Heat Pump | 230 | 3 |  |  | No Match | No Match |  |  |  | 49000 | 3629 | 13.5 | 10 | 60500 | 3772 | 4.7 |  | Federally-Regulated Commercial & Industrial Equipment | 12/14/1998 |  | 10/05/1999
ClimateMaster Inc. | Carrier Corp. | 50PRH/V030 5 |  | Ground-Source | WBAHP: Heat Pump Packaged Unit | Heat Pump | 200 | 3 |  |  | No Match | Single-Speed |  |  |  | 28900 | 1914 | 15.1 | 13.4 | 23400 | 2017 | 3.4 | 3.1 | Non Federally-Regulated | 01/24/2011 |  | 08/23/2011
Florida Heat Pump | Bosch | EC012-1CF/HZ/VT |  | Ground-Source | WBAHP: Heat Pump Packaged Unit | Heat Pump | 230 | 1 |  |  |  | Single-Speed |  |  |  | 11500 | 793 | 14.5 | 13.4 | 8700 | 822 | 3.1 | 3.1 | Non Federally-Regulated | 04/22/2015 |  | 05/01/2015
McQuay / Snyder General | Electro-Hydronics | FC610GD |  | Water-Source | WBAHP: Heat Pump Packaged Unit | Heat Pump | 230 | 3 |  |  | No Match | No Match |  |  |  | 61500 | 5850 | 10.5 | 7.5 | 77000 | 5785 | 3.9 | 2.5 | Non Federally-Regulated | 08/29/1986 |  | 05/11/1988
Waterfurnace International, Inc. | Waterfurnace International, Inc. | SXV019A1 |  | Water-Source | WBAHP-CB: Heat Pump Split Syst | Heat Pump | 230 | 1 |  |  | No Match | No Match |  |  |  | 19500 | 1402 | 13.9 | 9 | 22800 | 1629 | 4.1 | 3.5 | Non Federally-Regulated | 02/02/1998 |  | 08/21/1998
Addison Products | Addison Products | HWY096-3A |  | Water-Source | WBAHP: Heat Pump Packaged Unit | Heat Pump | 230 | 3 |  |  | No Match | No Match |  |  |  | 95000 | 7983 | 11.9 | 9 | 120000 | 8789 | 4 | 3.8 | Federally-Regulated Commercial & Industrial Equipment | 01/24/2002 |  | 03/12/2009
McQuay International | McQuay | W-LDD/LDS/LMH/LMS-1-12 |  | Water-Source | WBAHP: Heat Pump Packaged Unit | Heat Pump | 460 | 3 |  |  | No Match | No Match |  |  |  | 116000 | 9747 | 11.9 | 9 | 139000 | 9933 | 4.1 | 3.8 | Federally-Regulated Commercial & Industrial Equipment | 09/21/2000 |  | 01/18/2001
Singer | Electro-Hydronics | FC400 3 |  | Water-Source | WBAHP: Heat Pump Packaged Unit | Heat Pump | 230 | 1 |  |  | No Match | No Match |  |  |  | 40000 | 4350 | 9.2 | 7.5 | 4300 | 4500 | 2.8 | 2.5 | Non Federally-Regulated | 09/08/1982 |  | 08/30/1983
American Air Filter | Enercon | DHW36 |  | Water-Source | WBAHP: Heat Pump Packaged Unit | Heat Pump | 208 | 1 |  |  | No Match | No Match |  |  |  | 35600 | 3245 | 11 | 7.5 | 43000 | 3635 | 3.5 | 2.5 | Non Federally-Regulated | 05/16/1984 |  | 06/11/1985
Geoflex Systems, Inc. | Geoflex Systems, Inc. | GF1T-V/H/D/M-038WAABP |  | Ground-Source | WBAHP: Heat Pump Packaged Unit | Both Heat Pump and Electric Re | 230 | 1 |  |  | No Match | Dual-Speed |  |  |  | 38000 | 2021 | 18.8 | 13.4 | 28800 | 2059 | 4.1 | 3.1 | Non Federally-Regulated | 11/30/2011 |  | 03/02/2012
Waterfurnace International, Inc. | Waterfurnace International, Inc. | SXH036C0 |  | Water-Source | WBAHP: Heat Pump Packaged Unit | Heat Pump | 230 | 1 |  |  | No Match | No Match |  |  |  | 36000 | 2647 | 13.6 | 10 | 44500 | 2774 | 4.7 |  | Federally-Regulated Commercial & Industrial Equipment | 12/14/1998 |  | 10/05/1999
McQuay International | McQuay | CCH/CCW060C-F |  | Water-Source | WBAHP: Heat Pump Packaged Unit | Heat Pump | 230 | 3 |  |  | No Match | No Match |  |  |  | 57000 | 5135 | 11.1 | 10 | 76000 | 5709 | 3.9 |  | Federally-Regulated Commercial & Industrial Equipment | 11/17/1999 |  | 09/21/2000
Carrier Corp. | Carrier | 50QEV0244 |  | Water-Source | WBAHP: Heat Pump Packaged Unit | Heat Pump | 265 | 1 |  |  | No Match | No Match |  |  |  | 24000 | 2100 | 11.4 | 9 | 30000 | 2450 | 3.6 | 3.2 | Non Federally-Regulated | 03/15/1989 |  | 02/05/1990
Singer | Electro-Hydronics | FC330CK |  | Water-Source | WBAHP: Heat Pump Packaged Unit | Heat Pump | 208 | 3 |  |  | No Match | No Match |  |  |  | 33000 | 3500 | 9.4 | 7.5 | 35400 | 3550 | 2.9 | 2.5 | Non Federally-Regulated | 09/08/1982 |  | 05/16/1984
The Whalen Company | Whalen | VI-A-600-2 |  | Water-Source | WBAHP-O: Heat Pump Packaged Un | Heat Pump | 265 | 1 |  |  | No Match | No Match |  |  |  | 19200 | 1979 | 9.7 | 9 | 24000 | 2198 | 3.2 | 3.2 | Federally-Regulated Commercial & Industrial Equipment | 04/25/1988 |  | 05/11/1988
Geoflex Systems, Inc. | Geoflex Systems, Inc. | GF1S-V/H/D/M-048WAABP |  | Ground-Water-Source | WBAHP: Heat Pump Packaged Unit | Both Heat Pump and Electric Re | 208 | 1 |  |  | No Match | Single-Speed |  |  |  | 53400 | 2332 | 22.9 | 16.2 | 47600 | 3171 | 4.4 | 3.6 | Non Federally-Regulated | 03/02/2012 |  | 01/09/2014
Trane U.S. Inc. | Trane | EXHE0423 |  | Ground-Water-Source | WBAHP: Heat Pump Packaged Unit | Heat Pump | 208 | 3 |  |  | No Match | Single-Speed |  |  |  | 45900 | 2086 | 22 | 16.2 | 39900 | 2542 | 4.6 | 3.6 | Non Federally-Regulated | 06/14/2011 |  | 08/15/2014
Climate Control / Snyder General | Electro-Hydronics | CC750GK |  | Water-Source | WBAHP: Heat Pump Packaged Unit | Heat Pump | 208 | 3 |  |  | No Match | No Match |  |  |  | 74000 | 7000 | 10.5 | 9.2 | 92000 | 7500 | 3.6 | 2.5 | Non Federally-Regulated | 05/16/1984 |  | 08/29/1986
Waterfurnace International, Inc. | Geotility Geothermal Installations | ZS012**0*0 |  | Water-Source | WBAHP: Heat Pump Packaged Unit | Heat Pump | 230 | 1 |  |  | No Match | Single-Speed |  |  |  | 10900 | 858 | 12.7 | 11.2 | 14700 | 979 | 4.4 | 4.2 | Federally-Regulated Commercial & Industrial Equipment | 01/24/2011 |  | 04/19/2013
Jacobsen Energy Ind., Inc. | Jacobsen Energy Ind., Inc. | 36***6**** |  | Water-Source | WBAHP: Heat Pump Packaged Unit | Heat Pump | 460 | 3 |  |  | No Match | No Match |  |  |  | 36500 | 3100 | 11.8 | 9 | 43800 | 3425 | 3.7 | 3.2 | Non Federally-Regulated | 02/22/1990 |  | 07/31/1991
McQuay / Snyder General | Electro-Hydronics | FW610G5 |  | Water-Source | WBAHP: Heat Pump Packaged Unit | Heat Pump | 208 | 1 |  |  | No Match | No Match |  |  |  | 61500 | 5850 | 10.5 | 9 | 77000 | 5785 | 3.9 | 3.2 | Non Federally-Regulated | 05/11/1988 |  | 03/15/1989
Florida Heat Pump | Florida Heat Pump | EP036-1HZ/VT |  | Ground-Water-Source | WBAHP: Heat Pump Packaged Unit | Heat Pump | 230 | 1 |  |  | No Match | Single-Speed |  |  |  | 40200 | 1552 | 25.9 | 16.2 | 34400 | 2057 | 4.9 | 3.6 | Non Federally-Regulated | 06/23/2011 |  | 04/21/2014
Waterfurnace International, Inc. | Waterfurnace International, Inc. | SXH058C0 |  | Water-Source | WBAHP: Heat Pump Packaged Unit | Heat Pump | 208 | 1 |  |  | No Match | No Match |  |  |  | 55000 | 4044 | 13.6 | 10 | 69000 | 4493 | 4.5 |  | Federally-Regulated Commercial & Industrial Equipment | 12/14/1998 |  | 10/05/1999
Waterfurnace International, Inc. | Johnson Controls | RJSV/RJSH036**3*0 |  | Ground-Water-Source | WBAHP: Heat Pump Packaged Unit | Heat Pump | 208 | 3 |  |  | No Match | Single-Speed |  |  |  | 36300 | 1412 | 25.7 | 16.2 | 30300 | 1889 | 4.7 | 3.6 | Non Federally-Regulated | 01/24/2011 |  | 10/24/2014
Command-Aire | Command-Aire | SWP-543 |  | Water-Source | WBAHP: Heat Pump Packaged Unit | Heat Pump | 230 | 3 |  |  | No Match | No Match |  |  |  | 56000 | 5800 | 9.7 | 9 | 71000 | 5800 | 3.6 | 3.2 | Non Federally-Regulated | 05/11/1988 |  | 03/15/1989
McQuay / Snyder General | Electro-Hydronics | FW630F5 |  | Water-Source | WBAHP: Heat Pump Packaged Unit | Heat Pump | 208 | 1 |  |  | No Match | No Match |  |  |  | 63000 | 6430 | 9.8 | 7.5 | 79000 | 6430 | 3.6 | 2.5 | Non Federally-Regulated | 08/29/1986 |  | 05/11/1988
Waterfurnace International, Inc. | Eagle Mountain | ZS041**0*0 |  | Ground-Source | WBAHP: Heat Pump Packaged Unit | Heat Pump | 230 | 1 |  |  | No Match | Single-Speed |  |  |  | 41000 | 2595 | 15.8 | 13.4 | 29000 | 2576 | 3.3 | 3.1 | Non Federally-Regulated | 01/24/2011 |  | 04/19/2013
Econar | Econar | GV492 |  | Ground-Water-Source | WBAHP: Heat Pump Packaged Unit | Heat Pump | 208 | 1 |  |  | No Match | No Match |  |  |  | 43500 | 3717 | 11.7 | 11 | 66000 | 5227 | 3.7 | 3.5 | Non Federally-Regulated | 03/31/1998 |  | 05/10/1998
Hydro Delta Corp. | Hydro Delta Corp. | 03-042-WTAR-MT(P) |  | Ground-Source | WBAHP: Heat Pump Packaged Unit | Heat Pump | 230 | 1 |  |  | No Match | No Match |  |  |  | 22500 | 1086 | 20.7 |  | 17000 | 1215 | 4.1 |  | Non Federally-Regulated | 03/31/1998 |  | 05/10/1998
ClimateMaster Inc. | Trane | WPHA33XG* |  | Water-Source | WBAHP: Heat Pump Packaged Unit | Heat Pump | 460 | 3 |  |  | No Match | No Match |  |  |  | 33000 | 3050 | 10.8 | 9 | 39000 | 3090 | 3.7 | 3.2 | Non Federally-Regulated | 05/11/1988 |  | 03/15/1989
Mammoth | Mammoth | D086VSEXXX |  | Water-Source | WBAHP: Heat Pump Packaged Unit | Heat Pump | 230 | 1 |  |  | No Match | No Match |  |  |  | 84000 | 7640 | 11 | 9.2 | 104000 | 8480 | 3.6 |  | Non Federally-Regulated | 05/11/1988 |  | 03/15/1989
Carrier Corp. | Carrier | 50QXH0423 |  | Water-Source | WBAHP: Heat Pump Packaged Unit | Heat Pump | 208 | 1 |  |  | No Match | No Match |  |  |  | 40500 | 3490 | 11.6 | 9 | 49000 | 3780 | 3.8 | 3.2 | Non Federally-Regulated | 03/15/1989 |  | 09/25/1989
McQuay International | McQuay | CCH/CCW/HWH/HWW012C-A |  | Water-Source | WBAHP: Heat Pump Packaged Unit | Heat Pump | 115 | 1 |  |  | No Match | No Match |  |  |  | 11700 | 1063 | 11 | 9.3 | 14200 | 1094 | 3.8 | 3.8 | Federally-Regulated Commercial & Industrial Equipment | 03/31/1998 |  | 05/10/1998
ClimateMaster Inc. | Climate Master | TZV/H060 |  | Ground-Source | WBAHP: Heat Pump Packaged Unit | Heat Pump | 208 | 1 |  |  | No Match | Single-Speed |  |  |  | 59800 | 3691 | 16.2 | 13.4 | 45900 | 3843 | 3.5 | 3.1 | Non Federally-Regulated | 06/14/2011 |  | 08/23/2011
Waterfurnace International, Inc. | Eagle Mountain | ZS036**2*4 |  | Ground-Source | WBAHP: Heat Pump Packaged Unit | Heat Pump | 265 | 1 |  |  | No Match | Single-Speed |  |  |  | 34500 | 1994 | 17.3 | 13.4 | 26000 | 2117 | 3.6 | 3.1 | Non Federally-Regulated | 03/02/2012 |  | 04/19/2013
Florida Heat Pump | Energy Miser | HEV 84-3 |  | Water-Source | WBAHP: Heat Pump Packaged Unit | Heat Pump | 208 | 3 |  |  | No Match | No Match |  |  |  | 83000 | 7685 | 10.8 | 9.2 | 106000 | 7960 | 3.9 | 2.5 | Non Federally-Regulated | 06/11/1985 |  | 05/11/1988
Singer | Electro-Hydronics | UC240C3 |  | Water-Source | WBAHP: Heat Pump Packaged Unit | Heat Pump | 230 | 1 |  |  | No Match | No Match |  |  |  | 24000 | 2850 | 8.4 | 7.5 | 28400 | 2900 | 2.9 | 2.5 | Non Federally-Regulated | 09/08/1982 |  | 05/16/1984
ClimateMaster Inc. | Carrier Corp. | 50PRH/V024 3 |  | Ground-Water-Source | WBAHP: Heat Pump Packaged Unit | Heat Pump | 230 | 1 |  |  | No Match | Single-Speed |  |  |  | 26700 | 1278 | 20.9 | 16.2 | 24000 | 1716 | 4.1 | 3.6 | Non Federally-Regulated | 01/24/2011 |  | 08/23/2011
Carrier Corp. - Syracuse | Carrier | 50YAV/YAH024 |  | Ground-Water-Source | WBAHP: Heat Pump Packaged Unit | Heat Pump | 208 | 1 |  |  | No Match | No Match |  |  |  | 25500 | 1821 | 14 | 9 | 19000 | 1740 | 3.2 |  | Non Federally-Regulated | 12/14/1998 |  | 04/10/2000
Waterfurnace International, Inc. | Waterfurnace International, Inc. | CX*009*2 |  | Ground-Water-Source | WBAHP: Heat Pump Packaged Unit | Heat Pump | 265 | 1 |  |  | No Match | No Match |  |  |  | 9600 | 581 | 16.5 | 9 | 6700 | 633 | 3.1 |  | Non Federally-Regulated | 04/10/2000 |  | 11/14/2000
Florida Heat Pump | Florida Heat Pump | GT030-3VT/HZ/CF |  | Ground-Water-Source | WBAHP: Heat Pump Packaged Unit | Heat Pump | 230 | 3 |  |  | No Match | No Match |  |  |  | 31200 | 2080 | 15 | 9 | 20600 | 1886 | 3.2 |  | Non Federally-Regulated | 12/14/1998 |  | 04/10/2000
American Air Filter | Enercon | DHW49 |  | Water-Source | WBAHP: Heat Pump Packaged Unit | Heat Pump | 230 | 3 |  |  | No Match | No Match |  |  |  | 49000 | 4470 | 11 | 7.5 | 62000 | 5260 | 3.5 | 2.5 | Non Federally-Regulated | 05/16/1984 |  | 06/11/1985
Geosystems, LLC | Geosystems, LLC | GV380 |  | Ground-Source | WBAHP: Heat Pump Packaged Unit | Both Heat Pump and Electric Re | 208 | 1 |  |  | No Match | Dual-Speed |  |  |  | 33000 | 2063 | 16 | 13.4 | 28200 | 2119 | 3.9 | 3.1 | Non Federally-Regulated | 06/23/2011 |  | 03/02/2012
Mammoth | Hydrobank II | D045VLF/HLF/DLF |  | Ground-Water-Source | WBAHP: Heat Pump Packaged Unit | Heat Pump | 208 | 1 |  |  | No Match | No Match |  |  |  | 44500 | 3320 | 13.4 | 9 | 34500 | 3370 | 3 |  | Non Federally-Regulated | 12/14/1998 |  | 10/06/1999
Climate Control / Snyder General | Electro-Hydronics | FC400F5 |  | Water-Source | WBAHP: Heat Pump Packaged Unit | Heat Pump | 208 | 1 |  |  | No Match | No Match |  |  |  | 39600 | 3960 | 10 | 7.5 | 45000 | 3880 | 3.4 | 2.5 | Non Federally-Regulated | 06/11/1985 |  | 08/29/1986
ClimateMaster Inc. | Climate Master Series | 814-027-G******** |  | Water-Source | WBAHP: Heat Pump Packaged Unit | Heat Pump | 230 | 1 |  |  | No Match | No Match |  |  |  | 27000 | 2328 | 11.6 | 9 | 29500 | 2275 | 3.8 | 3.2 | Federally-Regulated Commercial & Industrial Equipment | 01/23/1988 |  | 05/11/1988
McQuay International | McQuay | CCW019E-G |  | Water-Source | WBAHP: Heat Pump Packaged Unit | Heat Pump | 230 | 1 |  |  | No Match | No Match |  |  |  | 18800 | 1392 | 13.5 | 9.3 | 22400 | 1526 | 4.3 | 3.8 | Federally-Regulated Commercial & Industrial Equipment | 03/31/1998 |  | 05/10/1998
Command-Aire | Command-Aire | SWP-1544 |  | Water-Source | WBAHP: Heat Pump Packaged Unit | Heat Pump | 460 | 3 |  |  | No Match | No Match |  |  |  | 169000 | 18500 | 9.1 |  | 235000 | 18900 | 3.7 | 2.5 | Non Federally-Regulated | 02/22/1990 |  | 07/31/1991
Hydro Delta Corp. | Hydro Delta Corp. | 03-067-WTARW-HM |  | Ground-Water-Source | WBAHP: Heat Pump Packaged Unit | Heat Pump | 230 | 1 |  |  | No Match | No Match |  |  |  | 70000 | 5468 | 12.8 | 11 | 79000 | 5936 | 3.9 | 3.5 | Non Federally-Regulated | 03/31/1998 |  | 05/10/1998
McQuay International | McQuay | FCV/FCW060B-G |  | Water-Source | WBAHP: Heat Pump Packaged Unit | Heat Pump | 208 | 1 |  |  | No Match | No Match |  |  |  | 58000 | 5321 | 10.9 | 10 | 78000 | 5859 | 3.9 |  | Federally-Regulated Commercial & Industrial Equipment | 11/17/1999 |  | 09/21/2000
Florida Heat Pump | Florida Heat Pump | EM015-1VT |  | Water-Source | WBAHP: Heat Pump Packaged Unit | Heat Pump | 230 | 1 |  |  | No Match | No Match |  |  |  | 14800 | 1275 | 11.6 | 10 | 20000 | 1429 | 4.1 |  | Federally-Regulated Commercial & Industrial Equipment | 12/14/1998 |  | 10/05/1999
Carrier Corp. | Carrier | 50QEV0184 |  | Water-Source | WBAHP: Heat Pump Packaged Unit | Heat Pump | 265 | 1 |  |  | No Match | No Match |  |  |  | 18000 | 1635 | 11 | 9 | 23000 | 1872 | 3.6 | 3.2 | Non Federally-Regulated | 03/15/1989 |  | 09/25/1989
Waterfurnace International, Inc. | Waterfurnace International, Inc. | RTV066*1 |  | Ground-Water-Source | WBAHP: Heat Pump Packaged Unit | Heat Pump | 230 | 1 |  |  | No Match | No Match |  |  |  | 65000 | 4710 | 13.8 | 9 | 51800 | 4742 | 3.2 |  | Non Federally-Regulated | 07/22/2002 |  | 03/12/2009
Mammoth | Hydrobank II | D024VHK |  | Water-Source | WBAHP: Heat Pump Packaged Unit | Heat Pump | 208 | 1 |  |  | No Match | No Match |  |  |  | 23600 | 2247 | 10.5 | 10 | 30800 | 2313 | 3.9 |  | Federally-Regulated Commercial & Industrial Equipment | 06/27/2003 |  | 03/12/2009
Waterfurnace International, Inc. | Standard Range | WSH/WSV036A*3*** |  | Water-Source | WBAHP: Heat Pump Packaged Unit | Heat Pump | 230 | 3 |  |  | No Match | No Match |  |  |  | 36200 | 3120 | 11.6 | 9 | 43500 | 3354 | 3.8 | 3.2 | Non Federally-Regulated | 03/15/1989 |  | 09/13/1989
Addison Products | Addison Products | HWPG048-3B** |  | Ground-Water-Source | WBAHP: Heat Pump Packaged Unit | Heat Pump | 230 | 3 |  |  | No Match | No Match |  |  |  | 48000 | 3380 | 14.2 | 9 | 34400 | 3252 | 3.1 |  | Non Federally-Regulated | 05/10/1998 |  | 10/02/1998
Florida Heat Pump | Florida Heat Pump | GO036-1CF/HZ/VT |  | Water-Source | WBAHP-CB: Heat Pump Split Syst | Heat Pump | 208 | 3 |  |  | No Match | No Match |  |  |  | 36000 | 2500 | 14.4 | 9 | 41500 | 2827 | 4.3 | 3.5 | Non Federally-Regulated | 05/23/2001 |  | 07/16/2001
Command-Aire | Command-Aire | GXHA0261 |  | Water-Source | WBAHP: Heat Pump Packaged Unit | Heat Pump | 208 | 1 |  |  | No Match | No Match |  |  |  | 22800 | 2171 | 10.5 | 10 | 30400 | 2284 | 3.9 |  | Federally-Regulated Commercial & Industrial Equipment | 08/07/1998 |  | 10/02/1998
California Heat Pump | California Heat Pump | CHP-26H*-12-** |  | Water-Source | WBAHP: Heat Pump Packaged Unit | Heat Pump | 230 | 1 |  |  | No Match | No Match |  |  |  | 25500 | 3050 | 8.4 | 7.5 | 31000 | 3200 | 2.8 | 2.5 | Non Federally-Regulated | 01/05/1982 |  | 06/11/1985
Waterfurnace International, Inc. | Waterfurnace International, Inc. | SXH048B1 |  | Water-Source | WBAHP: Heat Pump Packaged Unit | Heat Pump | 208 | 1 |  |  | No Match | No Match |  |  |  | 49000 | 3629 | 13.5 | 10 | 60500 | 3772 | 4.7 |  | Federally-Regulated Commercial & Industrial Equipment | 02/02/1998 |  | 03/31/1998
Waterfurnace International, Inc. | Johnson Controls | RCLC/RCLW/RCLS/RCLX12*0 |  | Ground-Water-Source | WBAHP-O: Heat Pump Packaged Un | Heat Pump | 208 | 1 |  |  | No Match | Single-Speed |  |  |  | 12700 | 709 | 17.9 | 16.2 | 118200 | 9623 | 3.6 | 3.6 | Non Federally-Regulated | 05/02/2012 |  | 01/09/2014
Mammoth | Hydrobank II | D062VHJ |  | Water-Source | WBAHP: Heat Pump Packaged Unit | Heat Pump | 208 | 1 |  |  | No Match | No Match |  |  |  | 60500 | 5353 | 11.3 | 10 | 84000 | 6476 | 3.8 |  | Federally-Regulated Commercial & Industrial Equipment | 05/23/2000 |  | 01/18/2001
ClimateMaster Inc. | Carrier Corp. | 50YEH/V/D036****3 |  | Ground-Water-Source | WBAHP: Heat Pump Packaged Unit | Heat Pump | 230 | 1 |  |  | No Match | Single-Speed |  |  |  | 35400 | 1526 | 23.2 | 16.2 | 33200 | 2070 | 4.7 | 3.6 | Non Federally-Regulated | 10/24/2014 |  | 04/22/2015
McQuay International | McQuay | W-CDD/CDE/CDL-1-070-F |  | Water-Source | WBAHP: Heat Pump Packaged Unit | Heat Pump | 230 | 3 |  |  | No Match | No Match |  |  |  | 70000 | 5833 | 12 | 9 | 80000 | 5580 | 4.2 | 3.8 | Federally-Regulated Commercial & Industrial Equipment | 10/05/1999 |  | 09/21/2000
Waterfurnace International, Inc. | Rybacki - Hart Enterprises | GS015**0*1 |  | Ground-Water-Source | WBAHP: Heat Pump Packaged Unit | Heat Pump | 208 | 1 |  |  | No Match | Single-Speed |  |  |  | 16300 | 620 | 26.3 | 16.2 | 14800 | 923 | 4.7 | 3.6 | Non Federally-Regulated | 01/24/2011 |  | 04/19/2013
Waterfurnace International, Inc. | Waterfurnace International, Inc. | ATH019*1 |  | Ground-Water-Source | WBAHP: Heat Pump Packaged Unit | Heat Pump | 208 | 1 |  |  | No Match | No Match |  |  |  | 19400 | 1168 | 16.6 | 9 | 13700 | 1115 | 3.6 |  | Non Federally-Regulated | 10/06/1999 |  | 05/19/2000
Waterfurnace International, Inc. | Geotility Geothermal Installations | GS018**0*1 |  | Ground-Source | WBAHP: Heat Pump Packaged Unit | Heat Pump | 208 | 1 |  |  | No Match | Single-Speed |  |  |  | 18500 | 974 | 19 | 13.4 | 14500 | 1090 | 3.9 | 3.1 | Non Federally-Regulated | 01/24/2011 |  | 04/19/2013
Econar | Econar | GH230 |  | Ground-Water-Source | WBAHP: Heat Pump Packaged Unit | Heat Pump | 208 | 1 |  |  | No Match | No Match |  |  |  | 26200 | 1858 | 14.1 | 11 | 26400 | 2036 | 3.8 | 3.5 | Non Federally-Regulated | 03/31/1998 |  | 05/10/1998
McQuay / Snyder General | Electro-Hydronics | CC500FP |  | Water-Source | WBAHP: Heat Pump Packaged Unit | Heat Pump | 460 | 3 |  |  | No Match | No Match |  |  |  | 50000 | 4850 | 10.3 | 7.5 | 65000 | 4900 | 3.9 | 2.5 | Non Federally-Regulated | 08/29/1986 |  | 05/11/1988
Florida Heat Pump | Florida Heat Pump | EM028-3VT |  | Water-Source | WBAHP: Heat Pump Packaged Unit | Heat Pump | 230 | 1 |  |  | No Match | No Match |  |  |  | 28000 | 1971 | 14.2 | 10 | 33400 | 2175 | 4.5 |  | Federally-Regulated Commercial & Industrial Equipment | 12/14/1998 |  | 10/05/1999
Florida Heat Pump | Florida Heat Pump | EM007-1CF/HZ/VT |  | Water-Source | WBAHP: Heat Pump Packaged Unit | Heat Pump | 230 | 1 |  |  | No Match | No Match |  |  |  | 7500 | 609 | 12.3 | 10 | 100000 | 6511 | 4.5 |  | Federally-Regulated Commercial & Industrial Equipment | 04/12/2000 |  | 05/29/2001
Florida Heat Pump | Energy Miser | LTCS 60-3 | LTAH 60-1 | Ground-Water-Source | WBAHP-CB: Heat Pump Split Syst | Heat Pump | 208 | 3 |  |  | No Match | No Match |  |  |  | 54000 | 4910 | 11 |  | 64000 | 5680 | 3.3 |  | Non Federally-Regulated | 02/22/1990 |  | 07/31/1991
Trane U.S. Inc. | Trane | GSUF0241 |  | Ground-Water-Source | WBAHP: Heat Pump Packaged Unit | Heat Pump | 208 | 1 |  |  | No Match | No Match |  |  |  | 25800 | 1731 | 14.9 | 11 | 28600 | 2149 | 3.9 | 3.5 | Non Federally-Regulated | 03/31/1998 |  | 05/10/1998
The Whalen Company | Whalen | VI-A1-1001-BL |  | Water-Source | WBAHP: Heat Pump Packaged Unit | Heat Pump | 208 | 1 |  |  | No Match | No Match |  |  |  | 6900 | 565 | 12.2 | 10 | 38300 | 2877 | 3.9 |  | Federally-Regulated Commercial & Industrial Equipment | 11/19/2002 |  | 03/12/2009
Florida Heat Pump | Florida Heat Pump | GT042-3CF/HZ/VT |  | Water-Source | WBAHP: Heat Pump Packaged Unit | Heat Pump | 230 | 3 |  |  | No Match | No Match |  |  |  | 42000 | 3230 | 13 | 10 | 52500 | 3204 | 4.8 |  | Federally-Regulated Commercial & Industrial Equipment | 04/12/2000 |  | 05/29/2001
Florida Heat Pump | Energy Miser | HE9CF-1 |  | Water-Source | WBAHP: Heat Pump Packaged Unit | Heat Pump | 208 | 1 |  |  | No Match | No Match |  |  |  | 8800 | 810 | 10.9 | 9 | 12400 | 880 | 4 | 3.2 | Non Federally-Regulated | 05/11/1988 |  | 03/15/1989
Florida Heat Pump | Geosystems, LLC | CFS-*036 |  | Ground-Water-Source | WBAHP: Heat Pump Packaged Unit | Heat Pump | 208 | 1 |  |  | No Match | Single-Speed |  |  |  | 38500 | 1689 | 22.8 | 16.2 | 33500 | 2134 | 4.6 | 3.6 | Non Federally-Regulated | 09/03/2012 |  | 12/12/2012
Waterfurnace International, Inc. | Geotility Geothermal Installations | GCC/GCW/GCS/GCE15*0 |  | Ground-Source | WBAHP-O: Heat Pump Packaged Un | Heat Pump | 208 | 1 |  |  | No Match | Single-Speed |  |  |  | 14200 | 893 | 15.9 | 13.4 | 10500 | 905 | 3.4 | 3.1 | Non Federally-Regulated | 01/24/2011 |  | 04/19/2013
Waterfurnace International, Inc. | Waterfurnace International, Inc. | SXV010*2 |  | Ground-Water-Source | WBAHP: Heat Pump Packaged Unit | Heat Pump | 265 | 1 |  |  | No Match | No Match |  |  |  | 9900 | 642 | 15.4 | 9 | 7400 | 657 | 3.3 |  | Non Federally-Regulated | 10/06/1999 |  | 05/19/2000
Carrier Corp. | Carrier | 50QEH0485 |  | Water-Source | WBAHP: Heat Pump Packaged Unit | Heat Pump | 208 | 3 |  |  | No Match | No Match |  |  |  | 47000 | 4273 | 11 | 9 | 59000 | 4550 | 3.8 | 3.2 | Non Federally-Regulated | 02/22/1990 |  | 07/31/1991
ClimateMaster Inc. | Climate Master Series | CS/CL 015 |  | Water-Source | WBAHP-O: Heat Pump Packaged Un | Heat Pump | 208 | 1 |  |  | No Match | No Match |  |  |  | 15000 | 1200 | 12.5 | 10 | 17100 | 1222 | 4.1 |  | Federally-Regulated Commercial & Industrial Equipment | 02/02/1998 |  | 03/31/1998
ClimateMaster Inc. | Climate Master Series | HE/VE015G |  | Ground-Water-Source | WBAHP: Heat Pump Packaged Unit | Heat Pump | 208 | 1 |  |  | No Match | No Match |  |  |  | 15000 | 1048 | 14.3 | 9 | 11200 | 1025 | 3.2 |  | Non Federally-Regulated | 04/10/2000 |  | 11/14/2000
ClimateMaster Inc. | Climate Master Series | VE/HE/DE042 |  | Ground-Water-Source | WBAHP: Heat Pump Packaged Unit | Heat Pump | 460 | 3 |  |  | No Match | No Match |  |  |  | 45000 | 4090 | 11 | 11 | 55500 | 4780 | 3.4 | 3.4 | Non Federally-Regulated | 07/31/1991 |  | 03/31/1998
Florida Heat Pump | Florida Heat Pump | EM042-3CF |  | Water-Source | WBAHP: Heat Pump Packaged Unit | Heat Pump | 230 | 3 |  |  | No Match | No Match |  |  |  | 42000 | 3181 | 13.2 | 10 | 51000 | 3475 | 4.3 |  | Federally-Regulated Commercial & Industrial Equipment | 12/14/1998 |  | 10/05/1999
Waterfurnace International, Inc. | Waterfurnace International, Inc. | NSV/NSH030F1*1 |  | Water-Source | WBAHP: Heat Pump Packaged Unit | Heat Pump | 208 | 1 |  |  | No Match | Single-Speed |  |  |  | 27800 | 1448 | 19.2 | 12 | 30600 | 1573 | 5.7 | 4.2 | Federally-Regulated Commercial & Industrial Equipment | 05/02/2012 |  | 04/19/2013
Florida Heat Pump | Florida Heat Pump | EM060-4CF |  | Water-Source | WBAHP: Heat Pump Packaged Unit | Heat Pump | 460 | 3 |  |  | No Match | No Match |  |  |  | 60000 | 4615 | 13 | 9.3 | 80000 | 5328 | 4.4 | 3.8 | Federally-Regulated Commercial & Industrial Equipment | 03/31/1998 |  | 05/10/1998
Waterfurnace International, Inc. | Waterfurnace International, Inc. | USV/USH036**2*4 |  | Ground-Source | WBAHP: Heat Pump Packaged Unit | Heat Pump | 265 | 1 |  |  | No Match | Single-Speed |  |  |  | 34500 | 1994 | 17.3 | 13.4 | 26000 | 2177 | 3.5 | 3.1 | Non Federally-Regulated | 06/14/2011 |  | 03/02/2012
Snyder General Corp. | McQuay | LE075C3 |  | Water-Source | WBAHP-O: Heat Pump Packaged Un | Heat Pump | 208 | 1 |  |  | No Match | No Match |  |  |  | 6900 | 645 | 10.7 | 9 | 9400 | 725 | 3.8 | 3.2 | Non Federally-Regulated | 02/22/1990 |  | 07/31/1991
Waterfurnace International, Inc. | Waterfurnace International, Inc. | SXH048M4 |  | Water-Source | WBAHP-CB: Heat Pump Split Syst | Heat Pump | 460 | 3 |  |  | No Match | No Match |  |  |  | 52000 | 4000 | 13 | 9 | 55500 | 4066 | 4 | 3.5 | Non Federally-Regulated | 02/02/1998 |  | 10/02/1998
Snyder General Corp. | McQuay | LHP7.5BK |  | Water-Source | WBAHP: Heat Pump Packaged Unit | Heat Pump | 208 | 3 |  |  | No Match | No Match |  |  |  | 76000 | 7100 | 10.7 | 9.2 | 95000 | 7500 | 3.7 | 2.5 | Non Federally-Regulated | 02/22/1990 |  | 07/31/1991
Bard Manufacturing Company, Inc. | Bard | WPVD53 |  | Water-Source | WBAHP: Heat Pump Packaged Unit | Heat Pump | 230 | 1 |  |  | No Match | No Match |  |  |  | 49000 | 4500 | 10.8 | 7.5 | 54000 | 4300 | 3.6 | 2.5 | Non Federally-Regulated | 08/30/1983 |  | 05/11/1988
McQuay / Snyder General | Electro-Hydronics | FW420G5 |  | Water-Source | WBAHP: Heat Pump Packaged Unit | Heat Pump | 208 | 1 |  |  | No Match | No Match |  |  |  | 42000 | 3850 | 10.9 | 9 | 52000 | 4100 | 3.7 | 3.2 | Non Federally-Regulated | 05/11/1988 |  | 03/15/1989
ClimateMaster Inc. | Climate Master Series | 81620H |  | Water-Source | WBAHP: Heat Pump Packaged Unit | Heat Pump | 265 | 1 |  |  | No Match | No Match |  |  |  | 17500 | 1585 | 11 | 10 | 19000 | 1460 | 3.8 |  | Federally-Regulated Commercial & Industrial Equipment | 04/10/1996 |  | 04/07/1996
ClimateMaster Inc. | Climate Master Series | VP/HP048G |  | Ground-Water-Source | WBAHP: Heat Pump Packaged Unit | Heat Pump | 230 | 1 |  |  | No Match | No Match |  |  |  | 48000 | 3555 | 13.5 | 9 | 38000 | 3479 | 3.2 |  | Non Federally-Regulated | 04/10/2000 |  | 11/14/2000
Addison Products | Addison Products | WSH036-3AR |  | Water-Source | WBAHP: Heat Pump Packaged Unit | Heat Pump | 230 | 3 |  |  | No Match | No Match |  |  |  | 35000 | 2868 | 12.2 | 10 | 44000 | 3070 | 4.2 |  | Federally-Regulated Commercial & Industrial Equipment | 12/14/1998 |  | 05/19/2000
McQuay International | McQuay | W-CDD/CDE/CMG-1-024-F |  | Ground-Water-Source | WBAHP: Heat Pump Packaged Unit | Heat Pump | 230 | 3 |  |  | No Match | No Match |  |  |  | 26200 | 1858 | 14.1 | 9 | 18400 | 1797 | 3 |  | Non Federally-Regulated | 10/06/1999 |  | 04/10/2000
Thermal Energy Systems | Jacobsen Energy Ind., Inc. | 90***4**** |  | Water-Source | WBAHP: Heat Pump Packaged Unit | Heat Pump | 230 | 3 |  |  | No Match | No Match |  |  |  | 96500 | 9500 | 10.2 | 9.2 | 112500 | 9700 | 3.4 |  | Federally-Regulated Commercial & Industrial Equipment | 01/23/1988 |  | 07/31/1991
Bard Manufacturing Company, Inc. | Bard | QW361-B |  | Ground-Water-Source | WBAHP: Heat Pump Packaged Unit | Heat Pump | 208 | 3 |  |  | No Match | No Match |  |  |  | 33400 | 2113 | 15.8 | 9 | 23200 | 2124 | 3.2 |  | Non Federally-Regulated | 01/24/2002 |  | 07/18/2002
Carrier Corp. | Carrier | 50QXV0305 |  | Water-Source | WBAHP: Heat Pump Packaged Unit | Heat Pump | 208 | 3 |  |  | No Match | No Match |  |  |  | 31000 | 2675 | 11.6 | 9 | 36200 | 2658 | 4 | 3.2 | Non Federally-Regulated | 03/15/1989 |  | 09/25/1989
Waterfurnace International, Inc. | Rybacki - Hart Enterprises | ZS024**3*0 |  | Ground-Source | WBAHP: Heat Pump Packaged Unit | Heat Pump | 230 | 3 |  |  | No Match | Single-Speed |  |  |  | 24400 | 1435 | 17 | 13.4 | 17500 | 1465 | 3.5 | 3.1 | Non Federally-Regulated | 01/24/2011 |  | 04/19/2013
Enertech Global, LLC | Enertech | HST048A | ACD060 | Ground-Source | WBAHP-CB: Heat Pump Split Syst | Heat Pump | 208 | 1 |  |  | No Match | Single-Speed |  |  |  | 52200 | 2868 | 18.2 | 13.4 | 37300 | 2666 | 4.1 | 3.1 | Non Federally-Regulated | 11/30/2011 |  | 03/02/2012
McQuay International | McQuay | W-LDD/LDS/LMH/LMS-1-10 |  | Water-Source | WBAHP: Heat Pump Packaged Unit | Heat Pump | 575 | 3 |  |  | No Match | No Match |  |  |  | 107000 | 8991 | 11.9 | 9 | 120000 | 9252 | 3.8 | 3.8 | Federally-Regulated Commercial & Industrial Equipment | 09/21/2000 |  | 11/14/2000
ClimateMaster Inc. | Climate Master Series | VT 036(P) |  | Ground-Water-Source | WBAHP: Heat Pump Packaged Unit | Heat Pump | 230 | 1 |  |  | No Match | No Match |  |  |  | 17000 | 1000 | 17 | 9 | 13800 | 1092 | 3.7 |  | Non Federally-Regulated | 11/17/1999 |  | 04/10/2000
Florida Heat Pump | Florida Heat Pump | GT022-2CF/HZ/VT |  | Water-Source | WBAHP: Heat Pump Packaged Unit | Heat Pump | 265 | 1 |  |  | No Match | No Match |  |  |  | 22200 | 1776 | 12.5 | 10 | 23600 | 1728 | 4 |  | Federally-Regulated Commercial & Industrial Equipment | 04/12/2000 |  | 05/29/2001
Mammoth | Hydrobank II | D009VHJ |  | Water-Source | WBAHP: Heat Pump Packaged Unit | Heat Pump | 230 | 1 |  |  | No Match | No Match |  |  |  | 9000 | 900 | 10 | 10 | 12000 | 901 | 3.9 |  | Federally-Regulated Commercial & Industrial Equipment | 01/18/2001 |  | 07/18/2002
Mammoth | Hydrobank II | K054HLH |  | Ground-Water-Source | WBAHP: Heat Pump Packaged Unit | Heat Pump | 575 | 3 |  |  | No Match | No Match |  |  |  | 52000 | 3714 | 14 | 9 | 41500 | 3684 | 3.3 |  | Non Federally-Regulated | 06/27/2003 |  | 03/12/2009
Waterfurnace International, Inc. | Waterfurnace International, Inc. | NSV/NSH022F1*4 |  | Ground-Water-Source | WBAHP: Heat Pump Packaged Unit | Heat Pump | 208 | 1 |  |  | No Match | Single-Speed |  |  |  | 24800 | 827 | 30 | 16.2 | 18200 | 1111 | 4.8 | 3.6 | Non Federally-Regulated | 05/02/2012 |  | 04/19/2013
Marvair | Marvair | WVP43HPD |  | Water-Source | WBAHP: Heat Pump Packaged Unit | Heat Pump | 460 | 3 |  |  | No Match | No Match |  |  |  | 43500 | 3955 | 11 | 9 | 55500 | 4171 | 3.9 | 3.2 | Federally-Regulated Commercial & Industrial Equipment | 02/22/1988 |  | 05/11/1988
Command-Aire | Command-Aire | SWPV191 |  | Water-Source | WBAHP: Heat Pump Packaged Unit | Heat Pump | 208 | 1 |  |  | No Match | No Match |  |  |  | 18500 | 1680 | 11 | 9 | 24500 | 1800 | 4 | 3.2 | Non Federally-Regulated | 02/22/1990 |  | 07/31/1991
Waterfurnace International, Inc. | Johnson Controls | RGSV/RGSH036**3*1 |  | Ground-Source | WBAHP: Heat Pump Packaged Unit | Heat Pump | 230 | 3 |  |  | No Match | Single-Speed |  |  |  | 34500 | 1994 | 17.3 | 13.4 | 26000 | 2177 | 3.5 | 3.1 | Non Federally-Regulated | 01/24/2011 |  | 03/02/2012
Florida Heat Pump | Energy Miser | LTH90-3 |  | Ground-Water-Source | WBAHP: Heat Pump Packaged Unit | Heat Pump | 208 | 3 |  |  | No Match | No Match |  |  |  | 87000 | 8615 | 10.1 | 11 | 106000 | 8875 | 3.5 | 3.4 | Non Federally-Regulated | 07/31/1991 |  | 03/31/1998
Florida Heat Pump | Geomaster, LLC | EC036-1CS | EC036-1AH/AV | Ground-Water-Source | WBAHP-CB: Heat Pump Split Syst | Heat Pump | 230 | 1 |  |  | No Match | Single-Speed |  |  |  | 39400 | 2041 | 19.3 | 16.2 | 35500 | 2165 | 3.8 | 3.6 | Non Federally-Regulated | 04/30/2009 |  | 04/20/2015
Florida Heat Pump | Florida Heat Pump | EM018-2VT/HZ/CF |  | Water-Source | WBAHP: Heat Pump Packaged Unit | Heat Pump | 265 | 1 |  |  | No Match | No Match |  |  |  | 18500 | 1370 | 13.5 | 10 | 25000 | 1526 | 4.8 |  | Federally-Regulated Commercial & Industrial Equipment | 10/05/1999 |  | 04/12/2000
Enertech Global, LLC | Enertech | HXT072B2 |  | Ground-Source | WBAHP: Heat Pump Packaged Unit | Heat Pump | 208 | 3 |  |  | No Match | Single-Speed | 3667 | 693 | 1 | 65400 | 4360 | 15 | 13.4 | 57000 | 4515 | 3.7 | 3.1 | Non Federally-Regulated | 03/02/2012 |  | 01/09/2014
Mammoth | Hydrobank II | D045HLG |  | Ground-Water-Source | WBAHP: Heat Pump Packaged Unit | Heat Pump | 208 | 1 |  |  | No Match | No Match |  |  |  | 44000 | 3283 | 13.4 | 9 | 34000 | 3320 | 3 |  | Non Federally-Regulated | 07/22/2002 |  | 03/12/2009
Addison Products | Addison Products | VWPG017-1B-XL* |  | Ground-Water-Source | WBAHP: Heat Pump Packaged Unit | Heat Pump | 230 | 1 |  |  | No Match | No Match |  |  |  | 16300 | 1124 | 14.5 | 9 | 11500 | 1087 | 3.1 |  | Non Federally-Regulated | 05/10/1998 |  | 10/02/1998
Waterfurnace International, Inc. | Waterfurnace International, Inc. | SXH016B0 |  | Ground-Water-Source | WBAHP: Heat Pump Packaged Unit | Heat Pump | 230 | 1 |  |  | No Match | No Match |  |  |  | 16700 | 1210 | 13.8 | 9 | 12800 | 1136 | 3.3 |  | Non Federally-Regulated | 08/21/1998 |  | 10/02/1998
Mammoth | Hydrobank II | K054HHE/VHE |  | Water-Source | WBAHP: Heat Pump Packaged Unit | Heat Pump | 575 | 3 |  |  | No Match | No Match |  |  |  | 54000 | 3802 | 14.2 | 10 | 67500 | 4300 | 4.6 |  | Federally-Regulated Commercial & Industrial Equipment | 12/14/1998 |  | 05/23/2000
McQuay International | McQuay | W-LDS/LMH/LDD/LDL-1-07 |  | Water-Source | WBAHP: Heat Pump Packaged Unit | Heat Pump | 208 | 3 |  |  | No Match | No Match |  |  |  | 70000 | 6194 | 11.3 | 9 | 83000 | 6399 | 3.8 | 3.8 | Federally-Regulated Commercial & Industrial Equipment | 10/05/1999 |  | 09/21/2000
Florida Heat Pump | Florida Heat Pump | EM041-3CF |  | Water-Source | WBAHP: Heat Pump Packaged Unit | Heat Pump | 208 | 3 |  |  | No Match | No Match |  |  |  | 39500 | 2992 | 13.2 | 10 | 50000 | 3488 | 4.2 |  | Federally-Regulated Commercial & Industrial Equipment | 02/02/1998 |  | 03/31/1998
Hydro Delta Corp. | Hydro Delta Corp. | 03-038-WTARH |  | Water-Source | WBAHP-CB: Heat Pump Split Syst | Heat Pump | 208 | 1 |  |  | No Match | No Match |  |  |  | 36800 | 2725 | 13.5 | 9 | 44000 | 3144 | 4.1 | 3.5 | Non Federally-Regulated | 10/05/1999 |  | 04/12/2000
Florida Heat Pump | Florida Heat Pump | EM012-2CS | EM012-2AH/AV | Ground-Water-Source | WBAHP-CB: Heat Pump Split Syst | Heat Pump | 265 | 1 |  |  | No Match | No Match |  |  |  | 11800 | 1008 | 11.7 | 9 | 8800 | 889 | 2.9 |  | Non Federally-Regulated | 05/29/2001 |  | 07/18/2002
Trane U.S. Inc. | Command-Aire | GSUG0481(P) |  | Ground-Water-Source | WBAHP: Heat Pump Packaged Unit | Heat Pump | 208 | 1 |  |  | No Match | No Match |  |  |  | 18100 | 826 | 21.9 | 9 | 18100 | 1395 | 3.8 |  | Non Federally-Regulated | 11/17/1999 |  | 04/10/2000
Florida Heat Pump | Florida Heat Pump | EM015-2CF/HZ/VT |  | Water-Source | WBAHP: Heat Pump Packaged Unit | Heat Pump | 265 | 1 |  |  | No Match | No Match |  |  |  | 14800 | 1275 | 11.6 | 10 | 20000 | 1429 | 4.1 |  | Federally-Regulated Commercial & Industrial Equipment | 04/12/2000 |  | 03/12/2009
California Heat Pump | Carrier | 50BQ0193 |  | Water-Source | WBAHP: Heat Pump Packaged Unit | Heat Pump | 208 | 1 |  |  | No Match | No Match |  |  |  | 19000 | 2100 | 9 | 7.5 | 22500 | 2225 | 3 | 2.5 | Non Federally-Regulated | 01/05/1982 |  | 06/11/1985
Geoflex Systems, Inc. | Geoflex Systems, Inc. | GF1T-V/H/D/M-026WAABP |  | Water-Source | WBAHP: Heat Pump Packaged Unit | Both Heat Pump and Electric Re | 230 | 1 |  |  | No Match | Dual-Speed |  |  |  | 24900 | 1596 | 15.6 | 12 | 31800 | 1758 | 5.3 | 4.2 | Federally-Regulated Commercial & Industrial Equipment | 11/30/2011 |  | 01/09/2014
Mammoth | Mammoth | E013HHEXXX |  | Water-Source | WBAHP: Heat Pump Packaged Unit | Heat Pump | 265 | 1 |  |  | No Match | No Match |  |  |  | 12800 | 1250 | 10.2 | 9 | 16000 | 1340 | 3.5 | 3.2 | Non Federally-Regulated | 05/11/1988 |  | 03/15/1989
Waterfurnace International, Inc. | Waterfurnace International, Inc. | SXV036B3 |  | Water-Source | WBAHP: Heat Pump Packaged Unit | Heat Pump | 230 | 3 |  |  | No Match | No Match |  |  |  | 36000 | 2647 | 13.6 | 10 | 44500 | 2774 | 4.7 |  | Federally-Regulated Commercial & Industrial Equipment | 08/21/1998 |  | 10/02/1998
American Air Filter | Enercon | DHW19 |  | Water-Source | WBAHP: Heat Pump Packaged Unit | Heat Pump | 208 | 1 |  |  | No Match | No Match |  |  |  | 18200 | 1600 | 11.4 | 7.5 | 22800 | 1820 | 3.7 | 2.5 | Non Federally-Regulated | 05/16/1984 |  | 06/11/1985
McQuay / Snyder General | Electro-Hydronics | VF140F5 |  | Water-Source | WBAHP: Heat Pump Packaged Unit | Heat Pump | 208 | 1 |  |  | No Match | No Match |  |  |  | 13500 | 1300 | 10.4 | 7.5 | 16000 | 1320 | 3.5 | 2.5 | Non Federally-Regulated | 08/29/1986 |  | 05/11/1988
Florida Heat Pump | Florida Heat Pump | EM009-0CS | EM009-0AH/AV | Ground-Water-Source | WBAHP-CB: Heat Pump Split Syst | Heat Pump | 115 | 1 |  |  | No Match | No Match |  |  |  | 9800 | 753 | 13 | 9 | 7800 | 692 | 3.3 |  | Non Federally-Regulated | 07/22/2002 |  | 03/12/2009
Waterfurnace International, Inc. | Waterfurnace International, Inc. | SXH058C0 |  | Water-Source | WBAHP: Heat Pump Packaged Unit | Heat Pump | 230 | 1 |  |  | No Match | No Match |  |  |  | 55000 | 4044 | 13.6 | 10 | 69000 | 4493 | 4.5 |  | Federally-Regulated Commercial & Industrial Equipment | 07/29/1998 |  | 10/02/1998
ClimateMaster Inc. | Climate Master Series | 81615G |  | Water-Source | WBAHP: Heat Pump Packaged Unit | Heat Pump | 265 | 1 |  |  | No Match | No Match |  |  |  | 12400 | 1127 | 11 | 10 | 15400 | 1188 | 3.8 |  | Federally-Regulated Commercial & Industrial Equipment | 04/10/1996 |  | 04/07/1996
Florida Heat Pump | Geomaster, LLC | AU061-1CS | AU061-1AV/AH | Water-Source | WBAHP-CB: Heat Pump Split Syst | Heat Pump | 208 | 1 |  |  | No Match | Single-Speed |  |  |  | 59000 | 4275 | 13.8 | 12 | 71000 | 4522 | 4.6 | 4.2 | Federally-Regulated Commercial & Industrial Equipment | 04/23/2009 |  | 12/12/2012
ClimateMaster Inc. | Trane | WPRA14HBXBX |  | Water-Source | WBAHP: Heat Pump Packaged Unit | Heat Pump | 208 | 1 |  |  | No Match | No Match |  |  |  | 13500 | 1300 | 10.4 | 9 | 16000 | 1320 | 3.5 | 3.2 | Non Federally-Regulated | 05/11/1988 |  | 03/15/1989
Command-Aire | Command-Aire | SWPXR137E |  | Water-Source | WBAHP: Heat Pump Packaged Unit | Heat Pump | 265 | 1 |  |  | No Match | No Match |  |  |  | 12500 | 1140 | 11 | 7.5 | 18000 | 1290 | 4.1 | 2.5 | Non Federally-Regulated | 05/16/1984 |  | 01/23/1988
Command-Aire | Command-Aire | SWPH-157 |  | Water-Source | WBAHP: Heat Pump Packaged Unit | Heat Pump | 265 | 1 |  |  | No Match | No Match |  |  |  | 19500 | 2275 | 8.6 | 9 | 28000 | 2475 | 3.3 | 3.2 | Non Federally-Regulated | 05/11/1988 |  | 03/15/1989
ClimateMaster Inc. | Climate Master | TCV041AH |  | Water-Source | WBAHP: Heat Pump Packaged Unit | Heat Pump | 230 | 3 |  |  | No Match | Single-Speed |  |  |  | 36500 | 2786 | 13.1 | 12 | 45700 | 3189 | 4.2 | 4.2 | Federally-Regulated Commercial & Industrial Equipment | 09/03/2012 |  | 10/24/2014
Mammoth | Hydrobank II | F035HHE/VHE |  | Water-Source | WBAHP: Heat Pump Packaged Unit | Heat Pump | 208 | 3 |  |  | No Match | No Match |  |  |  | 37000 | 2624 | 14.1 | 10 | 45000 | 2866 | 4.6 |  | Federally-Regulated Commercial & Industrial Equipment | 07/29/1998 |  | 10/02/1998
California Heat Pump | California Heat Pump | 09C*-13-** |  | Water-Source | WBAHP: Heat Pump Packaged Unit | Heat Pump | 265 | 1 |  |  | No Match | No Match |  |  |  | 9000 | 900 | 10 | 7.5 | 10300 | 900 | 3.4 | 2.5 | Non Federally-Regulated | 06/11/1985 |  | 05/11/1988
McQuay International | McQuay | W-FDD/FDE/FME-1-060-F |  | Water-Source | WBAHP: Heat Pump Packaged Unit | Heat Pump | 208 | 3 |  |  | No Match | No Match |  |  |  | 58000 | 5321 | 10.9 | 10 | 78000 | 5859 | 3.9 |  | Federally-Regulated Commercial & Industrial Equipment | 09/21/2000 |  | 03/12/2009
Singer | Electro-Hydronics | WE120C5 |  | Water-Source | WBAHP: Heat Pump Packaged Unit | Heat Pump | 208 | 1 |  |  | No Match | No Match |  |  |  | 11500 | 1200 | 9.6 | 7.5 | 14000 | 1300 | 3.3 | 2.5 | Non Federally-Regulated | 09/08/1982 |  | 05/16/1984
Florida Heat Pump | Bosch | CP048-1HZ/VT |  | Ground-Source | WBAHP: Heat Pump Packaged Unit | Heat Pump | 208 | 1 |  |  |  | Single-Speed |  |  |  | 50200 | 2535 | 19.8 | 13.4 | 33400 | 2646 | 3.7 | 3.1 | Non Federally-Regulated | 04/22/2015 |  | 05/01/2015
Enertech Global, LLC | Enertech | HHT048A |  | Ground-Source | WBAHP: Heat Pump Packaged Unit | Heat Pump | 230 | 1 |  |  | No Match | Single-Speed |  |  |  | 49400 | 2760 | 17.9 | 13.4 | 38500 | 2821 | 4 | 3.1 | Non Federally-Regulated | 08/23/2011 |  | 12/12/2012
Waterfurnace International, Inc. | Standard Range | WSH/WSV059A*3*** |  | Water-Source | WBAHP: Heat Pump Packaged Unit | Heat Pump | 230 | 3 |  |  | No Match | No Match |  |  |  | 59000 | 5784 | 10.2 | 9 | 71000 | 5779 | 3.6 | 3.2 | Non Federally-Regulated | 03/15/1989 |  | 09/18/1989
Addison Products | Addison Products | HPY018-8A |  | Water-Source | WBAHP-CB: Heat Pump Split Syst | Heat Pump | 265 | 1 |  |  | No Match | No Match |  |  |  | 18900 | 1524 | 12.4 | 9 | 22800 | 1757 | 3.8 | 3.5 | Non Federally-Regulated | 11/14/2000 |  | 07/18/2002
McQuay / Snyder General | Electro-Hydronics | FW420FK |  | Water-Source | WBAHP: Heat Pump Packaged Unit | Heat Pump | 208 | 3 |  |  | No Match | No Match |  |  |  | 42000 | 3850 | 10.9 | 9 | 52000 | 4100 | 3.7 | 3.2 | Non Federally-Regulated | 05/11/1988 |  | 03/15/1989
ClimateMaster Inc. | Climate Master Series | CS/CL019E |  | Water-Source | WBAHP-O: Heat Pump Packaged Un | Heat Pump | 265 | 1 |  |  | No Match | No Match |  |  |  | 17600 | 1466 | 12 | 10 | 21000 | 1619 | 3.8 |  | Federally-Regulated Commercial & Industrial Equipment | 04/12/2000 |  | 03/12/2009
Florida Heat Pump | Florida Heat Pump | EM041-5CF/HZ/VT |  | Water-Source | WBAHP-CB: Heat Pump Split Syst | Heat Pump | 575 | 3 |  |  | No Match | No Match |  |  |  | 42500 | 3455 | 12.3 | 9 | 50000 | 4185 | 3.5 | 3.5 | Non Federally-Regulated | 07/22/2002 |  | 03/12/2009
Enertech Global, LLC | Enertech | GCT072D3 |  | Ground-Source | WBAHP: Heat Pump Packaged Unit | Heat Pump | 460 | 3 |  |  | No Match | Single-Speed | 3612 | 710 | 1 | 72600 | 4321 | 16.8 | 13.4 | 58000 | 4594 | 3.7 | 3.1 | Non Federally-Regulated | 09/03/2012 |  | 12/12/2012
Climate Control / Snyder General | Electro-Hydronics | FC330F7 |  | Water-Source | WBAHP: Heat Pump Packaged Unit | Heat Pump | 265 | 1 |  |  | No Match | No Match |  |  |  | 33000 | 3050 | 10.8 | 7.5 | 39000 | 3090 | 3.7 | 2.5 | Non Federally-Regulated | 05/16/1984 |  | 08/29/1986
Florida Heat Pump | Florida Heat Pump | EM007-1CF/HZ/VT |  | Water-Source | WBAHP: Heat Pump Packaged Unit | Heat Pump | 208 | 1 |  |  | No Match | No Match |  |  |  | 7500 | 609 | 12.3 | 10 | 10000 | 651 | 4.5 |  | Federally-Regulated Commercial & Industrial Equipment | 05/29/2001 |  | 02/17/2011
Waterfurnace International, Inc. | Waterfurnace International, Inc. | NSZ060A1 | NRAC060* | Water-Source | WBAHP-CB: Heat Pump Split Syst | Heat Pump | 208 | 1 |  |  | No Match | Single-Speed |  |  |  | 54600 | 3792 | 14.4 | 12 | 66300 | 4227 | 4.6 | 4.2 | Federally-Regulated Commercial & Industrial Equipment | 04/30/2009 |  | 03/02/2012
Hydro Delta Corp. | Hydro Delta Corp. | 03-026-WTAR-HE |  | Water-Source | WBAHP-CB: Heat Pump Split Syst | Heat Pump | 230 | 1 |  |  | No Match | No Match |  |  |  | 25000 | 2083 | 12 | 9 | 29000 | 2296 | 3.7 | 3.5 | Non Federally-Regulated | 11/17/1999 |  | 04/12/2000
Command-Aire | Command-Aire | SWP513E |  | Water-Source | WBAHP: Heat Pump Packaged Unit | Heat Pump | 208 | 3 |  |  | No Match | No Match |  |  |  | 51000 | 4550 | 11.2 | 7.5 | 64000 | 4690 | 4 | 2.5 | Non Federally-Regulated | 05/16/1984 |  | 06/11/1985
Waterfurnace International, Inc. | Geosmart Energy, Inc. | YS070**1*0 |  | Water-Source | WBAHP: Heat Pump Packaged Unit | Heat Pump | 230 | 1 |  |  | No Match | Single-Speed |  |  |  | 63000 | 4437 | 14.2 | 12 | 79000 | 5262 | 4.4 | 4.2 | Federally-Regulated Commercial & Industrial Equipment | 01/24/2011 |  | 05/01/2015
McQuay / Snyder General | Electro-Hydronics | VF260GD |  | Water-Source | WBAHP: Heat Pump Packaged Unit | Heat Pump | 230 | 3 |  |  | No Match | No Match |  |  |  | 25000 | 2450 | 10.2 | 7.5 | 31600 | 2500 | 3.7 | 2.5 | Non Federally-Regulated | 08/29/1986 |  | 05/11/1988
Mammoth | Hydrobank II | F064VLH |  | Ground-Water-Source | WBAHP: Heat Pump Packaged Unit | Heat Pump | 208 | 3 |  |  | No Match | No Match |  |  |  | 64000 | 4776 | 13.4 | 9 | 49000 | 4785 | 3 |  | Non Federally-Regulated | 06/27/2003 |  | 03/12/2009
Command-Aire | Command-Aire | SWPH-541 |  | Water-Source | WBAHP: Heat Pump Packaged Unit | Heat Pump | 230 | 3 |  |  | No Match | No Match |  |  |  | 56000 | 5800 | 9.7 | 9 | 71000 | 5800 | 3.6 | 3.2 | Non Federally-Regulated | 05/11/1988 |  | 03/15/1989
McQuay / Snyder General | Electro-Hydronics | LHP15AK |  | Water-Source | WBAHP: Heat Pump Packaged Unit | Heat Pump | 208 | 3 |  |  | No Match | No Match |  |  |  | 178000 | 16950 | 10.5 |  | 227000 | 17600 | 3.8 |  | Non Federally-Regulated | 05/11/1988 |  | 03/15/1989
Mammoth | Mammoth | F124HHC |  | Water-Source | WBAHP: Heat Pump Packaged Unit | Heat Pump | 230 | 3 |  |  | No Match | No Match |  |  |  | 116000 | 11590 | 10 | 9.2 | 142000 | 11364 | 3.7 | 2.5 | Non Federally-Regulated | 05/16/1984 |  | 05/11/1988
ClimateMaster Inc. | Climate Master Series | 80120G |  | Water-Source | WBAHP: Heat Pump Packaged Unit | Heat Pump | 208 | 1 |  |  | No Match | No Match |  |  |  | 18600 | 1710 | 10.9 | 9 | 22800 | 1855 | 3.6 | 3.2 | Non Federally-Regulated | 02/22/1990 |  | 07/31/1991
ClimateMaster Inc. | Climate Master Series | HS/VS060G |  | Water-Source | WBAHP: Heat Pump Packaged Unit | Heat Pump | 208 | 1 |  |  | No Match | No Match |  |  |  | 62000 | 5535 | 11.2 | 10 | 75000 | 5782 | 3.8 |  | Federally-Regulated Commercial & Industrial Equipment | 11/14/2000 |  | 01/18/2001
Waterfurnace International, Inc. | Waterfurnace International, Inc. | CX*015*0 |  | Ground-Water-Source | WBAHP: Heat Pump Packaged Unit | Heat Pump | 208 | 1 |  |  | No Match | No Match |  |  |  | 15000 | 1041 | 14.4 | 9 | 11000 | 1007 | 3.2 |  | Non Federally-Regulated | 04/10/2000 |  | 11/14/2000
Climate Control / Snyder General | Electro-Hydronics | CW200F5 |  | Water-Source | WBAHP: Heat Pump Packaged Unit | Heat Pump | 208 | 1 |  |  | No Match | No Match |  |  |  | 20000 | 1880 | 10.7 | 7.5 | 25600 | 1920 | 3.9 | 2.5 | Non Federally-Regulated | 05/16/1984 |  | 08/29/1986
Waterfurnace International, Inc. | Rybacki - Hart Enterprises | ZS023**0*4 |  | Ground-Source | WBAHP: Heat Pump Packaged Unit | Heat Pump | 230 | 1 |  |  | No Match | Single-Speed |  |  |  | 23900 | 1406 | 17 | 13.4 | 17000 | 1384 | 3.6 | 3.1 | Non Federally-Regulated | 06/14/2011 |  | 04/19/2013
Waterfurnace International, Inc. | Waterfurnace International, Inc. | SXH030A3 |  | Ground-Source | WBAHP: Heat Pump Packaged Unit | Heat Pump | 208 | 3 |  |  | No Match | No Match |  |  |  | 31200 | 2181 | 14.3 |  | 21600 | 1808 | 3.5 |  | Non Federally-Regulated | 03/31/1998 |  | 05/10/1998
Inter-City Products Corp. | McQuay | CCW007C*N |  | Water-Source | WBAHP: Heat Pump Packaged Unit | Heat Pump | 265 | 1 |  |  | No Match | No Match |  |  |  | 7100 | 664 | 10.7 | 9.3 | 9200 | 710 | 3.8 | 3.8 | Non Federally-Regulated | 07/31/1991 |  | 03/31/1998
Mammoth | Hydrobank II | F036HHJ |  | Water-Source | WBAHP: Heat Pump Packaged Unit | Heat Pump | 230 | 3 |  |  | No Match | No Match |  |  |  | 35000 | 3240 | 10.8 | 10 | 46000 | 3455 | 3.9 |  | Federally-Regulated Commercial & Industrial Equipment | 01/18/2001 |  | 03/12/2009
Florida Heat Pump | Florida Heat Pump | EM041-1CF/HZ/VT |  | Ground-Water-Source | WBAHP: Heat Pump Packaged Unit | Heat Pump | 208 | 1 |  |  | No Match | No Match |  |  |  | 41000 | 3037 | 13.5 | 9 | 30000 | 2929 | 3 |  | Non Federally-Regulated | 05/29/2001 |  | 07/18/2002
McQuay / Snyder General | Electro-Hydronics | VF390FK |  | Water-Source | WBAHP: Heat Pump Packaged Unit | Heat Pump | 208 | 3 |  |  | No Match | No Match |  |  |  | 39000 | 3700 | 10.5 | 7.5 | 48000 | 4020 | 3.5 | 2.5 | Non Federally-Regulated | 08/29/1986 |  | 05/11/1988
Enertech Global, LLC | Enertech | GXT048C2 |  | Ground-Source | WBAHP: Heat Pump Packaged Unit | Heat Pump | 230 | 3 |  |  | No Match | Single-Speed |  |  |  | 48300 | 2808 | 17.2 | 13.4 | 39100 | 2938 | 3.9 | 3.1 | Non Federally-Regulated | 12/12/2012 |  | 04/21/2014
Climate Control / Snyder General | Electro-Hydronics | CW260GK |  | Water-Source | WBAHP: Heat Pump Packaged Unit | Heat Pump | 208 | 3 |  |  | No Match | No Match |  |  |  | 26000 | 2450 | 10.6 | 7.5 | 31600 | 2500 | 3.7 | 2.5 | Non Federally-Regulated | 05/16/1984 |  | 08/29/1986
Waterfurnace International, Inc. | Waterfurnace International, Inc. | SXH016C2 |  | Water-Source | WBAHP: Heat Pump Packaged Unit | Heat Pump | 265 | 1 |  |  | No Match | No Match |  |  |  | 16000 | 1185 | 13.5 | 10 | 20400 | 1195 | 5 |  | Federally-Regulated Commercial & Industrial Equipment | 12/14/1998 |  | 10/05/1999
Waterfurnace International, Inc. | Trane Unitary Products Group | T1GC036***1**4 |  | Ground-Water-Source | WBAHP: Heat Pump Packaged Unit | Heat Pump | 230 | 1 |  |  | No Match | Single-Speed |  |  |  | 37700 | 1639 | 23 | 16.2 | 33000 | 2249 | 4.3 | 3.6 | Non Federally-Regulated | 08/23/2011 |  | 03/02/2012
Waterfurnace International, Inc. | Eagle Mountain | ZS070**4*1 |  | Water-Source | WBAHP: Heat Pump Packaged Unit | Heat Pump | 460 | 3 |  |  | No Match | Single-Speed |  |  |  | 63000 | 4406 | 14.3 | 12 | 79000 | 4926 | 4.7 | 4.2 | Federally-Regulated Commercial & Industrial Equipment | 01/24/2011 |  | 03/02/2012
McQuay / Snyder General | Electro-Hydronics | LWP15AD |  | Water-Source | WBAHP: Heat Pump Packaged Unit | Heat Pump | 230 | 3 |  |  | No Match | No Match |  |  |  | 178000 | 16950 | 10.5 |  | 227000 | 17600 | 3.8 | 2.5 | Non Federally-Regulated | 08/29/1986 |  | 05/11/1988
ClimateMaster Inc. | Carrier | RHC036***40*** |  | Water-Source | WBAHP: Heat Pump Packaged Unit | Heat Pump | 265 | 1 |  |  | No Match | No Match |  |  |  | 35600 | 3042 | 11.7 | 10 | 47200 | 3219 | 4.3 |  | Federally-Regulated Commercial & Industrial Equipment | 07/02/2003 |  | 03/12/2009
McQuay International | McQuay | FCV/FCW/VWH/VWW048B-F |  | Water-Source | WBAHP: Heat Pump Packaged Unit | Heat Pump | 230 | 3 |  |  | No Match | No Match |  |  |  | 46000 | 3833 | 12 | 10 | 56000 | 3816 | 4.3 |  | Federally-Regulated Commercial & Industrial Equipment | 12/14/1998 |  | 11/17/1999
American Air Filter | Enercon | VW09 |  | Water-Source | WBAHP: Heat Pump Packaged Unit | Heat Pump | 230 | 1 |  |  | No Match | No Match |  |  |  | 9300 | 840 | 11.1 | 7.5 | 11800 | 840 | 4.1 | 2.5 | Non Federally-Regulated | 06/11/1985 |  | 05/11/1988
Florida Heat Pump | Florida Heat Pump | EM042-3CF/HZ/VT |  | Water-Source | WBAHP-CB: Heat Pump Split Syst | Heat Pump | 208 | 3 |  |  | No Match | No Match |  |  |  | 42500 | 3455 | 12.3 | 9 | 50000 | 4185 | 3.5 | 3.5 | Non Federally-Regulated | 05/23/2001 |  | 07/18/2002
Singer | Electro-Hydronics | VF80C7 |  | Water-Source | WBAHP: Heat Pump Packaged Unit | Heat Pump | 265 | 1 |  |  | No Match | No Match |  |  |  | 8500 | 1000 | 8.5 | 7.5 | 10500 | 1100 | 2.8 | 2.5 | Non Federally-Regulated | 09/08/1982 |  | 05/16/1984
Climate Control / Snyder General | Electro-Hydronics | LHP10AD |  | Water-Source | WBAHP: Heat Pump Packaged Unit | Heat Pump | 230 | 3 |  |  | No Match | No Match |  |  |  | 107000 | 9000 | 11.9 | 9.2 | 120000 | 9200 | 3.8 | 2.5 | Non Federally-Regulated | 05/16/1984 |  | 08/29/1986
Florida Heat Pump | Florida Heat Pump | EM009-1HZ |  | Water-Source | WBAHP: Heat Pump Packaged Unit | Heat Pump | 208 | 1 |  |  | No Match | No Match |  |  |  | 9500 | 760 | 12.5 | 10 | 13000 | 846 | 4.5 |  | Federally-Regulated Commercial & Industrial Equipment | 12/14/1998 |  | 10/05/1999
Florida Heat Pump | Energy Miser | LTH15-1 |  | Ground-Water-Source | WBAHP: Heat Pump Packaged Unit | Heat Pump | 208 | 1 |  |  | No Match | No Match |  |  |  | 14800 | 1345 | 11 | 11 | 16900 | 1500 | 3.3 | 3.4 | Non Federally-Regulated | 07/31/1991 |  | 03/31/1998
Waterfurnace International, Inc. | Rybacki - Hart Enterprises | ZS024**2*0 |  | Water-Source | WBAHP: Heat Pump Packaged Unit | Heat Pump | 265 | 1 |  |  | No Match | Single-Speed |  |  |  | 23900 | 1637 | 14.6 | 12 | 27000 | 1684 | 4.7 | 4.2 | Federally-Regulated Commercial & Industrial Equipment | 01/24/2011 |  | 04/19/2013
Addison Products | Addison Products | HGY120-3A |  | Water-Source | WBAHP-CB: Heat Pump Split Syst | Heat Pump | 230 | 3 |  |  | No Match | No Match |  |  |  | 110400 | 8492 | 13 | 9 | 137100 | 11477 | 3.5 | 3.5 | Non Federally-Regulated | 07/22/2002 |  | 03/12/2009
Waterfurnace International, Inc. | American Standard, Inc. | A1GC024***1**4 |  | Ground-Water-Source | WBAHP: Heat Pump Packaged Unit | Heat Pump | 208 | 1 |  |  | No Match | Single-Speed |  |  |  | 26400 | 1128 | 23.4 | 16.2 | 22300 | 1452 | 4.5 | 3.6 | Non Federally-Regulated | 08/23/2011 |  | 10/24/2014
Command-Aire | Command-Aire | RUWP-3033 |  | Water-Source | WBAHP: Heat Pump Packaged Unit | Heat Pump | 230 | 3 |  |  | No Match | No Match |  |  |  | 351000 | 38500 | 9.1 | 7.5 | 451000 | 38600 | 3.4 | 2.2 | Non Federally-Regulated | 01/05/1982 |  | 06/11/1985
Geoflex Systems, Inc. | Geoflex Systems, Inc. | GF1S-V/H/D/M-030WAABE |  | Water-Source | WBAHP: Heat Pump Packaged Unit | Both Heat Pump and Electric Re | 230 | 1 |  |  | No Match | Single-Speed |  |  |  | 27200 | 1520 | 17.9 | 12 | 32400 | 1696 | 5.6 | 4.2 | Federally-Regulated Commercial & Industrial Equipment | 03/02/2012 |  | 01/09/2014
Florida Heat Pump | Florida Heat Pump | CG009-2 |  | Ground-Water-Source | WBAHP: Heat Pump Packaged Unit | Heat Pump | 265 | 1 |  |  | No Match | No Match |  |  |  | 8500 | 518 | 16.4 | 9 | 5200 | 476 | 3.2 |  | Non Federally-Regulated | 10/06/1999 |  | 04/10/2000
McQuay / Snyder General | Electro-Hydronics | LHP20AP |  | Water-Source | WBAHP: Heat Pump Packaged Unit | Heat Pump | 460 | 3 |  |  | No Match | No Match |  |  |  | 214000 | 18000 | 11.9 |  | 240000 | 18400 | 3.8 | 2.5 | Non Federally-Regulated | 08/29/1986 |  | 05/11/1988
Waterfurnace International, Inc. | Standard Range | WSH/WSV012A*2*** |  | Water-Source | WBAHP: Heat Pump Packaged Unit | Heat Pump | 265 | 1 |  |  | No Match | No Match |  |  |  | 12300 | 1217 | 10.1 | 9 | 14600 | 1296 | 3.3 | 3.2 | Non Federally-Regulated | 03/15/1989 |  | 09/13/1989
Waterfurnace International, Inc. | Extended Range | WXH/049A*4*** |  | Water-Source | WBAHP-CB: Heat Pump Split Syst | Heat Pump | 460 | 3 |  |  | No Match | No Match |  |  |  | 50500 | 5000 | 10.1 | 9 | 63500 | 5638 | 3.3 |  | Non Federally-Regulated | 09/13/1989 |  | 07/27/1992
Waterfurnace International, Inc. | Waterfurnace International, Inc. | SXV024A1 |  | Water-Source | WBAHP: Heat Pump Packaged Unit | Heat Pump | 230 | 1 |  |  | No Match | No Match |  |  |  | 25500 | 1688 | 15.1 | 9.3 | 30700 | 1697 | 5.3 | 3.8 | Federally-Regulated Commercial & Industrial Equipment | 03/31/1998 |  | 05/10/1998
ClimateMaster Inc. | Climate Master Series | HS/HL096H |  | Water-Source | WBAHP: Heat Pump Packaged Unit | Heat Pump | 208 | 3 |  |  | No Match | No Match |  |  |  | 88000 | 8000 | 11 | 9 | 114000 | 8789 | 3.8 | 3.8 | Federally-Regulated Commercial & Industrial Equipment | 01/18/2001 |  | 11/19/2001
Waterfurnace International, Inc. | Waterfurnace International, Inc. | SXH068C1 |  | Ground-Water-Source | WBAHP: Heat Pump Packaged Unit | Heat Pump | 230 | 1 |  |  | No Match | No Match |  |  |  | 66000 | 5500 | 12 | 9 | 52000 | 5080 | 3 |  | Non Federally-Regulated | 01/30/1998 |  | 03/31/1998
McQuay / Snyder General | Electro-Hydronics | LM190C3 |  | Water-Source | WBAHP: Heat Pump Packaged Unit | Heat Pump | 230 | 1 |  |  | No Match | No Match |  |  |  | 18200 | 1825 | 10 | 7.5 | 22600 | 2000 | 3.3 | 2.5 | Non Federally-Regulated | 08/29/1986 |  | 05/11/1988
Waterfurnace International, Inc. | Waterfurnace International, Inc. | SXV058B0 |  | Ground-Source | WBAHP: Heat Pump Packaged Unit | Heat Pump | 208 | 1 |  |  | No Match | No Match |  |  |  | 56500 | 4484 | 12.6 |  | 45500 | 4301 | 3.1 |  | Non Federally-Regulated | 03/31/1998 |  | 05/10/1998
Mammoth | Hydrobank II | D/E035VLE/HLE/DLE |  | Ground-Water-Source | WBAHP: Heat Pump Packaged Unit | Heat Pump | 230 | 1 |  |  | No Match | No Match |  |  |  | 37000 | 2642 | 14 | 9 | 28500 | 2694 | 3.1 |  | Non Federally-Regulated | 12/14/1998 |  | 10/06/1999
Florida Heat Pump | Geomaster, LLC | ES030-3CF/HZ/VT |  | Ground-Source | WBAHP: Heat Pump Packaged Unit | Heat Pump | 208 | 3 |  |  | No Match | Single-Speed |  |  |  | 31000 | 1632 | 19 | 13.4 | 22000 | 1842 | 3.5 | 3.1 | Non Federally-Regulated | 02/09/2009 |  | 04/20/2015
Mammoth | Hydrobank II | E019CHA |  | Water-Source | WBAHP-O: Heat Pump Packaged Un | Heat Pump | 265 | 1 |  |  | No Match | No Match |  |  |  | 17200 | 1480 | 11.6 | 9 | 21200 | 1725 | 3.6 | 3.2 | Non Federally-Regulated | 02/22/1990 |  | 07/31/1991
Snyder General Corp. | American Air Filter | HWH060C*T |  | Water-Source | WBAHP: Heat Pump Packaged Unit | Heat Pump | 460 | 3 |  |  | No Match | No Match |  |  |  | 59500 | 5313 | 11.2 | 9.3 | 74000 | 5728 | 3.8 | 3.8 | Non Federally-Regulated | 07/31/1991 |  | 03/31/1998
Addison Products | Addison Products | VPY060-1A |  | Water-Source | WBAHP-CB: Heat Pump Split Syst | Heat Pump | 230 | 1 |  |  | No Match | No Match |  |  |  | 68000 | 5354 | 12.7 | 9 | 77200 | 6113 | 3.7 | 3.5 | Non Federally-Regulated | 07/22/2002 |  | 03/12/2009
Waterfurnace International, Inc. | WFI Industries, Ltd. | VLV/VXV036*1 |  | Water-Source | WBAHP: Heat Pump Packaged Unit | Heat Pump | 230 | 1 |  |  | No Match | No Match |  |  |  | 34800 | 2697 | 12.9 | 10 | 42000 | 2861 | 4.3 |  | Federally-Regulated Commercial & Industrial Equipment | 06/20/2003 |  | 02/17/2011
Waterfurnace International, Inc. | Waterfurnace International, Inc. | SXH016C1 |  | Water-Source | WBAHP: Heat Pump Packaged Unit | Heat Pump | 230 | 1 |  |  | No Match | No Match |  |  |  | 16000 | 1185 | 13.5 | 10 | 20400 | 1195 | 5 |  | Federally-Regulated Commercial & Industrial Equipment | 02/02/1998 |  | 03/31/1998
Waterfurnace International, Inc. | Waterfurnace International, Inc. | CW*015A0 |  | Ground-Source | WBAHP: Heat Pump Packaged Unit | Heat Pump | 230 | 1 |  |  | No Match | No Match |  |  |  | 15000 | 1041 | 14.4 |  | 11000 | 1007 | 3.2 |  | Non Federally-Regulated | 03/31/1998 |  | 05/10/1998
Waterfurnace International, Inc. | Waterfurnace International, Inc. | SXV019B1 |  | Ground-Water-Source | WBAHP: Heat Pump Packaged Unit | Heat Pump | 230 | 1 |  |  | No Match | No Match |  |  |  | 19200 | 1371 | 14 | 9 | 15100 | 1301 | 3.4 |  | Non Federally-Regulated | 08/21/1998 |  | 10/02/1998
Waterfurnace International, Inc. | Rybacki - Hart Enterprises | YS030**1*4 |  | Ground-Source | WBAHP: Heat Pump Packaged Unit | Heat Pump | 230 | 1 |  |  | No Match | Single-Speed |  |  |  | 29000 | 1585 | 18.3 | 13.4 | 22800 | 1758 | 3.8 | 3.1 | Non Federally-Regulated | 01/24/2011 |  | 04/19/2013
Addison Products | Heat Controller | HWPG012-1A* |  | Water-Source | WBAHP: Heat Pump Packaged Unit | Heat Pump | 230 | 1 |  |  | No Match | No Match |  |  |  | 11500 | 751 | 15.3 | 10 | 13600 | 830 | 4.8 |  | Federally-Regulated Commercial & Industrial Equipment | 10/05/1999 |  | 04/12/2000
Florida Heat Pump | Florida Heat Pump | GT015-2VT/HZ/CF |  | Ground-Water-Source | WBAHP: Heat Pump Packaged Unit | Heat Pump | 265 | 1 |  |  | No Match | No Match |  |  |  | 14600 | 1081 | 13.5 | 9 | 11000 | 1039 | 3.1 |  | Non Federally-Regulated | 10/06/1999 |  | 04/10/2000
Mammoth | Hydrobank II | K120HHG/VHG |  | Water-Source | WBAHP: Heat Pump Packaged Unit | Heat Pump | 575 | 3 |  |  | No Match | No Match |  |  |  | 122000 | 10796 | 11.3 | 10.5 | 169000 | 13034 | 3.8 | 3.8 | Federally-Regulated Commercial & Industrial Equipment | 03/31/1998 |  | 05/10/1998
Florida Heat Pump | Florida Heat Pump | EM096-3HZ/VT |  | Water-Source | WBAHP-CB: Heat Pump Split Syst | Heat Pump | 230 | 3 |  |  | No Match | No Match |  |  |  | 104000 | 8062 | 12.9 | 9 | 109000 | 8188 | 3.9 | 3.5 | Non Federally-Regulated | 07/22/2002 |  | 03/12/2009
McQuay International | McQuay | CCW060E-F |  | Water-Source | WBAHP: Heat Pump Packaged Unit | Heat Pump | 230 | 3 |  |  | No Match | No Match |  |  |  | 55000 | 4365 | 12.6 | 9.3 | 67000 | 4675 | 4.2 | 3.8 | Federally-Regulated Commercial & Industrial Equipment | 03/31/1998 |  | 05/10/1998
Florida Heat Pump | Florida Heat Pump | EM048-1CF/HZ/VT |  | Water-Source | WBAHP-CB: Heat Pump Split Syst | Heat Pump | 208 | 1 |  |  | No Match | No Match |  |  |  | 52500 | 4411 | 11.9 | 9 | 58000 | 4720 | 3.6 | 3.5 | Non Federally-Regulated | 05/23/2001 |  | 07/18/2002
Snyder General Corp. | American Air Filter | GVW-09 |  | Water-Source | WBAHP: Heat Pump Packaged Unit | Heat Pump | 208 | 1 |  |  | No Match | No Match |  |  |  | 8200 | 788 | 10.4 | 9 | 11500 | 911 | 3.7 | 3.2 | Federally-Regulated Commercial & Industrial Equipment | 01/22/1990 |  | 07/27/1992
Mammoth | Hydrobank II | F100HLL |  | Ground-Water-Source | WBAHP: Heat Pump Packaged Unit | Heat Pump | 208 | 3 |  |  | No Match | No Match |  |  |  | 99500 | 7370 | 13.5 | 9 | 78500 | 7187 | 3.2 |  | Non Federally-Regulated | 06/27/2003 |  | 03/12/2009
Snyder General Corp. | American Air Filter | HWW012C*G |  | Water-Source | WBAHP: Heat Pump Packaged Unit | Heat Pump | 208 | 1 |  |  | No Match | No Match |  |  |  | 12000 | 1062 | 11.3 | 9.3 | 14200 | 1096 | 3.8 | 3.8 | Non Federally-Regulated | 07/31/1991 |  | 03/31/1998
Waterfurnace International, Inc. | Waterfurnace International, Inc. | VLV/VXV036*3 |  | Water-Source | WBAHP: Heat Pump Packaged Unit | Heat Pump | 230 | 3 |  |  | No Match | No Match |  |  |  | 34800 | 2697 | 12.9 | 10 | 42000 | 2861 | 4.3 |  | Federally-Regulated Commercial & Industrial Equipment | 10/05/1999 |  | 06/20/2003
Climate Control / Snyder General | Trane | WPRA14HCXBX |  | Water-Source | WBAHP: Heat Pump Packaged Unit | Heat Pump | 230 | 1 |  |  | No Match | No Match |  |  |  | 13500 | 1300 | 10.4 | 7.5 | 16000 | 1320 | 3.5 | 2.5 | Non Federally-Regulated | 05/16/1984 |  | 05/11/1988
Enertech Global, LLC | Enertech | HXT024A |  | Ground-Source | WBAHP: Heat Pump Packaged Unit | Heat Pump | 230 | 1 |  |  | No Match | Single-Speed |  |  |  | 28700 | 1237 | 23.2 | 13.4 | 20300 | 1322 | 4.5 | 3.1 | Non Federally-Regulated | 01/25/2011 |  | 06/14/2011
Hydro Delta Corp. | Hydro Delta Corp. | 03-036-WTARW-HE |  | Ground-Water-Source | WBAHP: Heat Pump Packaged Unit | Heat Pump | 208 | 1 |  |  | No Match | No Match |  |  |  | 35200 | 2687 | 13.1 | 9 | 28400 | 2600 | 3.2 |  | Non Federally-Regulated | 10/06/1999 |  | 04/10/2000
Mammoth | Hydrobank II | E019HHJ |  | Water-Source | WBAHP: Heat Pump Packaged Unit | Heat Pump | 265 | 1 |  |  | No Match | No Match |  |  |  | 18400 | 1672 | 11 | 10 | 24000 | 1803 | 3.9 |  | Federally-Regulated Commercial & Industrial Equipment | 01/18/2001 |  | 03/12/2009
Florida Heat Pump | Florida Heat Pump | CW012-2 |  | Ground-Water-Source | WBAHP: Heat Pump Packaged Unit | Heat Pump | 265 | 1 |  |  | No Match | No Match |  |  |  | 11000 | 714 | 15.4 | 9 | 7400 | 677 | 3.2 |  | Non Federally-Regulated | 04/10/2000 |  | 07/18/2002
ClimateMaster Inc. | Climate Master Series | VS/VL080 F/H |  | Water-Source | WBAHP: Heat Pump Packaged Unit | Heat Pump | 230 | 3 |  |  | No Match | No Match |  |  |  | 74000 | 5285 | 14 | 9 | 83000 | 5790 | 4.2 | 3.8 | Federally-Regulated Commercial & Industrial Equipment | 10/05/1999 |  | 04/12/2000
Climate Control / Snyder General | Trane | WPHA52XE* |  | Water-Source | WBAHP: Heat Pump Packaged Unit | Heat Pump | 208 | 3 |  |  | No Match | No Match |  |  |  | 50000 | 4850 | 10.3 | 7.5 | 65000 | 4900 | 3.9 | 2.5 | Non Federally-Regulated | 05/16/1984 |  | 05/11/1988
Mammoth | Hydrobank II | F054VLG |  | Ground-Water-Source | WBAHP: Heat Pump Packaged Unit | Heat Pump | 230 | 3 |  |  | No Match | No Match |  |  |  | 54500 | 3978 | 13.7 | 9 | 42000 | 3969 | 3.1 |  | Non Federally-Regulated | 05/23/2000 |  | 01/18/2001
Command-Aire | Command-Aire | SWPV261 |  | Water-Source | WBAHP: Heat Pump Packaged Unit | Heat Pump | 208 | 1 |  |  | No Match | No Match |  |  |  | 24000 | 2180 | 11 | 9 | 32000 | 2340 | 4.1 | 3.2 | Federally-Regulated Commercial & Industrial Equipment | 01/23/1988 |  | 05/11/1988
Waterfurnace International, Inc. | Waterfurnace International, Inc. | NTV024*1 |  | Ground-Water-Source | WBAHP: Heat Pump Packaged Unit | Heat Pump | 208 | 1 |  |  | No Match | No Match |  |  |  | 22600 | 1527 | 14.8 | 9 | 26000 | 2720 | 2.8 |  | Non Federally-Regulated | 05/19/2000 |  | 07/18/2002
Waterfurnace International, Inc. | Rybacki - Hart Enterprises | ZS023**4*4 |  | Ground-Water-Source | WBAHP: Heat Pump Packaged Unit | Heat Pump | 460 | 3 |  |  | No Match | Single-Speed |  |  |  | 25400 | 1104 | 23 | 16.2 | 21900 | 1493 | 4.3 | 3.6 | Non Federally-Regulated | 06/14/2011 |  | 04/19/2013
Waterfurnace International, Inc. | Rybacki - Hart Enterprises | ZS018**0*0 |  | Ground-Source | WBAHP: Heat Pump Packaged Unit | Heat Pump | 230 | 1 |  |  | No Match | Single-Speed |  |  |  | 18500 | 1088 | 17 | 13.4 | 13700 | 1147 | 3.5 | 3.1 | Non Federally-Regulated | 01/24/2011 |  | 04/19/2013
Carrier Corp. | Carrier | 50QEV0366 |  | Water-Source | WBAHP: Heat Pump Packaged Unit | Heat Pump | 460 | 3 |  |  | No Match | No Match |  |  |  | 35000 | 3180 | 11 | 9 | 41500 | 3131 | 3.9 | 3.2 | Non Federally-Regulated | 02/22/1990 |  | 07/31/1991
Mammoth | Hydrobank II | D013HHJ |  | Water-Source | WBAHP: Heat Pump Packaged Unit | Heat Pump | 208 | 1 |  |  | No Match | No Match |  |  |  | 12300 | 1171 | 10.5 | 10 | 15800 | 1187 | 3.9 |  | Federally-Regulated Commercial & Industrial Equipment | 01/18/2001 |  | 03/12/2009
Mammoth | Hydrobank II | K064HHF/VHF |  | Water-Source | WBAHP: Heat Pump Packaged Unit | Heat Pump | 575 | 3 |  |  | No Match | No Match |  |  |  | 64000 | 4776 | 13.4 | 10 | 82000 | 5861 | 4.1 |  | Federally-Regulated Commercial & Industrial Equipment | 07/29/1998 |  | 10/02/1998
Waterfurnace International, Inc. | Waterfurnace International, Inc. | SXH068B3 |  | Water-Source | WBAHP: Heat Pump Packaged Unit | Heat Pump | 208 | 3 |  |  | No Match | No Match |  |  |  | 65000 | 5200 | 12.5 | 9 | 84000 | 5470 | 4.5 | 3.8 | Federally-Regulated Commercial & Industrial Equipment | 02/02/1998 |  | 03/31/1998
Waterfurnace International, Inc. | Waterfurnace International, Inc. | VLV036A1 |  | Water-Source | WBAHP: Heat Pump Packaged Unit | Heat Pump | 208 | 1 |  |  | No Match | No Match |  |  |  | 34800 | 2697 | 12.9 | 10 | 42000 | 2862 | 4.3 |  | Federally-Regulated Commercial & Industrial Equipment | 12/14/1998 |  | 10/05/1999
Trane U.S. Inc. | Command-Aire | SPVE0514 |  | Water-Source | WBAHP: Heat Pump Packaged Unit | Heat Pump | 460 | 3 |  |  | No Match | No Match |  |  |  | 47500 | 3925 | 12.1 | 10 | 56500 | 4244 | 3.9 |  | Federally-Regulated Commercial & Industrial Equipment | 10/05/1999 |  | 04/12/2000
ClimateMaster Inc. | Carrier Corp. | 50PRH/V036 3 |  | Ground-Water-Source | WBAHP: Heat Pump Packaged Unit | Heat Pump | 230 | 1 |  |  | No Match | Single-Speed |  |  |  | 38700 | 1870 | 20.7 | 16.2 | 37500 | 2748 | 4 | 3.6 | Non Federally-Regulated | 01/24/2011 |  | 08/23/2011
Command-Aire | Command-Aire | SWP-463 |  | Water-Source | WBAHP: Heat Pump Packaged Unit | Heat Pump | 230 | 3 |  |  | No Match | No Match |  |  |  | 46000 | 4800 | 9.6 | 9 | 55000 | 4600 | 3.5 | 3.2 | Non Federally-Regulated | 05/11/1988 |  | 03/15/1989
Waterfurnace International, Inc. | Waterfurnace International, Inc. | SXH036C3 |  | Ground-Water-Source | WBAHP: Heat Pump Packaged Unit | Heat Pump | 230 | 3 |  |  | No Match | No Match |  |  |  | 36400 | 2676 | 13.6 | 9 | 26000 | 2381 | 3.2 |  | Non Federally-Regulated | 01/30/1998 |  | 03/31/1998
Waterfurnace International, Inc. | Geotility Geothermal Installations | ZS023**3*4 |  | Water-Source | WBAHP: Heat Pump Packaged Unit | Heat Pump | 208 | 3 |  |  | No Match | Single-Speed |  |  |  | 23000 | 1533 | 15 | 12 | 26000 | 1621 | 4.7 | 4.2 | Federally-Regulated Commercial & Industrial Equipment | 06/14/2011 |  | 04/19/2013
Enertech Global, LLC | Enertech | TXT048A |  | Ground-Water-Source | WBAHP: Heat Pump Packaged Unit | Heat Pump | 208 | 1 |  |  | No Match | Single-Speed |  |  |  | 56500 | 2604 | 21.7 | 16.2 | 53300 | 3396 | 4.6 | 3.6 | Non Federally-Regulated | 01/24/2011 |  | 04/19/2013
Mammoth | Mammoth | D062HSC |  | Water-Source | WBAHP: Heat Pump Packaged Unit | Heat Pump | 208 | 1 |  |  | No Match | No Match |  |  |  | 58000 | 5795 | 10 | 7.5 | 71000 | 5862 | 3.7 | 2.5 | Non Federally-Regulated | 05/16/1984 |  | 05/11/1988
ClimateMaster Inc. | Climate Master Series | HL030F********* |  | Water-Source | WBAHP: Heat Pump Packaged Unit | Heat Pump | 460 | 3 |  |  | No Match | No Match |  |  |  | 29000 | 2468 | 11.8 | 9 | 39000 | 2675 | 4.3 | 3.2 | Federally-Regulated Commercial & Industrial Equipment | 07/17/1991 |  | 07/27/1992
ClimateMaster Inc. | Climate Master | ACA/B060 |  | Ground-Source | WBAHP: Heat Pump Packaged Unit | Heat Pump | 230 | 1 |  |  | No Match | Single-Speed |  |  |  | 59600 | 3748 | 15.9 | 13.4 | 45700 | 3939 | 3.4 | 3.1 | Non Federally-Regulated | 03/02/2012 |  | 06/09/2015
Florida Heat Pump | Florida Heat Pump | EM028-3CS | EM028-1AV | Water-Source | WBAHP-C: Heat Pump Split Syste | Heat Pump | 230 | 3 |  |  | No Match | No Match |  |  |  | 27500 | 1964 | 14 | 10 | 33000 | 2198 | 4.4 |  | Federally-Regulated Commercial & Industrial Equipment | 02/02/1998 |  | 03/31/1998
Addison Products | Addison Products | DWPG017-1B-XL* |  | Ground-Water-Source | WBAHP: Heat Pump Packaged Unit | Heat Pump | 230 | 1 |  |  | No Match | No Match |  |  |  | 16300 | 1124 | 14.5 | 9 | 11500 | 1087 | 3.1 |  | Non Federally-Regulated | 05/10/1998 |  | 10/02/1998
Command-Aire | Command-Aire | SPHD0611 |  | Water-Source | WBAHP: Heat Pump Packaged Unit | Heat Pump | 208 | 1 |  |  | No Match | No Match |  |  |  | 58200 | 4974 | 11.7 | 10 | 65400 | 5043 | 3.8 |  | Federally-Regulated Commercial & Industrial Equipment | 12/14/1998 |  | 03/12/2009
Florida Heat Pump | Florida Heat Pump | SV060-1CS*-*****A | SV060-1AV/AH*-***T/A*A | Water-Source | WBAHP-CB: Heat Pump Split Syst | Heat Pump | 208 | 1 |  |  | No Match | Single-Speed |  |  |  | 54300 | 4177 | 13 | 12 | 64100 | 4369 | 4.3 | 4.2 | Federally-Regulated Commercial & Industrial Equipment | 10/24/2014 |  | 04/01/2015
Trane U.S. Inc. | Trane | GSHB0611 |  | Ground-Water-Source | WBAHP: Heat Pump Packaged Unit | Heat Pump | 208 | 1 |  |  | No Match | No Match |  |  |  | 61000 | 5169 | 11.8 | 9 | 49000 | 5128 | 2.8 |  | Non Federally-Regulated | 12/14/1998 |  | 10/06/1999
Waterfurnace International, Inc. | Waterfurnace International, Inc. | SXV068C3 |  | Ground-Water-Source | WBAHP: Heat Pump Packaged Unit | Heat Pump | 208 | 3 |  |  | No Match | No Match |  |  |  | 66000 | 5500 | 12 | 9 | 52000 | 5080 | 3 |  | Non Federally-Regulated | 12/14/1998 |  | 10/06/1999
Florida Heat Pump | Bosch | AP035-1CF/HZ/VT |  | Water-Source | WBAHP: Heat Pump Packaged Unit | Heat Pump | 208 | 1 |  |  |  | Single-Speed |  |  |  | 36600 | 2288 | 16 | 12 | 43000 | 2471 | 5.1 | 4.2 | Federally-Regulated Commercial & Industrial Equipment | 04/22/2015 |  | 05/01/2015
Addison Products | Addison Products | WPH044-3JA/3JBA |  | Water-Source | WBAHP-CB: Heat Pump Split Syst | Heat Pump | 230 | 3 |  |  | No Match | No Match |  |  |  | 44500 | 4045 | 11 | 9 | 49500 | 4143 | 3.5 | 3.5 | Non Federally-Regulated | 10/05/1999 |  | 09/21/2000
Waterfurnace International, Inc. | Waterfurnace International, Inc. | NDV/NDH049G1*4 |  | Ground-Water-Source | WBAHP: Heat Pump Packaged Unit | Heat Pump | 208 | 1 |  |  | No Match | Dual-Speed |  |  |  | 56200 | 2294 | 24.5 | 16.2 | 46300 | 2950 | 4.6 | 3.6 | Non Federally-Regulated | 09/03/2012 |  | 04/19/2013
Waterfurnace International, Inc. | Waterfurnace International, Inc. | NSV/NSH048F1*0 |  | Ground-Water-Source | WBAHP: Heat Pump Packaged Unit | Heat Pump | 208 | 1 |  |  | No Match | Single-Speed |  |  |  | 51600 | 2293 | 22.5 | 16.2 | 43400 | 3028 | 4.2 | 3.6 | Non Federally-Regulated | 05/02/2012 |  | 04/19/2013
Florida Heat Pump | Florida Heat Pump | EM096-1VT/HZ |  | Water-Source | WBAHP: Heat Pump Packaged Unit | Heat Pump | 208 | 1 |  |  | No Match | No Match |  |  |  | 96000 | 7111 | 13.5 | 9 | 109000 | 6795 | 4.7 | 3.8 | Federally-Regulated Commercial & Industrial Equipment | 10/05/1999 |  | 04/12/2000
ClimateMaster Inc. | Climate Master Series | VP/HP048 |  | Ground-Source | WBAHP: Heat Pump Packaged Unit | Heat Pump | 208 | 1 |  |  | No Match | No Match |  |  |  | 48000 | 3555 | 13.5 |  | 38000 | 3480 | 3.2 |  | Non Federally-Regulated | 03/31/1998 |  | 05/10/1998
Waterfurnace International, Inc. | Waterfurnace International, Inc. | ATH070*1 |  | Ground-Water-Source | WBAHP: Heat Pump Packaged Unit | Heat Pump | 208 | 1 |  |  | No Match | No Match |  |  |  | 71000 | 6698 | 10.6 | 9 | 52000 | 5441 | 2.8 |  | Non Federally-Regulated | 10/06/1999 |  | 05/19/2000
Florida Heat Pump | Florida Heat Pump | EM028-2HZ |  | Water-Source | WBAHP: Heat Pump Packaged Unit | Heat Pump | 265 | 1 |  |  | No Match | No Match |  |  |  | 28000 | 1971 | 14.2 | 9.3 | 33400 | 2175 | 4.5 | 3.8 | Federally-Regulated Commercial & Industrial Equipment | 03/31/1998 |  | 05/10/1998
Waterfurnace International, Inc. | Waterfurnace International, Inc. | VLV/VXV030*2 |  | Water-Source | WBAHP: Heat Pump Packaged Unit | Heat Pump | 265 | 1 |  |  | No Match | No Match |  |  |  | 29500 | 2107 | 14 | 10 | 35200 | 2291 | 4.5 |  | Federally-Regulated Commercial & Industrial Equipment | 10/05/1999 |  | 06/20/2003
Florida Heat Pump | Energy Miser | HEV19-1 |  | Water-Source | WBAHP: Heat Pump Packaged Unit | Heat Pump | 208 | 1 |  |  | No Match | No Match |  |  |  | 18600 | 1700 | 10.9 | 9.3 | 23500 | 1680 | 4.1 | 3.8 | Non Federally-Regulated | 07/31/1991 |  | 03/31/1998
Waterfurnace International, Inc. | Johnson Controls | RKV/RKH024**0*4 |  | Ground-Water-Source | WBAHP: Heat Pump Packaged Unit | Heat Pump | 208 | 1 |  |  | No Match | Single-Speed |  |  |  | 28100 | 1171 | 24 | 16.2 | 23900 | 1629 | 4.3 | 3.6 | Non Federally-Regulated | 09/03/2012 |  | 01/09/2014
Heat Controller | Heat Controller | DWPG054-1B-XL* |  | Ground-Water-Source | WBAHP: Heat Pump Packaged Unit | Heat Pump | 208 | 1 |  |  | No Match | No Match |  |  |  | 55000 | 4166 | 13.2 | 11 | 61500 | 4506 | 4 | 3.5 | Non Federally-Regulated | 03/31/1998 |  | 05/10/1998
Addison Products | Addison Products | HPY120-5A |  | Water-Source | WBAHP: Heat Pump Packaged Unit | Heat Pump | 575 | 3 |  |  | No Match | No Match |  |  |  | 108000 | 9908 | 10.9 | 9 | 136000 | 9961 | 4 | 3.8 | Federally-Regulated Commercial & Industrial Equipment | 11/14/2000 |  | 11/19/2001
Waterfurnace International, Inc. | Geotility Geothermal Installations | ZS042**0*1 |  | Ground-Water-Source | WBAHP: Heat Pump Packaged Unit | Heat Pump | 230 | 1 |  |  | No Match | Single-Speed |  |  |  | 45800 | 1949 | 23.5 | 16.2 | 37000 | 2522 | 4.3 | 3.6 | Non Federally-Regulated | 01/24/2011 |  | 04/19/2013
Waterfurnace International, Inc. | Rybacki - Hart Enterprises | ZS030**3*1 |  | Water-Source | WBAHP: Heat Pump Packaged Unit | Heat Pump | 208 | 3 |  |  | No Match | Single-Speed |  |  |  | 29500 | 1879 | 15.7 | 12 | 34600 | 1988 | 5.1 | 4.2 | Federally-Regulated Commercial & Industrial Equipment | 01/24/2011 |  | 04/19/2013
Waterfurnace International, Inc. | Waterfurnace International, Inc. | SXV030*0 |  | Ground-Water-Source | WBAHP: Heat Pump Packaged Unit | Heat Pump | 208 | 1 |  |  | No Match | No Match |  |  |  | 31200 | 2181 | 14.3 | 9 | 21600 | 1808 | 3.5 |  | Non Federally-Regulated | 10/06/1999 |  | 05/19/2000
ClimateMaster Inc. | Climate Master Series | GSS24 | AH08-U17R30K | Ground-Water-Source | WBAHP-CB: Heat Pump Split Syst | Heat Pump | 230 | 1 |  |  | No Match | No Match |  |  |  | 24500 | 1655 | 14.8 | 9 | 19500 | 1843 | 3.1 |  | Non Federally-Regulated | 10/06/1999 |  | 04/10/2000
Trane U.S. Inc. | Trane | EXHE0484 |  | Water-Source | WBAHP: Heat Pump Packaged Unit | Heat Pump | 460 | 3 |  |  | No Match | Single-Speed |  |  |  | 47400 | 3058 | 15.5 | 12 | 56500 | 3124 | 5.3 | 4.2 | Federally-Regulated Commercial & Industrial Equipment | 06/14/2011 |  | 08/15/2014
Florida Heat Pump | Florida Heat Pump | AP061-3CF/HZ/VT |  | Ground-Water-Source | WBAHP: Heat Pump Packaged Unit | Heat Pump | 208 | 3 |  |  | No Match | Dual-Speed | 3079 | 730 | 1 | 71000 | 2983 | 23.8 | 16.2 | 65000 | 3810 | 5 | 3.6 | Non Federally-Regulated | 11/30/2011 |  | 05/01/2015
Florida Heat Pump | Florida Heat Pump | EM120-1CS | EM120-1AV | Water-Source | WBAH: Heating Only Packaged Un | Heat Pump | 230 | 1 |  |  | No Match | No Match |  |  |  | 121000 | 9166 | 13.2 | 9 | 137000 | 9790 | 4.1 | 3.5 | Non Federally-Regulated | 07/22/2002 |  | 03/12/2009
Waterfurnace International, Inc. | Waterfurnace International, Inc. | ATV022*1 |  | Ground-Water-Source | WBAHP: Heat Pump Packaged Unit | Heat Pump | 230 | 1 |  |  | No Match | No Match |  |  |  | 23400 | 1392 | 16.8 | 9 | 15700 | 1352 | 3.4 |  | Non Federally-Regulated | 10/06/1999 |  | 05/19/2000
California Heat Pump | California Heat Pump | CHP-53H*-34-** |  | Water-Source | WBAHP: Heat Pump Packaged Unit | Heat Pump | 460 | 3 |  |  | No Match | No Match |  |  |  | 53000 | 5700 | 9.3 | 7.5 | 60000 | 5700 | 3.1 | 2.5 | Non Federally-Regulated | 01/05/1982 |  | 06/11/1985
Florida Heat Pump | Florida Heat Pump | CW012-1 |  | Water-Source | WBAHP-CB: Heat Pump Split Syst | Heat Pump | 230 | 1 |  |  | No Match | No Match |  |  |  | 11500 | 676 | 17 | 9 | 11500 | 842 | 4 | 3.5 | Non Federally-Regulated | 07/22/2002 |  | 03/12/2009
Command-Aire | Command-Aire | SWPH-3533 |  | Water-Source | WBAHP: Heat Pump Packaged Unit | Heat Pump | 208 | 3 |  |  | No Match | No Match |  |  |  | 438000 | 47400 | 9.2 |  | 608000 | 49700 | 3.6 | 2.5 | Non Federally-Regulated | 02/22/1990 |  | 07/31/1991
ClimateMaster Inc. | Carrier Corp. | 50PRH/V048 5 |  | Ground-Water-Source | WBAHP: Heat Pump Packaged Unit | Heat Pump | 200 | 3 |  |  | No Match | Single-Speed |  |  |  | 54300 | 2649 | 20.5 | 16.2 | 46500 | 3324 | 4.1 | 3.6 | Non Federally-Regulated | 01/24/2011 |  | 08/23/2011
Mammoth | Hydrobank II | D070VLF/HLF/DLF |  | Ground-Source | WBAHP: Heat Pump Packaged Unit | Heat Pump | 230 | 1 |  |  | No Match | No Match |  |  |  | 71780 | 5277 | 13.6 |  | 55000 | 5373 | 3 |  | Non Federally-Regulated | 03/31/1998 |  | 05/10/1998
Mammoth | Hydrobank II | G064VLG |  | Ground-Water-Source | WBAHP: Heat Pump Packaged Unit | Heat Pump | 460 | 3 |  |  | No Match | No Match |  |  |  | 62000 | 4275 | 14.5 | 9 | 49500 | 4532 | 3.2 |  | Non Federally-Regulated | 07/22/2002 |  | 03/12/2009
Florida Heat Pump | Florida Heat Pump | EM120-3HZ |  | Water-Source | WBAHP: Heat Pump Packaged Unit | Heat Pump | 230 | 3 |  |  | No Match | No Match |  |  |  | 123000 | 8601 | 14.3 | 9 | 145000 | 8499 | 5 | 3.8 | Federally-Regulated Commercial & Industrial Equipment | 12/14/1998 |  | 10/05/1999
Waterfurnace International, Inc. | Waterfurnace International, Inc. | NSV/NSH022G1*0 |  | Ground-Source | WBAHP: Heat Pump Packaged Unit | Heat Pump | 208 | 1 |  |  | No Match | Single-Speed |  |  |  | 21500 | 1049 | 20.5 | 13.4 | 14200 | 1125 | 3.7 | 3.1 | Non Federally-Regulated | 09/03/2012 |  | 04/19/2013
Waterfurnace International, Inc. | Waterfurnace International, Inc. | P056D | N-VSB2006A/G+FD03624A | Ground-Water-Source | WBAHP-CB: Heat Pump Split Syst | Heat Pump | 208 | 1 |  |  | No Match | No Match |  |  |  | 54000 | 3776 | 14.3 | 9 | 45600 | 3929 | 3.4 |  | Non Federally-Regulated | 07/22/2002 |  | 03/12/2009
Trane U.S. Inc. | Trane | WPVE0514 |  | Water-Source | WBAHP: Heat Pump Packaged Unit | Heat Pump | 460 | 3 |  |  | No Match | No Match |  |  |  | 47500 | 3925 | 12.1 | 10 | 56500 | 4244 | 3.9 |  | Federally-Regulated Commercial & Industrial Equipment | 10/05/1999 |  | 04/12/2000
McQuay / Snyder General | Electro-Hydronics | CC750GD |  | Water-Source | WBAHP: Heat Pump Packaged Unit | Heat Pump | 230 | 3 |  |  | No Match | No Match |  |  |  | 74000 | 7000 | 10.6 | 9.2 | 92000 | 7500 | 3.6 |  | Non Federally-Regulated | 05/11/1988 |  | 03/15/1989
Climate Control / Snyder General | Electro-Hydronics | VF140G5 |  | Water-Source | WBAHP: Heat Pump Packaged Unit | Heat Pump | 208 | 1 |  |  | No Match | No Match |  |  |  | 13500 | 1300 | 10.4 | 7.5 | 16000 | 1320 | 3.5 | 2.5 | Non Federally-Regulated | 05/16/1984 |  | 08/29/1986
Waterfurnace International, Inc. | Waterfurnace International, Inc. | SXH013C1 |  | Water-Source | WBAHP: Heat Pump Packaged Unit | Heat Pump | 208 | 1 |  |  | No Match | No Match |  |  |  | 12700 | 858 | 14.8 | 10 | 15100 | 921 | 4.8 |  | Federally-Regulated Commercial & Industrial Equipment | 12/14/1998 |  | 10/05/1999
Florida Heat Pump | Florida Heat Pump | EM031-2CF/HZ/VT |  | Water-Source | WBAHP-CB: Heat Pump Split Syst | Heat Pump | 265 | 1 |  |  | No Match | No Match |  |  |  | 35000 | 2651 | 13.2 | 9 | 42000 | 3325 | 3.7 | 3.5 | Non Federally-Regulated | 05/23/2001 |  | 07/18/2002
Bard Manufacturing Company, Inc. | Bard | WPV60D |  | Ground-Water-Source | WBAHP: Heat Pump Packaged Unit | Heat Pump | 230 | 1 |  |  | No Match | No Match |  |  |  | 54000 | 4695 | 11.5 | 9 | 40000 | 4687 | 2.5 |  | Non Federally-Regulated | 07/22/2002 |  | 03/12/2009
Waterfurnace International, Inc. | Waterfurnace International, Inc. | SXH010C1 |  | Water-Source | WBAHP: Heat Pump Packaged Unit | Heat Pump | 208 | 1 |  |  | No Match | No Match |  |  |  | 9800 | 653 | 15 | 10 | 12600 | 710 | 5.2 |  | Federally-Regulated Commercial & Industrial Equipment | 12/14/1998 |  | 10/05/1999
ClimateMaster Inc. | Climate Master Series | GSV/GSH030AH |  | Water-Source | WBAHP: Heat Pump Packaged Unit | Heat Pump | 230 | 3 |  |  | No Match | No Match |  |  |  | 29800 | 1973 | 15.1 | 10 | 36100 | 2203 | 4.8 |  | Federally-Regulated Commercial & Industrial Equipment | 04/12/2000 |  | 11/19/2002
Trane U.S. Inc. | Trane | GXUC061 |  | Water-Source | WBAHP: Heat Pump Packaged Unit | Heat Pump | 208 | 1 |  |  | No Match | No Match |  |  |  | 57996 | 5178 | 11.2 | 10 | 65325 | 5036 | 3.8 |  | Federally-Regulated Commercial & Industrial Equipment | 04/12/2000 |  | 11/14/2000
Florida Heat Pump | Geomaster, LLC | EC030-3CF/HZ/VT |  | Ground-Source | WBAHP: Heat Pump Packaged Unit | Heat Pump | 230 | 3 |  |  | No Match | Single-Speed |  |  |  | 31000 | 2153 | 14.4 | 13.4 | 21000 | 1866 | 3.3 | 3.1 | Non Federally-Regulated | 04/30/2009 |  | 04/20/2015
Trane U.S. Inc. | Command-Aire | SPVF0301 |  | Water-Source | WBAHP: Heat Pump Packaged Unit | Heat Pump | 208 | 1 |  |  | No Match | No Match |  |  |  | 29200 | 1986 | 14.7 | 10 | 37000 | 2463 | 4.4 |  | Federally-Regulated Commercial & Industrial Equipment | 10/05/1999 |  | 04/12/2000
Waterfurnace International, Inc. | Waterfurnace International, Inc. | VLH070A1 |  | Water-Source | WBAHP: Heat Pump Packaged Unit | Heat Pump | 230 | 1 |  |  | No Match | No Match |  |  |  | 68000 | 5528 | 12.3 | 9 | 83200 | 5805 | 4.2 | 3.8 | Federally-Regulated Commercial & Industrial Equipment | 12/14/1998 |  | 10/05/1999
Waterfurnace International, Inc. | Geosmart Energy, Inc. | ZS060**4*4 |  | Water-Source | WBAHP: Heat Pump Packaged Unit | Heat Pump | 460 | 3 |  |  | No Match | Single-Speed |  |  |  | 58400 | 3817 | 15.3 | 12 | 72500 | 4521 | 4.7 | 4.2 | Federally-Regulated Commercial & Industrial Equipment | 06/14/2011 |  | 03/02/2012
American Air Filter | Enercon | FVW-30 |  | Water-Source | WBAHP: Heat Pump Packaged Unit | Heat Pump | 200 | 3 |  |  | No Match | No Match |  |  |  | 28800 | 2619 | 11 | 9 | 34000 | 2624 | 3.8 | 3.2 | Non Federally-Regulated | 02/22/1990 |  | 07/31/1991
Florida Heat Pump | Florida Heat Pump | GT022-1VT/HZ/CF |  | Ground-Water-Source | WBAHP: Heat Pump Packaged Unit | Heat Pump | 208 | 1 |  |  | No Match | No Match |  |  |  | 21600 | 1785 | 12.1 | 11 | 22200 | 1858 | 3.5 | 3.5 | Non Federally-Regulated | 03/31/1998 |  | 05/10/1998
ClimateMaster Inc. | Genesis Compact | GCH060BH******* |  | Water-Source | WBAHP: Heat Pump Packaged Unit | Heat Pump | 208 | 3 |  |  | No Match | No Match |  |  |  | 57900 | 4865 | 11.9 | 10 | 79200 | 5530 | 4.2 |  | Federally-Regulated Commercial & Industrial Equipment | 07/02/2003 |  | 12/21/2006
Florida Heat Pump | Florida Heat Pump | GT048-5VT/HZ/CF |  | Ground-Water-Source | WBAHP: Heat Pump Packaged Unit | Heat Pump | 575 | 3 |  |  | No Match | No Match |  |  |  | 48000 | 3692 | 13 | 9 | 37000 | 3614 | 3 |  | Non Federally-Regulated | 01/30/1998 |  | 03/31/1998
Johnson Controls | Johnson Controls | VSCS12B1****0 |  | Ground-Water-Source | WBAHP: Heat Pump Packaged Unit | Heat Pump | 208 | 1 |  |  | No Match | Single-Speed |  |  |  | 14400 | 727 | 19.8 | 16.2 | 12200 | 993 | 3.6 | 3.6 | Non Federally-Regulated | 03/02/2012 |  | 10/24/2014
Florida Heat Pump | Florida Heat Pump | TA049-1CS | DX049CC/UC | Ground-Source | WBAHP-C: Heat Pump Split Syste | Heat Pump | 208 | 1 |  |  | No Match | Dual-Speed |  |  |  | 52500 | 2273 | 23.1 | 13.4 | 36900 | 2403 | 4.5 | 3.1 | Non Federally-Regulated | 01/10/2012 |  | 03/02/2012
Trane U.S. Inc. | Trane | GSUF0601B |  | Ground-Water-Source | WBAHP: Heat Pump Packaged Unit | Heat Pump | 208 | 1 |  |  | No Match | No Match |  |  |  | 64500 | 4215 | 15.3 | 11 | 66000 | 4835 | 4 | 3.5 | Non Federally-Regulated | 03/31/1998 |  | 05/10/1998
Waterfurnace International, Inc. | Waterfurnace International, Inc. | SXH036C1 |  | Water-Source | WBAHP: Heat Pump Packaged Unit | Heat Pump | 208 | 1 |  |  | No Match | No Match |  |  |  | 36000 | 2647 | 13.6 | 10 | 44500 | 2774 | 4.7 |  | Federally-Regulated Commercial & Industrial Equipment | 02/02/1998 |  | 03/31/1998
ClimateMaster Inc. | Climate Master Series | 814-031-H |  | Water-Source | WBAHP: Heat Pump Packaged Unit | Heat Pump | 460 | 3 |  |  | No Match | No Match |  |  |  | 31000 | 2900 | 10.7 | 9 | 39500 | 3040 | 3.8 | 3.2 | Non Federally-Regulated | 05/11/1988 |  | 03/15/1989
Waterfurnace International, Inc. | Waterfurnace International, Inc. | ATH056*4 |  | Ground-Water-Source | WBAHP: Heat Pump Packaged Unit | Heat Pump | 460 | 3 |  |  | No Match | No Match |  |  |  | 58000 | 3790 | 15.3 | 9 | 44500 | 4074 | 3.2 |  | Non Federally-Regulated | 10/06/1999 |  | 05/19/2000
Florida Heat Pump | Florida Heat Pump | EM031-1CS | EM031-1AV | Water-Source | WBAHP-C: Heat Pump Split Syste | Heat Pump | 230 | 1 |  |  | No Match | No Match |  |  |  | 31400 | 2275 | 13.8 | 10 | 41000 | 2730 | 4.4 |  | Federally-Regulated Commercial & Industrial Equipment | 02/02/1998 |  | 03/31/1998
Addison Products | Heat Controller | HWPH036-4JC/4JBC |  | Water-Source | WBAHP: Heat Pump Packaged Unit | Heat Pump | 460 | 3 |  |  | No Match | No Match |  |  |  | 33400 | 2982 | 11.2 | 10 | 43000 | 3315 | 3.8 |  | Federally-Regulated Commercial & Industrial Equipment | 10/05/1999 |  | 04/12/2000
Florida Heat Pump | Florida Heat Pump | GT062-1CF/HZ/VT |  | Ground-Water-Source | WBAHP: Heat Pump Packaged Unit | Heat Pump | 208 | 1 |  |  | No Match | No Match |  |  |  | 60500 | 4653 | 13 | 9 | 50000 | 4883 | 3 |  | Non Federally-Regulated | 07/22/2002 |  | 03/12/2009
Singer | Electro-Hydronics | CC100C3 |  | Water-Source | WBAHP: Heat Pump Packaged Unit | Heat Pump | 230 | 1 |  |  | No Match | No Match |  |  |  | 10000 | 1200 | 8.3 | 7.5 | 10800 | 1275 | 2.5 | 2.5 | Non Federally-Regulated | 01/05/1982 |  | 05/16/1984
Waterfurnace International, Inc. | Waterfurnace International, Inc. | ATH057D1 |  | Ground-Water-Source | WBAHP: Heat Pump Packaged Unit | Heat Pump | 208 | 1 |  |  | No Match | No Match |  |  |  | 601000 | 47698 | 12.6 | 9 | 42000 | 4103 | 3 |  | Non Federally-Regulated | 12/14/1998 |  | 10/06/1999
Waterfurnace International, Inc. | WFI Industries, Ltd. | VLV/VXV048*1 |  | Water-Source | WBAHP: Heat Pump Packaged Unit | Heat Pump | 230 | 1 |  |  | No Match | No Match |  |  |  | 45800 | 3606 | 12.7 | 10 | 57900 | 4039 | 4.2 |  | Federally-Regulated Commercial & Industrial Equipment | 06/20/2003 |  | 02/17/2011
Waterfurnace International, Inc. | Geotility Geothermal Installations | USV/USH060**3*4 |  | Water-Source | WBAHP: Heat Pump Packaged Unit | Heat Pump | 208 | 3 |  |  | No Match | Single-Speed |  |  |  | 58400 | 3817 | 15.3 | 12 | 72500 | 4521 | 4.7 | 4.2 | Federally-Regulated Commercial & Industrial Equipment | 06/14/2011 |  | 03/02/2012
McQuay / Snyder General | Electro-Hydronics | CW330FK |  | Water-Source | WBAHP: Heat Pump Packaged Unit | Heat Pump | 208 | 3 |  |  | No Match | No Match |  |  |  | 33000 | 3050 | 10.8 | 7.5 | 39000 | 3090 | 3.7 | 2.5 | Non Federally-Regulated | 08/29/1986 |  | 05/11/1988
Enertech Global, LLC | Enertech | TXT024C3 |  | Ground-Water-Source | WBAHP: Heat Pump Packaged Unit | Heat Pump | 460 | 3 |  |  | No Match | Single-Speed |  |  |  | 30100 | 1034 | 29.1 | 16.2 | 25100 | 1337 | 5.5 | 3.6 | Non Federally-Regulated | 05/02/2012 |  | 04/21/2014
Command-Aire | Command-Aire | SWP511E |  | Water-Source | WBAHP: Heat Pump Packaged Unit | Heat Pump | 208 | 1 |  |  | No Match | No Match |  |  |  | 49000 | 4380 | 11.2 | 9 | 65000 | 4760 | 4 | 3.2 | Federally-Regulated Commercial & Industrial Equipment | 01/23/1988 |  | 05/11/1988
ClimateMaster Inc. | Climate Master Series | 814-009-G******** |  | Water-Source | WBAHP: Heat Pump Packaged Unit | Heat Pump | 230 | 1 |  |  | No Match | No Match |  |  |  | 8700 | 765 | 11.4 | 9 | 9600 | 800 | 3.5 | 3.2 | Non Federally-Regulated | 05/11/1988 |  | 03/15/1989
Waterfurnace International, Inc. | Rybacki - Hart Enterprises | ZS060**0*4 |  | Ground-Source | WBAHP: Heat Pump Packaged Unit | Heat Pump | 208 | 1 |  |  | No Match | Single-Speed |  |  |  | 60900 | 3402 | 17.9 | 13.4 | 47100 | 3834 | 3.6 | 3.1 | Non Federally-Regulated | 03/02/2012 |  | 04/19/2013
Florida Heat Pump | Bosch | ES035-4CF/HZ/VT |  | Ground-Water-Source | WBAHP: Heat Pump Packaged Unit | Heat Pump | 460 | 3 |  |  |  | Dual-Speed |  |  |  | 42000 | 1944 | 21.6 | 16.2 | 36000 | 2512 | 4.2 | 3.6 | Non Federally-Regulated | 04/22/2015 |  | 04/29/2015
Waterfurnace International, Inc. | Johnson Controls | RKV/RKH018**0*4 |  | Ground-Source | WBAHP: Heat Pump Packaged Unit | Heat Pump | 208 | 1 |  |  | No Match | Single-Speed |  |  |  | 18500 | 1028 | 18 | 13.4 | 14700 | 1134 | 3.8 | 3.1 | Non Federally-Regulated | 09/03/2012 |  | 01/09/2014
Trane U.S. Inc. | Trane | GEVB012 |  | Ground-Water-Source | WBAHP: Heat Pump Packaged Unit | Heat Pump | 208 | 1 |  |  | No Match | No Match |  |  |  | 12400 | 873 | 14.2 | 9 | 8700 | 796 | 3.2 |  | Non Federally-Regulated | 07/22/2002 |  | 03/12/2009
American Air Filter | Enercon | DVW30 |  | Water-Source | WBAHP: Heat Pump Packaged Unit | Heat Pump | 200 | 3 |  |  | No Match | No Match |  |  |  | 29800 | 2620 | 11.4 | 7.5 | 34000 | 2620 | 3.8 | 2.5 | Non Federally-Regulated | 05/16/1984 |  | 06/11/1985
Command-Aire | Command-Aire | RWP-833 |  | Water-Source | WBAHP: Heat Pump Packaged Unit | Heat Pump | 208 | 3 |  |  | No Match | No Match |  |  |  | 91800 | 9120 | 10.1 | 9.2 | 116000 | 9520 | 3.6 | 2.5 | Non Federally-Regulated | 05/16/1984 |  | 01/23/1988
Hydro Delta Corp. | Hydro Delta Corp. | 03-054-WTARWD-HE |  | Ground-Water-Source | WBAHP: Heat Pump Packaged Unit | Heat Pump | 230 | 1 |  |  | No Match | No Match |  |  |  | 54500 | 4192 | 13 | 9 | 47000 | 4303 | 3.2 |  | Non Federally-Regulated | 10/06/1999 |  | 04/10/2000
McQuay International | McQuay | CCH/CCW/HWH/HWW070C-T |  | Water-Source | WBAHP: Heat Pump Packaged Unit | Heat Pump | 460 | 3 |  |  | No Match | No Match |  |  |  | 70000 | 5833 | 12 | 9 | 80000 | 5582 | 4.2 | 3.8 | Federally-Regulated Commercial & Industrial Equipment | 12/14/1998 |  | 11/17/1999
Waterfurnace International, Inc. | Eagle Mountain | GCC/GCW/GCS/GCE15*2 |  | Ground-Source | WBAHP-O: Heat Pump Packaged Un | Heat Pump | 265 | 1 |  |  | No Match | Single-Speed |  |  |  | 14200 | 893 | 15.9 | 13.4 | 10500 | 905 | 3.4 | 3.1 | Non Federally-Regulated | 01/24/2011 |  | 04/19/2013
McQuay International | McQuay | FCV/FCW/VWH/VWW019B-G |  | Water-Source | WBAHP: Heat Pump Packaged Unit | Heat Pump | 230 | 1 |  |  | No Match | No Match |  |  |  | 19000 | 1637 | 11.6 | 10 | 23500 | 1812 | 3.8 |  | Federally-Regulated Commercial & Industrial Equipment | 02/02/1998 |  | 03/31/1998
McQuay / Snyder General | Electro-Hydronics | FC330G3 |  | Water-Source | WBAHP: Heat Pump Packaged Unit | Heat Pump | 230 | 1 |  |  | No Match | No Match |  |  |  | 33000 | 3050 | 10.8 | 7.5 | 39000 | 3090 | 3.7 | 2.5 | Non Federally-Regulated | 08/29/1986 |  | 05/11/1988
Waterfurnace International, Inc. | Waterfurnace International, Inc. | SXV016A1 |  | Ground-Source | WBAHP: Heat Pump Packaged Unit | Heat Pump | 230 | 1 |  |  | No Match | No Match |  |  |  | 16700 | 1210 | 13.8 |  | 12800 | 1136 | 3.3 |  | Non Federally-Regulated | 03/31/1998 |  | 05/10/1998
Waterfurnace International, Inc. | Johnson Controls | RJSV/RJSH048**3*0 |  | Ground-Source | WBAHP: Heat Pump Packaged Unit | Heat Pump | 230 | 3 |  |  | No Match | Single-Speed |  |  |  | 48900 | 2827 | 17.3 | 13.4 | 35300 | 2874 | 3.6 | 3.1 | Non Federally-Regulated | 01/24/2011 |  | 10/24/2014
Climate Control / Snyder General | Trane | WPVA40XF* |  | Water-Source | WBAHP: Heat Pump Packaged Unit | Heat Pump | 230 | 3 |  |  | No Match | No Match |  |  |  | 42000 | 3853 | 10.9 | 7.5 | 52000 | 4119 | 3.7 | 2.5 | Non Federally-Regulated | 05/16/1984 |  | 05/11/1988
Florida Heat Pump | Energy Miser | HE34CF-4 |  | Water-Source | WBAHP: Heat Pump Packaged Unit | Heat Pump | 460 | 3 |  |  | No Match | No Match |  |  |  | 34000 | 2835 | 12 | 9.3 | 44000 | 3145 | 4.1 | 3.8 | Non Federally-Regulated | 07/31/1991 |  | 03/31/1998
Waterfurnace International, Inc. | Rybacki - Hart Enterprises | ZS024**0*1 |  | Ground-Water-Source | WBAHP: Heat Pump Packaged Unit | Heat Pump | 208 | 1 |  |  | No Match | Single-Speed |  |  |  | 26400 | 1128 | 23.4 | 16.2 | 22300 | 1452 | 4.5 | 3.6 | Non Federally-Regulated | 01/24/2011 |  | 04/19/2013
McQuay / Snyder General | Electro-Hydronics | VE390GP |  | Water-Source | WBAHP: Heat Pump Packaged Unit | Heat Pump | 460 | 3 |  |  | No Match | No Match |  |  |  | 39000 | 3700 | 10.5 | 9 | 48000 | 4020 | 3.5 | 3.2 | Non Federally-Regulated | 05/11/1988 |  | 03/15/1989
Addison Products | Heat Controller | WSH029-3AR |  | Water-Source | WBAHP: Heat Pump Packaged Unit | Heat Pump | 230 | 3 |  |  | No Match | No Match |  |  |  | 28300 | 2021 | 14 | 10 | 34900 | 2175 | 4.7 |  | Federally-Regulated Commercial & Industrial Equipment | 10/05/1999 |  | 04/12/2000
Waterfurnace International, Inc. | Johnson Controls | RKV/RKH036**0*1 |  | Ground-Source | WBAHP: Heat Pump Packaged Unit | Heat Pump | 230 | 1 |  |  | No Match | Single-Speed |  |  |  | 34600 | 1765 | 19.6 | 13.4 | 24100 | 1766 | 4 | 3.1 | Non Federally-Regulated | 09/03/2012 |  | 01/09/2014
Command-Aire | Command-Aire | SPVE0611 |  | Water-Source | WBAHP: Heat Pump Packaged Unit | Heat Pump | 208 | 1 |  |  | No Match | No Match |  |  |  | 59800 | 5155 | 11.6 | 10 | 68600 | 5290 | 3.8 |  | Federally-Regulated Commercial & Industrial Equipment | 08/07/1998 |  | 10/02/1998
Florida Heat Pump | Florida Heat Pump | EM072-1HZ/VT |  | Ground-Water-Source | WBAHP: Heat Pump Packaged Unit | Heat Pump | 208 | 1 |  |  | No Match | No Match |  |  |  | 72000 | 5142 | 14 | 9 | 50000 | 4439 | 3.3 |  | Non Federally-Regulated | 04/10/2000 |  | 07/18/2002
Mammoth | Hydrobank II | F054VLE/HLE/DLE |  | Ground-Water-Source | WBAHP: Heat Pump Packaged Unit | Heat Pump | 208 | 3 |  |  | No Match | No Match |  |  |  | 54000 | 3941 | 13.7 | 9 | 42000 | 3969 | 3.1 |  | Non Federally-Regulated | 10/06/1999 |  | 04/10/2000
ClimateMaster Inc. | Carrier Corp. | 50YPS038 | FV4***005 | Ground-Water-Source | WBAHP-CB: Heat Pump Split Syst | Heat Pump | 208 | 1 |  |  | No Match | Single-Speed |  |  |  | 40100 | 1874 | 21.4 | 16.2 | 35900 | 2338 | 4.5 | 3.6 | Non Federally-Regulated | 01/24/2011 |  | 08/23/2011
Command-Aire | Command-Aire | SWP-1844 |  | Water-Source | WBAHP: Heat Pump Packaged Unit | Heat Pump | 460 | 3 |  |  | No Match | No Match |  |  |  | 206000 | 22700 | 9.1 | 9 | 286000 | 23100 | 3.6 |  | Federally-Regulated Commercial & Industrial Equipment | 01/23/1988 |  | 05/11/1988
McQuay International | McQuay | WCCH/WCCW-012-A |  | Water-Source | WBAHP-CB: Heat Pump Split Syst | Heat Pump | 115 | 1 |  |  | No Match | No Match |  |  |  | 13000 | 1150 | 11.3 | 9 | 16000 | 1339 | 3.5 | 3.5 | Non Federally-Regulated | 11/19/2002 |  | 03/12/2009
Singer | Electro-Hydronics | FV400B55 |  | Water-Source | WBAHP: Heat Pump Packaged Unit | Heat Pump | 208 | 3 |  |  | No Match | No Match |  |  |  | 40000 | 4350 | 9.2 | 7.5 | 43000 | 4500 | 2.8 | 2.5 | Non Federally-Regulated | 01/05/1982 |  | 09/08/1982
Command-Aire | Command-Aire | RUWP-501 |  | Water-Source | WBAHP: Heat Pump Packaged Unit | Heat Pump | 208 | 1 |  |  | No Match | No Match |  |  |  | 58600 | 5925 | 9.9 | 9 | 74700 | 5890 | 3.7 | 3.2 | Federally-Regulated Commercial & Industrial Equipment | 01/23/1988 |  | 05/11/1988
ClimateMaster Inc. | Climate Master Series | HL015E********* |  | Water-Source | WBAHP: Heat Pump Packaged Unit | Heat Pump | 265 | 1 |  |  | No Match | No Match |  |  |  | 14100 | 1350 | 10.4 | 9 | 18800 | 1395 | 4 | 3.2 | Federally-Regulated Commercial & Industrial Equipment | 07/17/1991 |  | 07/27/1992
ClimateMaster Inc. | Climate Master Series | HS/HL 096 G |  | Water-Source | WBAHP: Heat Pump Packaged Unit | Heat Pump | 230 | 1 |  |  | No Match | No Match |  |  |  | 95000 | 8636 | 11 | 10.5 | 114000 | 8792 | 3.8 | 3.8 | Federally-Regulated Commercial & Industrial Equipment | 03/31/1998 |  | 05/10/1998
Enertech Global, LLC | Enertech | GXT036C |  | Ground-Source | WBAHP: Heat Pump Packaged Unit | Heat Pump | 230 | 1 |  |  | No Match | Single-Speed |  |  |  | 39300 | 1985 | 19.8 | 13.4 | 28600 | 1905 | 4.4 | 3.1 | Non Federally-Regulated | 11/30/2011 |  | 12/12/2012
Carrier Corp. | Carrier | 50QXV0486 |  | Water-Source | WBAHP: Heat Pump Packaged Unit | Heat Pump | 460 | 3 |  |  | No Match | No Match |  |  |  | 47500 | 4330 | 11 | 9 | 58000 | 5142 | 3.8 | 3.2 | Non Federally-Regulated | 03/15/1989 |  | 09/25/1989
Command-Aire | Command-Aire | SWPH-097 |  | Water-Source | WBAHP: Heat Pump Packaged Unit | Heat Pump | 265 | 1 |  |  | No Match | No Match |  |  |  | 10600 | 1175 | 9 | 9 | 14000 | 1225 | 3.3 | 3.2 | Federally-Regulated Commercial & Industrial Equipment | 01/23/1988 |  | 05/11/1988
Waterfurnace International, Inc. | Waterfurnace International, Inc. | USV/USH070**3*4 |  | Water-Source | WBAHP: Heat Pump Packaged Unit | Heat Pump | 230 | 3 |  |  | No Match | Single-Speed |  |  |  | 63000 | 4406 | 14.3 | 12 | 79000 | 4926 | 4.7 | 4.2 | Federally-Regulated Commercial & Industrial Equipment | 06/14/2011 |  | 03/02/2012
Waterfurnace International, Inc. | Waterfurnace International, Inc. | SXH024A2 |  | Water-Source | WBAHP: Heat Pump Packaged Unit | Heat Pump | 265 | 1 |  |  | No Match | No Match |  |  |  | 25500 | 1688 | 15.1 | 10 | 30700 | 1697 | 5.3 |  | Federally-Regulated Commercial & Industrial Equipment | 02/02/1998 |  | 03/31/1998
Econar | Econar | GH290 |  | Ground-Water-Source | WBAHP: Heat Pump Packaged Unit | Heat Pump | 208 | 1 |  |  | No Match | No Match |  |  |  | 28600 | 2087 | 13.7 | 9 | 25800 | 2290 | 3.3 |  | Non Federally-Regulated | 03/18/2002 |  | 03/12/2009
Command-Aire | Command-Aire | GSHB0411 |  | Ground-Water-Source | WBAHP: Heat Pump Packaged Unit | Heat Pump | 208 | 1 |  |  | No Match | No Match |  |  |  | 45000 | 3260 | 13.8 | 9 | 32400 | 3165 | 3 |  | Non Federally-Regulated | 12/14/1998 |  | 04/10/2000
Enertech Global, LLC | Enertech | TST072A2 | MPD060 | Ground-Water-Source | WBAHP-CB: Heat Pump Split Syst | Heat Pump | 230 | 3 |  |  | No Match | Single-Speed | 2863 | 693 | 1 | 73600 | 3556 | 20.7 | 16.2 | 64800 | 4632 | 4.1 | 3.6 | Non Federally-Regulated | 03/02/2012 |  | 09/03/2012
Florida Heat Pump | Florida Heat Pump | EP007-1HZ/VT |  | Ground-Source | WBAHP: Heat Pump Packaged Unit | Heat Pump | 230 | 1 |  |  | No Match | Single-Speed |  |  |  | 7400 | 400 | 18.5 | 13.4 | 5100 | 427 | 3.5 | 3.1 | Non Federally-Regulated | 06/14/2011 |  | 01/10/2012
McQuay / Snyder General | Electro-Hydronics | VF330F3 |  | Water-Source | WBAHP: Heat Pump Packaged Unit | Heat Pump | 230 | 1 |  |  | No Match | No Match |  |  |  | 33000 | 3050 | 10.8 | 7.5 | 35000 | 2900 | 3.5 | 2.5 | Non Federally-Regulated | 08/29/1986 |  | 05/11/1988
Waterfurnace International, Inc. | Eagle Mountain | ZS042**3*4 |  | Ground-Water-Source | WBAHP: Heat Pump Packaged Unit | Heat Pump | 208 | 3 |  |  | No Match | Single-Speed |  |  |  | 45800 | 1949 | 23.5 | 16.2 | 37000 | 2522 | 4.3 | 3.6 | Non Federally-Regulated | 06/14/2011 |  | 04/19/2013
Waterfurnace International, Inc. | Waterfurnace International, Inc. | ATV057D3(P) |  | Ground-Source | WBAHP: Heat Pump Packaged Unit | Heat Pump | 230 | 3 |  |  | No Match | No Match |  |  |  | 36000 | 1914 | 18.8 |  | 26000 | 2116 | 3.6 |  | Non Federally-Regulated | 03/31/1998 |  | 05/10/1998
Command-Aire | Command-Aire | SWPH-261 |  | Water-Source | WBAHP: Heat Pump Packaged Unit | Heat Pump | 265 | 1 |  |  | No Match | No Match |  |  |  | 24000 | 2450 | 9.8 | 9 | 30000 | 2380 | 3.7 | 3.2 | Non Federally-Regulated | 02/22/1990 |  | 07/31/1991
McQuay / Snyder General | Electro-Hydronics | CC420FP |  | Water-Source | WBAHP: Heat Pump Packaged Unit | Heat Pump | 460 | 3 |  |  | No Match | No Match |  |  |  | 42000 | 3850 | 10.9 | 7.5 | 52000 | 4100 | 3.7 | 2.5 | Non Federally-Regulated | 08/29/1986 |  | 05/11/1988
Carrier Corp. | Carrier | 50QXH0183 |  | Water-Source | WBAHP: Heat Pump Packaged Unit | Heat Pump | 230 | 1 |  |  | No Match | No Match |  |  |  | 18500 | 1581 | 11.7 | 9 | 21800 | 1681 | 3.8 | 3.2 | Federally-Regulated Commercial & Industrial Equipment | 09/25/1989 |  | 10/10/1989
Waterfurnace International, Inc. | Waterfurnace International, Inc. | SXH019A1 |  | Ground-Source | WBAHP: Heat Pump Packaged Unit | Heat Pump | 208 | 1 |  |  | No Match | No Match |  |  |  | 19200 | 1371 | 14 |  | 15100 | 1301 | 3.4 |  | Non Federally-Regulated | 03/31/1998 |  | 05/10/1998
Florida Heat Pump | Florida Heat Pump | EM028-2CS | EM028-2AV | Water-Source | WBAHP-C: Heat Pump Split Syste | Heat Pump | 265 | 1 |  |  | No Match | No Match |  |  |  | 27500 | 1964 | 14 | 10 | 33000 | 2198 | 4.4 |  | Federally-Regulated Commercial & Industrial Equipment | 02/02/1998 |  | 03/31/1998
McQuay / Snyder General | Electro-Hydronics | UW400FP |  | Water-Source | WBAHP: Heat Pump Packaged Unit | Heat Pump | 460 | 3 |  |  | No Match | No Match |  |  |  | 39600 | 3960 | 10 | 7.5 | 45000 | 3880 | 3.4 | 2.5 | Non Federally-Regulated | 08/29/1986 |  | 05/11/1988
McQuay / Snyder General | Electro-Hydronics | FW420G3 |  | Water-Source | WBAHP: Heat Pump Packaged Unit | Heat Pump | 230 | 1 |  |  | No Match | No Match |  |  |  | 42000 | 3850 | 10.9 | 7.5 | 52000 | 4100 | 3.7 | 2.5 | Non Federally-Regulated | 08/29/1986 |  | 05/11/1988
Waterfurnace International, Inc. | American Standard, Inc. | A1GX022***1**1 |  | Water-Source | WBAHP: Heat Pump Packaged Unit | Heat Pump | 230 | 1 |  |  | No Match | Single-Speed |  |  |  | 20700 | 1183 | 17.5 | 12 | 25300 | 1197 | 6.2 | 4.2 | Federally-Regulated Commercial & Industrial Equipment | 08/23/2011 |  | 10/24/2014
Marvair | Marvair | WVP25HPA |  | Water-Source | WBAHP: Heat Pump Packaged Unit | Heat Pump | 208 | 1 |  |  | No Match | No Match |  |  |  | 24500 | 2207 | 11.1 | 9 | 29900 | 2247 | 3.9 | 3.2 | Federally-Regulated Commercial & Industrial Equipment | 02/22/1988 |  | 05/11/1988
Command-Aire | Command-Aire | RWP-201 |  | Water-Source | WBAHP: Heat Pump Packaged Unit | Heat Pump | 208 | 1 |  |  | No Match | No Match |  |  |  | 25800 | 2440 | 10.6 | 9 | 31200 | 2420 | 3.8 | 3.2 | Federally-Regulated Commercial & Industrial Equipment | 01/23/1988 |  | 05/11/1988
Waterfurnace International, Inc. | Waterfurnace International, Inc. | SXV068B0 |  | Water-Source | WBAHP-CB: Heat Pump Split Syst | Heat Pump | 230 | 1 |  |  | No Match | No Match |  |  |  | 69000 | 5750 | 12 | 9 | 80000 | 6169 | 3.8 | 3.5 | Non Federally-Regulated | 02/02/1998 |  | 10/02/1998
Waterfurnace International, Inc. | Johnson Controls | RKV/RKH048**5*0 |  | Ground-Water-Source | WBAHP: Heat Pump Packaged Unit | Heat Pump | 575 | 3 |  |  | No Match | Single-Speed |  |  |  | 51600 | 2293 | 22.5 | 16.2 | 43400 | 3028 | 4.2 | 3.6 | Non Federally-Regulated | 09/03/2012 |  | 01/09/2014
Trane U.S. Inc. | Command-Aire | SPVF0304 |  | Water-Source | WBAHP: Heat Pump Packaged Unit | Heat Pump | 460 | 3 |  |  | No Match | No Match |  |  |  | 29200 | 2000 | 14.6 | 10 | 37000 | 2463 | 4.4 |  | Federally-Regulated Commercial & Industrial Equipment | 10/05/1999 |  | 04/12/2000
Florida Heat Pump | Florida Heat Pump | GT048-3CS | GT048-1AH/AV | Water-Source | Water/Brine to Air Heat Pump S | Heat Pump | 208 | 3 |  |  | No Match | No Match |  |  |  | 45000 | 3719 | 12.1 | 10 | 60500 | 3853 | 4.6 |  | Federally-Regulated Commercial & Industrial Equipment | 04/12/2000 |  | 05/29/2001
Waterfurnace International, Inc. | Eagle Mountain | ZS048**0*0 |  | Water-Source | WBAHP: Heat Pump Packaged Unit | Heat Pump | 230 | 1 |  |  | No Match | Single-Speed |  |  |  | 47700 | 3245 | 14.7 | 12 | 56000 | 3730 | 4.4 | 4.2 | Federally-Regulated Commercial & Industrial Equipment | 01/24/2011 |  | 04/19/2013
Florida Heat Pump | Geomaster, LLC | ES048-1CS | ES048-1AV/AH | Water-Source | WBAHP-CB: Heat Pump Split Syst | Heat Pump | 208 | 1 |  |  | No Match | Single-Speed |  |  |  | 47500 | 3393 | 14 | 12 | 57000 | 3482 | 4.8 | 4.2 | Federally-Regulated Commercial & Industrial Equipment | 06/15/2009 |  | 06/23/2011
Command-Aire | Command-Aire | SWP-833 |  | Water-Source | WBAHP: Heat Pump Packaged Unit | Heat Pump | 230 | 3 |  |  | No Match | No Match |  |  |  | 88700 | 9200 | 9.6 | 7.5 | 128000 | 10300 | 3.6 | 2.2 | Non Federally-Regulated | 08/30/1983 |  | 05/16/1984
Waterfurnace International, Inc. | Eagle Mountain | ZS070**0*0 |  | Water-Source | WBAHP: Heat Pump Packaged Unit | Heat Pump | 230 | 1 |  |  | No Match | Single-Speed |  |  |  | 63000 | 4437 | 14.2 | 12 | 79000 | 5262 | 4.4 | 4.2 | Federally-Regulated Commercial & Industrial Equipment | 01/24/2011 |  | 04/19/2013
Mammoth | Hydrobank II | F035HHE/VHE |  | Water-Source | WBAHP: Heat Pump Packaged Unit | Heat Pump | 230 | 3 |  |  | No Match | No Match |  |  |  | 37000 | 2624 | 14.1 | 10 | 45000 | 2866 | 4.6 |  | Federally-Regulated Commercial & Industrial Equipment | 12/14/1998 |  | 05/23/2000
ClimateMaster Inc. | Climate Master Series | 804-031-E******** |  | Water-Source | WBAHP: Heat Pump Packaged Unit | Heat Pump | 265 | 1 |  |  | No Match | No Match |  |  |  | 30000 | 2900 | 10.3 | 9 | 40500 | 3200 | 3.7 | 3.2 | Non Federally-Regulated | 05/11/1988 |  | 03/15/1989
Waterfurnace International, Inc. | Waterfurnace International, Inc. | VL/VX095**4 |  | Ground-Water-Source | WBAHP: Heat Pump Packaged Unit | Heat Pump | 460 | 3 |  |  | No Match | No Match |  |  |  | 96000 | 7164 | 13.4 | 9 | 66500 | 6958 | 2.8 |  | Non Federally-Regulated | 11/14/2000 |  | 07/18/2002
Heat Controller | Heat Controller | HWPH64-1JC/1JBC |  | Water-Source | WBAHP-CB: Heat Pump Split Syst | Heat Pump | 230 | 1 |  |  | No Match | No Match |  |  |  | 63500 | 5080 | 12.5 | 9 | 76000 | 6364 | 3.5 | 3.5 | Non Federally-Regulated | 12/14/1998 |  | 04/12/2000
Trane U.S. Inc. | Trane | GETE0097 |  | Ground-Source | WBAHP-O: Heat Pump Packaged Un | Heat Pump | 265 | 1 |  |  | No Match | Single-Speed |  |  |  | 9200 | 605 | 15.2 | 13.4 | 7300 | 629 | 3.4 | 3.1 | Non Federally-Regulated | 06/14/2011 |  | 01/09/2014
Mammoth | Hydrobank II | E020HLG |  | Ground-Water-Source | WBAHP: Heat Pump Packaged Unit | Heat Pump | 265 | 1 |  |  | No Match | No Match |  |  |  | 20500 | 1564 | 13.1 | 9 | 16000 | 1562 | 3 |  | Non Federally-Regulated | 11/14/2000 |  | 01/18/2001
Waterfurnace International, Inc. | Waterfurnace International, Inc. | SXV019A1 |  | Ground-Water-Source | WBAHP: Heat Pump Packaged Unit | Heat Pump | 230 | 1 |  |  | No Match | No Match |  |  |  | 19200 | 1371 | 14 | 9 | 15100 | 1301 | 3.4 |  | Non Federally-Regulated | 01/30/1998 |  | 03/31/1998
Waterfurnace International, Inc. | Waterfurnace International, Inc. | ATV066D1 |  | Ground-Water-Source | WBAHP: Heat Pump Packaged Unit | Heat Pump | 208 | 1 |  |  | No Match | No Match |  |  |  | 67000 | 5000 | 13.4 | 9 | 50000 | 4884 | 3 |  | Non Federally-Regulated | 12/14/1998 |  | 10/06/1999
Waterfurnace International, Inc. | Johnson Controls | RJSV/RJSH048**3*1 |  | Ground-Water-Source | WBAHP: Heat Pump Packaged Unit | Heat Pump | 230 | 3 |  |  | No Match | Single-Speed |  |  |  | 52000 | 1992 | 26.1 | 16.2 | 45100 | 2754 | 4.8 | 3.6 | Non Federally-Regulated | 01/24/2011 |  | 10/24/2014
Command-Aire | Command-Aire | SWPH-403 |  | Water-Source | WBAHP: Heat Pump Packaged Unit | Heat Pump | 230 | 3 |  |  | No Match | No Match |  |  |  | 47000 | 6200 | 7.6 | 7.5 | 71000 | 6700 | 3.1 | 2.5 | Non Federally-Regulated | 08/30/1983 |  | 05/16/1984
Enertech Global, LLC | Enertech | GTC048 | ACD060 | Ground-Water-Source | WBAHP-C: Heat Pump Split Syste | Heat Pump | 208 | 1 |  |  | No Match | Single-Speed |  |  |  | 57000 | 2969 | 19.2 | 16.2 | 49700 | 3835 | 3.8 | 3.6 | Non Federally-Regulated | 04/30/2009 |  | 06/15/2009
Friedrich Climate Master | Climate Master Series | 805-030-G******** |  | Water-Source | WBAHP: Heat Pump Packaged Unit | Heat Pump | 208 | 1 |  |  | No Match | No Match |  |  |  | 29000 | 2930 | 9.9 | 7.5 | 40000 | 3170 | 3.7 | 2.5 | Non Federally-Regulated | 08/29/1986 |  | 05/11/1988
Waterfurnace International, Inc. | Waterfurnace International, Inc. | VLV048A4 |  | Water-Source | WBAHP: Heat Pump Packaged Unit | Heat Pump | 460 | 3 |  |  | No Match | No Match |  |  |  | 45800 | 3606 | 12.7 | 9.3 | 57900 | 4040 | 4.2 | 3.8 | Federally-Regulated Commercial & Industrial Equipment | 03/31/1998 |  | 05/10/1998
McQuay / Snyder General | Electro-Hydronics | FW610GK |  | Water-Source | WBAHP: Heat Pump Packaged Unit | Heat Pump | 208 | 3 |  |  | No Match | No Match |  |  |  | 61500 | 5850 | 10.5 | 9 | 77000 | 5785 | 3.9 | 3.2 | Non Federally-Regulated | 05/11/1988 |  | 03/15/1989
Florida Heat Pump | Florida Heat Pump | EM042-3CS | EM042-1AV | Water-Source | WBAHP-C: Heat Pump Split Syste | Heat Pump | 208 | 3 |  |  | No Match | No Match |  |  |  | 41000 | 3153 | 13 | 10 | 50000 | 3488 | 4.2 |  | Federally-Regulated Commercial & Industrial Equipment | 12/14/1998 |  | 10/05/1999
Friedrich Climate Master | Climate Master Series | 814-120-F******** |  | Water-Source | WBAHP: Heat Pump Packaged Unit | Heat Pump | 460 | 3 |  |  | No Match | No Match |  |  |  | 126000 | 10960 | 11.5 | 9.2 | 156000 | 11720 | 3.9 | 2.5 | Non Federally-Regulated | 08/29/1986 |  | 05/11/1988
Florida Heat Pump | Florida Heat Pump | TA049-1CF/HZ/VT |  | Water-Source | WBAHP: Heat Pump Packaged Unit | Heat Pump | 208 | 1 |  |  | No Match | Dual-Speed |  |  |  | 50000 | 2958 | 16.9 | 12 | 53000 | 2987 | 5.2 | 4.2 | Federally-Regulated Commercial & Industrial Equipment | 06/14/2011 |  | 04/20/2015
Florida Heat Pump | Florida Heat Pump | GT042-3CF/HZ/VT |  | Ground-Water-Source | WBAHP: Heat Pump Packaged Unit | Heat Pump | 230 | 3 |  |  | No Match | No Match |  |  |  | 42500 | 3148 | 13.5 | 9 | 31600 | 2805 | 3.3 |  | Non Federally-Regulated | 04/10/2000 |  | 05/29/2001
Waterfurnace International, Inc. | Waterfurnace International, Inc. | SXH036C0 |  | Ground-Source | WBAHP: Heat Pump Packaged Unit | Heat Pump | 208 | 1 |  |  | No Match | No Match |  |  |  | 36400 | 2676 | 13.6 |  | 26000 | 2381 | 3.2 |  | Non Federally-Regulated | 03/31/1998 |  | 05/10/1998
Waterfurnace International, Inc. | Waterfurnace International, Inc. | SXH080A3 |  | Ground-Source | WBAHP: Heat Pump Packaged Unit | Heat Pump | 208 | 3 |  |  | No Match | No Match |  |  |  | 84000 | 6000 | 14 |  | 54500 | 5507 | 2.9 |  | Non Federally-Regulated | 03/31/1998 |  | 05/10/1998
ClimateMaster Inc. | Carrier Corp. | 50PSH/V/D070****2 |  | Ground-Source | WBAHP: Heat Pump Packaged Unit | Heat Pump | 208 | 1 |  |  | No Match | Single-Speed | 3917 | 899 | 152 | 72900 | 4500 | 16.2 | 13.4 | 53800 | 4637 | 3.4 | 3.1 | Non Federally-Regulated | 10/24/2014 |  | 04/22/2015
California Heat Pump | California Heat Pump | CHP-22H*-13-** |  | Water-Source | WBAHP: Heat Pump Packaged Unit | Heat Pump | 265 | 1 |  |  | No Match | No Match |  |  |  | 21500 | 2325 | 9.2 | 7.5 | 25000 | 2400 | 3.1 | 2.5 | Non Federally-Regulated | 01/05/1982 |  | 09/08/1982
ClimateMaster Inc. | Climate Master Series | 814-027-G |  | Water-Source | WBAHP: Heat Pump Packaged Unit | Heat Pump | 265 | 1 |  |  | No Match | No Match |  |  |  | 27000 | 2290 | 11.8 | 9 | 29500 | 2270 | 3.8 | 3.2 | Non Federally-Regulated | 05/11/1988 |  | 03/15/1989
Waterfurnace International, Inc. | Rybacki - Hart Enterprises | ZS060**0*0 |  | Water-Source | WBAHP: Heat Pump Packaged Unit | Heat Pump | 208 | 1 |  |  | No Match | Single-Speed |  |  |  | 58400 | 3973 | 14.7 | 12 | 72500 | 4829 | 4.4 | 4.2 | Federally-Regulated Commercial & Industrial Equipment | 01/24/2011 |  | 04/19/2013
Waterfurnace International, Inc. | Waterfurnace International, Inc. | ATV070D3(P) |  | Ground-Water-Source | WBAHP: Heat Pump Packaged Unit | Heat Pump | 208 | 3 |  |  | No Match | No Match |  |  |  | 43500 | 2500 | 17.4 | 9 | 32400 | 2637 | 3.6 |  | Non Federally-Regulated | 01/30/1998 |  | 03/31/1998
Florida Heat Pump | Florida Heat Pump | EM009-1CS | EM009-1AV | Water-Source | WBAHP-C: Heat Pump Split Syste | Heat Pump | 230 | 1 |  |  | No Match | No Match |  |  |  | 9300 | 756 | 12.3 | 9.3 | 12800 | 852 | 4.4 | 3.8 | Federally-Regulated Commercial & Industrial Equipment | 03/31/1998 |  | 05/10/1998
Snyder General Corp. | McQuay | VE260GK |  | Water-Source | WBAHP: Heat Pump Packaged Unit | Heat Pump | 208 | 3 |  |  | No Match | No Match |  |  |  | 25000 | 2450 | 10.2 | 9 | 31600 | 2500 | 3.7 | 3.2 | Non Federally-Regulated | 02/22/1990 |  | 07/31/1991
McQuay International | McQuay | CCH/CCW090C-F |  | Water-Source | WBAHP: Heat Pump Packaged Unit | Heat Pump | 208 | 3 |  |  | No Match | No Match |  |  |  | 92000 | 7603 | 12.1 | 9 | 112000 | 7631 | 4.3 | 3.8 | Federally-Regulated Commercial & Industrial Equipment | 11/17/1999 |  | 09/21/2000
Friedrich Climate Master | Climate Master Series | 804-019-G******** |  | Water-Source | WBAHP: Heat Pump Packaged Unit | Heat Pump | 208 | 1 |  |  | No Match | No Match |  |  |  | 19000 | 1750 | 10.9 | 7.5 | 23000 | 1875 | 3.6 | 2.5 | Non Federally-Regulated | 08/29/1986 |  | 05/11/1988
Snyder General Corp. | McQuay | LWP15BD |  | Water-Source | WBAHP: Heat Pump Packaged Unit | Heat Pump | 230 | 3 |  |  | No Match | No Match |  |  |  | 178000 | 16950 | 10.5 |  | 227000 | 17600 | 3.8 | 2.5 | Non Federally-Regulated | 02/22/1990 |  | 07/31/1991
Enviro Master International llc | Enviro Master International | FWH12E******B*B |  | Water-Source | WBAHP-O: Heat Pump Packaged Un | Heat Pump | 265 | 1 |  |  | No Match | No Match |  |  |  | 11500 | 1055 | 10.9 | 9.3 | 13000 | 1155 | 3.3 | 3.8 | Federally-Regulated Commercial & Industrial Equipment | 03/31/1998 |  | 05/10/1998
Waterfurnace International, Inc. | Waterfurnace International, Inc. | SXV042B3 |  | Water-Source | WBAHP: Heat Pump Packaged Unit | Heat Pump | 230 | 3 |  |  | No Match | No Match |  |  |  | 42000 | 3000 | 14 | 9.3 | 54500 | 3131 | 5.1 | 3.8 | Federally-Regulated Commercial & Industrial Equipment | 03/31/1998 |  | 05/10/1998
Command-Aire | Command-Aire | SWP131E |  | Water-Source | WBAHP: Heat Pump Packaged Unit | Heat Pump | 208 | 1 |  |  | No Match | No Match |  |  |  | 12000 | 1050 | 11.4 | 9 | 18000 | 1290 | 4.1 | 3.2 | Non Federally-Regulated | 05/11/1988 |  | 03/15/1989
Waterfurnace International, Inc. | Waterfurnace International, Inc. | SXH019A2 |  | Ground-Source | WBAHP: Heat Pump Packaged Unit | Heat Pump | 265 | 1 |  |  | No Match | No Match |  |  |  | 19200 | 1371 | 14 |  | 15100 | 1301 | 3.4 |  | Non Federally-Regulated | 03/31/1998 |  | 05/10/1998
Waterfurnace International, Inc. | Waterfurnace International, Inc. | NDV/NDH026F1*1 |  | Water-Source | WBAHP: Heat Pump Packaged Unit | Heat Pump | 230 | 1 |  |  | No Match | Dual-Speed |  |  |  | 26000 | 1503 | 17.3 | 12 | 30300 | 1615 | 5.5 | 4.2 | Federally-Regulated Commercial & Industrial Equipment | 05/02/2012 |  | 04/19/2013
Waterfurnace International, Inc. | Rybacki - Hart Enterprises | ZS036**4*0 |  | Water-Source | WBAHP: Heat Pump Packaged Unit | Heat Pump | 460 | 3 |  |  | No Match | Single-Speed |  |  |  | 33300 | 2313 | 14.4 | 12 | 40600 | 2644 | 4.5 | 4.2 | Federally-Regulated Commercial & Industrial Equipment | 01/24/2011 |  | 04/19/2013
Enertech Global, LLC | Enertech | HXT072B |  | Ground-Source | WBAHP: Heat Pump Packaged Unit | Heat Pump | 208 | 1 |  |  | No Match | Single-Speed | 3411 | 937 | 1 | 65400 | 4360 | 15 | 13.4 | 57000 | 4515 | 3.7 | 3.1 | Non Federally-Regulated | 11/30/2011 |  | 01/09/2014
Climate Control / Snyder General | Trane | WPRA10HAXBX |  | Water-Source | WBAHP: Heat Pump Packaged Unit | Heat Pump | 115 | 1 |  |  | No Match | No Match |  |  |  | 9500 | 850 | 11.2 | 7.5 | 12600 | 880 | 4.2 | 2.5 | Non Federally-Regulated | 05/16/1984 |  | 05/11/1988
Waterfurnace International, Inc. | Waterfurnace International, Inc. | SXV048C3 |  | Ground-Water-Source | WBAHP: Heat Pump Packaged Unit | Heat Pump | 208 | 3 |  |  | No Match | No Match |  |  |  | 51500 | 3843 | 13.4 | 9 | 36000 | 3403 | 3.1 |  | Non Federally-Regulated | 12/14/1998 |  | 10/06/1999
Enertech Global, LLC | Enertech | HXT048C |  | Ground-Water-Source | WBAHP: Heat Pump Packaged Unit | Heat Pump | 208 | 1 |  |  | No Match | Single-Speed |  |  |  | 55100 | 2277 | 24.2 | 16.2 | 48700 | 2973 | 4.8 | 3.6 | Non Federally-Regulated | 11/30/2011 |  | 05/02/2012
Waterfurnace International, Inc. | Eagle Mountain | ZS024**0*4 |  | Ground-Source | WBAHP: Heat Pump Packaged Unit | Heat Pump | 230 | 1 |  |  | No Match | Single-Speed |  |  |  | 24400 | 1394 | 17.5 | 13.4 | 17500 | 1350 | 3.8 | 3.1 | Non Federally-Regulated | 06/14/2011 |  | 04/19/2013
Addison Products | Heat Controller | WSH036-3AL |  | Water-Source | WBAHP: Heat Pump Packaged Unit | Heat Pump | 230 | 3 |  |  | No Match | No Match |  |  |  | 35000 | 2868 | 12.2 | 10 | 44000 | 3069 | 4.2 |  | Federally-Regulated Commercial & Industrial Equipment | 10/05/1999 |  | 04/12/2000
Waterfurnace International, Inc. | Spectra | SXV024A0 |  | Water-Source | WBAHP: Heat Pump Packaged Unit | Heat Pump | 208 | 1 |  |  | No Match | No Match |  |  |  | 26000 | 1688 | 15.4 | 10 | 31200 | 1725 | 5.3 |  | Federally-Regulated Commercial & Industrial Equipment | 06/02/1993 |  | 06/03/1993
Mammoth | Hydrobank II | G072HHJ |  | Water-Source | WBAHP: Heat Pump Packaged Unit | Heat Pump | 460 | 3 |  |  | No Match | No Match |  |  |  | 70000 | 5833 | 12 | 9 | 85000 | 6553 | 3.8 | 3.8 | Federally-Regulated Commercial & Industrial Equipment | 05/23/2000 |  | 01/18/2001
Waterfurnace International, Inc. | Eagle Mountain | GCC/GCW/GCS/GCE15*2 |  | Water-Source | WBAHP-O: Heat Pump Packaged Un | Heat Pump | 265 | 1 |  |  | No Match | Single-Speed |  |  |  | 13500 | 993 | 13.6 | 11.2 | 17000 | 1017 | 4.9 | 4.2 | Federally-Regulated Commercial & Industrial Equipment | 01/24/2011 |  | 04/19/2013
Waterfurnace International, Inc. | Waterfurnace International, Inc. | SXH058B3 |  | Ground-Water-Source | WBAHP: Heat Pump Packaged Unit | Heat Pump | 208 | 3 |  |  | No Match | No Match |  |  |  | 56500 | 4216 | 13.4 | 9 | 45500 | 4301 | 3.1 |  | Non Federally-Regulated | 12/14/1998 |  | 10/06/1999
Enertech Global, LLC | Enertech | HXT060B3 |  | Ground-Water-Source | WBAHP: Heat Pump Packaged Unit | Heat Pump | 460 | 3 |  |  | No Match | Single-Speed | 2376 | 611 | 1 | 65400 | 2986 | 21.9 | 16.2 | 59200 | 3856 | 4.5 | 3.6 | Non Federally-Regulated | 05/02/2012 |  | 01/09/2014
Enertech Global, LLC | Enertech | HHT048A |  | Ground-Water-Source | WBAHP: Heat Pump Packaged Unit | Heat Pump | 230 | 1 |  |  | No Match | Single-Speed |  |  |  | 52500 | 2283 | 23 | 16.2 | 48700 | 3037 | 4.7 | 3.6 | Non Federally-Regulated | 08/23/2011 |  | 12/12/2012
Waterfurnace International, Inc. | Geotility Geothermal Installations | YS048**1*0 |  | Ground-Water-Source | WBAHP: Heat Pump Packaged Unit | Heat Pump | 230 | 1 |  |  | No Match | Single-Speed |  |  |  | 52000 | 2476 | 21 | 16.2 | 45900 | 3540 | 3.8 | 3.6 | Non Federally-Regulated | 01/24/2011 |  | 04/19/2013
Thermal Energy Systems | Jacobsen Energy Ind., Inc. | 72***1**** |  | Water-Source | WBAHP: Heat Pump Packaged Unit | Heat Pump | 208 | 1 |  |  | No Match | No Match |  |  |  | 67000 | 5650 | 11.9 | 9.2 | 88000 | 6750 | 3.8 |  | Federally-Regulated Commercial & Industrial Equipment | 01/23/1988 |  | 07/31/1991
Enertech Global, LLC | Enertech | TCT072D2 |  | Ground-Source | WBAHP: Heat Pump Packaged Unit | Heat Pump | 230 | 3 |  |  | No Match | Single-Speed | 3612 | 710 | 1 | 72600 | 4321 | 16.8 | 13.4 | 58000 | 4594 | 3.7 | 3.1 | Non Federally-Regulated | 09/03/2012 |  | 12/12/2012
Waterfurnace International, Inc. | Waterfurnace International, Inc. | ATV040*0 |  | Ground-Water-Source | WBAHP: Heat Pump Packaged Unit | Heat Pump | 230 | 1 |  |  | No Match | No Match |  |  |  | 41500 | 2441 | 17 | 9 | 29200 | 2516 | 3.4 |  | Non Federally-Regulated | 10/06/1999 |  | 05/19/2000
Waterfurnace International, Inc. | Eagle Mountain | YS042**1*0 |  | Ground-Source | WBAHP: Heat Pump Packaged Unit | Heat Pump | 208 | 1 |  |  | No Match | Single-Speed |  |  |  | 42300 | 2518 | 16.8 | 13.4 | 29900 | 2655 | 3.3 | 3.1 | Non Federally-Regulated | 01/24/2011 |  | 04/19/2013
Carrier Corp. | Carrier | 50Q*V04261 |  | Water-Source | WBAHP: Heat Pump Packaged Unit | Heat Pump | 460 | 3 |  |  | No Match | No Match |  |  |  | 42000 | 3621 | 11.6 | 10 | 50500 | 3795 | 3.9 |  | Federally-Regulated Commercial & Industrial Equipment | 08/02/1993 |  | 03/08/1996
Addison Products | Addison Products | WPH054-4JC/4JBC |  | Water-Source | WBAHP-CB: Heat Pump Split Syst | Heat Pump | 460 | 3 |  |  | No Match | No Match |  |  |  | 53500 | 4458 | 12 | 9 | 64000 | 5357 | 3.5 | 3.5 | Non Federally-Regulated | 10/05/1999 |  | 11/14/2000
Florida Heat Pump | Energy Miser | HECS27-2 | HEAH27-2 | Water-Source | WBAHP-C: Heat Pump Split Syste | Heat Pump | 265 | 1 |  |  | No Match | No Match |  |  |  | 25600 | 2190 | 11.7 | 9 | 33400 | 2450 | 4 | 3.2 | Non Federally-Regulated | 02/22/1990 |  | 07/31/1991
Enertech Global, LLC | Enertech | GRT024A | ACD024 | Ground-Source | WBAHP-CB: Heat Pump Split Syst | Heat Pump | 208 | 1 |  |  | No Match | Single-Speed |  |  |  | 25600 | 1506 | 17 | 13.4 | 18300 | 1450 | 3.7 | 3.1 | Non Federally-Regulated | 09/03/2012 |  | 12/12/2012
Addison Products | Heat Controller | WSH034-1AL |  | Water-Source | WBAHP: Heat Pump Packaged Unit | Heat Pump | 208 | 1 |  |  | No Match | No Match |  |  |  | 33500 | 2463 | 13.6 | 10 | 42500 | 2767 | 4.5 |  | Federally-Regulated Commercial & Industrial Equipment | 10/05/1999 |  | 04/12/2000
Waterfurnace International, Inc. | WFI Industries, Ltd. | ZS036**2*4 |  | Ground-Water-Source | WBAHP: Heat Pump Packaged Unit | Heat Pump | 265 | 1 |  |  | No Match | Single-Speed |  |  |  | 37700 | 1639 | 23 | 16.2 | 33000 | 2249 | 4.3 | 3.6 | Non Federally-Regulated | 06/14/2011 |  | 03/02/2012
Waterfurnace International, Inc. | WFI Industries, Ltd. | ZS036**0*4 |  | Water-Source | WBAHP: Heat Pump Packaged Unit | Heat Pump | 230 | 1 |  |  | No Match | Single-Speed |  |  |  | 33300 | 2220 | 15 | 12 | 40600 | 2479 | 4.8 | 4.2 | Federally-Regulated Commercial & Industrial Equipment | 06/14/2011 |  | 03/02/2012
Waterfurnace International, Inc. | Waterfurnace International, Inc. | SXH013A1 |  | Water-Source | WBAHP: Heat Pump Packaged Unit | Heat Pump | 230 | 1 |  |  | No Match | No Match |  |  |  | 12700 | 858 | 14.8 | 10 | 15100 | 921 | 4.8 |  | Federally-Regulated Commercial & Industrial Equipment | 02/02/1998 |  | 03/31/1998
Waterfurnace International, Inc. | Waterfurnace International, Inc. | SXH036A4 |  | Ground-Water-Source | WBAHP: Heat Pump Packaged Unit | Heat Pump | 460 | 3 |  |  | No Match | No Match |  |  |  | 36400 | 2676 | 13.6 | 9 | 26000 | 2381 | 3.2 |  | Non Federally-Regulated | 01/30/1998 |  | 03/31/1998
Trane U.S. Inc. | Trane | WPVE0281 |  | Water-Source | WBAHP: Heat Pump Packaged Unit | Heat Pump | 265 | 1 |  |  | No Match | No Match |  |  |  | 27000 | 2288 | 11.8 | 10 | 34700 | 2480 | 4.1 |  | Federally-Regulated Commercial & Industrial Equipment | 02/02/1998 |  | 03/31/1998
American Air Filter | Enercon | FVW-30 |  | Water-Source | WBAHP: Heat Pump Packaged Unit | Heat Pump | 208 | 1 |  |  | No Match | No Match |  |  |  | 28200 | 2562 | 11 | 9 | 34000 | 2622 | 3.8 | 3.2 | Non Federally-Regulated | 02/22/1990 |  | 07/31/1991
Waterfurnace International, Inc. | Eagle Mountain | ZS042**3*4 |  | Ground-Source | WBAHP: Heat Pump Packaged Unit | Heat Pump | 208 | 3 |  |  | No Match | Single-Speed |  |  |  | 42300 | 2286 | 18.5 | 13.4 | 29900 | 2368 | 3.7 | 3.1 | Non Federally-Regulated | 06/14/2011 |  | 04/19/2013
Florida Heat Pump | Geomaster, LLC | EC012-1CF/HZ/VT |  | Water-Source | WBAHP: Heat Pump Packaged Unit | Heat Pump | 230 | 1 |  |  | No Match | Single-Speed |  |  |  | 11000 | 846 | 13 | 11.2 | 14500 | 944 | 4.5 | 4.2 | Federally-Regulated Commercial & Industrial Equipment | 04/30/2009 |  | 05/01/2015
McQuay / Snyder General | Electro-Hydronics | VE390F3 |  | Water-Source | WBAHP: Heat Pump Packaged Unit | Heat Pump | 230 | 1 |  |  | No Match | No Match |  |  |  | 39000 | 3700 | 10.5 | 7.5 | 48000 | 4020 | 3.5 | 2.5 | Non Federally-Regulated | 08/29/1986 |  | 05/11/1988
Waterfurnace International, Inc. | WFI Industries, Ltd. | VLV/VXV042*4 |  | Water-Source | WBAHP: Heat Pump Packaged Unit | Heat Pump | 460 | 3 |  |  | No Match | No Match |  |  |  | 40000 | 3076 | 13 | 10 | 48000 | 3348 | 4.2 |  | Federally-Regulated Commercial & Industrial Equipment | 06/20/2003 |  | 02/17/2011
Mammoth | Hydrobank II | D054HHS/VHS |  | Water-Source | WBAHP: Heat Pump Packaged Unit | Heat Pump | 230 | 1 |  |  | No Match | No Match |  |  |  | 54000 | 3802 | 14.2 | 9.3 | 67500 | 4300 | 4.6 | 3.8 | Federally-Regulated Commercial & Industrial Equipment | 03/31/1998 |  | 05/10/1998
McQuay / Snyder General | Electro-Hydronics | UW200G3 |  | Water-Source | WBAHP: Heat Pump Packaged Unit | Heat Pump | 230 | 1 |  |  | No Match | No Match |  |  |  | 20000 | 1880 |  | 7.5 | 25600 | 1920 | 3.9 | 2.5 | Non Federally-Regulated | 08/29/1986 |  | 05/11/1988
McQuay International | McQuay | WM*/WC*/CW*012C*N |  | Water-Source | WBAHP-O: Heat Pump Packaged Un | Heat Pump | 265 | 1 |  |  | No Match | No Match |  |  |  | 11400 | 876 | 13 | 10 | 12800 | 986 | 3.8 |  | Federally-Regulated Commercial & Industrial Equipment | 10/05/1999 |  | 09/21/2000
Enertech Global, LLC | Enertech | HCT072D2 |  | Ground-Source | WBAHP: Heat Pump Packaged Unit | Heat Pump | 230 | 3 |  |  | No Match | Single-Speed | 3612 | 710 | 1 | 72600 | 4321 | 16.8 | 13.4 | 58000 | 4594 | 3.7 | 3.1 | Non Federally-Regulated | 09/03/2012 |  | 12/12/2012
McQuay International | McQuay | W-CDD/CDE/CMG-1-019-E |  | Water-Source | WBAHP: Heat Pump Packaged Unit | Heat Pump | 230 | 1 |  |  | No Match | No Match |  |  |  | 18800 | 1392 | 13.5 | 10 | 22400 | 1526 | 4.3 |  | Federally-Regulated Commercial & Industrial Equipment | 10/05/1999 |  | 09/21/2000
ClimateMaster Inc. | Climate Master Series | HS/HL/VS/VL024G |  | Water-Source | WBAHP: Heat Pump Packaged Unit | Heat Pump | 230 | 1 |  |  | No Match | No Match |  |  |  | 24500 | 1828 | 13.4 | 10 | 28900 | 1840 | 4.6 |  | Federally-Regulated Commercial & Industrial Equipment | 04/12/2000 |  | 11/14/2000
Command-Aire | Command-Aire | GXHA0261 |  | Water-Source | WBAHP: Heat Pump Packaged Unit | Heat Pump | 208 | 1 |  |  | No Match | No Match |  |  |  | 22800 | 2171 | 10.5 | 10 | 30400 | 2284 | 3.9 |  | Federally-Regulated Commercial & Industrial Equipment | 12/14/1998 |  | 03/12/2009
Friedrich Climate Master | Climate Master Series | 814-036-H******** |  | Water-Source | WBAHP: Heat Pump Packaged Unit | Heat Pump | 230 | 3 |  |  | No Match | No Match |  |  |  | 36000 | 3190 | 11.3 | 7.5 | 42500 | 3190 | 3.9 | 2.5 | Non Federally-Regulated | 08/29/1986 |  | 05/11/1988
Waterfurnace International, Inc. | Waterfurnace International, Inc. | P070**0 |  | Ground-Water-Source | WBAHP: Heat Pump Packaged Unit | Heat Pump | 230 | 1 |  |  | No Match | No Match |  |  |  | 71000 | 6698 | 10.6 | 9 | 52000 | 5441 | 2.8 |  | Non Federally-Regulated | 05/19/2000 |  | 07/18/2002
The Whalen Company | Whalen | VI-A-601-1 |  | Water-Source | WBAHP-O: Heat Pump Packaged Un | Heat Pump | 230 | 1 |  |  | No Match | No Match |  |  |  | 18900 | 1629 | 11.6 | 9.3 | 25000 | 1786 | 4.1 | 3.8 | Federally-Regulated Commercial & Industrial Equipment | 03/31/1998 |  | 05/10/1998
Mammoth | Mammoth | F034VHC |  | Water-Source | WBAHP: Heat Pump Packaged Unit | Heat Pump | 230 | 3 |  |  | No Match | No Match |  |  |  | 31200 | 2920 | 10.7 | 7.5 | 38000 | 3270 | 3.4 | 2.5 | Non Federally-Regulated | 06/11/1985 |  | 05/11/1988
Addison Products | Addison Products | WPH064-3JC/3JBC |  | Water-Source | WBAHP: Heat Pump Packaged Unit | Heat Pump | 230 | 3 |  |  | No Match | No Match |  |  |  | 59500 | 4760 | 12.5 | 9.3 | 78000 | 5861 | 3.9 | 3.8 | Federally-Regulated Commercial & Industrial Equipment | 03/31/1998 |  | 05/10/1998
Waterfurnace International, Inc. | Waterfurnace International, Inc. | SXV016C0 |  | Ground-Water-Source | WBAHP: Heat Pump Packaged Unit | Heat Pump | 208 | 1 |  |  | No Match | No Match |  |  |  | 16700 | 1210 | 13.8 | 9 | 12800 | 1136 | 3.3 |  | Non Federally-Regulated | 01/30/1998 |  | 10/02/1998
Trane U.S. Inc. | Trane | GSSD042 | TWE040E | Ground-Water-Source | WBAHP-CB: Heat Pump Split Syst | Heat Pump | 208 | 1 |  |  | No Match | No Match |  |  |  | 41000 | 2867 | 14.3 | 9 | 30200 | 2681 | 3.3 |  | Non Federally-Regulated | 04/10/2000 |  | 07/18/2002
Trane U.S. Inc. | Trane | GEHA009 |  | Water-Source | WBAHP: Heat Pump Packaged Unit | Heat Pump | 208 | 1 |  |  | No Match | No Match |  |  |  | 8655 | 673 | 12.9 | 10 | 10628 | 690 | 4.5 |  | Federally-Regulated Commercial & Industrial Equipment | 04/12/2000 |  | 09/25/2002
Mammoth | Hydrobank II | A013CLF |  | Ground-Water-Source | WBAHP: Heat Pump Packaged Unit | Heat Pump | 115 | 1 |  |  | No Match | No Match |  |  |  | 13200 | 1100 | 12 | 9 | 10500 | 1025 | 3 |  | Non Federally-Regulated | 05/23/2000 |  | 01/18/2001
Waterfurnace International, Inc. | Spectra | SXH024A3 |  | Water-Source | WBAHP-CB: Heat Pump Split Syst | Heat Pump | 208 | 3 |  |  | No Match | No Match |  |  |  | 27400 | 1890 | 14.5 | 9 | 28000 | 1908 | 4.3 | 3.5 | Non Federally-Regulated | 06/02/1993 |  | 06/03/1993
Enertech Global, LLC | Enertech | TCT072D3 |  | Ground-Water-Source | WBAHP: Heat Pump Packaged Unit | Heat Pump | 460 | 3 |  |  | No Match | Single-Speed | 2967 | 710 | 1 | 77200 | 3676 | 21 | 16.2 | 72600 | 4948 | 4.3 | 3.6 | Non Federally-Regulated | 09/03/2012 |  | 12/12/2012
Trane U.S. Inc. | Trane | GEVA036 |  | Water-Source | WBAHP: Heat Pump Packaged Unit | Heat Pump | 208 | 1 |  |  | No Match | No Match |  |  |  | 36556 | 2583 | 14.2 | 10 | 40755 | 2590 | 4.6 |  | Federally-Regulated Commercial & Industrial Equipment | 04/12/2000 |  | 05/19/2000
Florida Heat Pump | Florida Heat Pump | EM007-2CS | EM007-2AV | Water-Source | WBAHP-C: Heat Pump Split Syste | Heat Pump | 265 | 1 |  |  | No Match | No Match |  |  |  | 7300 | 603 | 12.1 | 10 | 9800 | 652 | 4.4 |  | Federally-Regulated Commercial & Industrial Equipment | 02/02/1998 |  | 03/31/1998
ClimateMaster Inc. | Climate Master Series | 81610G |  | Water-Source | WBAHP-O: Heat Pump Packaged Un | Heat Pump | 208 | 1 |  |  | No Match | No Match |  |  |  | 8300 | 728 | 11.4 | 9.3 | 10600 | 817 | 3.8 | 3.8 | Federally-Regulated Commercial & Industrial Equipment | 03/31/1998 |  | 05/10/1998
Trane U.S. Inc. | Trane | EXHE0363 |  | Ground-Source | WBAHP: Heat Pump Packaged Unit | Heat Pump | 208 | 3 |  |  | No Match | Single-Speed |  |  |  | 36500 | 2028 | 18 | 13.4 | 27400 | 2113 | 3.8 | 3.1 | Non Federally-Regulated | 06/14/2011 |  | 08/15/2014
Florida Heat Pump | Florida Heat Pump | AP061-3CF/HZ/VT |  | Ground-Source | WBAHP: Heat Pump Packaged Unit | Heat Pump | 208 | 3 |  |  | No Match | Dual-Speed | 2772 | 730 | 1 | 67000 | 3622 | 18.5 | 13.4 | 49000 | 3503 | 4.1 | 3.1 | Non Federally-Regulated | 11/30/2011 |  | 05/01/2015
Florida Heat Pump | Florida Heat Pump | EM042-4VT |  | Water-Source | WBAHP: Heat Pump Packaged Unit | Heat Pump | 460 | 3 |  |  | No Match | No Match |  |  |  | 42000 | 3181 | 13.2 | 10 | 51000 | 3475 | 4.3 |  | Federally-Regulated Commercial & Industrial Equipment | 12/14/1998 |  | 10/05/1999
Econar | Econar | GV421 |  | Ground-Water-Source | WBAHP: Heat Pump Packaged Unit | Heat Pump | 208 | 1 |  |  | No Match | No Match |  |  |  | 35400 | 2744 | 12.9 | 11 | 50500 | 4000 | 3.7 | 3.5 | Non Federally-Regulated | 03/31/1998 |  | 05/10/1998
Climate Control / Snyder General | Electro-Hydronics | VF330GK |  | Water-Source | WBAHP: Heat Pump Packaged Unit | Heat Pump | 208 | 3 |  |  | No Match | No Match |  |  |  | 33000 | 3050 | 10.8 | 7.5 | 35000 | 2900 | 3.5 | 2.5 | Non Federally-Regulated | 05/16/1984 |  | 08/29/1986
Addison Products | Addison Products | WPH054-3JC/3JBC |  | Water-Source | WBAHP: Heat Pump Packaged Unit | Heat Pump | 208 | 3 |  |  | No Match | No Match |  |  |  | 50000 | 4237 | 11.8 | 10 | 68000 | 5109 | 3.9 |  | Federally-Regulated Commercial & Industrial Equipment | 02/02/1998 |  | 03/31/1998
Enertech Global, LLC | Enertech | TST024A | ACD024 | Ground-Water-Source | WBAHP-CB: Heat Pump Split Syst | Heat Pump | 208 | 1 |  |  | No Match | Single-Speed |  |  |  | 27800 | 1247 | 22.3 | 16.2 | 23500 | 1465 | 4.7 | 3.6 | Non Federally-Regulated | 11/30/2011 |  | 03/02/2012
McQuay International | McQuay | LHP/LWP10D-D |  | Water-Source | WBAHP: Heat Pump Packaged Unit | Heat Pump | 208 | 3 |  |  | No Match | No Match |  |  |  | 107000 | 9727 | 11 | 9 | 120000 | 9252 | 3.8 | 3.8 | Federally-Regulated Commercial & Industrial Equipment | 10/05/1999 |  | 09/21/2000
Addison Products | Addison Products | VWPG066-3B-XL* |  | Ground-Water-Source | WBAHP: Heat Pump Packaged Unit | Heat Pump | 208 | 3 |  |  | No Match | No Match |  |  |  | 65000 | 5038 | 12.9 | 9 | 48000 | 5024 | 2.8 |  | Non Federally-Regulated | 07/29/1998 |  | 10/02/1998
California Heat Pump | California Heat Pump | CHP-33H*-32-** |  | Water-Source | WBAHP: Heat Pump Packaged Unit | Heat Pump | 208 | 3 |  |  | No Match | No Match |  |  |  | 31500 | 3500 | 9 | 7.5 | 36000 | 3550 | 3 | 2.5 | Non Federally-Regulated | 01/05/1982 |  | 09/08/1982
ClimateMaster Inc. | Carrier Corp. | 50P1H/V009 |  | Ground-Water-Source | WBAHP: Heat Pump Packaged Unit | Heat Pump | 208 | 1 |  |  | No Match | Single-Speed |  |  |  | 10100 | 481 | 21 | 16.2 | 9800 | 736 | 3.9 | 3.6 | Non Federally-Regulated | 10/24/2014 |  | 04/22/2015
Enertech Global, LLC | Enertech | HST072A | ACD060 | Ground-Source | WBAHP-CB: Heat Pump Split Syst | Heat Pump | 208 | 1 |  |  | No Match | Single-Speed | 3713 | 627 | 1 | 69000 | 4340 | 15.9 | 13.4 | 52600 | 4282 | 3.6 | 3.1 | Non Federally-Regulated | 11/30/2011 |  | 03/02/2012
Waterfurnace International, Inc. | Johnson Controls | RJSV/RJSH022**0*0 |  | Ground-Water-Source | WBAHP: Heat Pump Packaged Unit | Heat Pump | 208 | 1 |  |  | No Match | Single-Speed |  |  |  | 23000 | 821 | 28 | 16.2 | 19800 | 1161 | 5 | 3.6 | Non Federally-Regulated | 01/24/2011 |  | 10/24/2014
McQuay / Snyder General | Electro-Hydronics | FW260FK |  | Water-Source | WBAHP: Heat Pump Packaged Unit | Heat Pump | 208 | 3 |  |  | No Match | No Match |  |  |  | 26000 | 2450 | 10.6 | 9 | 31000 | 2524 | 3.6 | 3.2 | Non Federally-Regulated | 05/11/1988 |  | 03/15/1989
Waterfurnace International, Inc. | Waterfurnace International, Inc. | SXH068C4 |  | Ground-Water-Source | WBAHP: Heat Pump Packaged Unit | Heat Pump | 460 | 3 |  |  | No Match | No Match |  |  |  | 66000 | 5500 | 12 | 9 | 52000 | 5080 | 3 |  | Non Federally-Regulated | 01/30/1998 |  | 03/31/1998
Waterfurnace International, Inc. | Waterfurnace International, Inc. | SXH058C3 |  | Water-Source | WBAHP: Heat Pump Packaged Unit | Heat Pump | 230 | 3 |  |  | No Match | No Match |  |  |  | 55000 | 4044 | 13.6 | 10 | 69000 | 4493 | 4.5 |  | Federally-Regulated Commercial & Industrial Equipment | 07/29/1998 |  | 10/02/1998
Friedrich Air Conditioning Co. | Climate Master Series | 803-030-E******** |  | Water-Source | WBAHP: Heat Pump Packaged Unit | Heat Pump | 265 | 1 |  |  | No Match | No Match |  |  |  | 30000 | 2900 | 10.3 | 7.5 | 40500 | 3200 | 3.7 | 2.5 | Non Federally-Regulated | 08/30/1983 |  | 08/29/1986
Climate Control / Snyder General | Electro-Hydronics | UC260G7 |  | Water-Source | WBAHP: Heat Pump Packaged Unit | Heat Pump | 265 | 1 |  |  | No Match | No Match |  |  |  | 26000 | 2450 | 10.6 | 7.5 | 31600 | 2500 | 3.7 | 2.5 | Non Federally-Regulated | 05/16/1984 |  | 08/29/1986
Trane U.S. Inc. | Command-Aire | GSCC0611 |  | Water-Source | WBAHP: Heat Pump Packaged Unit | Heat Pump | 208 | 1 |  |  | No Match | No Match |  |  |  | 58200 | 4974 | 11.7 | 10 | 65400 | 5042 | 3.8 |  | Federally-Regulated Commercial & Industrial Equipment | 10/05/1999 |  | 04/12/2000
McQuay / Snyder General | Electro-Hydronics | FC260G3 |  | Water-Source | WBAHP: Heat Pump Packaged Unit | Heat Pump | 230 | 1 |  |  | No Match | No Match |  |  |  | 26000 | 2450 | 10.6 | 9 | 31000 | 2524 | 3.6 | 3.2 | Non Federally-Regulated | 05/11/1988 |  | 03/15/1989
McQuay / Snyder General | Electro-Hydronics | CW420FD |  | Water-Source | WBAHP: Heat Pump Packaged Unit | Heat Pump | 230 | 3 |  |  | No Match | No Match |  |  |  | 42000 | 3850 | 10.9 | 7.5 | 52000 | 4100 | 3.7 | 2.5 | Non Federally-Regulated | 08/29/1986 |  | 05/11/1988
Jacobsen Energy Ind., Inc. | Thermaflo II | 48***2**** |  | Water-Source | WBAHP: Heat Pump Packaged Unit | Heat Pump | 208 | 3 |  |  | No Match | No Match |  |  |  | 49000 | 4350 | 11.3 | 9 | 59000 | 4400 | 3.9 | 3.2 | Non Federally-Regulated | 05/11/1988 |  | 03/15/1989
Waterfurnace International, Inc. | Waterfurnace International, Inc. | NDV/NDH038G1*4 |  | Water-Source | WBAHP: Heat Pump Packaged Unit | Heat Pump | 230 | 1 |  |  | No Match | Dual-Speed |  |  |  | 39000 | 2167 | 18 | 12 | 40300 | 2187 | 5.4 | 4.2 | Federally-Regulated Commercial & Industrial Equipment | 09/03/2012 |  | 04/19/2013
McQuay International | McQuay | W-CMG-1-042-J |  | Ground-Water-Source | WBAHP: Heat Pump Packaged Unit | Heat Pump | 265 | 1 |  |  | No Match | No Match |  |  |  | 41000 | 3059 | 13.4 | 9 | 27600 | 2788 | 2.9 |  | Non Federally-Regulated | 09/21/2000 |  | 07/18/2002
Waterfurnace International, Inc. | Waterfurnace International, Inc. | SXV036C1 |  | Water-Source | WBAHP: Heat Pump Packaged Unit | Heat Pump | 208 | 1 |  |  | No Match | No Match |  |  |  | 36000 | 2647 | 13.6 | 9.3 | 44500 | 2774 | 4.7 | 3.8 | Federally-Regulated Commercial & Industrial Equipment | 03/31/1998 |  | 05/10/1998
Florida Heat Pump | Florida Heat Pump | EM120-4HZ/VT |  | Ground-Water-Source | WBAHP: Heat Pump Packaged Unit | Heat Pump | 460 | 3 |  |  | No Match | No Match |  |  |  | 124000 | 8611 | 14.4 | 9 | 94000 | 8345 | 3.3 |  | Non Federally-Regulated | 04/10/2000 |  | 07/18/2002
Addison Products | Addison Products | HPY096-4A |  | Water-Source | WBAHP-CB: Heat Pump Split Syst | Heat Pump | 460 | 3 |  |  | No Match | No Match |  |  |  | 97900 | 8900 | 11 | 9 | 123600 | 10346 | 3.5 | 3.5 | Non Federally-Regulated | 07/22/2002 |  | 03/12/2009
Trane U.S. Inc. | Trane | EXHE0482 |  | Water-Source | WBAHP: Heat Pump Packaged Unit | Heat Pump | 230 | 1 |  |  | No Match | Single-Speed |  |  |  | 47400 | 3058 | 15.5 | 12 | 56500 | 3124 | 5.3 | 4.2 | Federally-Regulated Commercial & Industrial Equipment | 06/14/2011 |  | 08/15/2014
Florida Heat Pump | Florida Heat Pump | GT026-2CS | GT026-2AH/AV | Water-Source | Water/Brine to Air Heat Pump S | Heat Pump | 265 | 1 |  |  | No Match | No Match |  |  |  | 26000 | 1884 | 13.8 | 10 | 31800 | 2117 | 4.4 |  | Federally-Regulated Commercial & Industrial Equipment | 04/12/2000 |  | 05/29/2001
Climate Control / Snyder General | Electro-Hydronics | CW420G3 |  | Water-Source | WBAHP: Heat Pump Packaged Unit | Heat Pump | 230 | 1 |  |  | No Match | No Match |  |  |  | 42000 | 3850 | 10.9 | 7.5 | 52000 | 4100 | 3.7 | 2.5 | Non Federally-Regulated | 05/16/1984 |  | 08/29/1986
Waterfurnace International, Inc. | American Standard, Inc. | A1GC060***1**4 |  | Ground-Water-Source | WBAHP: Heat Pump Packaged Unit | Heat Pump | 208 | 1 |  |  | No Match | Single-Speed | 2096 | 750 |  | 65500 | 2848 | 23 | 16.2 | 58400 | 4279 | 4 | 3.6 | Non Federally-Regulated | 08/23/2011 |  | 10/24/2014
Waterfurnace International, Inc. | Eagle Mountain | ZS030**0*4 |  | Ground-Source | WBAHP: Heat Pump Packaged Unit | Heat Pump | 230 | 1 |  |  | No Match | Single-Speed |  |  |  | 29000 | 1585 | 18.3 | 13.4 | 22800 | 1758 | 3.8 | 3.1 | Non Federally-Regulated | 06/14/2011 |  | 04/19/2013
Snyder General Corp. | American Air Filter | EHW-51 |  | Water-Source | WBAHP: Heat Pump Packaged Unit | Heat Pump | 208 | 1 |  |  | No Match | No Match |  |  |  | 49000 | 4757 | 10.3 | 9 | 62000 | 5339 | 3.4 | 3.2 | Federally-Regulated Commercial & Industrial Equipment | 02/09/1989 |  | 07/27/1992
ClimateMaster Inc. | Carrier Corp. | YCS0423 | FK4CNF005 | Water-Source | WBAHP-CB: Heat Pump Split Syst | Heat Pump | 230 | 1 |  |  | No Match | Single-Speed |  |  |  | 39800 | 2823 | 14.1 | 12 | 48300 | 3014 | 4.7 | 4.2 | Federally-Regulated Commercial & Industrial Equipment | 09/15/2009 |  | 02/17/2011
McQuay International | McQuay | HWH/HWW090C-F |  | Water-Source | WBAHP: Heat Pump Packaged Unit | Heat Pump | 208 | 3 |  |  | No Match | No Match |  |  |  | 92000 | 7603 | 12.1 | 9 | 112000 | 7631 | 4.3 | 3.8 | Federally-Regulated Commercial & Industrial Equipment | 11/17/1999 |  | 09/21/2000
ClimateMaster Inc. | Climate Master Series | V113-32********** |  | Water-Source | WBAHP: Heat Pump Packaged Unit | Heat Pump | 230 | 3 |  |  | No Match | No Match |  |  |  | 113000 | 10660 | 10.6 | 9.2 | 130000 | 10300 | 3.7 |  | Non Federally-Regulated | 05/11/1988 |  | 03/15/1989
Trane U.S. Inc. | Trane | WPCE009 |  | Water-Source | WBAHP-O: Heat Pump Packaged Un | Heat Pump | 208 | 1 |  |  | No Match | No Match |  |  |  | 8600 | 860 | 10 | 10 | 11000 | 848 | 3.8 |  | Federally-Regulated Commercial & Industrial Equipment | 04/12/2000 |  | 11/14/2000
Waterfurnace International, Inc. | Johnson Controls | RJSV/RJSH015**2*0 |  | Water-Source | WBAHP: Heat Pump Packaged Unit | Heat Pump | 265 | 1 |  |  | No Match | Single-Speed |  |  |  | 14400 | 906 | 15.9 | 11.2 | 18500 | 1023 | 5.3 | 4.2 | Federally-Regulated Commercial & Industrial Equipment | 01/24/2011 |  | 10/24/2014
Waterfurnace International, Inc. | Waterfurnace International, Inc. | SXH068B1 |  | Ground-Water-Source | WBAHP: Heat Pump Packaged Unit | Heat Pump | 230 | 1 |  |  | No Match | No Match |  |  |  | 66000 | 5500 | 12 | 9 | 52000 | 5080 | 3 |  | Non Federally-Regulated | 01/30/1998 |  | 03/31/1998
ClimateMaster Inc. | Carrier | 50YBV060 |  | Ground-Water-Source | WBAHP: Heat Pump Packaged Unit | Heat Pump | 208 | 1 |  |  | No Match | No Match |  |  |  | 57500 | 4020 | 14.3 | 9 | 38900 | 3352 | 3.4 |  | Non Federally-Regulated | 11/17/1999 |  | 04/10/2000
Enviro Master International llc | Enviro Master International | FWH12D******B*B |  | Water-Source | WBAHP-O: Heat Pump Packaged Un | Heat Pump | 208 | 1 |  |  | No Match | No Match |  |  |  | 11300 | 1035 | 10.9 | 9 | 12700 | 1130 | 3.3 | 3.2 | Federally-Regulated Commercial & Industrial Equipment | 12/18/1989 |  | 02/22/1990
Mammoth | Hydrobank II | D030HHA-CR1,VHA-CR1 |  | Water-Source | WBAHP: Heat Pump Packaged Unit | Heat Pump | 208 | 1 |  |  | No Match | No Match |  |  |  | 31400 | 2415 | 13 | 9.3 | 37200 | 2725 | 4 | 3.8 | Non Federally-Regulated | 07/31/1991 |  | 03/31/1998
Florida Heat Pump | Florida Heat Pump | EM041-1CF/HZ/VT |  | Water-Source | WBAHP-CB: Heat Pump Split Syst | Heat Pump | 230 | 1 |  |  | No Match | No Match |  |  |  | 42500 | 3455 | 12.3 | 9 | 50000 | 4185 | 3.5 | 3.5 | Non Federally-Regulated | 07/22/2002 |  | 03/12/2009
Hydro Delta Corp. | Hydro Delta Corp. | 03-060-WTAR-MT(P) |  | Ground-Water-Source | WBAHP: Heat Pump Packaged Unit | Heat Pump | 208 | 1 |  |  | No Match | No Match |  |  |  | 34600 | 1765 | 19.6 | 9 | 25000 | 1831 | 4 |  | Non Federally-Regulated | 11/17/1999 |  | 01/21/2000
Heat Controller | Heat Controller | VWPG066-1B-XL* |  | Water-Source | WBAHP-CB: Heat Pump Split Syst | Heat Pump | 208 | 1 |  |  | No Match | No Match |  |  |  | 67000 | 5153 | 13 | 9 | 75000 | 5940 | 3.7 | 3.5 | Non Federally-Regulated | 12/14/1998 |  | 04/12/2000
ClimateMaster Inc. | Climate Master Series | 813-048-F******** |  | Water-Source | WBAHP: Heat Pump Packaged Unit | Heat Pump | 460 | 3 |  |  | No Match | No Match |  |  |  | 48500 | 4409 | 11 | 9 | 57000 | 4395 | 3.8 | 3.2 | Non Federally-Regulated | 02/22/1990 |  | 07/31/1991
Singer | Electro-Hydronics | VF240C3 |  | Water-Source | WBAHP: Heat Pump Packaged Unit | Heat Pump | 230 | 1 |  |  | No Match | No Match |  |  |  | 24000 | 2700 | 8.9 | 7.5 | 28000 | 2850 | 2.9 | 2.5 | Non Federally-Regulated | 01/05/1982 |  | 05/16/1984
Florida Heat Pump | Florida Heat Pump | EM036-1HZ |  | Water-Source | WBAHP: Heat Pump Packaged Unit | Heat Pump | 208 | 1 |  |  | No Match | No Match |  |  |  | 35000 | 2500 | 14 | 9.3 | 42000 | 2735 | 4.5 | 3.8 | Federally-Regulated Commercial & Industrial Equipment | 03/31/1998 |  | 05/10/1998
Waterfurnace International, Inc. | Waterfurnace International, Inc. | SXV024A0 |  | Water-Source | WBAHP: Heat Pump Packaged Unit | Heat Pump | 208 | 1 |  |  | No Match | No Match |  |  |  | 25500 | 1688 | 15.1 | 10 | 30700 | 1697 | 5.3 |  | Federally-Regulated Commercial & Industrial Equipment | 02/02/1998 |  | 03/31/1998
Waterfurnace International, Inc. | Waterfurnace International, Inc. | SXH010*1 |  | Water-Source | WBAHP: Heat Pump Packaged Unit | Heat Pump | 230 | 1 |  |  | No Match | No Match |  |  |  | 9800 | 653 | 15 | 10 | 12600 | 709 | 5.2 |  | Federally-Regulated Commercial & Industrial Equipment | 10/05/1999 |  | 05/19/2000
Florida Heat Pump | Florida Heat Pump | EP007-1HZ/VT |  | Ground-Source | WBAHP: Heat Pump Packaged Unit | Heat Pump | 208 | 1 |  |  | No Match | Single-Speed |  |  |  | 7400 | 400 | 18.5 | 13.4 | 5100 | 427 | 3.5 | 3.1 | Non Federally-Regulated | 01/24/2011 |  | 06/14/2011
Florida Heat Pump | Florida Heat Pump | GT042-2VT/HZ/CF |  | Ground-Source | WBAHP: Heat Pump Packaged Unit | Heat Pump | 265 | 1 |  |  | No Match | No Match |  |  |  | 42500 | 3148 | 13.5 |  | 31600 | 2806 | 3.3 |  | Non Federally-Regulated | 03/31/1998 |  | 05/10/1998
Waterfurnace International, Inc. | Waterfurnace International, Inc. | ATV034D1 |  | Ground-Water-Source | WBAHP: Heat Pump Packaged Unit | Heat Pump | 230 | 1 |  |  | No Match | No Match |  |  |  | 34400 | 2150 | 16 | 9 | 25000 | 2220 | 3.3 |  | Non Federally-Regulated | 12/14/1998 |  | 10/06/1999
Bard Manufacturing Company, Inc. | Bard | GTC36S1-A | GTADP-3642-* | Ground-Water-Source | WBAH-C: Heating Only Split Sys | Heat Pump | 208 | 1 |  |  | No Match | Dual-Speed | [7 empty] | 34500 | 2063 | 4.9 |  | Non Federally-Regulated | 09/03/2012 |  | 04/29/2015
Addison Products | Addison Products | HGY007-1A |  | Water-Source | WBAHP-CB: Heat Pump Split Syst | Heat Pump | 230 | 1 |  |  | No Match | No Match |  |  |  | 9300 | 683 | 13.6 | 9 | 10900 | 778 | 4.1 | 3.5 | Non Federally-Regulated | 07/16/2001 |  | 07/18/2002
Snyder General Corp. | McQuay | CCW012A*N |  | Water-Source | WBAHP: Heat Pump Packaged Unit | Heat Pump | 265 | 1 |  |  | No Match | No Match |  |  |  | 12000 | 1121 | 10.7 | 9 | 15000 | 1157 | 3.8 | 3.2 | Non Federally-Regulated | 02/22/1990 |  | 07/31/1991
ClimateMaster Inc. | Climate Master Series | 802071F******** |  | Water-Source | WBAHP: Heat Pump Packaged Unit | Heat Pump | 460 | 3 |  |  | No Match | No Match |  |  |  | 66000 | 6670 | 9.9 | 10.5 | 82000 | 7810 | 3.1 | 3.8 | Non Federally-Regulated | 07/31/1991 |  | 03/31/1998
Florida Heat Pump | Florida Heat Pump | EM042-3VT |  | Water-Source | WBAHP: Heat Pump Packaged Unit | Heat Pump | 230 | 3 |  |  | No Match | No Match |  |  |  | 42000 | 3181 | 13.2 | 10 | 51000 | 3475 | 4.3 |  | Federally-Regulated Commercial & Industrial Equipment | 12/14/1998 |  | 10/05/1999
Climate Control / Snyder General | Electro-Hydronics | RC140A3 |  | Water-Source | WBAHP: Heat Pump Packaged Unit | Heat Pump | 230 | 1 |  |  | No Match | No Match |  |  |  | 13500 | 1260 | 10.7 | 7.5 | 18000 | 1425 | 3.7 | 2.5 | Non Federally-Regulated | 06/11/1985 |  | 08/29/1986
ClimateMaster Inc. | Climate Master | PDW60 | FK4CNF006 | Water-Source | WBAHP-CB: Heat Pump Split Syst | Heat Pump | 208 | 1 |  |  | No Match | Single-Speed |  |  |  | 55100 | 4238 | 13 | 12 | 72700 | 4635 | 4.6 | 4.2 | Federally-Regulated Commercial & Industrial Equipment | 09/15/2009 |  | 02/17/2011
Enertech Global, LLC | Enertech | HCT048C |  | Ground-Water-Source | WBAHP: Heat Pump Packaged Unit | Heat Pump | 208 | 1 |  |  | No Match | Single-Speed |  |  |  | 53600 | 2404 | 22.3 | 16.2 | 47700 | 3107 | 4.5 | 3.6 | Non Federally-Regulated | 12/12/2012 |  | 04/21/2014
Marvair | Marvair | WHP57HPD |  | Water-Source | WBAHP: Heat Pump Packaged Unit | Heat Pump | 460 | 3 |  |  | No Match | No Match |  |  |  | 57000 | 5429 | 10.5 | 9 | 72000 | 5703 | 3.7 | 3.2 | Non Federally-Regulated | 02/22/1990 |  | 07/31/1991
Waterfurnace International, Inc. | Johnson Controls | RJSV/RJSH022**0*1 |  | Water-Source | WBAHP: Heat Pump Packaged Unit | Heat Pump | 208 | 1 |  |  | No Match | Single-Speed |  |  |  | 20700 | 1183 | 17.5 | 12 | 25300 | 1196 | 6.2 | 4.2 | Federally-Regulated Commercial & Industrial Equipment | 01/24/2011 |  | 10/24/2014
Econar | Econar | GH182 |  | Water-Source | WBAHP-CB: Heat Pump Split Syst | Heat Pump | 208 | 1 |  |  | No Match | No Match |  |  |  | 18400 | 1333 | 13.8 | 9 | 21700 | 1718 | 3.7 | 3.5 | Non Federally-Regulated | 12/14/1998 |  | 04/12/2000
Mammoth | Hydrobank II | D027HHF/VHF |  | Water-Source | WBAHP: Heat Pump Packaged Unit | Heat Pump | 208 | 1 |  |  | No Match | No Match |  |  |  | 24800 | 1837 | 13.5 | 10 | 32800 | 2002 | 4.8 |  | Federally-Regulated Commercial & Industrial Equipment | 10/05/1999 |  | 05/23/2000
Singer | Electro-Hydronics | UC620CD |  | Water-Source | WBAHP: Heat Pump Packaged Unit | Heat Pump | 230 | 3 |  |  | No Match | No Match |  |  |  | 62000 | 7400 | 8.4 | 7.5 | 82000 | 8200 | 2.9 | 2.5 | Non Federally-Regulated | 01/05/1982 |  | 05/16/1984
Hydro Delta Corp. | Hydro Delta Corp. | 03-036-WTARW-HM |  | Ground-Water-Source | WBAHP: Heat Pump Packaged Unit | Heat Pump | 230 | 1 |  |  | No Match | No Match |  |  |  | 36000 | 2727 | 13.2 | 9 | 29000 | 2574 | 3.3 |  | Non Federally-Regulated | 10/06/1999 |  | 04/10/2000
ClimateMaster Inc. | Climate Master | ACA/B024B |  | Ground-Source | WBAHP: Heat Pump Packaged Unit | Heat Pump | 230 | 1 |  |  | No Match | Single-Speed |  |  |  | 24400 | 1544 | 15.8 | 13.4 | 17600 | 1474 | 3.5 | 3.1 | Non Federally-Regulated | 01/09/2014 |  | 06/09/2015
Mammoth | Hydrobank II | E030HHK |  | Water-Source | WBAHP: Heat Pump Packaged Unit | Heat Pump | 265 | 1 |  |  | No Match | No Match |  |  |  | 30000 | 2727 | 11 | 10 | 38000 | 2854 | 3.9 |  | Federally-Regulated Commercial & Industrial Equipment | 06/27/2003 |  | 03/12/2009
McQuay International | McQuay | WCCH/WCCW-036-E |  | Ground-Water-Source | WBAHP: Heat Pump Packaged Unit | Heat Pump | 208 | 1 |  |  | No Match | No Match |  |  |  | 36200 | 2850 | 12.7 | 9 | 30800 | 3222 | 2.8 |  | Non Federally-Regulated | 11/19/2002 |  | 03/12/2009
ClimateMaster Inc. | Climate Master Series | HE120H |  | Ground-Water-Source | WBAHP: Heat Pump Packaged Unit | Heat Pump | 208 | 3 |  |  | No Match | No Match |  |  |  | 116000 | 11047 | 10.5 | 9 | 85000 | 9961 | 2.5 |  | Non Federally-Regulated | 04/10/2000 |  | 11/14/2000
McQuay / Snyder General | Electro-Hydronics | FW330G3 |  | Water-Source | WBAHP: Heat Pump Packaged Unit | Heat Pump | 230 | 1 |  |  | No Match | No Match |  |  |  | 30800 | 2852 | 10.8 | 9 | 39000 | 3090 | 3.7 | 3.2 | Non Federally-Regulated | 05/11/1988 |  | 03/15/1989
Waterfurnace International, Inc. | Rybacki - Hart Enterprises | ZS023**2*0 |  | Ground-Source | WBAHP: Heat Pump Packaged Unit | Heat Pump | 265 | 1 |  |  | No Match | Single-Speed |  |  |  | 23900 | 1423 | 16.8 | 13.4 | 17000 | 1465 | 3.4 | 3.1 | Non Federally-Regulated | 01/24/2011 |  | 04/19/2013
Addison Products | Addison Products | WPH044-4JA/4JBA |  | Water-Source | WBAHP: Heat Pump Packaged Unit | Heat Pump | 460 | 3 |  |  | No Match | No Match |  |  |  | 41000 | 3727 | 11 | 10 | 51000 | 3933 | 3.8 |  | Federally-Regulated Commercial & Industrial Equipment | 02/02/1998 |  | 03/31/1998
Waterfurnace International, Inc. | Waterfurnace International, Inc. | CC/CE/CS/CW07*0 |  | Water-Source | WBAHP-O: Heat Pump Packaged Un | Heat Pump | 230 | 1 |  |  | No Match | No Match |  |  |  | 7100 | 507 | 14 | 10 | 9300 | 579 | 4.7 |  | Federally-Regulated Commercial & Industrial Equipment | 11/14/2000 |  | 02/09/2009
Florida Heat Pump | Geomaster, LLC | EC030-4CS | EC030-4AH/AV | Water-Source | WBAHP-CB: Heat Pump Split Syst | Heat Pump | 460 | 3 |  |  | No Match | Single-Speed |  |  |  | 28500 | 2244 | 12.7 | 12 | 34300 | 2393 | 4.2 | 4.2 | Federally-Regulated Commercial & Industrial Equipment | 04/23/2009 |  | 04/20/2015
Waterfurnace International, Inc. | Waterfurnace International, Inc. | P019**0 |  | Ground-Water-Source | WBAHP: Heat Pump Packaged Unit | Heat Pump | 230 | 1 |  |  | No Match | No Match |  |  |  | 19400 | 1168 | 16.6 | 9 | 13700 | 1115 | 3.6 |  | Non Federally-Regulated | 07/22/2002 |  | 02/17/2011
Mammoth | Hydrobank II | F108VHJ |  | Water-Source | WBAHP: Heat Pump Packaged Unit | Heat Pump | 230 | 3 |  |  | No Match | No Match |  |  |  | 107000 | 9469 | 11.3 | 9 | 139000 | 10442 | 3.9 | 3.8 | Federally-Regulated Commercial & Industrial Equipment | 05/23/2000 |  | 01/18/2001
Trane U.S. Inc. | Command-Aire | GSUF0481A |  | Ground-Water-Source | WBAHP: Heat Pump Packaged Unit | Heat Pump | 208 | 1 |  |  | No Match | No Match |  |  |  | 46500 | 3369 | 13.8 | 9 | 35600 | 3725 | 2.8 |  | Non Federally-Regulated | 10/06/1999 |  | 04/10/2000
McQuay International | McQuay | CCH/CCW/HWH/HWW070C-F |  | Water-Source | WBAHP: Heat Pump Packaged Unit | Heat Pump | 208 | 3 |  |  | No Match | No Match |  |  |  | 70000 | 5833 | 12 | 10.5 | 80000 | 5582 | 4.2 | 3.8 | Federally-Regulated Commercial & Industrial Equipment | 03/31/1998 |  | 05/10/1998
Command-Aire | Command-Aire | SWPH131E |  | Water-Source | WBAHP: Heat Pump Packaged Unit | Heat Pump | 208 | 1 |  |  | No Match | No Match |  |  |  | 12200 | 1050 | 11.6 | 9 | 16000 | 1143 | 4.1 | 3.2 | Federally-Regulated Commercial & Industrial Equipment | 01/23/1988 |  | 05/11/1988
ClimateMaster Inc. | Climate Master Series | GSV/GSH060AH |  | Ground-Water-Source | WBAHP: Heat Pump Packaged Unit | Heat Pump | 230 | 3 |  |  | No Match | No Match |  |  |  | 61100 | 4333 | 14.1 | 9 | 49700 | 4550 | 3.2 |  | Non Federally-Regulated | 04/10/2000 |  | 07/18/2002
Waterfurnace International, Inc. | Waterfurnace International, Inc. | ATV045D3 |  | Ground-Water-Source | WBAHP: Heat Pump Packaged Unit | Heat Pump | 230 | 3 |  |  | No Match | No Match |  |  |  | 50000 | 3571 | 14 | 9 | 33000 | 3119 | 3.1 |  | Non Federally-Regulated | 12/14/1998 |  | 10/06/1999
Econar | Econar | GV590 |  | Water-Source | WBAHP-CB: Heat Pump Split Syst | Heat Pump | 208 | 1 |  |  | No Match | No Match |  |  |  | 54000 | 4285 | 12.6 | 9 | 78000 | 6178 | 3.7 | 3.5 | Non Federally-Regulated | 12/14/1998 |  | 04/12/2000
ClimateMaster Inc. | Carrier Corp. | 38WQS030 3 | FK4CNF003 | Ground-Water-Source | WBAHP-CB: Heat Pump Split Syst | Heat Pump | 208 | 1 |  |  | No Match | Single-Speed |  |  |  | 30200 | 1452 | 20.8 | 16.2 | 26400 | 1985 | 3.9 | 3.6 | Non Federally-Regulated | 09/15/2009 |  | 02/17/2011
Trane U.S. Inc. | Trane | EXVE0367 |  | Ground-Source | WBAHP: Heat Pump Packaged Unit | Heat Pump | 265 | 1 |  |  | No Match | Single-Speed |  |  |  | 35800 | 2046 | 17.5 | 13.4 | 27200 | 2098 | 3.8 | 3.1 | Non Federally-Regulated | 06/14/2011 |  | 08/15/2014
Command-Aire | Command-Aire | RUWP-1544 |  | Water-Source | WBAHP: Heat Pump Packaged Unit | Heat Pump | 460 | 3 |  |  | No Match | No Match |  |  |  | 172000 | 18400 | 9.3 |  | 225000 | 18300 | 3.6 | 2.5 | Non Federally-Regulated | 02/22/1990 |  | 07/31/1991
McQuay / Snyder General | Electro-Hydronics | WM120E7 |  | Water-Source | WBAHP: Heat Pump Packaged Unit | Heat Pump | 265 | 1 |  |  | No Match | No Match |  |  |  | 11500 | 927 | 12.4 | 9 | 12800 | 1103 | 3.4 | 3.2 | Non Federally-Regulated | 05/11/1988 |  | 03/15/1989
Enertech Global, LLC | Enertech | GHT036A2 |  | Ground-Source | WBAHP: Heat Pump Packaged Unit | Heat Pump | 208 | 3 |  |  | No Match | Single-Speed |  |  |  | 36800 | 2067 | 17.8 | 13.4 | 28900 | 1970 | 4.3 | 3.1 | Non Federally-Regulated | 03/02/2012 |  | 12/12/2012
Florida Heat Pump | Florida Heat Pump | GT062-3CS | GT062-1AH/AV | Ground-Water-Source | WBAHP-CB: Heat Pump Split Syst | Heat Pump | 208 | 3 |  |  | No Match | No Match |  |  |  | 59500 | 4685 | 12.7 | 9 | 49000 | 4950 | 2.9 |  | Non Federally-Regulated | 07/22/2002 |  | 03/12/2009
McQuay / Snyder General | Electro-Hydronics | FC260GP |  | Water-Source | WBAHP: Heat Pump Packaged Unit | Heat Pump | 460 | 3 |  |  | No Match | No Match |  |  |  | 26000 | 2450 | 10.6 | 9 | 31000 | 2524 | 3.6 | 3.2 | Non Federally-Regulated | 05/11/1988 |  | 03/15/1989
ClimateMaster Inc. | Trane | WPRB0132 |  | Water-Source | WBAHP-O: Heat Pump Packaged Un | Heat Pump | 208 | 1 |  |  | No Match | No Match |  |  |  | 12500 | 1230 | 10.2 | 9 | 16200 | 1435 | 3.4 | 3.2 | Federally-Regulated Commercial & Industrial Equipment | 07/18/1988 |  | 02/22/1990
Mammoth | Hydrobank II | G030VHK |  | Water-Source | WBAHP: Heat Pump Packaged Unit | Heat Pump | 460 | 3 |  |  | No Match | No Match |  |  |  | 30000 | 2727 | 11 | 10 | 38000 | 2854 | 3.9 |  | Federally-Regulated Commercial & Industrial Equipment | 06/27/2003 |  | 03/12/2009
Mammoth | Hydrobank II | F110VLF/HLF |  | Ground-Water-Source | WBAHP: Heat Pump Packaged Unit | Heat Pump | 208 | 3 |  |  | No Match | No Match |  |  |  | 105730 | 7949 | 13.3 | 9 | 82450 | 8054 | 3 |  | Non Federally-Regulated | 12/14/1998 |  | 10/06/1999
ClimateMaster Inc. | Climate Master Series | GRV/GRH036AG |  | Ground-Water-Source | WBAHP: Heat Pump Packaged Unit | Heat Pump | 208 | 1 |  |  | No Match | No Match |  |  |  | 34300 | 2578 | 13.3 | 9 | 26300 | 2408 | 3.2 |  | Non Federally-Regulated | 07/22/2002 |  | 03/12/2009
Thermal Energy Systems | Thermaflo II | 48***1**** |  | Water-Source | WBAHP: Heat Pump Packaged Unit | Heat Pump | 208 | 1 |  |  | No Match | No Match |  |  |  | 49000 | 4350 | 11.3 | 9 | 59000 | 4400 | 3.9 | 3.2 | Non Federally-Regulated | 02/22/1990 |  | 07/31/1991
Inter-City Products Corp. | McQuay | CCH042C*T |  | Water-Source | WBAHP: Heat Pump Packaged Unit | Heat Pump | 460 | 3 |  |  | No Match | No Match |  |  |  | 40500 | 3522 | 11.5 | 9.3 | 49500 | 3831 | 3.8 | 3.8 | Non Federally-Regulated | 07/31/1991 |  | 03/31/1998
Mammoth | Hydrobank II | D025VLG |  | Ground-Water-Source | WBAHP: Heat Pump Packaged Unit | Heat Pump | 208 | 1 |  |  | No Match | No Match |  |  |  | 24800 | 1771 | 14 | 9 | 18800 | 1776 | 3.1 |  | Non Federally-Regulated | 07/22/2002 |  | 03/12/2009
Geoflex Systems, Inc. | Geoflex Systems, Inc. | GS1S-V/H/D/M-024WAABE |  | Ground-Water-Source | WBAHP: Heat Pump Packaged Unit | Both Heat Pump and Electric Re | 230 | 1 |  |  | No Match | Single-Speed |  |  |  | 22900 | 851 | 26.9 | 16.2 | 19900 | 1241 | 4.7 | 3.6 | Non Federally-Regulated | 11/30/2011 |  | 03/02/2012
Snyder General Corp. | American Air Filter | EVW-101 |  | Water-Source | WBAHP: Heat Pump Packaged Unit | Heat Pump | 230 | 3 |  |  | No Match | No Match |  |  |  | 102000 | 9444 | 10.8 | 10.5 | 124000 | 10383 | 3.5 | 3.8 | Non Federally-Regulated | 07/31/1991 |  | 03/31/1998
Mammoth | Hydrobank II | F054VLG |  | Ground-Water-Source | WBAHP: Heat Pump Packaged Unit | Heat Pump | 230 | 3 |  |  | No Match | No Match |  |  |  | 52000 | 3714 | 14 | 9 | 41500 | 3684 | 3.3 |  | Non Federally-Regulated | 01/18/2001 |  | 07/18/2002
McQuay International | McQuay | CCW042E-F |  | Ground-Water-Source | WBAHP: Heat Pump Packaged Unit | Heat Pump | 208 | 3 |  |  | No Match | No Match |  |  |  | 41000 | 3059 | 13.4 | 9 | 27600 | 2788 | 2.9 |  | Non Federally-Regulated | 10/06/1999 |  | 04/10/2000
Trane U.S. Inc. | Trane | GEHA042 |  | Water-Source | WBAHP: Heat Pump Packaged Unit | Heat Pump | 208 | 1 |  |  | No Match | No Match |  |  |  | 39718 | 3309 | 12 | 10 | 46313 | 3293 | 4.1 |  | Federally-Regulated Commercial & Industrial Equipment | 04/12/2000 |  | 09/25/2002
McQuay International | McQuay | CCW024E-F |  | Water-Source | WBAHP: Heat Pump Packaged Unit | Heat Pump | 208 | 3 |  |  | No Match | No Match |  |  |  | 25400 | 1840 | 13.8 | 10 | 29800 | 2130 | 4.1 |  | Federally-Regulated Commercial & Industrial Equipment | 12/14/1998 |  | 09/21/2000
Econar | Econar | GV361 |  | Water-Source | WBAHP-CB: Heat Pump Split Syst | Heat Pump | 208 | 1 |  |  | No Match | No Match |  |  |  | 35800 | 2671 | 13.4 | 9 | 45000 | 3381 | 3.9 | 3.5 | Non Federally-Regulated | 02/02/1998 |  | 10/02/1998
Trane U.S. Inc. | Trane | GSUG 0721 |  | Ground-Water-Source | WBAHP: Heat Pump Packaged Unit | Heat Pump | 208 | 1 |  |  | No Match | No Match |  |  |  | 70000 | 6481 | 10.8 | 9 | 52000 | 5642 | 2.7 |  | Non Federally-Regulated | 10/06/1999 |  | 04/10/2000
Carrier Corp. | Carrier | 50Q*H03661 |  | Water-Source | WBAHP: Heat Pump Packaged Unit | Heat Pump | 460 | 3 |  |  | No Match | No Match |  |  |  | 35000 | 3097 | 11.3 | 10 | 42000 | 3239 | 3.8 |  | Federally-Regulated Commercial & Industrial Equipment | 08/02/1993 |  | 03/08/1996
Command-Aire | Command-Aire | SWPH-464 |  | Water-Source | WBAHP: Heat Pump Packaged Unit | Heat Pump | 460 | 3 |  |  | No Match | No Match |  |  |  | 46000 | 4800 | 9.6 | 9 | 55000 | 4600 | 3.5 | 3.2 | Non Federally-Regulated | 02/22/1990 |  | 07/31/1991
Trane U.S. Inc. | Command-Aire | SPRD0131 |  | Water-Source | WBAHP-O: Heat Pump Packaged Un | Heat Pump | 208 | 1 |  |  | No Match | No Match |  |  |  | 12000 | 1090 | 11 | 10 | 14500 | 1118 | 3.8 |  | Federally-Regulated Commercial & Industrial Equipment | 10/05/1999 |  | 04/12/2000
Climate Control / Snyder General | Electro-Hydronics | CC260F3 |  | Water-Source | WBAHP: Heat Pump Packaged Unit | Heat Pump | 230 | 1 |  |  | No Match | No Match |  |  |  | 26000 | 2450 | 10.6 | 7.5 | 31600 | 2500 | 3.7 | 2.5 | Non Federally-Regulated | 05/16/1984 |  | 08/29/1986
Enertech Global, LLC | Roth Industries, Inc. | RCT072D2 |  | Ground-Source | WBAHP: Heat Pump Packaged Unit | Heat Pump | 208 | 3 |  |  | No Match | Single-Speed | 3612 | 710 | 1 | 72600 | 4321 | 16.8 | 13.4 | 58000 | 4594 | 3.7 | 3.1 | Non Federally-Regulated | 09/03/2012 |  | 12/12/2012
McQuay International | McQuay | CCH/CCW060C-G |  | Water-Source | WBAHP: Heat Pump Packaged Unit | Heat Pump | 230 | 1 |  |  | No Match | No Match |  |  |  | 57000 | 5135 | 11.1 | 10 | 76000 | 5709 | 3.9 |  | Federally-Regulated Commercial & Industrial Equipment | 11/17/1999 |  | 09/21/2000
Addison Products | Addison Products | WSH019-1AL |  | Water-Source | WBAHP: Heat Pump Packaged Unit | Heat Pump | 230 | 1 |  |  | No Match | No Match |  |  |  | 18200 | 1300 | 14 | 9.3 | 22200 | 1301 | 5 | 3.8 | Federally-Regulated Commercial & Industrial Equipment | 03/31/1998 |  | 05/10/1998
Addison Products | Addison Products | HWPG017-1B** |  | Ground-Water-Source | WBAHP: Heat Pump Packaged Unit | Heat Pump | 208 | 1 |  |  | No Match | No Match |  |  |  | 16300 | 1086 | 15 | 9 | 11500 | 1053 | 3.2 |  | Non Federally-Regulated | 12/14/1998 |  | 04/10/2000
Climate Control / Snyder General | Electro-Hydronics | CW610FD |  | Water-Source | WBAHP: Heat Pump Packaged Unit | Heat Pump | 230 | 3 |  |  | No Match | No Match |  |  |  | 61500 | 5850 | 10.5 | 7.5 | 69000 | 5790 | 3.5 | 2.5 | Non Federally-Regulated | 05/16/1984 |  | 06/11/1985
Hydro Delta Corp. | Hydro Delta Corp. | 03-054-WTARW-HM |  | Ground-Water-Source | WBAHP: Heat Pump Packaged Unit | Heat Pump | 230 | 1 |  |  | No Match | No Match |  |  |  | 56000 | 4480 | 12.5 | 11 | 65000 | 5148 | 3.7 | 3.5 | Non Federally-Regulated | 03/31/1998 |  | 05/10/1998
Climate Control / Snyder General | Electro-Hydronics | UC610F3 |  | Water-Source | WBAHP: Heat Pump Packaged Unit | Heat Pump | 230 | 1 |  |  | No Match | No Match |  |  |  | 61500 | 5850 | 10.5 | 7.5 | 77000 | 5785 | 3.9 | 2.5 | Non Federally-Regulated | 06/11/1985 |  | 08/29/1986
Waterfurnace International, Inc. | WFI Industries, Ltd. | VLV/VXV058*3 |  | Ground-Water-Source | WBAHP: Heat Pump Packaged Unit | Heat Pump | 208 | 3 |  |  | No Match | No Match |  |  |  | 57600 | 4571 | 12.6 | 9 | 42700 | 4468 | 2.8 |  | Non Federally-Regulated | 06/20/2003 |  | 03/12/2009
Climate Control / Snyder General | Electro-Hydronics | CC550GP |  | Water-Source | WBAHP: Heat Pump Packaged Unit | Heat Pump | 460 | 3 |  |  | No Match | No Match |  |  |  | 55000 | 5670 | 9.7 | 7.5 | 67000 | 5610 | 3.5 | 2.5 | Non Federally-Regulated | 06/11/1985 |  | 08/29/1986
Florida Heat Pump | Florida Heat Pump | EM028-3CS | EM028-1AH/AV | Water-Source | WBAH: Heating Only Packaged Un | Heat Pump | 230 | 3 |  |  | No Match | No Match |  |  |  | 30000 | 2400 | 12.5 | 9 | 33000 | 2762 | 3.5 | 3.5 | Non Federally-Regulated | 07/22/2002 |  | 03/12/2009
McQuay / Snyder General | Electro-Hydronics | VE390GK |  | Water-Source | WBAHP: Heat Pump Packaged Unit | Heat Pump | 208 | 3 |  |  | No Match | No Match |  |  |  | 39000 | 3700 | 10.5 | 9 | 48000 | 4020 | 3.5 | 3.2 | Non Federally-Regulated | 05/11/1988 |  | 03/15/1989
Florida Heat Pump | Florida Heat Pump | GT054-1VT/HZ/CF |  | Ground-Source | WBAHP: Heat Pump Packaged Unit | Heat Pump | 230 | 3 |  |  | No Match | No Match |  |  |  | 51500 | 3961 | 13 |  | 42500 | 4151 | 3 |  | Non Federally-Regulated | 03/31/1998 |  | 05/10/1998
Waterfurnace International, Inc. | Rybacki - Hart Enterprises | ZS023**3*0 |  | Ground-Source | WBAHP: Heat Pump Packaged Unit | Heat Pump | 230 | 3 |  |  | No Match | Single-Speed |  |  |  | 23900 | 1423 | 16.8 | 13.4 | 17000 | 1465 | 3.4 | 3.1 | Non Federally-Regulated | 01/24/2011 |  | 04/19/2013
McQuay / Snyder General | Electro-Hydronics | FC610GP |  | Water-Source | WBAHP: Heat Pump Packaged Unit | Heat Pump | 460 | 3 |  |  | No Match | No Match |  |  |  | 61500 | 5850 | 10.5 | 9 | 77000 | 5785 | 3.9 | 3.2 | Non Federally-Regulated | 05/11/1988 |  | 03/15/1989
Florida Heat Pump | Florida Heat Pump | EM048-1CS | EM048-1AV/AH | Water-Source | WBAHP-C: Heat Pump Split Syste | Heat Pump | 230 | 1 |  |  | No Match | No Match |  |  |  | 48000 | 3902 | 12.3 | 10 | 57000 | 3883 | 4.3 |  | Federally-Regulated Commercial & Industrial Equipment | 10/05/1999 |  | 04/12/2000
Florida Heat Pump | Florida Heat Pump | GT026-2CS | GT026-2AV/AH | Water-Source | WBAH: Heating Only Packaged Un | Heat Pump | 230 | 3 |  |  | No Match | No Match |  |  |  | 26400 | 2000 | 13.2 | 9 | 30000 | 2313 | 3.8 | 3.5 | Non Federally-Regulated | 10/05/1999 |  | 04/12/2000
Waterfurnace International, Inc. | Waterfurnace International, Inc. | SXV010B2 |  | Water-Source | WBAHP: Heat Pump Packaged Unit | Heat Pump | 265 | 1 |  |  | No Match | No Match |  |  |  | 9800 | 653 | 15 | 10 | 12600 | 710 | 5.2 |  | Federally-Regulated Commercial & Industrial Equipment | 12/14/1998 |  | 10/05/1999
Florida Heat Pump | Florida Heat Pump | ES048-1CF/HZ/VT |  | Water-Source | WBAHP: Heat Pump Packaged Unit | Heat Pump | 230 | 1 |  |  | No Match | Single-Speed |  |  |  | 48500 | 3392 | 13.9 | 12 | 56500 | 3379 | 4.9 | 4.2 | Federally-Regulated Commercial & Industrial Equipment | 07/06/2011 |  | 04/20/2015
McQuay International | McQuay | W-LDE/LDL/LME/LML-1-10 |  | Water-Source | WBAHP: Heat Pump Packaged Unit | Heat Pump | 460 | 3 |  |  | No Match | No Match |  |  |  | 10700 | 972 | 11 | 10 | 120000 | 9252 | 3.8 |  | Federally-Regulated Commercial & Industrial Equipment | 09/21/2000 |  | 11/14/2000
Addison Products | Comfort-Aire | RUWP-1244 |  | Water-Source | WBAHP: Heat Pump Packaged Unit | Heat Pump | 460 | 3 |  |  | No Match | No Match |  |  |  | 146000 | 15500 | 9.4 |  | 190000 | 15300 | 3.6 | 3.8 | Non Federally-Regulated | 07/31/1991 |  | 03/31/1998
Waterfurnace International, Inc. | Waterfurnace International, Inc. | VLV058A3 |  | Water-Source | WBAHP: Heat Pump Packaged Unit | Heat Pump | 208 | 3 |  |  | No Match | No Match |  |  |  | 56500 | 4520 | 12.5 | 9.3 | 72000 | 5024 | 4.2 | 3.8 | Federally-Regulated Commercial & Industrial Equipment | 03/31/1998 |  | 05/10/1998
Mammoth | Hydrobank II | F030VHJ |  | Water-Source | WBAHP: Heat Pump Packaged Unit | Heat Pump | 208 | 3 |  |  | No Match | No Match |  |  |  | 30800 | 2800 | 11 | 10 | 38800 | 2914 | 3.9 |  | Federally-Regulated Commercial & Industrial Equipment | 11/14/2000 |  | 01/18/2001
Waterfurnace International, Inc. | Waterfurnace International, Inc. | NSZ060A3 | NRAC060* | Ground-Source | WBAHP-CB: Heat Pump Split Syst | Heat Pump | 230 | 3 |  |  | No Match | Single-Speed |  |  |  | 57000 | 3353 | 17 | 13.4 | 44500 | 3623 | 3.6 | 3.1 | Non Federally-Regulated | 08/23/2011 |  | 03/02/2012
Florida Heat Pump | Florida Heat Pump | GT030-4VT/HZ/CF |  | Ground-Water-Source | WBAHP: Heat Pump Packaged Unit | Heat Pump | 460 | 3 |  |  | No Match | No Match |  |  |  | 31400 | 2211 | 14.2 | 11 | 33000 | 2417 | 4 | 3.5 | Non Federally-Regulated | 03/31/1998 |  | 05/10/1998
McQuay International | McQuay | CCW030E-F |  | Water-Source | WBAHP: Heat Pump Packaged Unit | Heat Pump | 208 | 3 |  |  | No Match | No Match |  |  |  | 30400 | 2268 | 13.4 | 10 | 37000 | 2464 | 4.4 |  | Federally-Regulated Commercial & Industrial Equipment | 12/14/1998 |  | 09/21/2000
Mammoth | Hydrobank II | E014HHE/VHE |  | Water-Source | WBAHP: Heat Pump Packaged Unit | Heat Pump | 265 | 1 |  |  | No Match | No Match |  |  |  | 13400 | 1030 | 13 | 10 | 18000 | 1318 | 4 |  | Federally-Regulated Commercial & Industrial Equipment | 12/14/1998 |  | 05/23/2000
Waterfurnace International, Inc. | Trane Unitary Products Group | T1GX036***1**1 |  | Ground-Water-Source | WBAHP: Heat Pump Packaged Unit | Heat Pump | 208 | 1 |  |  | No Match | Single-Speed |  |  |  | 37200 | 1709 | 30.1 | 16.2 | 30300 | 1236 | 5.2 | 3.6 | Non Federally-Regulated | 08/23/2011 |  | 10/24/2014
Mammoth | Hydrobank II | D064VLF/HLF/DLF |  | Ground-Water-Source | WBAHP: Heat Pump Packaged Unit | Heat Pump | 208 | 1 |  |  | No Match | No Match |  |  |  | 65000 | 4850 | 13.4 | 9 | 50000 | 4884 | 3 |  | Non Federally-Regulated | 07/29/1998 |  | 10/02/1998
Bard Manufacturing Company, Inc. | Bard | GTC60S1-A | GTA4860UD1-A+GTB1-A | Ground-Water-Source | WBAHP-CB: Heat Pump Split Syst | Heat Pump | 230 | 1 |  |  | No Match | Dual-Speed |  |  |  | 63000 | 3351 | 18.8 | 16.2 | 57500 | 4213 | 4 | 3.6 | Non Federally-Regulated | 01/24/2011 |  | 01/09/2014
Waterfurnace International, Inc. | Waterfurnace International, Inc. | SXH058C0 |  | Water-Source | WBAHP: Heat Pump Packaged Unit | Heat Pump | 208 | 1 |  |  | No Match | No Match |  |  |  | 55000 | 4044 | 13.6 | 10 | 69000 | 4493 | 4.5 |  | Federally-Regulated Commercial & Industrial Equipment | 07/29/1998 |  | 10/02/1998
Addison Products | Addison Products | DWPG060-1B-XL* |  | Ground-Water-Source | WBAHP: Heat Pump Packaged Unit | Heat Pump | 208 | 1 |  |  | No Match | No Match |  |  |  | 58000 | 19333 | 3 | 9 | 44000 | 4298 | 3 |  | Non Federally-Regulated | 05/15/1998 |  | 07/29/1998
Addison Products | Addison Products | HWY012-0A |  | Water-Source | WBAHP: Heat Pump Packaged Unit | Heat Pump | 115 | 1 |  |  | No Match | No Match |  |  |  | 11600 | 1045 | 11.1 | 10 | 16500 | 1124 | 4.3 |  | Federally-Regulated Commercial & Industrial Equipment | 11/17/1999 |  | 11/14/2000
Waterfurnace International, Inc. | Waterfurnace International, Inc. | SXH095A3 |  | Ground-Water-Source | WBAHP: Heat Pump Packaged Unit | Heat Pump | 230 | 3 |  |  | No Match | No Match |  |  |  | 96000 | 7164 | 13.4 | 9 | 66500 | 6960 | 2.8 |  | Non Federally-Regulated | 12/14/1998 |  | 10/06/1999
ClimateMaster Inc. | Carrier | 50VQA/VQD080 |  | Water-Source | WBAHP: Heat Pump Packaged Unit | Heat Pump | 460 | 3 |  |  | No Match | No Match |  |  |  | 74000 | 5285 | 14 | 9 | 83000 | 5791 | 4.2 | 3.8 | Federally-Regulated Commercial & Industrial Equipment | 12/14/1998 |  | 10/05/1999
Climate Control / Snyder General | Electro-Hydronics | VE200G5 |  | Water-Source | WBAHP: Heat Pump Packaged Unit | Heat Pump | 208 | 1 |  |  | No Match | No Match |  |  |  | 19000 | 1780 | 10.7 | 7.5 | 25600 | 1920 | 3.9 | 2.5 | Non Federally-Regulated | 05/16/1984 |  | 08/29/1986
Snyder General Corp. | McQuay | FCW048A*T |  | Water-Source | WBAHP: Heat Pump Packaged Unit | Heat Pump | 460 | 3 |  |  | No Match | No Match |  |  |  | 47000 | 4235 | 11.1 | 9 | 59000 | 4435 | 3.9 | 3.2 | Non Federally-Regulated | 02/22/1990 |  | 07/31/1991
ClimateMaster Inc. | Climate Master | TZV/H048 |  | Ground-Source | WBAHP: Heat Pump Packaged Unit | Heat Pump | 230 | 1 |  |  | No Match | Single-Speed |  |  |  | 47600 | 3111 | 15.3 | 13.4 | 35600 | 2820 | 3.7 | 3.1 | Non Federally-Regulated | 06/14/2011 |  | 08/23/2011
Waterfurnace International, Inc. | Geotility Geothermal Installations | ZS024**2*0 |  | Ground-Source | WBAHP: Heat Pump Packaged Unit | Heat Pump | 265 | 1 |  |  | No Match | Single-Speed |  |  |  | 24400 | 1435 | 17 | 13.4 | 17500 | 1465 | 3.5 | 3.1 | Non Federally-Regulated | 01/24/2011 |  | 04/19/2013
Mammoth | Hydrobank II | D062VHJ |  | Water-Source | WBAHP: Heat Pump Packaged Unit | Heat Pump | 208 | 1 |  |  | No Match | No Match |  |  |  | 60500 | 5450 | 11.1 | 10 | 81500 | 6122 | 3.9 |  | Federally-Regulated Commercial & Industrial Equipment | 01/18/2001 |  | 03/12/2009
McQuay International | McQuay | FCV/FCW/VWH/VWW048B-F |  | Water-Source | WBAHP: Heat Pump Packaged Unit | Heat Pump | 208 | 3 |  |  | No Match | No Match |  |  |  | 46000 | 3833 | 12 | 10 | 56000 | 3816 | 4.3 |  | Federally-Regulated Commercial & Industrial Equipment | 02/02/1998 |  | 03/31/1998
Addison Products | Addison Products | HWY096-4A |  | Water-Source | WBAHP: Heat Pump Packaged Unit | Heat Pump | 460 | 3 |  |  | No Match | No Match |  |  |  | 95000 | 7983 | 11.9 | 9 | 120000 | 8789 | 4 | 3.8 | Federally-Regulated Commercial & Industrial Equipment | 01/24/2002 |  | 03/12/2009
Waterfurnace International, Inc. | Waterfurnace International, Inc. | P070**1 |  | Ground-Water-Source | WBAHP: Heat Pump Packaged Unit | Heat Pump | 230 | 1 |  |  | No Match | No Match |  |  |  | 71000 | 6698 | 10.6 | 9 | 52000 | 5441 | 2.8 |  | Non Federally-Regulated | 07/22/2002 |  | 03/12/2009
McQuay / Snyder General | Electro-Hydronics | FC400G5 |  | Water-Source | WBAHP: Heat Pump Packaged Unit | Heat Pump | 208 | 1 |  |  | No Match | No Match |  |  |  | 39600 | 3960 | 10 | 7.5 | 45000 | 3880 | 3.4 | 2.5 | Non Federally-Regulated | 08/29/1986 |  | 05/11/1988
American Air Filter | Enercon | GHW-36 |  | Water-Source | WBAHP: Heat Pump Packaged Unit | Heat Pump | 265 | 1 |  |  | No Match | No Match |  |  |  | 35000 | 3125 | 11.2 | 9 | 42500 | 3458 | 3.6 | 3.2 | Non Federally-Regulated | 02/22/1990 |  | 07/31/1991
Mammoth | Hydrobank II | D072HHG/VHG |  | Water-Source | WBAHP: Heat Pump Packaged Unit | Heat Pump | 230 | 1 |  |  | No Match | No Match |  |  |  | 66000 | 4888 | 13.5 | 10.5 | 84500 | 5628 | 4.4 | 3.8 | Federally-Regulated Commercial & Industrial Equipment | 03/31/1998 |  | 05/10/1998
Waterfurnace International, Inc. | Waterfurnace International, Inc. | SXH030B4 |  | Water-Source | WBAHP: Heat Pump Packaged Unit | Heat Pump | 460 | 3 |  |  | No Match | No Match |  |  |  | 30600 | 2125 | 14.4 | 10 | 36600 | 2145 | 5 |  | Federally-Regulated Commercial & Industrial Equipment | 08/21/1998 |  | 10/02/1998
Climate Control / Snyder General | Electro-Hydronics | CW100F5 |  | Water-Source | WBAHP: Heat Pump Packaged Unit | Heat Pump | 208 | 1 |  |  | No Match | No Match |  |  |  | 9500 | 850 | 11.2 | 7.5 | 12600 | 880 | 4.2 | 2.5 | Non Federally-Regulated | 05/16/1984 |  | 06/11/1985
ClimateMaster Inc. | Carrier Corp. | 50YEH/V/D036K***3 |  | Water-Source | WBAHP: Heat Pump Packaged Unit | Heat Pump | 208 | 1 |  |  | No Match | Single-Speed |  |  |  | 33500 | 1851 | 18.1 | 12 | 39900 | 1982 | 5.9 | 4.2 | Federally-Regulated Commercial & Industrial Equipment | 10/24/2014 |  | 04/22/2015
Mammoth | Hydrobank II | F/G054VLE/HLE/DLE |  | Ground-Source | WBAHP: Heat Pump Packaged Unit | Heat Pump | 460 | 3 |  |  | No Match | No Match |  |  |  | 54500 | 3978 | 13.7 |  | 42500 | 4017 | 3.1 |  | Non Federally-Regulated | 03/31/1998 |  | 05/10/1998
Waterfurnace International, Inc. | Waterfurnace International, Inc. | VLH009A1 |  | Water-Source | WBAHP: Heat Pump Packaged Unit | Heat Pump | 208 | 1 |  |  | No Match | No Match |  |  |  | 9300 | 768 | 12.1 | 10 | 13200 | 920 | 4.2 |  | Federally-Regulated Commercial & Industrial Equipment | 07/29/1998 |  | 10/02/1998
Mammoth | Hydrobank II | F072HHH/VHH |  | Water-Source | WBAHP: Heat Pump Packaged Unit | Heat Pump | 208 | 3 |  |  | No Match | No Match |  |  |  | 70000 | 5833 | 12 | 10.5 | 85000 | 6555 | 3.8 | 3.8 | Federally-Regulated Commercial & Industrial Equipment | 03/31/1998 |  | 05/10/1998
Addison Products | Addison Products | VWPG036-1B-XL* |  | Ground-Water-Source | WBAHP: Heat Pump Packaged Unit | Heat Pump | 230 | 1 |  |  | No Match | No Match |  |  |  | 36000 | 2465 | 14.6 | 9 | 25000 | 2363 | 3.1 |  | Non Federally-Regulated | 12/14/1998 |  | 04/10/2000
Waterfurnace International, Inc. | Waterfurnace International, Inc. | SXH010C0 |  | Water-Source | WBAHP: Heat Pump Packaged Unit | Heat Pump | 230 | 1 |  |  | No Match | No Match |  |  |  | 9800 | 653 | 15 | 9.3 | 12600 | 710 | 5.2 | 3.8 | Federally-Regulated Commercial & Industrial Equipment | 03/31/1998 |  | 05/10/1998
Waterfurnace International, Inc. | Waterfurnace International, Inc. | NSZ060A0 | NRAC060* | Ground-Source | WBAHP-CB: Heat Pump Split Syst | Heat Pump | 230 | 1 |  |  | No Match | Single-Speed |  |  |  | 57000 | 3353 | 17 | 13.4 | 44500 | 3623 | 3.6 | 3.1 | Non Federally-Regulated | 01/24/2011 |  | 03/02/2012
Singer | Electro-Hydronics | FV330B55 |  | Water-Source | WBAHP: Heat Pump Packaged Unit | Heat Pump | 208 | 3 |  |  | No Match | No Match |  |  |  | 33000 | 3500 | 9.4 | 7.5 | 35500 | 3550 | 2.9 | 2.5 | Non Federally-Regulated | 01/05/1982 |  | 09/08/1982
Waterfurnace International, Inc. | Johnson Controls | RGSV/RGSH036**0*1 |  | Ground-Water-Source | WBAHP: Heat Pump Packaged Unit | Heat Pump | 208 | 1 |  |  | No Match | Single-Speed |  |  |  | 37700 | 1639 | 23 | 16.2 | 33000 | 2249 | 4.3 | 3.6 | Non Federally-Regulated | 01/24/2011 |  | 03/02/2012
Enertech Global, LLC | Enertech | GTC060 | ACD060 | Ground-Source | WBAHP-C: Heat Pump Split Syste | Heat Pump | 230 | 1 |  |  | No Match | Single-Speed |  |  |  | 62100 | 3930 | 15.8 | 13.4 | 49500 | 4267 | 3.4 | 3.1 | Non Federally-Regulated | 08/23/2011 |  | 04/19/2013
Climate Control / Snyder General | Electro-Hydronics | UC400FK |  | Water-Source | WBAHP: Heat Pump Packaged Unit | Heat Pump | 208 | 3 |  |  | No Match | No Match |  |  |  | 39600 | 3960 | 10 | 7.5 | 45000 | 3880 | 3.4 | 2.5 | Non Federally-Regulated | 06/11/1985 |  | 08/29/1986
Waterfurnace International, Inc. | Waterfurnace International, Inc. | SXH042B1 |  | Ground-Water-Source | WBAHP: Heat Pump Packaged Unit | Heat Pump | 230 | 1 |  |  | No Match | No Match |  |  |  | 44500 | 3201 | 13.9 | 9 | 31800 | 2824 | 3.3 |  | Non Federally-Regulated | 01/30/1998 |  | 10/02/1998
ClimateMaster Inc. | Climate Master Series | 80108B |  | Water-Source | WBAHP: Heat Pump Packaged Unit | Heat Pump | 208 | 1 |  |  | No Match | No Match |  |  |  | 7000 | 673 | 10.4 | 9 | 9200 | 729 | 3.7 | 3.2 | Non Federally-Regulated | 02/22/1990 |  | 07/31/1991
ClimateMaster Inc. | Heat Controller | HTS036A | RHPL-HM3621 | Water-Source | WBAHP-CB: Heat Pump Split Syst | Heat Pump | 208 | 1 |  |  | No Match | Dual-Speed |  |  |  | 36500 | 2466 | 14.8 | 12 | 44100 | 2874 | 4.5 | 4.2 | Federally-Regulated Commercial & Industrial Equipment | 06/15/2009 |  | 05/01/2015
Geoflex Systems, Inc. | Geoflex Systems, Inc. | GF1T-V/H/D/M-049WACBP |  | Ground-Water-Source | WBAHP: Heat Pump Packaged Unit | Both Heat Pump and Electric Re | 230 | 3 |  |  | No Match | Dual-Speed |  |  |  | 52300 | 2356 | 22.2 | 16.2 | 49100 | 3128 | 4.6 | 3.6 | Non Federally-Regulated | 11/30/2011 |  | 01/09/2014
Waterfurnace International, Inc. | Rybacki - Hart Enterprises | YS042**1*4 |  | Ground-Water-Source | WBAHP: Heat Pump Packaged Unit | Heat Pump | 208 | 1 |  |  | No Match | Single-Speed |  |  |  | 45800 | 1949 | 23.5 | 16.2 | 37000 | 2522 | 4.3 | 3.6 | Non Federally-Regulated | 01/24/2011 |  | 04/19/2013
Waterfurnace International, Inc. | Spectra | SXV030A0 |  | Water-Source | WBAHP: Heat Pump Packaged Unit | Heat Pump | 208 | 1 |  |  | No Match | No Match |  |  |  | 30600 | 2125 | 14.4 | 10 | 36600 | 2145 | 5 |  | Federally-Regulated Commercial & Industrial Equipment | 06/02/1993 |  | 06/03/1993
Mammoth | Hydrobank II | F054HHE/VHE |  | Water-Source | WBAHP: Heat Pump Packaged Unit | Heat Pump | 208 | 3 |  |  | No Match | No Match |  |  |  | 53500 | 3767 | 14.2 | 10 | 67000 | 4267 | 4.6 |  | Federally-Regulated Commercial & Industrial Equipment | 10/05/1999 |  | 05/23/2000
Waterfurnace International, Inc. | Johnson Controls | RKV/RKH048**0*1 |  | Ground-Water-Source | WBAHP: Heat Pump Packaged Unit | Heat Pump | 230 | 1 |  |  | No Match | Single-Speed |  |  |  | 51600 | 2293 | 22.5 | 16.2 | 43400 | 3028 | 4.2 | 3.6 | Non Federally-Regulated | 09/03/2012 |  | 01/09/2014
Waterfurnace International, Inc. | Waterfurnace International, Inc. | SXV068C0 |  | Ground-Water-Source | WBAHP: Heat Pump Packaged Unit | Heat Pump | 230 | 1 |  |  | No Match | No Match |  |  |  | 69000 | 5750 | 12 | 11 | 80000 | 6169 | 3.8 | 3.5 | Non Federally-Regulated | 03/31/1998 |  | 05/10/1998
Florida Heat Pump | Florida Heat Pump | GT026-4CF/HZ/VT |  | Ground-Water-Source | WBAHP: Heat Pump Packaged Unit | Heat Pump | 460 | 3 |  |  | No Match | No Match |  |  |  | 27000 | 1901 | 14.2 | 9 | 19500 | 1785 | 3.2 |  | Non Federally-Regulated | 04/10/2000 |  | 05/29/2001
Florida Heat Pump | Geomaster, LLC | EC051-1CF/HZ/VT |  | Ground-Water-Source | WBAHP: Heat Pump Packaged Unit | Heat Pump | 208 | 1 |  |  | No Match | Single-Speed |  |  |  | 58000 | 2816 | 20.6 | 16.2 | 46600 | 2816 | 4.2 | 3.6 | Non Federally-Regulated | 04/30/2009 |  | 04/20/2015
Friedrich Climate Master | Climate Master Series | 814-120-H******** |  | Water-Source | WBAHP: Heat Pump Packaged Unit | Heat Pump | 230 | 3 |  |  | No Match | No Match |  |  |  | 126000 | 10960 | 11.5 | 9.2 | 156000 | 11720 | 3.9 | 2.5 | Non Federally-Regulated | 08/29/1986 |  | 05/11/1988
Waterfurnace International, Inc. | WFI Industries, Ltd. | VLV/VXV042*3 |  | Ground-Water-Source | WBAHP: Heat Pump Packaged Unit | Heat Pump | 230 | 3 |  |  | No Match | No Match |  |  |  | 41500 | 3143 | 13.2 | 9 | 27900 | 2919 | 2.8 |  | Non Federally-Regulated | 06/20/2003 |  | 03/12/2009
Waterfurnace International, Inc. | Waterfurnace International, Inc. | SXV030C0 |  | Water-Source | WBAHP: Heat Pump Packaged Unit | Heat Pump | 460 | 3 |  |  | No Match | No Match |  |  |  | 30600 | 2125 | 14.4 | 9.3 | 36600 | 2145 | 5 | 3.8 | Federally-Regulated Commercial & Industrial Equipment | 03/31/1998 |  | 05/10/1998
Florida Heat Pump | Energy Miser | HECS52-1 | HEAH52-1 | Water-Source | WBAHP-C: Heat Pump Split Syste | Heat Pump | 208 | 1 |  |  | No Match | No Match |  |  |  | 48000 | 4445 | 10.8 | 9 | 64000 | 4810 | 3.9 | 3.2 | Non Federally-Regulated | 05/11/1988 |  | 03/15/1989
Florida Heat Pump | Florida Heat Pump | GT010-0VT/HZ/CF |  | Water-Source | WBAHP-CB: Heat Pump Split Syst | Heat Pump | 115 | 1 |  |  | No Match | No Match |  |  |  | 10400 | 753 | 13.8 | 9 | 12300 | 901 | 4 | 3.5 | Non Federally-Regulated | 02/02/1998 |  | 10/02/1998
Waterfurnace International, Inc. | Waterfurnace International, Inc. | SXV019C1 |  | Water-Source | WBAHP: Heat Pump Packaged Unit | Heat Pump | 208 | 1 |  |  | No Match | No Match |  |  |  | 18600 | 1338 | 13.9 | 10 | 24200 | 1447 | 4.9 |  | Federally-Regulated Commercial & Industrial Equipment | 02/02/1998 |  | 03/31/1998
Mammoth | Hydrobank II | D013CHE |  | Water-Source | WBAHP-O: Heat Pump Packaged Un | Heat Pump | 208 | 1 |  |  | No Match | No Match |  |  |  | 12600 | 1024 | 12.3 | 10 | 15200 | 1113 | 4 |  | Federally-Regulated Commercial & Industrial Equipment | 12/14/1998 |  | 10/05/1999
Mammoth | Geox | ZF043VHF-CR1 |  | Water-Source | WBAHP: Heat Pump Packaged Unit | Heat Pump | 208 | 3 |  |  | No Match | No Match |  |  |  | 42000 | 3716 | 11.3 | 9.3 | 53000 | 3981 | 3.9 | 3.8 | Non Federally-Regulated | 07/31/1991 |  | 03/31/1998
Geoflex Systems, Inc. | Geoflex Systems, Inc. | GS1S-V/H/D/M-060WAABE |  | Water-Source | WBAHP: Heat Pump Packaged Unit | Heat Pump | 208 | 1 |  |  | No Match | Single-Speed |  |  |  | 63200 | 3762 | 16.8 | 12 | 71000 | 3926 | 5.3 | 4.2 | Federally-Regulated Commercial & Industrial Equipment | 03/02/2012 |  | 01/09/2014
Singer | Electro-Hydronics | CC80C5 |  | Water-Source | WBAHP: Heat Pump Packaged Unit | Heat Pump | 208 | 1 |  |  | No Match | No Match |  |  |  | 8500 | 1000 | 8.5 | 7.5 | 10500 | 1100 | 2.8 | 2.5 | Non Federally-Regulated | 01/05/1982 |  | 05/16/1984
Mammoth | Hydrobank II | D009HHK |  | Water-Source | WBAHP: Heat Pump Packaged Unit | Heat Pump | 208 | 1 |  |  | No Match | No Match |  |  |  | 8600 | 860 | 10 | 10 | 11800 | 886 | 3.9 |  | Federally-Regulated Commercial & Industrial Equipment | 01/22/2003 |  | 03/12/2009
Command-Aire | Command-Aire | SWPHXR091E |  | Water-Source | WBAHP: Heat Pump Packaged Unit | Heat Pump | 208 | 1 |  |  | No Match | No Match |  |  |  | 9000 | 860 | 10.5 | 9 | 12000 | 880 | 4 | 3.2 | Non Federally-Regulated | 02/22/1990 |  | 07/31/1991
Waterfurnace International, Inc. | Waterfurnace International, Inc. | SXH016A0 |  | Water-Source | WBAHP: Heat Pump Packaged Unit | Heat Pump | 208 | 1 |  |  | No Match | No Match |  |  |  | 16000 | 1185 | 13.5 | 9.3 | 20400 | 1195 | 5 | 3.8 | Federally-Regulated Commercial & Industrial Equipment | 03/31/1998 |  | 05/10/1998
Econar | Econar | GH421 |  | Water-Source | WBAHP-CB: Heat Pump Split Syst | Heat Pump | 208 | 1 |  |  | No Match | No Match |  |  |  | 35400 | 2744 | 12.9 | 9 | 50500 | 4000 | 3.7 | 3.5 | Non Federally-Regulated | 12/14/1998 |  | 04/12/2000
Enertech Global, LLC | Roth Industries, Inc. | RXT036C |  | Ground-Source | WBAHP: Heat Pump Packaged Unit | Heat Pump | 208 | 1 |  |  | No Match | Single-Speed |  |  |  | 37500 | 2038 | 18.4 | 13.4 | 28100 | 2009 | 4.1 | 3.1 | Non Federally-Regulated | 12/12/2012 |  | 04/21/2014
Florida Heat Pump | Energy Miser | HEV 54-1 |  | Water-Source | WBAHP: Heat Pump Packaged Unit | Heat Pump | 230 | 1 |  |  | No Match | No Match |  |  |  | 54000 | 4740 | 11.4 | 7.5 | 73000 | 5200 | 4.1 | 2.5 | Non Federally-Regulated | 06/11/1985 |  | 05/11/1988
Climate Control / Snyder General | Electro-Hydronics | CW630F5 |  | Water-Source | WBAHP: Heat Pump Packaged Unit | Heat Pump | 208 | 1 |  |  | No Match | No Match |  |  |  | 63000 | 6430 | 9.8 | 7.5 | 79000 | 6430 | 3.6 | 2.5 | Non Federally-Regulated | 06/11/1985 |  | 08/29/1986
Florida Heat Pump | Florida Heat Pump | CE049-1CS | DX049CC/UC | Water-Source | WBAHP-C: Heat Pump Split Syste | Heat Pump | 230 | 1 |  |  | No Match | Dual-Speed |  |  |  | 48500 | 3012 | 16.1 | 12 | 59000 | 3325 | 5.2 | 4.2 | Federally-Regulated Commercial & Industrial Equipment | 01/10/2012 |  | 03/02/2012
Enertech Global, LLC | Enertech | GCT036C |  | Ground-Water-Source | WBAHP: Heat Pump Packaged Unit | Heat Pump | 230 | 1 |  |  | No Match | Single-Speed |  |  |  | 41000 | 1723 | 23.8 | 16.2 | 35700 | 2052 | 5.1 | 3.6 | Non Federally-Regulated | 12/12/2012 |  | 04/21/2014
Waterfurnace International, Inc. | Spectra | SXV036A0 |  | Water-Source | WBAHP-CB: Heat Pump Split Syst | Heat Pump | 208 | 1 |  |  | No Match | No Match |  |  |  | 37600 | 2870 | 13.1 | 9 | 40500 | 3043 | 3.9 | 3.5 | Non Federally-Regulated | 06/02/1993 |  | 06/03/1993
Waterfurnace International, Inc. | Waterfurnace International, Inc. | CC/CE/CS/CW07*2 |  | Water-Source | WBAHP-O: Heat Pump Packaged Un | Heat Pump | 265 | 1 |  |  | No Match | No Match |  |  |  | 7100 | 507 | 14 | 10 | 9300 | 579 | 4.7 |  | Federally-Regulated Commercial & Industrial Equipment | 07/16/2001 |  | 02/09/2009
Jacobsen Energy Ind., Inc. | Jacobsen Energy Ind., Inc. | 90***6**** |  | Water-Source | WBAHP: Heat Pump Packaged Unit | Heat Pump | 460 | 3 |  |  | No Match | No Match |  |  |  | 96500 | 9500 | 10.2 | 9.2 | 112500 | 9700 | 3.4 | 2.5 | Non Federally-Regulated | 02/22/1990 |  | 07/31/1991
McQuay / Snyder General | Electro-Hydronics | LE190C7 |  | Water-Source | WBAHP: Heat Pump Packaged Unit | Heat Pump | 265 | 1 |  |  | No Match | No Match |  |  |  | 18200 | 1825 | 10 | 7.5 | 22600 | 2000 | 3.3 | 2.5 | Non Federally-Regulated | 08/29/1986 |  | 05/11/1988
Enertech Global, LLC | Enertech | GRT024A | ACD024 | Ground-Source | WBAHP-CB: Heat Pump Split Syst | Heat Pump | 230 | 1 |  |  | No Match | Single-Speed |  |  |  | 24700 | 1506 | 16.4 | 13.4 | 17600 | 1474 | 3.5 | 3.1 | Non Federally-Regulated | 12/12/2012 |  | 04/29/2015
Mammoth | Hydrobank II | F062VHF |  | Water-Source | WBAHP: Heat Pump Packaged Unit | Heat Pump | 208 | 3 |  |  | No Match | No Match |  |  |  | 59500 | 5613 | 10.6 | 9 | 79000 | 6430 | 3.6 | 3.2 | Federally-Regulated Commercial & Industrial Equipment | 01/22/1990 |  | 07/27/1992
Command-Aire | Command-Aire | SWPH-833 |  | Water-Source | WBAHP: Heat Pump Packaged Unit | Heat Pump | 208 | 3 |  |  | No Match | No Match |  |  |  | 88700 | 9200 | 9.6 | 9.2 | 128000 | 10300 | 3.6 | 2.5 | Non Federally-Regulated | 05/16/1984 |  | 01/23/1988
Waterfurnace International, Inc. | Geotility Geothermal Installations | YS070**1*0 |  | Water-Source | WBAHP: Heat Pump Packaged Unit | Heat Pump | 230 | 1 |  |  | No Match | Single-Speed |  |  |  | 63000 | 4437 | 14.2 | 12 | 79000 | 5262 | 4.4 | 4.2 | Federally-Regulated Commercial & Industrial Equipment | 01/24/2011 |  | 04/19/2013
Enertech Global, LLC | Enertech | GST072A2 | MPD072 | Ground-Source | WBAHP-CB: Heat Pump Split Syst | Heat Pump | 208 | 3 |  |  | No Match | Single-Speed | 3571 | 693 | 1 | 67800 | 4264 | 15.9 | 13.4 | 51200 | 4413 | 3.4 | 3.1 | Non Federally-Regulated | 12/12/2012 |  | 04/29/2015
Addison Products | Heat Controller | HWY048-1A |  | Water-Source | WBAHP: Heat Pump Packaged Unit | Heat Pump | 208 | 1 |  |  | No Match | No Match |  |  |  | 49200 | 3874 | 12.7 | 10 | 61900 | 4030 | 4.5 |  | Federally-Regulated Commercial & Industrial Equipment | 11/17/1999 |  | 04/12/2000
Command-Aire | Command-Aire | SWPH097E |  | Water-Source | WBAHP: Heat Pump Packaged Unit | Heat Pump | 265 | 1 |  |  | No Match | No Match |  |  |  | 9000 | 860 | 10.5 | 7.5 | 12000 | 880 | 4 | 2.5 | Non Federally-Regulated | 05/16/1984 |  | 06/11/1985
Hydro Delta Corp. | Hydro Delta Corp. | 03-018-WTAR-HE |  | Ground-Water-Source | WBAHP: Heat Pump Packaged Unit | Heat Pump | 230 | 1 |  |  | No Match | No Match |  |  |  | 20700 | 1533 | 13.5 | 9 | 13000 | 1360 | 2.8 |  | Non Federally-Regulated | 10/06/1999 |  | 04/10/2000
Waterfurnace International, Inc. | Waterfurnace International, Inc. | VLV/VXV036*1 |  | Water-Source | WBAHP: Heat Pump Packaged Unit | Heat Pump | 208 | 1 |  |  | No Match | No Match |  |  |  | 34800 | 2697 | 12.9 | 10 | 42000 | 2861 | 4.3 |  | Federally-Regulated Commercial & Industrial Equipment | 10/05/1999 |  | 06/20/2003
Florida Heat Pump | Florida Heat Pump | ES018-2CF/HZ/VT |  | Water-Source | WBAHP: Heat Pump Packaged Unit | Heat Pump | 265 | 1 |  |  | No Match | Single-Speed |  |  |  | 19000 | 1195 | 15.9 | 12 | 22500 | 1268 | 5.2 | 4.2 | Federally-Regulated Commercial & Industrial Equipment | 11/30/2011 |  | 04/20/2015
Enertech Global, LLC | Enertech | GSC018 | ACD024 | Ground-Water-Source | WBAHP-C: Heat Pump Split Syste | Heat Pump | 230 | 1 |  |  | No Match | Single-Speed |  |  |  | 17400 | 845 | 20.6 | 16.2 | 15300 | 1122 | 4 | 3.6 | Non Federally-Regulated | 04/30/2009 |  | 03/02/2012
Friedrich Climate Master | Climate Master Series | 804-025-G******** |  | Water-Source | WBAHP: Heat Pump Packaged Unit | Heat Pump | 230 | 1 |  |  | No Match | No Match |  |  |  | 25400 | 2275 | 11.2 | 7.5 | 35000 | 2650 | 3.9 | 2.5 | Non Federally-Regulated | 08/29/1986 |  | 05/11/1988
Waterfurnace International, Inc. | Waterfurnace International, Inc. | P019**0 |  | Ground-Water-Source | WBAHP: Heat Pump Packaged Unit | Heat Pump | 208 | 1 |  |  | No Match | No Match |  |  |  | 19400 | 1168 | 16.6 | 9 | 13700 | 1115 | 3.6 |  | Non Federally-Regulated | 07/22/2002 |  | 02/17/2011
Waterfurnace International, Inc. | WFI Industries, Ltd. | E058**1 |  | Ground-Water-Source | WBAHP: Heat Pump Packaged Unit | Heat Pump | 230 | 1 |  |  | No Match | No Match |  |  |  | 60500 | 3980 | 15.2 | 9 | 47000 | 4303 | 3.2 |  | Non Federally-Regulated | 06/20/2003 |  | 03/12/2009
Command-Aire | Command-Aire | SWPR261E |  | Water-Source | WBAHP: Heat Pump Packaged Unit | Heat Pump | 230 | 1 |  |  | No Match | No Match |  |  |  | 24000 | 2160 | 11.1 | 7.5 | 32000 | 2340 | 4.1 | 2.5 | Non Federally-Regulated | 05/16/1984 |  | 05/11/1988
McQuay International | McQuay | CCH/CCW/HWH/HWW070C-F |  | Water-Source | WBAHP: Heat Pump Packaged Unit | Heat Pump | 230 | 3 |  |  | No Match | No Match |  |  |  | 70000 | 5833 | 12 | 9 | 80000 | 5582 | 4.2 | 3.8 | Federally-Regulated Commercial & Industrial Equipment | 02/02/1998 |  | 03/31/1998
ClimateMaster Inc. | Carrier Corp. | RHC006 3 |  | Water-Source | WBAHP: Heat Pump Packaged Unit | Heat Pump | 230 | 1 |  |  | No Match | Single-Speed |  |  |  | 6400 | 512 | 12.5 | 11.2 | 8300 | 579 | 4.2 | 4.2 | Federally-Regulated Commercial & Industrial Equipment | 02/09/2009 |  | 02/17/2011
Florida Heat Pump | Florida Heat Pump | EM042-1CF/HZ/VT |  | Water-Source | WBAHP: Heat Pump Packaged Unit | Heat Pump | 230 | 1 |  |  | No Match | No Match |  |  |  | 42000 | 3181 | 13.2 | 10 | 51000 | 3475 | 4.3 |  | Federally-Regulated Commercial & Industrial Equipment | 04/12/2000 |  | 02/17/2011
Waterfurnace International, Inc. | Waterfurnace International, Inc. | SXV016A0 |  | Ground-Source | WBAHP: Heat Pump Packaged Unit | Heat Pump | 208 | 1 |  |  | No Match | No Match |  |  |  | 16700 | 1210 | 13.8 |  | 12800 | 1136 | 3.3 |  | Non Federally-Regulated | 03/31/1998 |  | 05/10/1998
ClimateMaster Inc. | Climate Master Series | PDW 42 | AH16-U23R42W | Ground-Water-Source | WBAHP-CB: Heat Pump Split Syst | Heat Pump | 208 | 1 |  |  | No Match | No Match |  |  |  | 43000 | 2866 | 15 | 9 | 33000 | 2843 | 3.4 |  | Non Federally-Regulated | 10/06/1999 |  | 04/10/2000
Florida Heat Pump | Florida Heat Pump | EM015-1HZ |  | Water-Source | WBAHP: Heat Pump Packaged Unit | Heat Pump | 230 | 1 |  |  | No Match | No Match |  |  |  | 14800 | 1275 | 11.6 | 10 | 20000 | 1429 | 4.1 |  | Federally-Regulated Commercial & Industrial Equipment | 12/14/1998 |  | 10/05/1999
Trane U.S. Inc. | Command-Aire | SPHD1004 |  | Water-Source | WBAHP: Heat Pump Packaged Unit | Heat Pump | 208 | 3 |  |  | No Match | No Match |  |  |  | 116000 | 9914 | 11.7 | 9 | 130000 | 10023 | 3.8 | 3.8 | Federally-Regulated Commercial & Industrial Equipment | 10/05/1999 |  | 04/12/2000
Phillips Energy, Inc. | Phillips Energy, Inc. | 100WADW-30V01 |  | Ground-Water-Source | WBAHP: Heat Pump Packaged Unit | Heat Pump | 230 | 1 |  |  | No Match | No Match |  |  |  | 31900 | 2055 | 13 | 11 | 31700 | 2575 | 3.6 | 3.4 | Non Federally-Regulated | 07/31/1991 |  | 03/31/1998
McQuay / Snyder General | Electro-Hydronics | FW610F3 |  | Water-Source | WBAHP: Heat Pump Packaged Unit | Heat Pump | 230 | 1 |  |  | No Match | No Match |  |  |  | 61500 | 5850 | 10.5 | 9 | 77000 | 5785 | 3.9 | 3.2 | Non Federally-Regulated | 05/11/1988 |  | 03/15/1989
Waterfurnace International, Inc. | Waterfurnace International, Inc. | NSV/NSH030F1*0 |  | Ground-Source | WBAHP: Heat Pump Packaged Unit | Heat Pump | 208 | 1 |  |  | No Match | Single-Speed |  |  |  | 29200 | 1384 | 21.1 | 13.4 | 19800 | 1527 | 3.8 | 3.1 | Non Federally-Regulated | 05/02/2012 |  | 04/19/2013
Trane U.S. Inc. | Trane | EXVE030 |  | Water-Source | WBAHP: Heat Pump Packaged Unit | Heat Pump | 208 | 1 |  |  | No Match | Single-Speed |  |  |  | 29200 | 1825 | 16 | 12 | 34200 | 1791 | 5.6 | 4.2 | Federally-Regulated Commercial & Industrial Equipment | 04/30/2009 |  | 08/15/2014
ClimateMaster Inc. | Carrier Corp. | 50PRH/V042 6 |  | Ground-Source | WBAHP: Heat Pump Packaged Unit | Heat Pump | 460 | 3 |  |  | No Match | Single-Speed |  |  |  | 40500 | 2813 | 14.4 | 13.4 | 34300 | 3046 | 3.3 | 3.1 | Non Federally-Regulated | 01/24/2011 |  | 08/23/2011
ClimateMaster Inc. | Climate Master Series | 803-015-G******** |  | Water-Source | WBAHP: Heat Pump Packaged Unit | Heat Pump | 208 | 1 |  |  | No Match | No Match |  |  |  | 15000 | 1442 | 10.4 | 9 | 19200 | 1440 | 3.9 | 3.2 | Non Federally-Regulated | 02/22/1990 |  | 07/31/1991
Mammoth | Hydrobank II | D031HLG |  | Ground-Water-Source | WBAHP: Heat Pump Packaged Unit | Heat Pump | 208 | 1 |  |  | No Match | No Match |  |  |  | 29800 | 2274 | 13.1 | 9 | 23600 | 2230 | 3.1 |  | Non Federally-Regulated | 01/18/2001 |  | 07/18/2002
Command-Aire | Command-Aire | SWP413E |  | Water-Source | WBAHP: Heat Pump Packaged Unit | Heat Pump | 208 | 3 |  |  | No Match | No Match |  |  |  | 42000 | 3810 | 11 | 7.5 | 53000 | 3880 | 4 | 2.5 | Non Federally-Regulated | 06/11/1985 |  | 01/23/1988
ClimateMaster Inc. | Climate Master Series | GRV/GRH060AH |  | Water-Source | WBAHP-CB: Heat Pump Split Syst | Heat Pump | 208 | 3 |  |  | No Match | No Match |  |  |  | 61500 | 4270 | 14.4 | 9 | 73000 | 4974 | 4.3 | 3.5 | Non Federally-Regulated | 04/12/2000 |  | 07/18/2002
Trane U.S. Inc. | Trane | GSUF0361B |  | Ground-Water-Source | WBAHP: Heat Pump Packaged Unit | Heat Pump | 208 | 1 |  |  | No Match | No Match |  |  |  | 35600 | 2211 | 16.1 | 9 | 26000 | 2458 | 3.1 |  | Non Federally-Regulated | 12/14/1998 |  | 11/19/2001
Addison Products | Addison Products | VPY018-1A |  | Water-Source | WBAHP-CB: Heat Pump Split Syst | Heat Pump | 208 | 1 |  |  | No Match | No Match |  |  |  | 18900 | 1524 | 12.4 | 9 | 22800 | 1757 | 3.8 | 3.5 | Non Federally-Regulated | 11/14/2000 |  | 07/18/2002
Florida Heat Pump | Florida Heat Pump | EM048-5VT |  | Water-Source | WBAHP: Heat Pump Packaged Unit | Heat Pump | 575 | 3 |  |  | No Match | No Match |  |  |  | 49000 | 3920 | 12.5 | 10 | 58000 | 3863 | 4.4 |  | Federally-Regulated Commercial & Industrial Equipment | 12/14/1998 |  | 10/05/1999
Florida Heat Pump | Energy Miser | LTCS 40-4 | LTAH 40-4 | Ground-Water-Source | WBAHP-CB: Heat Pump Split Syst | Heat Pump | 460 | 3 |  |  | No Match | No Match |  |  |  | 35400 | 3220 | 11 |  | 41000 | 3535 | 3.4 |  | Non Federally-Regulated | 02/22/1990 |  | 07/31/1991
Waterfurnace International, Inc. | Eagle Mountain | ZS023**3*0 |  | Ground-Source | WBAHP: Heat Pump Packaged Unit | Heat Pump | 208 | 3 |  |  | No Match | Single-Speed |  |  |  | 23900 | 1423 | 16.8 | 13.4 | 17000 | 1465 | 3.4 | 3.1 | Non Federally-Regulated | 01/24/2011 |  | 04/19/2013
Florida Heat Pump | Geomaster, LLC | EC036-3CS | EC036-1AH/AV | Ground-Water-Source | WBAHP-CB: Heat Pump Split Syst | Heat Pump | 208 | 3 |  |  | No Match | Single-Speed |  |  |  | 39400 | 2041 | 19.3 | 16.2 | 35500 | 2165 | 3.8 | 3.6 | Non Federally-Regulated | 04/30/2009 |  | 04/20/2015
Mammoth | Mammoth | D013HHEXXX |  | Water-Source | WBAHP: Heat Pump Packaged Unit | Heat Pump | 230 | 1 |  |  | No Match | No Match |  |  |  | 12800 | 1250 | 10.2 | 9 | 16000 | 1340 | 3.5 | 3.2 | Non Federally-Regulated | 05/11/1988 |  | 03/15/1989
Waterfurnace International, Inc. | Waterfurnace International, Inc. | NDS038A1 | NRAC036* | Water-Source | WBAHP-CB: Heat Pump Split Syst | Heat Pump | 208 | 1 |  |  | No Match | Dual-Speed |  |  |  | 34000 | 2329 | 14.6 | 12 | 40100 | 2345 | 5 | 4.2 | Federally-Regulated Commercial & Industrial Equipment | 11/25/2009 |  | 08/23/2011
ClimateMaster Inc. | Climate Master Series | VS/VL/HS/HL 036 F/H |  | Water-Source | WBAHP: Heat Pump Packaged Unit | Heat Pump | 230 | 3 |  |  | No Match | No Match |  |  |  | 35000 | 3181 | 11 | 10 | 42500 | 3192 | 3.9 |  | Federally-Regulated Commercial & Industrial Equipment | 10/05/1999 |  | 04/12/2000
Enertech Global, LLC | Enertech | TST072A2 | ACD060 | Ground-Source | WBAHP-CB: Heat Pump Split Syst | Heat Pump | 208 | 3 |  |  | No Match | Single-Speed | 3825 | 4452 | 1 | 69000 | 4452 | 15.5 | 13.4 | 52600 | 4404 | 3.5 | 3.1 | Non Federally-Regulated | 03/02/2012 |  | 12/12/2012
Waterfurnace International, Inc. | Geotility Geothermal Installations | ZS060**0*4 |  | Ground-Source | WBAHP: Heat Pump Packaged Unit | Heat Pump | 230 | 1 |  |  | No Match | Single-Speed |  |  |  | 60900 | 3402 | 17.9 | 13.4 | 47100 | 3834 | 3.6 | 3.1 | Non Federally-Regulated | 03/02/2012 |  | 04/19/2013
Singer | Electro-Hydronics | FC330CP |  | Water-Source | WBAHP: Heat Pump Packaged Unit | Heat Pump | 460 | 3 |  |  | No Match | No Match |  |  |  | 33000 | 3500 | 9.4 | 7.5 | 35400 | 3550 | 2.9 | 2.5 | Non Federally-Regulated | 09/08/1982 |  | 05/16/1984
American Air Filter | Enercon | BCW09 |  | Water-Source | WBAHP: Heat Pump Packaged Unit | Heat Pump | 277 | 1 |  |  | No Match | No Match |  |  |  | 8600 | 850 | 10.1 | 7.5 | 9000 | 775 | 3.4 | 2.5 | Non Federally-Regulated | 01/05/1982 |  | 09/08/1982
Waterfurnace International, Inc. | Johnson Controls | RJSV/RJSH048**4*1 |  | Water-Source | WBAHP: Heat Pump Packaged Unit | Heat Pump | 460 | 3 |  |  | No Match | Single-Speed |  |  |  | 47000 | 2686 | 17.5 | 12 | 55400 | 2952 | 5.5 | 4.2 | Federally-Regulated Commercial & Industrial Equipment | 01/24/2011 |  | 10/24/2014
Econar | Econar | GV592 |  | Ground-Water-Source | WBAHP: Heat Pump Packaged Unit | Heat Pump | 208 | 1 |  |  | No Match | No Match |  |  |  | 57500 | 4831 | 11.9 | 9 | 55500 | 5247 | 3.1 |  | Non Federally-Regulated | 01/30/1998 |  | 03/31/1998
Waterfurnace International, Inc. | American Standard, Inc. | ZBV/ZBH006**2*0 |  | Water-Source | WBAHP: Heat Pump Packaged Unit | Heat Pump | 265 | 1 |  |  | No Match | Single-Speed |  |  |  | 7100 | 530 | 13.4 | 11.2 | 8000 | 545 | 4.3 | 4.2 | Federally-Regulated Commercial & Industrial Equipment | 01/09/2014 |  | 10/24/2014
California Heat Pump | California Heat Pump | CHP-61H*-12-** |  | Water-Source | WBAHP: Heat Pump Packaged Unit | Heat Pump | 208 | 1 |  |  | No Match | No Match |  |  |  | 60000 | 7200 | 8.3 | 7.5 | 69000 | 7300 | 2.8 | 2.5 | Non Federally-Regulated | 01/05/1982 |  | 05/16/1984
Addison Products | Addison Products | HPY007-0A |  | Water-Source | WBAHP-CB: Heat Pump Split Syst | Heat Pump | 115 | 1 |  |  | No Match | No Match |  |  |  | 9300 | 688 | 13.5 | 9 | 10900 | 778 | 4.1 | 3.5 | Non Federally-Regulated | 07/22/2002 |  | 03/12/2009
Climate Control / Snyder General | Electro-Hydronics | CW90F5 |  | Water-Source | WBAHP: Heat Pump Packaged Unit | Heat Pump | 208 | 1 |  |  | No Match | No Match |  |  |  | 9000 | 855 | 10.5 | 7.5 | 11000 | 920 | 3.5 | 2.5 | Non Federally-Regulated | 06/11/1985 |  | 08/29/1986
ClimateMaster Inc. | Climate Master Series | VP/HP048F |  | Ground-Water-Source | WBAHP: Heat Pump Packaged Unit | Heat Pump | 460 | 3 |  |  | No Match | No Match |  |  |  | 48000 | 3555 | 13.5 | 9 | 38000 | 3479 | 3.2 |  | Non Federally-Regulated | 04/10/2000 |  | 11/14/2000
Vanguard Energy Systems | Vanguard Energy Systems | HPAV-072 |  | Water-Source | WBAHP: Heat Pump Packaged Unit | Heat Pump | 230 | 1 |  |  | No Match | No Match |  |  |  | 58000 | 6500 | 8.9 | 7.5 | 84000 | 8500 | 2.9 | 2.5 | Non Federally-Regulated | 01/05/1982 |  | 08/29/1986
ClimateMaster Inc. | Carrier Corp. | 50PRH/V012 3 |  | Ground-Water-Source | WBAHP: Heat Pump Packaged Unit | Heat Pump | 208 | 1 |  |  | No Match | Single-Speed |  |  |  | 13700 | 659 | 20.8 | 16.2 | 12500 | 964 | 3.8 | 3.6 | Non Federally-Regulated | 01/24/2011 |  | 08/23/2011
McQuay International | McQuay | CCH/CCW/HWH/HWW070C-T |  | Water-Source | WBAHP: Heat Pump Packaged Unit | Heat Pump | 460 | 3 |  |  | No Match | No Match |  |  |  | 70000 | 5833 | 12 | 9 | 80000 | 5582 | 4.2 | 3.8 | Federally-Regulated Commercial & Industrial Equipment | 02/02/1998 |  | 03/31/1998
Waterfurnace International, Inc. | Waterfurnace International, Inc. | SXH030C0 |  | Ground-Water-Source | WBAHP: Heat Pump Packaged Unit | Heat Pump | 230 | 1 |  |  | No Match | No Match |  |  |  | 31800 | 2338 | 13.6 | 11 | 33400 | 2330 | 4.2 | 3.5 | Non Federally-Regulated | 03/31/1998 |  | 05/10/1998
Command-Aire | Command-Aire | SWPH191E |  | Water-Source | WBAHP: Heat Pump Packaged Unit | Heat Pump | 208 | 1 |  |  | No Match | No Match |  |  |  | 18500 | 1680 | 11 | 7.5 | 24500 | 1750 | 4 | 2.5 | Non Federally-Regulated | 06/11/1985 |  | 01/23/1988
McQuay / Snyder General | Electro-Hydronics | UC610GD |  | Water-Source | WBAHP: Heat Pump Packaged Unit | Heat Pump | 230 | 3 |  |  | No Match | No Match |  |  |  | 61500 | 5850 | 10.5 | 7.5 | 77000 | 5785 | 3.9 | 2.5 | Non Federally-Regulated | 08/29/1986 |  | 05/11/1988
McQuay International | McQuay | W-FDD/FDE/FME-1-012-J |  | Water-Source | WBAHP: Heat Pump Packaged Unit | Heat Pump | 265 | 1 |  |  | No Match | No Match |  |  |  | 11600 | 1035 | 11.2 | 10 | 14000 | 1051 | 3.9 |  | Federally-Regulated Commercial & Industrial Equipment | 11/14/2000 |  | 03/12/2009
Waterfurnace International, Inc. | Waterfurnace International, Inc. | NSV/NSH022F1*4 |  | Water-Source | WBAHP: Heat Pump Packaged Unit | Heat Pump | 208 | 1 |  |  | No Match | Single-Speed |  |  |  | 21900 | 1123 | 19.5 | 12 | 22800 | 1172 | 5.7 | 4.2 | Federally-Regulated Commercial & Industrial Equipment | 05/02/2012 |  | 04/19/2013
McQuay International | McQuay | HWH/HWW036C-T |  | Water-Source | WBAHP: Heat Pump Packaged Unit | Heat Pump | 460 | 3 |  |  | No Match | No Match |  |  |  | 36000 | 2975 | 12.1 | 10 | 42500 | 3037 | 4.1 |  | Federally-Regulated Commercial & Industrial Equipment | 11/17/1999 |  | 09/21/2000
McQuay / Snyder General | Electro-Hydronics | UC400F3 |  | Water-Source | WBAHP: Heat Pump Packaged Unit | Heat Pump | 230 | 1 |  |  | No Match | No Match |  |  |  | 39600 | 3960 | 10 | 7.5 | 45000 | 3880 | 3.4 | 2.5 | Non Federally-Regulated | 08/29/1986 |  | 05/11/1988
Enertech Global, LLC | Enertech | HXT072D2 |  | Ground-Water-Source | WBAHP: Heat Pump Packaged Unit | Heat Pump | 208 | 3 |  |  | No Match | Single-Speed | 2875 | 710 | 1 | 78500 | 3584 | 21.9 | 16.2 | 71900 | 4789 | 4.4 | 3.6 | Non Federally-Regulated | 09/03/2012 |  | 12/12/2012
ClimateMaster Inc. | Climate Master Series | VS/VL/HS/HL 048 G |  | Water-Source | WBAHP: Heat Pump Packaged Unit | Heat Pump | 230 | 1 |  |  | No Match | No Match |  |  |  | 47500 | 4318 | 11 | 9.3 | 57000 | 4396 | 3.8 | 3.8 | Federally-Regulated Commercial & Industrial Equipment | 03/31/1998 |  | 05/10/1998
Waterfurnace International, Inc. | Waterfurnace International, Inc. | SXH058B0 |  | Ground-Water-Source | WBAHP: Heat Pump Packaged Unit | Heat Pump | 230 | 1 |  |  | No Match | No Match |  |  |  | 56500 | 4216 | 13.4 | 9 | 45500 | 4301 | 3.1 |  | Non Federally-Regulated | 01/30/1998 |  | 03/31/1998
ClimateMaster Inc. | Carrier | 50YAV/YAH009 |  | Ground-Water-Source | WBAHP: Heat Pump Packaged Unit | Heat Pump | 208 | 1 |  |  | No Match | No Match |  |  |  | 9500 | 778 | 12.2 | 9 | 7200 | 659 | 3.2 |  | Non Federally-Regulated | 11/17/1999 |  | 04/10/2000
Snyder General Corp. | McQuay | VE140F7 |  | Water-Source | WBAHP: Heat Pump Packaged Unit | Heat Pump | 265 | 1 |  |  | No Match | No Match |  |  |  | 13500 | 1300 | 10.4 | 9 | 16000 | 1320 | 3.5 | 3.2 | Non Federally-Regulated | 02/22/1990 |  | 07/31/1991
Mammoth | Hydrobank II | E009CHF |  | Water-Source | WBAHP-O: Heat Pump Packaged Un | Heat Pump | 265 | 1 |  |  | No Match | No Match |  |  |  | 8600 | 716 | 12 | 10 | 11100 | 813 | 4 |  | Federally-Regulated Commercial & Industrial Equipment | 05/23/2000 |  | 01/18/2001
Climate Control / Snyder General | Electro-Hydronics | VF100G7 |  | Water-Source | WBAHP: Heat Pump Packaged Unit | Heat Pump | 265 | 1 |  |  | No Match | No Match |  |  |  | 9500 | 850 | 11.2 | 7.5 | 12600 | 880 | 4.2 | 2.5 | Non Federally-Regulated | 05/16/1984 |  | 06/11/1985
ClimateMaster Inc. | Climate Master Series | HS/HL006G |  | Water-Source | WBAHP: Heat Pump Packaged Unit | Heat Pump | 208 | 1 |  |  | No Match | No Match |  |  |  | 7400 | 627 | 11.8 | 10 | 8800 | 644 | 4 |  | Federally-Regulated Commercial & Industrial Equipment | 04/12/2000 |  | 11/19/2001
ClimateMaster Inc. | Heat Controller | HTS024A | RHPL-HM2417 | Water-Source | WBAHP-CB: Heat Pump Split Syst | Heat Pump | 230 | 1 |  |  | No Match | Dual-Speed |  |  |  | 24600 | 1629 | 15.1 | 12 | 28300 | 1766 | 4.7 | 4.2 | Federally-Regulated Commercial & Industrial Equipment | 06/15/2009 |  | 08/23/2011
Thermal Energy Systems | Thermaflo II | 48***6**** |  | Water-Source | WBAHP: Heat Pump Packaged Unit | Heat Pump | 460 | 3 |  |  | No Match | No Match |  |  |  | 49000 | 4350 | 11.3 | 9 | 59000 | 4400 | 3.9 | 3.2 | Federally-Regulated Commercial & Industrial Equipment | 01/23/1988 |  | 02/22/1990
Waterfurnace International, Inc. | Eagle Mountain | ZS023**4*0 |  | Ground-Water-Source | WBAHP: Heat Pump Packaged Unit | Heat Pump | 460 | 3 |  |  | No Match | Single-Speed |  |  |  | 25400 | 1129 | 22.5 | 16.2 | 21900 | 1646 | 3.9 | 3.6 | Non Federally-Regulated | 01/24/2011 |  | 04/19/2013
Carrier Corp. | Carrier | 50HQA024 |  | Water-Source | WBAHP: Heat Pump Packaged Unit | Heat Pump | 208 | 1 |  |  | No Match | No Match |  |  |  | 23400 | 1918 | 12.2 | 10 | 30000 | 1953 | 4.5 |  | Federally-Regulated Commercial & Industrial Equipment | 12/14/1994 |  | 04/07/1996
ClimateMaster Inc. | Climate Master | ABD/E024 | RHPL-HM2417 | Ground-Water-Source | WBAHP-CB: Heat Pump Split Syst | Heat Pump | 230 | 1 |  |  | No Match | Single-Speed |  |  |  | 27200 | 1204 | 22.6 | 16.2 | 24100 | 1606 | 4.4 | 3.6 | Non Federally-Regulated | 11/25/2009 |  | 08/23/2011
Mammoth | Hydrobank II | E035HHG |  | Water-Source | WBAHP: Heat Pump Packaged Unit | Heat Pump | 265 | 1 |  |  | No Match | No Match |  |  |  | 37000 | 2624 | 14.1 | 10 | 45000 | 2866 | 4.6 |  | Federally-Regulated Commercial & Industrial Equipment | 05/23/2000 |  | 11/14/2000
McQuay International | McQuay | W-CDD/CDE/CMG-1-036-F |  | Ground-Water-Source | WBAHP: Heat Pump Packaged Unit | Heat Pump | 230 | 3 |  |  | No Match | No Match |  |  |  | 36200 | 2701 | 13.4 | 9 | 25400 | 2566 | 2.9 |  | Non Federally-Regulated | 10/06/1999 |  | 04/10/2000
Carrier Corp. | Carrier | 50QXV0094 |  | Water-Source | WBAHP: Heat Pump Packaged Unit | Heat Pump | 265 | 1 |  |  | No Match | No Match |  |  |  | 9100 | 780 | 11.7 | 9 | 11000 | 839 | 3.8 | 3.2 | Non Federally-Regulated | 02/22/1990 |  | 07/31/1991
Waterfurnace International, Inc. | Waterfurnace International, Inc. | P034**0 |  | Ground-Water-Source | WBAHP: Heat Pump Packaged Unit | Heat Pump | 208 | 1 |  |  | No Match | No Match |  |  |  | 34400 | 2150 | 16 | 9 | 25000 | 2219 | 3.3 |  | Non Federally-Regulated | 07/22/2002 |  | 03/12/2009
Carrier Corp. | Carrier | 50QEH0093 |  | Water-Source | WBAHP: Heat Pump Packaged Unit | Heat Pump | 208 | 1 |  |  | No Match | No Match |  |  |  | 9200 | 745 | 12.3 | 9 | 10800 | 775 | 4.1 | 3.2 | Federally-Regulated Commercial & Industrial Equipment | 02/05/1990 |  | 02/22/1990
ClimateMaster Inc. | Climate Master Series | GRV/GRH006AG |  | Water-Source | WBAHP: Heat Pump Packaged Unit | Heat Pump | 208 | 1 |  |  | No Match | No Match |  |  |  | 5200 | 440 | 11.8 | 10 | 7500 | 535 | 4.1 |  | Federally-Regulated Commercial & Industrial Equipment | 04/12/2000 |  | 03/12/2009
Waterfurnace International, Inc. | WFI Industries, Ltd. | VLV/VXV024*1 |  | Water-Source | WBAHP: Heat Pump Packaged Unit | Heat Pump | 230 | 1 |  |  | No Match | No Match |  |  |  | 23800 | 1676 | 14.2 | 10 | 28200 | 1757 | 4.7 |  | Federally-Regulated Commercial & Industrial Equipment | 06/20/2003 |  | 02/17/2011
Hydro Delta Corp. | Hydro Delta Corp. | 03-068-WTARD-HE |  | Ground-Water-Source | WBAHP: Heat Pump Packaged Unit | Heat Pump | 208 | 1 |  |  | No Match | No Match |  |  |  | 67500 | 5400 | 12.5 | 9 | 50000 | 4725 | 3.1 |  | Non Federally-Regulated | 10/06/1999 |  | 04/10/2000
Climate Control / Snyder General | Electro-Hydronics | CC630GP |  | Water-Source | WBAHP: Heat Pump Packaged Unit | Heat Pump | 460 | 3 |  |  | No Match | No Match |  |  |  | 63000 | 6430 | 9.8 | 7.5 | 79000 | 6430 | 3.6 | 2.5 | Non Federally-Regulated | 06/11/1985 |  | 08/29/1986
Waterfurnace International, Inc. | Waterfurnace International, Inc. | ATH066D1 |  | Ground-Water-Source | WBAHP: Heat Pump Packaged Unit | Heat Pump | 208 | 1 |  |  | No Match | No Match |  |  |  | 67000 | 5000 | 13.4 | 9 | 50000 | 4884 | 3 |  | Non Federally-Regulated | 01/30/1998 |  | 03/31/1998
McQuay International | McQuay | W-CDD/CDE/CMG-1-042-F |  | Water-Source | WBAHP: Heat Pump Packaged Unit | Heat Pump | 230 | 3 |  |  | No Match | No Match |  |  |  | 39000 | 3000 | 13 | 10 | 47000 | 2929 | 4.7 |  | Federally-Regulated Commercial & Industrial Equipment | 10/05/1999 |  | 09/21/2000
Florida Heat Pump | Florida Heat Pump | EM031-3CS | EM031-1AH/AV | Ground-Water-Source | WBAHP-CB: Heat Pump Split Syst | Heat Pump | 230 | 3 |  |  | No Match | No Match |  |  |  | 33000 | 2340 | 14.1 | 9 | 25200 | 2307 | 3.2 |  | Non Federally-Regulated | 07/22/2002 |  | 03/12/2009
Solar Oriented Environmental Systems | S.O.E.S.I. | PSV,H1000 |  | Water-Source | WBAHP: Heat Pump Packaged Unit | Heat Pump | 230 | 1 |  |  | No Match | No Match |  |  |  | 121000 | 12100 | 10 | 9.2 | 126000 | 11190 | 3.3 | 2.5 | Non Federally-Regulated | 05/16/1984 |  | 05/11/1988
Climate Control / Snyder General | Electro-Hydronics | UC350G7 |  | Water-Source | WBAHP: Heat Pump Packaged Unit | Heat Pump | 265 | 1 |  |  | No Match | No Match |  |  |  | 35600 | 3360 | 10.6 | 7.5 | 43000 | 3500 | 3.6 | 2.5 | Non Federally-Regulated | 06/11/1985 |  | 08/29/1986
American Air Filter | Enercon | DVW19 |  | Water-Source | WBAHP: Heat Pump Packaged Unit | Heat Pump | 230 | 1 |  |  | No Match | No Match |  |  |  | 18700 | 1645 | 11.4 | 7.5 | 23800 | 1795 | 3.9 | 2.5 | Non Federally-Regulated | 05/16/1984 |  | 06/11/1985
Waterfurnace International, Inc. | Eagle Mountain | ZS030**4*4 |  | Water-Source | WBAHP: Heat Pump Packaged Unit | Heat Pump | 460 | 3 |  |  | No Match | Single-Speed |  |  |  | 29500 | 1879 | 15.7 | 12 | 34600 | 1988 | 5.1 | 4.2 | Federally-Regulated Commercial & Industrial Equipment | 06/14/2011 |  | 04/19/2013
Enertech Global, LLC | Enertech | GSC018 | MPD024 | Ground-Water-Source | WBAHP-CB: Heat Pump Split Syst | Heat Pump | 230 | 1 |  |  | No Match | Single-Speed |  |  |  | 17400 | 845 | 20.6 | 16.2 | 15300 | 1122 | 4 | 3.6 | Non Federally-Regulated | 07/16/2009 |  | 03/02/2012
Mammoth | Hydrobank II | D006VHJ |  | Water-Source | WBAHP: Heat Pump Packaged Unit | Heat Pump | 230 | 1 |  |  | No Match | No Match |  |  |  | 9200 | 836 | 11 | 10 | 9200 | 691 | 3.9 |  | Federally-Regulated Commercial & Industrial Equipment | 11/14/2000 |  | 01/18/2001
Florida Heat Pump | Florida Heat Pump | EM060-4CS | EM060-4AH/AV | Water-Source | WBAH: Heating Only Packaged Un | Heat Pump | 460 | 3 |  |  | No Match | No Match |  |  |  | 64000 | 5245 | 12.2 | 9 | 79000 | 6429 | 3.6 | 3.5 | Non Federally-Regulated | 05/23/2001 |  | 07/18/2002
Enertech Global, LLC | Enertech | TCT036C2 |  | Ground-Source | WBAHP: Heat Pump Packaged Unit | Heat Pump | 230 | 3 |  |  | No Match | Single-Speed |  |  |  | 37500 | 2072 | 18.1 | 13.4 | 28100 | 2009 | 4.1 | 3.1 | Non Federally-Regulated | 12/12/2012 |  | 04/21/2014
ClimateMaster Inc. | Climate Master Series | 80119B |  | Water-Source | WBAHP-O: Heat Pump Packaged Un | Heat Pump | 208 | 1 |  |  | No Match | No Match |  |  |  | 18400 | 1508 | 12.2 | 9.3 | 21200 | 1553 | 4 | 3.8 | Non Federally-Regulated | 07/31/1991 |  | 03/31/1998
Inter-City Products Corp. | McQuay | LWP20AK |  | Water-Source | WBAHP: Heat Pump Packaged Unit | Heat Pump | 208 | 3 |  |  | No Match | No Match |  |  |  | 214000 | 18000 | 11.9 |  | 240000 | 18400 | 3.8 | 3.8 | Non Federally-Regulated | 07/31/1991 |  | 03/31/1998
Command-Aire | Command-Aire | SWPXR131E |  | Water-Source | WBAHP: Heat Pump Packaged Unit | Heat Pump | 230 | 1 |  |  | No Match | No Match |  |  |  | 12500 | 1140 | 11 | 7.5 | 18000 | 1290 | 4.1 | 2.5 | Non Federally-Regulated | 05/16/1984 |  | 05/11/1988
Waterfurnace International, Inc. | Extended Range | WXH/WXV036A*4*** |  | Ground-Water-Source | WBAHP: Heat Pump Packaged Unit | Heat Pump | 460 | 3 |  |  | No Match | No Match |  |  |  | 37400 | 3431 | 10.9 |  | 45000 | 3767 | 3.5 |  | Non Federally-Regulated | 03/15/1989 |  | 07/31/1991
McQuay International | McQuay | FCV/FCW048B-T |  | Water-Source | WBAHP: Heat Pump Packaged Unit | Heat Pump | 460 | 3 |  |  | No Match | No Match |  |  |  | 46000 | 3833 | 12 | 10 | 56000 | 3815 | 4.3 |  | Federally-Regulated Commercial & Industrial Equipment | 11/17/1999 |  | 09/21/2000
Waterfurnace International, Inc. | Eagle Mountain | ZS041**3*4 |  | Water-Source | WBAHP: Heat Pump Packaged Unit | Heat Pump | 230 | 3 |  |  | No Match | Single-Speed |  |  |  | 40000 | 2759 | 14.5 | 12 | 45000 | 2931 | 4.5 | 4.2 | Federally-Regulated Commercial & Industrial Equipment | 06/14/2011 |  | 04/19/2013
Addison Products | Addison Products | WSH041-1AR |  | Water-Source | WBAHP: Heat Pump Packaged Unit | Heat Pump | 208 | 1 |  |  | No Match | No Match |  |  |  | 41000 | 3106 | 13.2 | 10 | 51000 | 3557 | 4.2 |  | Federally-Regulated Commercial & Industrial Equipment | 10/05/1999 |  | 05/19/2000
Addison Products | Addison Products | HWPG066-1B** |  | Ground-Water-Source | WBAHP: Heat Pump Packaged Unit | Heat Pump | 208 | 1 |  |  | No Match | No Match |  |  |  | 65000 | 5038 | 12.9 | 9 | 48000 | 5024 | 2.8 |  | Non Federally-Regulated | 07/29/1998 |  | 10/02/1998
Florida Heat Pump | Energy Miser | EMH31-3 |  | Water-Source | WBAHP: Heat Pump Packaged Unit | Heat Pump | 208 | 3 |  |  | No Match | No Match |  |  |  | 30000 | 2830 | 10.6 | 9.3 | 36000 | 3100 | 3.4 | 3.8 | Non Federally-Regulated | 07/31/1991 |  | 03/31/1998
California Heat Pump | California Heat Pump | CHP-52HRB-32-** |  | Water-Source | WBAHP: Heat Pump Packaged Unit | Heat Pump | 230 | 3 |  |  | No Match | No Match |  |  |  | 52000 | 5000 | 10.4 | 7.5 | 59000 | 4900 | 3.5 | 2.5 | Non Federally-Regulated | 05/16/1984 |  | 06/11/1985
Marvair | Marvair | H-V300-01-A |  | Water-Source | WBAHP: Heat Pump Packaged Unit | Heat Pump | 208 | 1 |  |  | No Match | No Match |  |  |  | 28000 | 2900 | 10 | 7.5 | 31000 | 3350 | 2.7 | 2.5 | Non Federally-Regulated | 08/30/1983 |  | 05/16/1984
California Heat Pump | Carrier | 50BQ0093 |  | Water-Source | WBAHP: Heat Pump Packaged Unit | Heat Pump | 208 | 1 |  |  | No Match | No Match |  |  |  | 9000 | 900 | 10 | 7.5 | 10300 | 900 | 3.4 | 2.5 | Non Federally-Regulated | 01/05/1982 |  | 06/11/1985
Snyder General Corp. | McQuay | LHP27BD |  | Water-Source | WBAHP: Heat Pump Packaged Unit | Heat Pump | 230 | 3 |  |  | No Match | No Match |  |  |  | 295200 | 25350 | 11.6 |  | 348000 | 28300 | 3.6 | 2.5 | Non Federally-Regulated | 02/22/1990 |  | 07/31/1991
Johnson Controls | Johnson Controls | VSCS18B6****0 |  | Water-Source | WBAHP: Heat Pump Packaged Unit | Heat Pump | 265 | 1 |  |  | No Match | Single-Speed |  |  |  | 18100 | 1371 | 13.2 | 12 | 22300 | 1421 | 4.6 | 4.2 | Federally-Regulated Commercial & Industrial Equipment | 03/02/2012 |  | 10/24/2014
Waterfurnace International, Inc. | Waterfurnace International, Inc. | SXH030C0 |  | Water-Source | WBAHP: Heat Pump Packaged Unit | Heat Pump | 208 | 1 |  |  | No Match | No Match |  |  |  | 30600 | 2125 | 14.4 | 9.3 | 36600 | 2145 | 5 | 3.8 | Federally-Regulated Commercial & Industrial Equipment | 03/31/1998 |  | 05/10/1998
Climate Control / Snyder General | Electro-Hydronics | FW610GP |  | Water-Source | WBAHP: Heat Pump Packaged Unit | Heat Pump | 460 | 3 |  |  | No Match | No Match |  |  |  | 61500 | 5850 | 10.5 | 7.5 | 77000 | 5785 | 3.9 | 2.5 | Non Federally-Regulated | 06/11/1985 |  | 08/29/1986
Florida Heat Pump | Florida Heat Pump | EM036-4CF/HZ/VT |  | Water-Source | WBAHP: Heat Pump Packaged Unit | Heat Pump | 460 | 3 |  |  | No Match | No Match |  |  |  | 35000 | 2500 | 14 | 10 | 42000 | 2734 | 4.5 |  | Federally-Regulated Commercial & Industrial Equipment | 04/12/2000 |  | 02/17/2011
California Heat Pump | Trane | WPRB-0322 |  | Water-Source | WBAHP: Heat Pump Packaged Unit | Heat Pump | 208 | 1 |  |  | No Match | No Match |  |  |  | 32400 | 3250 | 10 | 7.5 | 37600 | 3350 | 3.3 | 2.5 | Non Federally-Regulated | 06/11/1985 |  | 05/11/1988
McQuay International | McQuay | W-CDD/CDE/CMG-1-060-F |  | Ground-Water-Source | WBAHP: Heat Pump Packaged Unit | Heat Pump | 208 | 3 |  |  | No Match | No Match |  |  |  | 57000 | 4523 | 12.6 | 9 | 42500 | 4447 | 2.8 |  | Non Federally-Regulated | 10/06/1999 |  | 04/10/2000
McQuay International | McQuay | FCV/FCW/VWH/VWW030B-N |  | Water-Source | WBAHP: Heat Pump Packaged Unit | Heat Pump | 265 | 1 |  |  | No Match | No Match |  |  |  | 29600 | 2487 | 11.9 | 10 | 39000 | 2930 | 3.9 |  | Federally-Regulated Commercial & Industrial Equipment | 02/02/1998 |  | 03/31/1998
Waterfurnace International, Inc. | Waterfurnace International, Inc. | SXH013A0 |  | Water-Source | WBAHP: Heat Pump Packaged Unit | Heat Pump | 208 | 1 |  |  | No Match | No Match |  |  |  | 12700 | 858 | 14.8 | 10 | 15100 | 921 | 4.8 |  | Federally-Regulated Commercial & Industrial Equipment | 02/02/1998 |  | 03/31/1998
Waterfurnace International, Inc. | Waterfurnace International, Inc. | ATV045D1 |  | Ground-Water-Source | WBAHP: Heat Pump Packaged Unit | Heat Pump | 230 | 1 |  |  | No Match | No Match |  |  |  | 49800 | 3608 | 13.8 | 11 | 53000 | 3883 | 4 | 3.5 | Non Federally-Regulated | 03/31/1998 |  | 05/10/1998
Waterfurnace International, Inc. | Trane Unitary Products Group | T1GX036***1**1 |  | Water-Source | WBAHP: Heat Pump Packaged Unit | Heat Pump | 230 | 1 |  |  | No Match | Single-Speed |  |  |  | 34500 | 1760 | 19.6 | 12 | 38000 | 1827 | 6.1 | 4.2 | Federally-Regulated Commercial & Industrial Equipment | 08/23/2011 |  | 10/24/2014
Addison Products | Addison Products | HWPG066-3B** |  | Ground-Water-Source | WBAHP: Heat Pump Packaged Unit | Heat Pump | 230 | 3 |  |  | No Match | No Match |  |  |  | 65000 | 5118 | 12.7 | 9 | 48000 | 5024 | 2.8 |  | Non Federally-Regulated | 12/14/1998 |  | 04/10/2000
Enertech Global, LLC | Enertech | GHT024A |  | Ground-Water-Source | WBAHP: Heat Pump Packaged Unit | Heat Pump | 208 | 1 |  |  | No Match | Single-Speed |  |  |  | 24400 | 1232 | 19.8 | 16.2 | 24300 | 1737 | 4.1 | 3.6 | Non Federally-Regulated | 12/12/2012 |  | 05/11/2015
Climate Control / Snyder General | Trane | WPHA33XB* |  | Water-Source | WBAHP: Heat Pump Packaged Unit | Heat Pump | 208 | 1 |  |  | No Match | No Match |  |  |  | 33000 | 3050 | 10.8 | 7.5 | 39000 | 3090 | 3.7 | 2.5 | Non Federally-Regulated | 05/16/1984 |  | 05/11/1988
Command-Aire | Command-Aire | RUWP-2044 |  | Water-Source | WBAHP: Heat Pump Packaged Unit | Heat Pump | 460 | 3 |  |  | No Match | No Match |  |  |  | 244000 | 27300 | 8.9 |  | 307000 | 25300 | 3.6 | 2.5 | Non Federally-Regulated | 02/22/1990 |  | 07/31/1991
Marvair | Marvair | H-V345-A1-A |  | Water-Source | WBAHP: Heat Pump Packaged Unit | Heat Pump | 208 | 1 |  |  | No Match | No Match |  |  |  | 34000 | 3500 | 9.7 | 7.5 | 41000 | 3850 | 3.1 | 2.5 | Non Federally-Regulated | 09/08/1982 |  | 08/30/1983
Mammoth | Hydrobank II | D020HLG |  | Ground-Water-Source | WBAHP: Heat Pump Packaged Unit | Heat Pump | 208 | 1 |  |  | No Match | No Match |  |  |  | 19300 | 1378 | 14 | 9 | 14800 | 1398 | 3.1 |  | Non Federally-Regulated | 01/18/2001 |  | 07/18/2002
Addison Products | Addison Products | VGY048-3A |  | Ground-Water-Source | WBAHP: Heat Pump Packaged Unit | Heat Pump | 208 | 3 |  |  | No Match | No Match |  |  |  | 53900 | 4052 | 13.3 | 9 | 36800 | 3478 | 3.1 |  | Non Federally-Regulated | 11/14/2000 |  | 07/18/2002
Command-Aire | Command-Aire | SWPH060 |  | Water-Source | WBAHP: Heat Pump Packaged Unit | Heat Pump | 230 | 1 |  |  | No Match | No Match |  |  |  | 6706 | 640 | 10.5 | 7.5 | 9400 | 745 | 3.7 | 2.5 | Non Federally-Regulated | 05/16/1984 |  | 05/11/1988
McQuay / Snyder General | Electro-Hydronics | FC550GK |  | Water-Source | WBAHP: Heat Pump Packaged Unit | Heat Pump | 208 | 3 |  |  | No Match | No Match |  |  |  | 55000 | 5670 | 9.7 | 7.5 | 67000 | 5610 | 3.5 | 2.5 | Non Federally-Regulated | 08/29/1986 |  | 05/11/1988
Mammoth | Hydrobank II | D020VLG |  | Ground-Water-Source | WBAHP: Heat Pump Packaged Unit | Heat Pump | 208 | 1 |  |  | No Match | No Match |  |  |  | 20300 | 1549 | 13.1 | 9 | 15800 | 1543 | 3 |  | Non Federally-Regulated | 11/14/2000 |  | 01/18/2001
Trane U.S. Inc. | Trane | WPCE0137 |  | Water-Source | WBAHP-O: Heat Pump Packaged Un | Heat Pump | 265 | 1 |  |  | No Match | No Match |  |  |  | 13800 | 1314 | 10.5 | 10 | 18000 | 1387 | 3.8 |  | Federally-Regulated Commercial & Industrial Equipment | 10/05/1999 |  | 04/12/2000
ClimateMaster Inc. | Climate Master Series | HS/HL/VS/VL060H |  | Water-Source | WBAHP: Heat Pump Packaged Unit | Heat Pump | 230 | 3 |  |  | No Match | No Match |  |  |  | 59500 | 5312 | 11.2 | 10 | 75000 | 5782 | 3.8 |  | Federally-Regulated Commercial & Industrial Equipment | 01/18/2001 |  | 11/19/2001
Addison Products | Heat Controller | WPH64-4JC/4JBC |  | Water-Source | WBAHP-CB: Heat Pump Split Syst | Heat Pump | 460 | 3 |  |  | No Match | No Match |  |  |  | 63500 | 5080 | 12.5 | 9 | 76000 | 6362 | 3.5 | 3.5 | Non Federally-Regulated | 10/05/1999 |  | 04/12/2000
ClimateMaster Inc. | Carrier | 50HQA/HQD/VQA/VQD012 |  | Water-Source | WBAHP: Heat Pump Packaged Unit | Heat Pump | 208 | 1 |  |  | No Match | No Match |  |  |  | 12200 | 1089 | 11.2 | 10 | 16200 | 1186 | 4 |  | Federally-Regulated Commercial & Industrial Equipment | 02/02/1998 |  | 03/31/1998
ClimateMaster Inc. | Climate Master Series | PDW 18 | AH08-U17R30K | Ground-Water-Source | WBAHP-CB: Heat Pump Split Syst | Heat Pump | 208 | 1 |  |  | No Match | No Match |  |  |  | 18500 | 1217 | 15.2 | 9 | 13500 | 1198 | 3.3 |  | Non Federally-Regulated | 10/06/1999 |  | 04/10/2000
Command-Aire | Command-Aire | SWP-1844 |  | Water-Source | WBAHP: Heat Pump Packaged Unit | Heat Pump | 460 | 3 |  |  | No Match | No Match |  |  |  | 206000 | 22700 | 9.1 |  | 286000 | 23100 | 3.6 | 2.5 | Non Federally-Regulated | 02/22/1990 |  | 07/31/1991
Waterfurnace International, Inc. | Waterfurnace International, Inc. | SXV030B3 |  | Water-Source | WBAHP: Heat Pump Packaged Unit | Heat Pump | 230 | 3 |  |  | No Match | No Match |  |  |  | 30600 | 2125 | 14.4 | 10 | 36600 | 2145 | 5 |  | Federally-Regulated Commercial & Industrial Equipment | 12/14/1998 |  | 10/05/1999
McQuay / Snyder General | Electro-Hydronics | LM150B7 |  | Water-Source | WBAHP: Heat Pump Packaged Unit | Heat Pump | 265 | 1 |  |  | No Match | No Match |  |  |  | 14700 | 1875 | 7.8 | 7.5 | 19000 | 1900 | 2.9 | 2.5 | Non Federally-Regulated | 08/29/1986 |  | 05/11/1988
Climate Control / Snyder General | Electro-Hydronics | VE260G5 |  | Water-Source | WBAHP: Heat Pump Packaged Unit | Heat Pump | 208 | 1 |  |  | No Match | No Match |  |  |  | 25000 | 2450 | 10.2 | 7.5 | 31600 | 2500 | 3.7 | 2.5 | Non Federally-Regulated | 05/16/1984 |  | 08/29/1986
Mammoth | Hydrobank II | F035HHS/VHS |  | Water-Source | WBAHP: Heat Pump Packaged Unit | Heat Pump | 230 | 3 |  |  | No Match | No Match |  |  |  | 37000 | 2624 | 14.1 | 9.3 | 45000 | 2866 | 4.6 | 3.8 | Federally-Regulated Commercial & Industrial Equipment | 03/31/1998 |  | 05/10/1998
California Heat Pump | California Heat Pump | CHP-12C*-12-** |  | Water-Source | WBAHP: Heat Pump Packaged Unit | Heat Pump | 230 | 1 |  |  | No Match | No Match |  |  |  | 12500 | 1275 | 9.8 | 7.5 | 14000 | 1325 | 3.1 | 2.5 | Non Federally-Regulated | 01/05/1982 |  | 06/11/1985
Florida Heat Pump | Florida Heat Pump | EM024-1CS | EM024-1AH/AV | Water-Source | WBAH: Heating Only Packaged Un | Heat Pump | 230 | 1 |  |  | No Match | No Match |  |  |  | 25600 | 2000 | 12.8 | 9 | 29500 | 2336 | 3.7 | 3.5 | Non Federally-Regulated | 07/22/2002 |  | 03/12/2009
ClimateMaster Inc. | Carrier Corp. | 50YGV/H/D049 |  | Water-Source | WBAHP: Heat Pump Packaged Unit | Heat Pump | 208 | 1 |  |  | No Match | Single-Speed |  |  |  | 48500 | 2836 | 17.1 | 12 | 59500 | 3229 | 5.4 | 4.2 | Federally-Regulated Commercial & Industrial Equipment | 12/12/2012 |  | 04/22/2015
Florida Heat Pump | Florida Heat Pump | EM048-3CF |  | Water-Source | WBAHP: Heat Pump Packaged Unit | Heat Pump | 208 | 3 |  |  | No Match | No Match |  |  |  | 49000 | 3920 | 12.5 | 10 | 58000 | 3863 | 4.4 |  | Federally-Regulated Commercial & Industrial Equipment | 02/02/1998 |  | 03/31/1998
ClimateMaster Inc. | Climate Master Series | 814-036-G******** |  | Water-Source | WBAHP: Heat Pump Packaged Unit | Heat Pump | 208 | 1 |  |  | No Match | No Match |  |  |  | 36000 | 3190 | 11.3 | 9 | 42500 | 3190 | 3.9 | 3.2 | Non Federally-Regulated | 05/11/1988 |  | 03/15/1989
ClimateMaster Inc. | Climate Master Series | 814-060-F******** |  | Water-Source | WBAHP: Heat Pump Packaged Unit | Heat Pump | 460 | 3 |  |  | No Match | No Match |  |  |  | 62000 | 5535 | 11.2 | 9 | 75000 | 5785 | 3.8 | 3.2 | Federally-Regulated Commercial & Industrial Equipment | 02/11/1988 |  | 05/11/1988
DeMarco Energy Systems | DeMarco Energy Systems | GT010-1VT/HZ/CF |  | Water-Source | WBAHP-CB: Heat Pump Split Syst | Heat Pump | 208 | 1 |  |  | No Match | No Match |  |  |  | 10400 | 753 | 13.8 | 9 | 12300 | 901 | 4 | 3.5 | Non Federally-Regulated | 10/02/1998 |  | 04/12/2000
Addison Products | Addison Products | HWPG012-1A* |  | Ground-Water-Source | WBAHP: Heat Pump Packaged Unit | Heat Pump | 230 | 1 |  |  | No Match | No Match |  |  |  | 12000 | 745 | 16.1 | 9 | 8900 | 766 | 3.4 |  | Non Federally-Regulated | 05/10/1998 |  | 10/02/1998
Trane U.S. Inc. | Command-Aire | SPCE0201 |  | Water-Source | WBAHP-O: Heat Pump Packaged Un | Heat Pump | 208 | 1 |  |  | No Match | No Match |  |  |  | 18200 | 1716 | 10.6 | 10 | 22800 | 1757 | 3.8 |  | Federally-Regulated Commercial & Industrial Equipment | 10/05/1999 |  | 04/12/2000
McQuay International | McQuay | WM*/WC*/CW*012C*G |  | Water-Source | WBAHP-O: Heat Pump Packaged Un | Heat Pump | 208 | 1 |  |  | No Match | No Match |  |  |  | 11400 | 876 | 13 | 10 | 12800 | 986 | 3.8 |  | Federally-Regulated Commercial & Industrial Equipment | 10/05/1999 |  | 09/21/2000
Florida Heat Pump | Florida Heat Pump | GT042-1CS | GT042-1AV/AH | Water-Source | WBAH: Heating Only Packaged Un | Heat Pump | 208 | 1 |  |  | No Match | No Match |  |  |  | 44000 | 3384 | 13 | 9 | 49200 | 3515 | 4.1 | 3.5 | Non Federally-Regulated | 10/05/1999 |  | 04/12/2000
Waterfurnace International, Inc. | Geotility Geothermal Installations | ZS048**5*0 |  | Water-Source | WBAHP: Heat Pump Packaged Unit | Heat Pump | 575 | 3 |  |  | No Match | Single-Speed |  |  |  | 47700 | 3245 | 14.7 | 12 | 56000 | 3730 | 4.4 | 4.2 | Federally-Regulated Commercial & Industrial Equipment | 01/24/2011 |  | 04/19/2013
Florida Heat Pump | Florida Heat Pump | EM072-1HZ/VT |  | Water-Source | WBAHP-CB: Heat Pump Split Syst | Heat Pump | 208 | 1 |  |  | No Match | No Match |  |  |  | 75000 | 5769 | 13 | 9 | 76000 | 5566 | 4 | 3.5 | Non Federally-Regulated | 07/22/2002 |  | 03/12/2009
Snyder General Corp. | American Air Filter | EHW-90 |  | Water-Source | WBAHP: Heat Pump Packaged Unit | Heat Pump | 230 | 3 |  |  | No Match | No Match |  |  |  | 91000 | 8505 | 10.7 | 10.5 | 115000 | 9113 | 3.7 | 3.8 | Non Federally-Regulated | 07/31/1991 |  | 03/31/1998
The Whalen Company | Whalen | VI-A-301-2 |  | Water-Source | WBAHP-O: Heat Pump Packaged Un | Heat Pump | 265 | 1 |  |  | No Match | No Match |  |  |  | 8900 | 801 | 11.1 | 10 | 12500 | 915 | 4 |  | Federally-Regulated Commercial & Industrial Equipment | 12/14/1998 |  | 11/14/2000
Waterfurnace International, Inc. | Waterfurnace International, Inc. | SXH080A3 |  | Ground-Water-Source | WBAHP: Heat Pump Packaged Unit | Heat Pump | 208 | 3 |  |  | No Match | No Match |  |  |  | 84000 | 6000 | 14 | 9 | 54500 | 5507 | 2.9 |  | Non Federally-Regulated | 01/30/1998 |  | 10/02/1998
Addison Products | Addison Products | VPY048-1A |  | Water-Source | WBAHP-CB: Heat Pump Split Syst | Heat Pump | 208 | 1 |  |  | No Match | No Match |  |  |  | 54400 | 4689 | 11.6 | 9 | 61800 | 5029 | 3.6 | 3.5 | Non Federally-Regulated | 07/22/2002 |  | 03/12/2009
Waterfurnace International, Inc. | Waterfurnace International, Inc. | VLV058A3 |  | Water-Source | WBAHP: Heat Pump Packaged Unit | Heat Pump | 208 | 3 |  |  | No Match | No Match |  |  |  | 56500 | 4520 | 12.5 | 10 | 72000 | 5024 | 4.2 |  | Federally-Regulated Commercial & Industrial Equipment | 12/14/1998 |  | 10/05/1999
Enertech Global, LLC | Enertech | HCT048C |  | Ground-Source | WBAHP: Heat Pump Packaged Unit | Heat Pump | 230 | 1 |  |  | No Match | Single-Speed |  |  |  | 50900 | 2797 | 18.2 | 13.4 | 39700 | 2838 | 4.1 | 3.1 | Non Federally-Regulated | 05/02/2012 |  | 12/12/2012
Waterfurnace International, Inc. | Waterfurnace International, Inc. | SXH013C2 |  | Water-Source | WBAHP-CB: Heat Pump Split Syst | Heat Pump | 265 | 1 |  |  | No Match | No Match |  |  |  | 13500 | 906 | 14.9 | 9 | 14100 | 961 | 4.3 | 3.5 | Non Federally-Regulated | 02/02/1998 |  | 10/02/1998
Florida Heat Pump | Energy Miser | HE52CF-3 |  | Water-Source | WBAHP: Heat Pump Packaged Unit | Heat Pump | 230 | 3 |  |  | No Match | No Match |  |  |  | 51000 | 4360 | 11.7 | 9 | 65000 | 4760 | 4 | 3.2 | Non Federally-Regulated | 05/11/1988 |  | 03/15/1989
Climate Control / Snyder General | Electro-Hydronics | LHP20AK |  | Water-Source | WBAHP: Heat Pump Packaged Unit | Heat Pump | 208 | 3 |  |  | No Match | No Match |  |  |  | 214000 | 18000 | 11.9 |  | 240000 | 18400 | 3.8 | 2.5 | Non Federally-Regulated | 06/11/1985 |  | 08/29/1986
McQuay International | McQuay | VWH/VWW007B-G |  | Water-Source | WBAHP: Heat Pump Packaged Unit | Heat Pump | 208 | 1 |  |  | No Match | No Match |  |  |  | 6800 | 653 | 10.4 | 10 | 9800 | 755 | 3.8 |  | Federally-Regulated Commercial & Industrial Equipment | 11/17/1999 |  | 09/21/2000
Marvair | Marvair | WHP47HPC |  | Water-Source | WBAHP: Heat Pump Packaged Unit | Heat Pump | 208 | 3 |  |  | No Match | No Match |  |  |  | 46900 | 4264 | 11 | 9 | 59400 | 4581 | 3.8 | 3.2 | Federally-Regulated Commercial & Industrial Equipment | 02/22/1988 |  | 05/11/1988
Florida Heat Pump | Florida Heat Pump | GT054-1CS | GT054-1AV/AH | Water-Source | WBAH: Heating Only Packaged Un | Heat Pump | 208 | 1 |  |  | No Match | No Match |  |  |  | 52000 | 4193 | 12.4 | 9 | 60000 | 4626 | 3.8 | 3.5 | Non Federally-Regulated | 10/05/1999 |  | 04/12/2000
Enertech Global, LLC | Enertech | HST036A | ACD036 | Ground-Source | WBAHP-CB: Heat Pump Split Syst | Heat Pump | 230 | 1 |  |  | No Match | Single-Speed |  |  |  | 37700 | 2167 | 17.4 | 13.4 | 29200 | 2194 | 3.9 | 3.1 | Non Federally-Regulated | 11/30/2011 |  | 03/02/2012
ClimateMaster Inc. | Climate Master Series | 802262F******** |  | Water-Source | WBAHP: Heat Pump Packaged Unit | Heat Pump | 460 | 3 |  |  | No Match | No Match |  |  |  | 258000 | 25800 | 10 |  | 320000 | 26900 | 3.5 | 2.5 | Non Federally-Regulated | 02/22/1990 |  | 07/31/1991
Florida Heat Pump | Florida Heat Pump | EM036-4CS | EM036-4AH/AV | Water-Source | WBAH: Heating Only Packaged Un | Heat Pump | 460 | 3 |  |  | No Match | No Match |  |  |  | 37500 | 2929 | 12.8 | 9 | 41000 | 3432 | 3.5 | 3.5 | Non Federally-Regulated | 07/22/2002 |  | 03/12/2009
Mammoth | Mammoth | F062HHDXXX |  | Water-Source | WBAHP: Heat Pump Packaged Unit | Heat Pump | 208 | 3 |  |  | No Match | No Match |  |  |  | 57500 | 5750 | 10 | 9 | 70500 | 5580 | 3.7 | 3.2 | Non Federally-Regulated | 05/11/1988 |  | 03/15/1989
Waterfurnace International, Inc. | Waterfurnace International, Inc. | VLV/VXV070*4 |  | Ground-Water-Source | WBAHP: Heat Pump Packaged Unit | Heat Pump | 460 | 3 |  |  | No Match | No Match |  |  |  | 67800 | 5557 | 12.2 | 9 | 53900 | 5445 | 2.9 |  | Non Federally-Regulated | 06/20/2003 |  | 03/12/2009
Florida Heat Pump | Florida Heat Pump | SV018-2CF/VT/HZ*-***P*A |  | Water-Source | WBAHP: Heat Pump Packaged Unit | Heat Pump | 265 | 1 |  |  | No Match | Single-Speed |  |  |  | 19400 | 1448 | 13.4 | 12 | 22200 | 1414 | 4.6 | 4.2 | Federally-Regulated Commercial & Industrial Equipment | 01/09/2014 |  | 04/22/2015
Waterfurnace International, Inc. | Waterfurnace International, Inc. | SXV016A1 |  | Ground-Source | WBAHP: Heat Pump Packaged Unit | Heat Pump | 208 | 1 |  |  | No Match | No Match |  |  |  | 16700 | 1210 | 13.8 |  | 12800 | 1136 | 3.3 |  | Non Federally-Regulated | 03/31/1998 |  | 05/10/1998
Carrier Corp. | Carrier | 50HQA009 |  | Water-Source | WBAHP: Heat Pump Packaged Unit | Heat Pump | 208 | 1 |  |  | No Match | No Match |  |  |  | 9800 | 840 | 11.7 | 10 | 12000 | 835 | 4.2 |  | Federally-Regulated Commercial & Industrial Equipment | 12/14/1994 |  | 04/07/1996
Enertech Global, LLC | Enertech | H062C | ACD060 | Ground-Source | WBAHP-C: Heat Pump Split Syste | Heat Pump | 230 | 1 |  |  | No Match | Single-Speed |  |  |  | 62100 | 3930 | 15.8 | 13.4 | 49500 | 4267 | 3.4 | 3.1 | Non Federally-Regulated | 08/23/2011 |  | 04/19/2013
Mammoth | Hydrobank II | D031VLG |  | Ground-Water-Source | WBAHP: Heat Pump Packaged Unit | Heat Pump | 208 | 1 |  |  | No Match | No Match |  |  |  | 31000 | 2348 | 13.2 | 9 | 25000 | 2362 | 3.1 |  | Non Federally-Regulated | 11/14/2000 |  | 01/18/2001
DeMarco Energy Systems | DeMarco Energy Systems | GT054-5VT/HZ/CF |  | Water-Source | WBAHP-CB: Heat Pump Split Syst | Heat Pump | 575 | 3 |  |  | No Match | No Match |  |  |  | 53000 | 4240 | 12.5 | 9 | 62000 | 4659 | 3.9 | 3.5 | Non Federally-Regulated | 10/02/1998 |  | 04/12/2000
Waterfurnace International, Inc. | Geotility Geothermal Installations | ZS024**0*4 |  | Ground-Water-Source | WBAHP: Heat Pump Packaged Unit | Heat Pump | 208 | 1 |  |  | No Match | Single-Speed |  |  |  | 26400 | 1128 | 23.4 | 16.2 | 22300 | 1452 | 4.5 | 3.6 | Non Federally-Regulated | 06/14/2011 |  | 04/19/2013
Florida Heat Pump | Energy Miser | LT 50 CF -4 |  | Ground-Water-Source | WBAHP: Heat Pump Packaged Unit | Heat Pump | 460 | 3 |  |  | No Match | No Match |  |  |  | 44500 | 4045 | 11 | 11 | 48000 | 4135 | 3.4 | 3.4 | Non Federally-Regulated | 07/31/1991 |  | 03/31/1998
Mammoth | Mammoth | E009VHA |  | Water-Source | WBAHP: Heat Pump Packaged Unit | Heat Pump | 265 | 1 |  |  | No Match | Single-Speed |  |  |  | 9400 | 803 | 11.7 | 11.2 | 10900 | 694 | 4.6 | 4.2 | Federally-Regulated Commercial & Industrial Equipment | 01/10/2012 |  | 12/12/2012
USPower Climate Control | USPower Climate Control | GSDXC3000 | GSDXV3000 | Water-Source | WBAHP-C: Heat Pump Split Syste | Heat Pump | 230 | 1 |  |  | No Match | No Match |  |  |  | 30000 | 1818 | 16.5 | 9.3 | 30000 | 1852 | 4.7 | 3.8 | Federally-Regulated Commercial & Industrial Equipment | 03/31/1998 |  | 05/10/1998
Florida Heat Pump | Florida Heat Pump | GT070-4CS | GT070-4AH/AV | Water-Source | WBAH: Heating Only Packaged Un | Heat Pump | 460 | 3 |  |  | No Match | No Match |  |  |  | 67500 | 5037 | 13.4 | 9 | 77500 | 5975 | 3.8 | 3.5 | Non Federally-Regulated | 07/22/2002 |  | 03/12/2009
ClimateMaster Inc. | Carrier | 50YAV/YAH 060 |  | Ground-Water-Source | WBAHP: Heat Pump Packaged Unit | Heat Pump | 230 | 1 |  |  | No Match | No Match |  |  |  | 60000 | 4615 | 13 | 9 | 41000 | 3754 | 3.2 |  | Non Federally-Regulated | 11/17/1999 |  | 04/10/2000
McQuay / Snyder General | Electro-Hydronics | FW550GK |  | Water-Source | WBAHP: Heat Pump Packaged Unit | Heat Pump | 208 | 3 |  |  | No Match | No Match |  |  |  | 55000 | 5670 | 9.7 | 7.5 | 67000 | 5610 | 3.5 | 2.5 | Non Federally-Regulated | 08/29/1986 |  | 05/11/1988
Florida Heat Pump | Florida Heat Pump | GT062-3VT/HZ/CF |  | Water-Source | WBAHP-CB: Heat Pump Split Syst | Heat Pump | 208 | 3 |  |  | No Match | No Match |  |  |  | 61500 | 4920 | 12.5 | 9 | 78000 | 6014 | 3.8 | 3.5 | Non Federally-Regulated | 10/05/1999 |  | 04/12/2000
Bard Manufacturing Company, Inc. | Bard | GTC48S2-A | HE49948D210B22705AW | Ground-Source | WBAH-C: Heating Only Split Sys | Heat Pump | 230 | 1 |  |  | No Match | Dual-Speed | [7 empty] | 35000 | 2699 | 3.8 |  | Non Federally-Regulated | 09/03/2012 |  | 01/09/2014
ClimateMaster Inc. | Climate Master | ADD/E064A | CNP**60 | Ground-Source | WBAHP-C: Heat Pump Split Syste | Heat Pump | 208 | 1 |  |  | No Match | Single-Speed |  |  |  | 58300 | 3512 | 16.6 | 13.4 | 45400 | 3596 | 3.7 | 3.1 | Non Federally-Regulated | 01/09/2014 |  | 06/09/2015
Mammoth | Hydrobank II | F045HHF/VHF |  | Water-Source | WBAHP: Heat Pump Packaged Unit | Heat Pump | 230 | 3 |  |  | No Match | No Match |  |  |  | 45000 | 3214 | 14 | 10 | 58000 | 3695 | 4.6 |  | Federally-Regulated Commercial & Industrial Equipment | 07/29/1998 |  | 10/02/1998
Enertech Global, LLC | Enertech | HHT060A |  | Ground-Source | WBAHP: Heat Pump Packaged Unit | Heat Pump | 230 | 1 |  |  | No Match | Single-Speed |  |  |  | 59600 | 3590 | 16.6 | 13.4 | 46800 | 3609 | 3.8 | 3.1 | Non Federally-Regulated | 08/23/2011 |  | 12/12/2012
Addison Products | Addison Products | HWPH054-4JC/4JBC |  | Water-Source | WBAHP-CB: Heat Pump Split Syst | Heat Pump | 460 | 3 |  |  | No Match | No Match |  |  |  | 53500 | 4458 | 12 | 9 | 64000 | 5357 | 3.5 | 3.5 | Non Federally-Regulated | 10/05/1999 |  | 11/14/2000
Climate Control / Snyder General | Electro-Hydronics | LWP7.5BK |  | Water-Source | WBAHP: Heat Pump Packaged Unit | Heat Pump | 208 | 3 |  |  | No Match | No Match |  |  |  | 76000 | 7100 | 10.7 | 9.2 | 95000 | 7500 | 3.7 | 2.5 | Non Federally-Regulated | 06/11/1985 |  | 08/29/1986
Command-Aire | Command-Aire | SWPR611E |  | Water-Source | WBAHP: Heat Pump Packaged Unit | Heat Pump | 208 | 1 |  |  | No Match | No Match |  |  |  | 62000 | 5640 | 11 | 9 | 74000 | 5290 | 4.1 | 3.2 | Non Federally-Regulated | 05/11/1988 |  | 03/15/1989
Florida Heat Pump | Florida Heat Pump | TA049-1CS | DX049 | Water-Source | WBAHP-CB: Heat Pump Split Syst | Both Heat Pump and Electric Re | 208 | 1 |  |  | No Match | Dual-Speed |  |  |  | 49500 | 2813 | 17.6 | 12 | 61000 | 3250 | 5.5 | 4.2 | Federally-Regulated Commercial & Industrial Equipment | 03/02/2012 |  | 04/20/2015
Florida Heat Pump | Florida Heat Pump | GT030-4CS | GT030-4AH/AV | Ground-Water-Source | WBAHP-CB: Heat Pump Split Syst | Heat Pump | 460 | 3 |  |  | No Match | No Match |  |  |  | 28400 | 1808 | 15.7 | 9 | 19600 | 1640 | 3.5 |  | Non Federally-Regulated | 05/29/2001 |  | 07/18/2002
ClimateMaster Inc. | Climate Master Series | PDW 36 | AH14-U23R42W | Ground-Water-Source | WBAHP-CB: Heat Pump Split Syst | Heat Pump | 230 | 1 |  |  | No Match | No Match |  |  |  | 36000 | 2400 | 15 | 9 | 29000 | 2499 | 3.4 |  | Non Federally-Regulated | 01/30/1998 |  | 10/02/1998
McQuay International | McQuay | FCV/FCW/VWH/VWW030B-F |  | Water-Source | WBAHP: Heat Pump Packaged Unit | Heat Pump | 230 | 3 |  |  | No Match | No Match |  |  |  | 29600 | 2487 | 11.9 | 10 | 39000 | 2930 | 3.9 |  | Federally-Regulated Commercial & Industrial Equipment | 12/14/1998 |  | 11/17/1999
Snyder General Corp. | American Air Filter | GVW-36 |  | Water-Source | WBAHP: Heat Pump Packaged Unit | Heat Pump | 200 | 3 |  |  | No Match | No Match |  |  |  | 35000 | 3125 | 11.2 | 9 | 42500 | 3458 | 3.6 | 3.2 | Federally-Regulated Commercial & Industrial Equipment | 01/22/1990 |  | 07/27/1992
Waterfurnace International, Inc. | Waterfurnace International, Inc. | VLV/VXV048*1 |  | Water-Source | WBAHP: Heat Pump Packaged Unit | Heat Pump | 230 | 1 |  |  | No Match | No Match |  |  |  | 45800 | 3606 | 12.7 | 10 | 57900 | 4039 | 4.2 |  | Federally-Regulated Commercial & Industrial Equipment | 06/20/2003 |  | 02/17/2011
Waterfurnace International, Inc. | Waterfurnace International, Inc. | P028**1 |  | Ground-Water-Source | WBAHP: Heat Pump Packaged Unit | Heat Pump | 230 | 1 |  |  | No Match | No Match |  |  |  | 29000 | 1812 | 16 | 9 | 21000 | 1757 | 3.5 |  | Non Federally-Regulated | 07/22/2002 |  | 03/12/2009
Waterfurnace International, Inc. | Waterfurnace International, Inc. | SXH058B0 |  | Ground-Water-Source | WBAHP: Heat Pump Packaged Unit | Heat Pump | 208 | 1 |  |  | No Match | No Match |  |  |  | 56500 | 4216 | 13.4 | 9 | 45500 | 4301 | 3.1 |  | Non Federally-Regulated | 12/14/1998 |  | 10/06/1999
Addison Products | Addison Products | WPH054-1JC/1JBC |  | Water-Source | WBAHP: Heat Pump Packaged Unit | Heat Pump | 230 | 1 |  |  | No Match | No Match |  |  |  | 50000 | 4237 | 11.8 | 10 | 68000 | 5109 | 3.9 |  | Federally-Regulated Commercial & Industrial Equipment | 02/02/1998 |  | 03/31/1998
Mammoth | Hydrobank II | D014VLG |  | Ground-Water-Source | WBAHP: Heat Pump Packaged Unit | Heat Pump | 230 | 1 |  |  | No Match | No Match |  |  |  | 13900 | 1061 | 13.1 | 9 | 11000 | 1074 | 3 |  | Non Federally-Regulated | 01/18/2001 |  | 05/29/2001
Waterfurnace International, Inc. | Waterfurnace International, Inc. | NSV/NSH048G1*1 |  | Ground-Water-Source | WBAHP: Heat Pump Packaged Unit | Heat Pump | 230 | 1 |  |  | No Match | Single-Speed |  |  |  | 53000 | 2031 | 26.1 | 16.2 | 43400 | 2706 | 4.7 | 3.6 | Non Federally-Regulated | 09/03/2012 |  | 04/19/2013
Waterfurnace International, Inc. | Eagle Mountain | ZS036**0*4 |  | Ground-Water-Source | WBAHP: Heat Pump Packaged Unit | Heat Pump | 208 | 1 |  |  | No Match | Single-Speed |  |  |  | 37700 | 1639 | 23 | 16.2 | 33000 | 2249 | 4.3 | 3.6 | Non Federally-Regulated | 03/02/2012 |  | 04/19/2013
Hydro Delta Corp. | Hydro Delta Corp. | 03-018-WTARD-HE |  | Ground-Water-Source | WBAHP: Heat Pump Packaged Unit | Heat Pump | 230 | 1 |  |  | No Match | No Match |  |  |  | 20700 | 1533 | 13.5 | 9 | 13000 | 1360 | 2.8 |  | Non Federally-Regulated | 10/06/1999 |  | 04/10/2000
Florida Heat Pump | Geomaster, LLC | EC070-3CS | EC070-1AH/AV | Ground-Water-Source | WBAHP-CB: Heat Pump Split Syst | Heat Pump | 230 | 3 |  |  | No Match | Single-Speed | 4200 | 803 | 1 | 74500 | 3840 | 19.4 | 16.2 | 66600 | 3840 | 3.9 | 3.6 | Non Federally-Regulated | 04/30/2009 |  | 04/20/2015
McQuay International | McQuay | FCV/FCW030B-G |  | Water-Source | WBAHP: Heat Pump Packaged Unit | Heat Pump | 230 | 1 |  |  | No Match | No Match |  |  |  | 29600 | 2487 | 11.9 | 10 | 39000 | 2929 | 3.9 |  | Federally-Regulated Commercial & Industrial Equipment | 11/17/1999 |  | 09/21/2000
Friedrich Climate Master | Climate Master Series | 803-036-G******** |  | Water-Source | WBAHP: Heat Pump Packaged Unit | Heat Pump | 230 | 1 |  |  | No Match | No Match |  |  |  | 35600 | 3360 | 10.6 | 7.5 | 42500 | 3550 | 3.5 | 2.5 | Non Federally-Regulated | 08/29/1986 |  | 05/11/1988
Addison Products | Addison Products | HPY030-8A |  | Water-Source | WBAHP-CB: Heat Pump Split Syst | Heat Pump | 265 | 1 |  |  | No Match | No Match |  |  |  | 34900 | 2510 | 13.9 | 9 | 42300 | 3541 | 3.5 | 3.5 | Non Federally-Regulated | 11/14/2000 |  | 07/18/2002
Waterfurnace International, Inc. | Waterfurnace International, Inc. | SXV068B3 |  | Water-Source | WBAHP: Heat Pump Packaged Unit | Heat Pump | 230 | 3 |  |  | No Match | No Match |  |  |  | 65000 | 5200 | 12.5 | 10.5 | 84000 | 5470 | 4.5 | 3.8 | Federally-Regulated Commercial & Industrial Equipment | 03/31/1998 |  | 05/10/1998
Command-Aire | Command-Aire | RUWP-2544 |  | Water-Source | WBAHP: Heat Pump Packaged Unit | Heat Pump | 460 | 3 |  |  | No Match | No Match |  |  |  | 298000 | 33100 | 9 | 9 | 366000 | 29500 | 3.6 |  | Federally-Regulated Commercial & Industrial Equipment | 01/23/1988 |  | 05/11/1988
Trane U.S. Inc. | Trane | GSUG 0601(P) |  | Ground-Water-Source | WBAHP: Heat Pump Packaged Unit | Heat Pump | 208 | 1 |  |  | No Match | No Match |  |  |  | 21200 | 1000 | 21.2 | 9 | 21200 | 1882 | 3.3 |  | Non Federally-Regulated | 11/17/1999 |  | 04/10/2000
Addison Products | Addison Products | WPH044-1JA/1JBA |  | Water-Source | WBAHP: Heat Pump Packaged Unit | Heat Pump | 208 | 1 |  |  | No Match | No Match |  |  |  | 41000 | 3727 | 11 | 10 | 51000 | 3933 | 3.8 |  | Federally-Regulated Commercial & Industrial Equipment | 12/14/1998 |  | 09/21/2000
Waterfurnace International, Inc. | Waterfurnace International, Inc. | SXH080A3 |  | Ground-Water-Source | WBAHP: Heat Pump Packaged Unit | Heat Pump | 230 | 3 |  |  | No Match | No Match |  |  |  | 84000 | 6000 | 14 | 9 | 54500 | 5507 | 2.9 |  | Non Federally-Regulated | 12/14/1998 |  | 10/06/1999
Addison Products | Heat Controller | WSH024-8AR |  | Water-Source | WBAHP: Heat Pump Packaged Unit | Heat Pump | 265 | 1 |  |  | No Match | No Match |  |  |  | 24000 | 1714 | 14 | 10 | 30000 | 1831 | 4.8 |  | Federally-Regulated Commercial & Industrial Equipment | 10/05/1999 |  | 04/12/2000
Waterfurnace International, Inc. | Rybacki - Hart Enterprises | ZS023**0*0 |  | Ground-Water-Source | WBAHP: Heat Pump Packaged Unit | Heat Pump | 230 | 1 |  |  | No Match | Single-Speed |  |  |  | 25400 | 1129 | 22.5 | 16.2 | 21900 | 1646 | 3.9 | 3.6 | Non Federally-Regulated | 01/24/2011 |  | 04/19/2013
ClimateMaster Inc. | Climate Master Series | 814-060-H******** |  | Water-Source | WBAHP: Heat Pump Packaged Unit | Heat Pump | 208 | 3 |  |  | No Match | No Match |  |  |  | 62000 | 5535 | 11.2 | 9 | 75000 | 5785 | 3.8 | 3.2 | Federally-Regulated Commercial & Industrial Equipment | 02/11/1988 |  | 05/11/1988
Florida Heat Pump | Bosch | EC012-0CF/HZ/VT |  | Ground-Source | WBAHP: Heat Pump Packaged Unit | Heat Pump | 115 | 1 |  |  |  | Single-Speed |  |  |  | 11500 | 793 | 14.5 | 13.4 | 8700 | 822 | 3.1 | 3.1 | Non Federally-Regulated | 04/22/2015 |  | 05/01/2015
McQuay / Snyder General | Electro-Hydronics | CC70F5 |  | Water-Source | WBAHP: Heat Pump Packaged Unit | Heat Pump | 208 | 1 |  |  | No Match | No Match |  |  |  | 6900 | 645 | 10.7 | 7.5 | 8800 | 680 | 3.8 | 2.5 | Non Federally-Regulated | 08/29/1986 |  | 05/11/1988
Carrier Corp. | Carrier | 50VQA009 |  | Water-Source | WBAHP: Heat Pump Packaged Unit | Heat Pump | 208 | 1 |  |  | No Match | No Match |  |  |  | 9800 | 840 | 11.7 | 10 | 12000 | 835 | 4.2 |  | Federally-Regulated Commercial & Industrial Equipment | 12/14/1994 |  | 04/07/1996
Waterfurnace International, Inc. | Waterfurnace International, Inc. | SXV068B3 |  | Ground-Water-Source | WBAHP: Heat Pump Packaged Unit | Heat Pump | 230 | 3 |  |  | No Match | No Match |  |  |  | 66000 | 5500 | 12 | 9 | 52000 | 5080 | 3 |  | Non Federally-Regulated | 12/14/1998 |  | 10/06/1999
Florida Heat Pump | Florida Heat Pump | EM048-3HZ |  | Water-Source | WBAHP: Heat Pump Packaged Unit | Heat Pump | 208 | 3 |  |  | No Match | No Match |  |  |  | 49000 | 3920 | 12.5 | 10 | 58000 | 3863 | 4.4 |  | Federally-Regulated Commercial & Industrial Equipment | 02/02/1998 |  | 03/31/1998
Waterfurnace International, Inc. | Waterfurnace International, Inc. | SXH030*0 |  | Ground-Water-Source | WBAHP: Heat Pump Packaged Unit | Heat Pump | 208 | 1 |  |  | No Match | No Match |  |  |  | 31200 | 2181 | 14.3 | 9 | 21600 | 1808 | 3.5 |  | Non Federally-Regulated | 10/06/1999 |  | 05/19/2000
Waterfurnace International, Inc. | Waterfurnace International, Inc. | SXV058B4 |  | Ground-Water-Source | WBAHP: Heat Pump Packaged Unit | Heat Pump | 460 | 3 |  |  | No Match | No Match |  |  |  | 56500 | 4216 | 13.4 | 9 | 45500 | 4301 | 3.1 |  | Non Federally-Regulated | 12/14/1998 |  | 10/06/1999
Mammoth | Hydrobank II | F054HHE/VHE |  | Water-Source | WBAHP: Heat Pump Packaged Unit | Heat Pump | 208 | 3 |  |  | No Match | No Match |  |  |  | 54000 | 3802 | 14.2 | 10 | 67500 | 4300 | 4.6 |  | Federally-Regulated Commercial & Industrial Equipment | 12/14/1998 |  | 10/05/1999
ClimateMaster Inc. | Carrier | 50HQA/HQD/VQA/VQD048 3 |  | Water-Source | WBAHP: Heat Pump Packaged Unit | Heat Pump | 230 | 1 |  |  | No Match | No Match |  |  |  | 47500 | 4318 | 11 | 10 | 57000 | 4396 | 3.8 |  | Federally-Regulated Commercial & Industrial Equipment | 12/14/1998 |  | 04/12/2000
Enertech Global, LLC | Enertech | TST054 | MPD048 | Ground-Water-Source | WBAHP-CB: Heat Pump Split Syst | Heat Pump | 208 | 1 |  |  | No Match | Single-Speed |  |  |  | 57000 | 2969 | 19.2 | 16.2 | 49700 | 3553 | 4.1 | 3.6 | Non Federally-Regulated | 08/23/2011 |  | 04/19/2013
Snyder General Corp. | McQuay | LHP12BP |  | Water-Source | WBAHP: Heat Pump Packaged Unit | Heat Pump | 460 | 3 |  |  | No Match | No Match |  |  |  | 128000 | 11000 | 11.6 | 9.2 | 142000 | 11200 | 3.7 | 2.5 | Non Federally-Regulated | 02/22/1990 |  | 07/31/1991
American Air Filter | Enercon | HW61 |  | Water-Source | WBAHP: Heat Pump Packaged Unit | Heat Pump | 460 | 3 |  |  | No Match | No Match |  |  |  | 61000 | 5730 | 10.6 | 7.5 | 74000 | 6100 | 3.6 | 2.5 | Non Federally-Regulated | 06/11/1985 |  | 05/11/1988
Snyder General Corp. | American Air Filter | GHW-19 |  | Water-Source | WBAHP: Heat Pump Packaged Unit | Heat Pump | 208 | 1 |  |  | No Match | No Match |  |  |  | 18200 | 1595 | 11.4 | 9 | 21000 | 1809 | 3.4 | 3.2 | Federally-Regulated Commercial & Industrial Equipment | 01/22/1990 |  | 07/27/1992
Waterfurnace International, Inc. | Waterfurnace International, Inc. | ATH057D0(P) |  | Ground-Water-Source | WBAHP: Heat Pump Packaged Unit | Heat Pump | 230 | 1 |  |  | No Match | No Match |  |  |  | 34000 | 1808 | 18.8 | 9 | 26000 | 2116 | 3.6 |  | Non Federally-Regulated | 05/10/1998 |  | 10/02/1998
Hydro Delta Corp. | Hydro Delta Corp. | 03-046-WTARWD-HE |  | Ground-Water-Source | WBAHP: Heat Pump Packaged Unit | Heat Pump | 230 | 1 |  |  | No Match | No Match |  |  |  | 43000 | 3282 | 13.1 | 9 | 35000 | 3204 | 3.2 |  | Non Federally-Regulated | 10/06/1999 |  | 04/10/2000
Mammoth | Hydrobank II | K130VHG |  | Water-Source | WBAHP: Heat Pump Packaged Unit | Heat Pump | 575 | 3 |  |  | No Match | No Match |  |  |  | 124000 | 9538 | 13 | 9 | 159000 | 11646 | 4 | 3.8 | Federally-Regulated Commercial & Industrial Equipment | 05/23/2000 |  | 01/18/2001
Mammoth | Hydrobank II | D036HHK |  | Water-Source | WBAHP: Heat Pump Packaged Unit | Heat Pump | 208 | 1 |  |  | No Match | No Match |  |  |  | 34500 | 3194 | 10.8 | 10 | 45500 | 3418 | 3.9 |  | Federally-Regulated Commercial & Industrial Equipment | 06/27/2003 |  | 03/12/2009
Florida Heat Pump | Florida Heat Pump | CP030-1HZ/VT |  | Water-Source | WBAHP: Heat Pump Packaged Unit | Heat Pump | 230 | 1 |  |  | No Match | Single-Speed |  |  |  | 27000 | 1626 | 16.6 | 12 | 31000 | 1539 | 5.9 | 4.2 | Federally-Regulated Commercial & Industrial Equipment | 06/14/2011 |  | 05/01/2015
McQuay / Snyder General | Electro-Hydronics | LE75C5 |  | Water-Source | WBAHP: Heat Pump Packaged Unit | Heat Pump | 208 | 1 |  |  | No Match | No Match |  |  |  | 6900 | 645 | 10.7 | 7.5 | 9500 | 730 | 3.8 | 2.5 | Non Federally-Regulated | 08/29/1986 |  | 05/11/1988
Mammoth | Hydrobank II | E019VHF |  | Water-Source | WBAHP: Heat Pump Packaged Unit | Heat Pump | 265 | 1 |  |  | No Match | No Match |  |  |  | 18400 | 1657 | 11.1 | 9 | 25200 | 1997 | 3.7 | 3.2 | Federally-Regulated Commercial & Industrial Equipment | 01/22/1990 |  | 07/27/1992
Addison Products | Addison Products | WRH022-1J | HRH022-1J | Water-Source | Water/Brine to Air Heat Pump S | Heat Pump | 208 | 1 |  |  | No Match | No Match |  |  |  | 20800 | 1840 | 11.3 | 10 | 27200 | 2097 | 3.8 |  | Federally-Regulated Commercial & Industrial Equipment | 04/12/2000 |  | 09/21/2000
Climate Control / Snyder General | Electro-Hydronics | UC630F5 |  | Water-Source | WBAHP: Heat Pump Packaged Unit | Heat Pump | 208 | 1 |  |  | No Match | No Match |  |  |  | 63000 | 6430 | 9.8 | 7.5 | 79000 | 6430 | 3.6 | 2.5 | Non Federally-Regulated | 06/11/1985 |  | 08/29/1986
Enertech Global, LLC | Enertech | GCT024C2 |  | Ground-Source | WBAHP: Heat Pump Packaged Unit | Heat Pump | 208 | 3 |  |  | No Match | Single-Speed |  |  |  | 25900 | 1289 | 20.1 | 13.4 | 19400 | 1263 | 4.5 | 3.1 | Non Federally-Regulated | 05/02/2012 |  | 04/21/2014
Command-Aire | Command-Aire | SWPH-613 |  | Water-Source | WBAHP: Heat Pump Packaged Unit | Heat Pump | 230 | 3 |  |  | No Match | No Match |  |  |  | 62000 | 6500 | 9.5 | 7.5 | 78000 | 6600 | 3.5 | 2.5 | Non Federally-Regulated | 01/05/1982 |  | 05/11/1988
American Air Filter | Enercon | VW93 |  | Water-Source | WBAHP: Heat Pump Packaged Unit | Heat Pump | 460 | 3 |  |  | No Match | No Match |  |  |  | 93000 | 8141 | 11 | 9.2 | 120000 | 8954 | 3.8 | 2.5 | Non Federally-Regulated | 06/11/1985 |  | 08/29/1986
American Air Filter | Enercon | GVW-30 |  | Water-Source | WBAHP: Heat Pump Packaged Unit | Heat Pump | 200 | 3 |  |  | No Match | No Match |  |  |  | 29200 | 2755 | 10.6 | 9 | 38000 | 3094 | 3.6 | 3.2 | Non Federally-Regulated | 02/22/1990 |  | 07/31/1991
Addison Products | Addison Products | HGY120-3A |  | Water-Source | WBAHP-CB: Heat Pump Split Syst | Heat Pump | 208 | 3 |  |  | No Match | No Match |  |  |  | 110400 | 8492 | 13 | 9 | 137100 | 11477 | 3.5 | 3.5 | Non Federally-Regulated | 07/22/2002 |  | 03/12/2009
McQuay / Snyder General | Electro-Hydronics | CCW012A*N |  | Water-Source | WBAHP: Heat Pump Packaged Unit | Heat Pump | 265 | 1 |  |  | No Match | No Match |  |  |  | 12000 | 1045 | 11.5 | 9 | 15000 | 1095 | 4 | 3.2 | Non Federally-Regulated | 05/11/1988 |  | 03/15/1989
California Heat Pump | Trane | WPCB-0092 |  | Water-Source | WBAHP: Heat Pump Packaged Unit | Heat Pump | 208 | 1 |  |  | No Match | No Match |  |  |  | 9000 | 900 | 10 | 7.5 | 10300 | 900 | 3.4 | 2.5 | Non Federally-Regulated | 08/29/1986 |  | 05/11/1988
Florida Heat Pump | Florida Heat Pump | EM018-1VT/HZ/CF |  | Water-Source | WBAHP: Heat Pump Packaged Unit | Heat Pump | 230 | 1 |  |  | No Match | No Match |  |  |  | 18500 | 1370 | 13.5 | 10 | 25000 | 1526 | 4.8 |  | Federally-Regulated Commercial & Industrial Equipment | 10/05/1999 |  | 04/12/2000
Command-Aire | Command-Aire | RWP-603 |  | Water-Source | WBAHP: Heat Pump Packaged Unit | Heat Pump | 208 | 3 |  |  | No Match | No Match |  |  |  | 73900 | 7590 | 9.7 | 9.2 | 94300 | 7500 | 3.7 | 2.5 | Non Federally-Regulated | 05/16/1984 |  | 01/23/1988
Waterfurnace International, Inc. | Waterfurnace International, Inc. | P057**0 |  | Ground-Water-Source | WBAHP: Heat Pump Packaged Unit | Heat Pump | 230 | 1 |  |  | No Match | No Match |  |  |  | 60000 | 4761 | 12.6 | 9 | 42000 | 4101 | 3 |  | Non Federally-Regulated | 05/19/2000 |  | 07/18/2002
ClimateMaster Inc. | Climate Master | ACA/B024 |  | Ground-Water-Source | WBAHP: Heat Pump Packaged Unit | Heat Pump | 230 | 1 |  |  | No Match | Single-Speed |  |  |  | 24900 | 1233 | 20.2 | 16.2 | 22900 | 1598 | 4.2 | 3.6 | Non Federally-Regulated | 03/02/2012 |  | 06/09/2015
Addison Products | Addison Products | WRH054-1JC | HRH054-1J/1JB | Water-Source | Water/Brine to Air Heat Pump S | Heat Pump | 230 | 1 |  |  | No Match | No Match |  |  |  | 49000 | 4224 | 11.6 | 10 | 66000 | 5088 | 3.8 |  | Federally-Regulated Commercial & Industrial Equipment | 04/12/2000 |  | 09/21/2000
Waterfurnace International, Inc. | Geotility Geothermal Installations | ZS042**5*0 |  | Ground-Water-Source | WBAHP: Heat Pump Packaged Unit | Heat Pump | 575 | 3 |  |  | No Match | Single-Speed |  |  |  | 45800 | 2082 | 22 | 16.2 | 37000 | 2854 | 3.8 | 3.6 | Non Federally-Regulated | 01/24/2011 |  | 04/19/2013
Florida Heat Pump | Florida Heat Pump | CE061-1CS | DX061CC/UC | Water-Source | WBAHP-C: Heat Pump Split Syste | Heat Pump | 230 | 1 |  |  | No Match | Dual-Speed |  |  |  | 62000 | 3827 | 16.2 | 12 | 73000 | 4195 | 5.1 | 4.2 | Federally-Regulated Commercial & Industrial Equipment | 03/02/2012 |  | 05/01/2015
Mammoth | Hydrobank II | D064VLF/HLF/DLF |  | Ground-Water-Source | WBAHP: Heat Pump Packaged Unit | Heat Pump | 230 | 1 |  |  | No Match | No Match |  |  |  | 65000 | 4850 | 13.4 | 9 | 50000 | 4884 | 3 |  | Non Federally-Regulated | 07/29/1998 |  | 10/02/1998
Mammoth | Hydrobank II | F064HLG |  | Ground-Water-Source | WBAHP: Heat Pump Packaged Unit | Heat Pump | 208 | 3 |  |  | No Match | No Match |  |  |  | 61500 | 4241 | 14.5 | 9 | 49000 | 4486 | 3.2 |  | Non Federally-Regulated | 07/22/2002 |  | 03/12/2009
Waterfurnace International, Inc. | Geotility Geothermal Installations | GS012**0*0 |  | Ground-Source | WBAHP: Heat Pump Packaged Unit | Heat Pump | 208 | 1 |  |  | No Match | Single-Speed |  |  |  | 12500 | 694 | 18 | 13.4 | 9500 | 773 | 3.6 | 3.1 | Non Federally-Regulated | 01/24/2011 |  | 04/19/2013
Florida Heat Pump | Florida Heat Pump | GT026-3VT/HZ/CF |  | Water-Source | WBAHP-CB: Heat Pump Split Syst | Heat Pump | 208 | 3 |  |  | No Match | No Match |  |  |  | 27000 | 2000 | 13.5 | 9 | 30600 | 2299 | 3.9 | 3.5 | Non Federally-Regulated | 12/14/1998 |  | 10/05/1999
Waterfurnace International, Inc. | Waterfurnace International, Inc. | NDZ038A1 | NRAC036* | Ground-Water-Source | WBAHP-CB: Heat Pump Split Syst | Heat Pump | 230 | 1 |  |  | No Match | Dual-Speed |  |  |  | 34300 | 1681 | 20.4 | 16.2 | 33100 | 2157 | 4.5 | 3.6 | Non Federally-Regulated | 04/30/2009 |  | 08/23/2011
McQuay International | McQuay | HWH/HWW048C-F |  | Water-Source | WBAHP: Heat Pump Packaged Unit | Heat Pump | 208 | 3 |  |  | No Match | No Match |  |  |  | 47000 | 3790 | 12.4 | 10 | 54000 | 3767 | 4.2 |  | Federally-Regulated Commercial & Industrial Equipment | 11/17/1999 |  | 09/21/2000
Waterfurnace International, Inc. | Eagle Mountain | ZS060**3*1 |  | Water-Source | WBAHP: Heat Pump Packaged Unit | Heat Pump | 230 | 3 |  |  | No Match | Single-Speed |  |  |  | 58400 | 3817 | 15.3 | 12 | 72500 | 4521 | 4.7 | 4.2 | Federally-Regulated Commercial & Industrial Equipment | 01/24/2011 |  | 03/02/2012
Florida Heat Pump | Energy Miser | HLT 50 CF -3 |  | Ground-Water-Source | WBAH: Heating Only Packaged Un | Heat Pump | 208 | 3 |  |  | No Match | No Match | [7 empty] | 56500 | 5015 | 3.3 | 3.2 | Non Federally-Regulated | 02/22/1990 |  | 07/31/1991
Enertech Global, LLC | Enertech | GRT036A | MPD036 | Ground-Source | WBAHP-CB: Heat Pump Split Syst | Heat Pump | 208 | 1 |  |  | No Match | Single-Speed |  |  |  | 37200 | 2150 | 17.3 | 13.4 | 28200 | 2119 | 3.9 | 3.1 | Non Federally-Regulated | 09/03/2012 |  | 12/12/2012
Addison Products | Addison Products | WSH034-3AR |  | Water-Source | WBAHP: Heat Pump Packaged Unit | Heat Pump | 230 | 3 |  |  | No Match | No Match |  |  |  | 33500 | 2463 | 13.6 | 10 | 42500 | 2767 | 4.5 |  | Federally-Regulated Commercial & Industrial Equipment | 12/14/1998 |  | 05/19/2000
ClimateMaster Inc. | Carrier Corp. | 50RTP03 |  | Ground-Source | WBAHP: Heat Pump Packaged Unit | Heat Pump | 208 | 3 |  |  | No Match | Single-Speed |  |  |  | 35000 | 2121 | 16.5 | 13.4 | 28100 | 2288 | 3.6 | 3.1 | Non Federally-Regulated | 10/24/2014 |  | 04/22/2015
Florida Heat Pump | Florida Heat Pump | GT030-3CS | GT030-1AH/AV | Ground-Water-Source | WBAHP-CB: Heat Pump Split Syst | Heat Pump | 230 | 3 |  |  | No Match | No Match |  |  |  | 28400 | 1808 | 15.7 | 9 | 19600 | 1640 | 3.5 |  | Non Federally-Regulated | 05/29/2001 |  | 07/18/2002
Florida Heat Pump | Florida Heat Pump | EM060-1CF |  | Water-Source | WBAHP: Heat Pump Packaged Unit | Heat Pump | 208 | 1 |  |  | No Match | No Match |  |  |  | 60000 | 4615 | 13 | 9.3 | 80000 | 5328 | 4.4 | 3.8 | Federally-Regulated Commercial & Industrial Equipment | 03/31/1998 |  | 05/10/1998
ClimateMaster Inc. | Carrier | 50HQA/HQD072 5/6 |  | Water-Source | WBAHP: Heat Pump Packaged Unit | Heat Pump | 460 | 3 |  |  | No Match | No Match |  |  |  | 70000 | 6363 | 11 | 9 | 91000 | 6838 | 3.9 | 3.8 | Federally-Regulated Commercial & Industrial Equipment | 02/02/1998 |  | 03/31/1998
Florida Heat Pump | Geomaster, LLC | EC030-4CF/HZ/VT |  | Water-Source | WBAHP: Heat Pump Packaged Unit | Heat Pump | 460 | 3 |  |  | No Match | Single-Speed |  |  |  | 29000 | 2231 | 13 | 12 | 35000 | 2385 | 4.3 | 4.2 | Federally-Regulated Commercial & Industrial Equipment | 04/23/2009 |  | 04/20/2015
Singer | Electro-Hydronics | LHP22AP |  | Water-Source | WBAHP: Heat Pump Packaged Unit | Heat Pump | 460 | 3 |  |  | No Match | No Match |  |  |  | 258000 | 21800 | 11.8 | 7.5 | 284000 | 22400 | 3.7 | 2.2 | Non Federally-Regulated | 09/08/1982 |  | 05/16/1984
Singer | Electro-Hydronics | UC190C3 |  | Water-Source | WBAHP: Heat Pump Packaged Unit | Heat Pump | 230 | 1 |  |  | No Match | No Match |  |  |  | 18000 | 2175 | 8.3 | 7.5 | 21000 | 2400 | 2.6 | 2.5 | Non Federally-Regulated | 01/05/1982 |  | 05/16/1984
Florida Heat Pump | Florida Heat Pump | EM070-4CS | EM070-4AH/AV | Water-Source | WBAH: Heating Only Packaged Un | Heat Pump | 460 | 3 |  |  | No Match | No Match |  |  |  | 67500 | 5037 | 13.4 | 9 | 77500 | 5975 | 3.8 | 3.5 | Non Federally-Regulated | 07/22/2002 |  | 03/12/2009
Florida Heat Pump | Florida Heat Pump | EM048-5CS | EM048-5AV | Water-Source | WBAHP-C: Heat Pump Split Syste | Heat Pump | 575 | 3 |  |  | No Match | No Match |  |  |  | 48000 | 3902 | 12.3 | 10 | 57000 | 3884 | 4.3 |  | Federally-Regulated Commercial & Industrial Equipment | 02/02/1998 |  | 03/31/1998
Waterfurnace International, Inc. | Eagle Mountain | YS036**1*4 |  | Ground-Source | WBAHP: Heat Pump Packaged Unit | Heat Pump | 208 | 1 |  |  | No Match | Single-Speed |  |  |  | 34500 | 1994 | 17.3 | 13.4 | 26000 | 2117 | 3.6 | 3.1 | Non Federally-Regulated | 03/02/2012 |  | 04/19/2013
Addison Products | Addison Products | VGY096-3A |  | Ground-Water-Source | WBAHP: Heat Pump Packaged Unit | Heat Pump | 208 | 3 |  |  | No Match | No Match |  |  |  | 95000 | 7142 | 13.3 | 9 | 73000 | 6481 | 3.3 |  | Non Federally-Regulated | 07/22/2002 |  | 03/12/2009
Waterfurnace International, Inc. | Johnson Controls | RGSV/RGSH060**0*4 |  | Ground-Source | WBAHP: Heat Pump Packaged Unit | Heat Pump | 208 | 1 |  |  | No Match | Single-Speed |  |  |  | 60900 | 3402 | 17.9 | 13.4 | 47100 | 3834 | 3.6 | 3.1 | Non Federally-Regulated | 06/14/2011 |  | 03/02/2012
Florida Heat Pump | Florida Heat Pump | TA025-1CS | DX025 | Ground-Water-Source | WBAHP-CB: Heat Pump Split Syst | Heat Pump | 208 | 1 |  |  | No Match | Dual-Speed |  |  |  | 28800 | 1291 | 22.3 | 16.2 | 26800 | 1870 | 4.2 | 3.6 | Non Federally-Regulated | 11/30/2011 |  | 03/02/2012
Addison Products | Heat Controller | HWPG012-1A* |  | Water-Source | WBAHP: Heat Pump Packaged Unit | Heat Pump | 208 | 1 |  |  | No Match | No Match |  |  |  | 11500 | 751 | 15.3 | 10 | 13600 | 830 | 4.8 |  | Federally-Regulated Commercial & Industrial Equipment | 10/05/1999 |  | 04/12/2000
McQuay International | McQuay | CCH/CCW024C-F |  | Water-Source | WBAHP: Heat Pump Packaged Unit | Heat Pump | 208 | 3 |  |  | No Match | No Match |  |  |  | 25000 | 2066 | 12.1 | 10 | 30000 | 2313 | 3.8 |  | Federally-Regulated Commercial & Industrial Equipment | 11/17/1999 |  | 09/21/2000
Waterfurnace International, Inc. | Waterfurnace International, Inc. | SXV010A2 |  | Water-Source | WBAHP: Heat Pump Packaged Unit | Heat Pump | 265 | 1 |  |  | No Match | No Match |  |  |  | 9800 | 653 | 15 | 9.3 | 12600 | 710 | 5.2 | 3.8 | Federally-Regulated Commercial & Industrial Equipment | 03/31/1998 |  | 05/10/1998
Hydro Delta Corp. | Hydro Delta Corp. | 03-060-WTARW-MT |  | Water-Source | WBAHP-CB: Heat Pump Split Syst | Heat Pump | 230 | 1 |  |  | No Match | No Match |  |  |  | 67000 | 4926 | 13.6 | 9 | 76000 | 6187 | 3.6 | 3.5 | Non Federally-Regulated | 12/14/1998 |  | 10/05/1999
Waterfurnace International, Inc. | Waterfurnace International, Inc. | SXH068C0 |  | Ground-Source | WBAHP: Heat Pump Packaged Unit | Heat Pump | 208 | 1 |  |  | No Match | No Match |  |  |  | 66000 | 5500 | 12 |  | 52000 | 5080 | 3 |  | Non Federally-Regulated | 03/31/1998 |  | 05/10/1998
Geoflex Systems, Inc. | Geoflex Systems, Inc. | GF1S-V/H/D/M-024WAABE |  | Ground-Water-Source | WBAHP: Heat Pump Packaged Unit | Both Heat Pump and Electric Re | 208 | 1 |  |  | No Match | Single-Speed |  |  |  | 22900 | 798 | 28.7 | 16.2 | 19900 | 1166 | 5 | 3.6 | Non Federally-Regulated | 03/02/2012 |  | 01/09/2014
ClimateMaster Inc. | Climate Master Series | HS/VS060G |  | Water-Source | WBAHP: Heat Pump Packaged Unit | Heat Pump | 208 | 1 |  |  | No Match | No Match |  |  |  | 59500 | 5312 | 11.2 | 10 | 75000 | 5782 | 3.8 |  | Federally-Regulated Commercial & Industrial Equipment | 01/22/2003 |  | 03/12/2009
Waterfurnace International, Inc. | Waterfurnace International, Inc. | SXH048B1 |  | Ground-Water-Source | WBAHP: Heat Pump Packaged Unit | Heat Pump | 230 | 1 |  |  | No Match | No Match |  |  |  | 51500 | 3843 | 13.4 | 9 | 36000 | 3403 | 3.1 |  | Non Federally-Regulated | 01/30/1998 |  | 03/31/1998
Florida Heat Pump | Florida Heat Pump | SV018-1CF/VT/HZ*-***P*A |  | Water-Source | WBAHP: Heat Pump Packaged Unit | Heat Pump | 230 | 1 |  |  | No Match | Single-Speed |  |  |  | 19400 | 1448 | 13.4 | 12 | 22200 | 1414 | 4.6 | 4.2 | Federally-Regulated Commercial & Industrial Equipment | 01/09/2014 |  | 04/22/2015
Addison Products | Addison Products | WPH044-3JA/3JBA |  | Water-Source | WBAHP-CB: Heat Pump Split Syst | Heat Pump | 208 | 3 |  |  | No Match | No Match |  |  |  | 44500 | 4045 | 11 | 9 | 49500 | 4143 | 3.5 | 3.5 | Non Federally-Regulated | 10/05/1999 |  | 09/21/2000
McQuay / Snyder General | Electro-Hydronics | WE190C7 |  | Water-Source | WBAHP: Heat Pump Packaged Unit | Heat Pump | 265 | 1 |  |  | No Match | No Match |  |  |  | 18200 | 1825 | 10 | 9 | 22600 | 2000 | 3.3 | 3.2 | Non Federally-Regulated | 05/11/1988 |  | 03/15/1989
Enertech Global, LLC | Enertech | GST072A2 | MPD060 | Ground-Source | WBAHP-CB: Heat Pump Split Syst | Heat Pump | 208 | 3 |  |  | No Match | Single-Speed | 3552 | 693 | 1 | 69200 | 4245 | 16.3 | 13.4 | 52400 | 4266 | 3.6 | 3.1 | Non Federally-Regulated | 03/02/2012 |  | 09/03/2012
Florida Heat Pump | Florida Heat Pump | EM031-3CF/HZ/VT |  | Water-Source | WBAHP-CB: Heat Pump Split Syst | Heat Pump | 208 | 3 |  |  | No Match | No Match |  |  |  | 35000 | 2651 | 13.2 | 9 | 42000 | 3325 | 3.7 | 3.5 | Non Federally-Regulated | 05/23/2001 |  | 07/18/2002
Friedrich Climate Master | Climate Master Series | 814-019-G******** |  | Water-Source | WBAHP: Heat Pump Packaged Unit | Heat Pump | 208 | 1 |  |  | No Match | No Match |  |  |  | 18500 | 1762 | 10.5 | 7.5 | 22000 | 1742 | 3.7 | 2.5 | Non Federally-Regulated | 08/29/1986 |  | 05/11/1988
Waterfurnace International, Inc. | Waterfurnace International, Inc. | SXH068B1 |  | Ground-Source | WBAHP: Heat Pump Packaged Unit | Heat Pump | 230 | 1 |  |  | No Match | No Match |  |  |  | 66000 | 5500 | 12 |  | 52000 | 5080 | 3 |  | Non Federally-Regulated | 03/31/1998 |  | 05/10/1998
Florida Heat Pump | Florida Heat Pump | AU049-1CF/HZ/VT |  | Ground-Source | WBAHP: Heat Pump Packaged Unit | Heat Pump | 208 | 1 |  |  | No Match | Single-Speed |  |  |  | 49000 | 3161 | 15.5 | 13.4 | 38000 | 3093 | 3.6 | 3.1 | Non Federally-Regulated | 06/23/2011 |  | 12/12/2012
Carrier Corp. | Carrier | 50QXV0606 |  | Water-Source | WBAHP: Heat Pump Packaged Unit | Heat Pump | 460 | 3 |  |  | No Match | No Match |  |  |  | 60000 | 5080 | 11.8 | 9 | 70000 | 5106 | 4 | 3.2 | Federally-Regulated Commercial & Industrial Equipment | 02/05/1990 |  | 02/22/1990
ClimateMaster Inc. | Trane | WPCC0088 |  | Water-Source | WBAHP-O: Heat Pump Packaged Un | Heat Pump | 208 | 1 |  |  | No Match | No Match |  |  |  | 7200 | 690 | 10.4 | 9 | 9400 | 750 | 3.6 | 3.2 | Non Federally-Regulated | 02/22/1990 |  | 07/31/1991
Waterfurnace International, Inc. | Rybacki - Hart Enterprises | ZS023**3*1 |  | Ground-Water-Source | WBAHP: Heat Pump Packaged Unit | Heat Pump | 230 | 3 |  |  | No Match | Single-Speed |  |  |  | 25400 | 1104 | 23 | 16.2 | 21900 | 1493 | 4.3 | 3.6 | Non Federally-Regulated | 01/24/2011 |  | 04/19/2013
ClimateMaster Inc. | Climate Master Series | VP/HP042H |  | Ground-Water-Source | WBAHP: Heat Pump Packaged Unit | Heat Pump | 230 | 3 |  |  | No Match | No Match |  |  |  | 42000 | 3181 | 13.2 | 9 | 31000 | 2838 | 3.2 |  | Non Federally-Regulated | 04/10/2000 |  | 11/14/2000
McQuay / Snyder General | Electro-Hydronics | UC350F5 |  | Water-Source | WBAHP: Heat Pump Packaged Unit | Heat Pump | 208 | 1 |  |  | No Match | No Match |  |  |  | 35600 | 3360 | 10.6 | 7.5 | 43000 | 3500 | 3.6 | 2.5 | Non Federally-Regulated | 08/29/1986 |  | 05/11/1988
Florida Heat Pump | Florida Heat Pump | EM042-1CF |  | Water-Source | WBAHP: Heat Pump Packaged Unit | Heat Pump | 208 | 1 |  |  | No Match | No Match |  |  |  | 42000 | 3181 | 13.2 | 10 | 51000 | 3475 | 4.3 |  | Federally-Regulated Commercial & Industrial Equipment | 02/02/1998 |  | 03/31/1998
ClimateMaster Inc. | Climate Master | GSS030BG | FK4CNF003 | Water-Source | WBAHP-CB: Heat Pump Split Syst | Heat Pump | 208 | 1 |  |  | No Match | Single-Speed |  |  |  | 28000 | 1905 | 14.7 | 12 | 34000 | 2121 | 4.7 | 4.2 | Federally-Regulated Commercial & Industrial Equipment | 09/15/2009 |  | 02/17/2011
Inter-City Products Corp. | McQuay | FCV036A*G |  | Water-Source | WBAHP: Heat Pump Packaged Unit | Heat Pump | 208 | 1 |  |  | No Match | No Match |  |  |  | 34000 | 3091 | 11 | 9.3 | 40500 | 3135 | 3.8 | 3.8 | Non Federally-Regulated | 07/31/1991 |  | 03/31/1998
Bard Manufacturing Company, Inc. | Bard | QW421-B |  | Ground-Water-Source | WBAHP: Heat Pump Packaged Unit | Heat Pump | 230 | 3 |  |  | No Match | No Match |  |  |  | 40000 | 2484 | 16.1 | 9 | 26200 | 2398 | 3.2 |  | Non Federally-Regulated | 03/21/2001 |  | 01/24/2002
ClimateMaster Inc. | Carrier Corp. | 50YFV/H048 |  | Ground-Water-Source | WBAHP: Heat Pump Packaged Unit | Heat Pump | 230 | 1 |  |  | No Match | Single-Speed |  |  |  | 51600 | 2493 | 20.7 | 16.2 | 44800 | 3053 | 4.3 | 3.6 | Non Federally-Regulated | 05/02/2012 |  | 04/22/2015
Trane U.S. Inc. | Trane | WPVE0281 |  | Water-Source | WBAHP: Heat Pump Packaged Unit | Heat Pump | 265 | 1 |  |  | No Match | No Match |  |  |  | 27000 | 2288 | 11.8 | 10 | 34700 | 2480 | 4.1 |  | Federally-Regulated Commercial & Industrial Equipment | 12/14/1998 |  | 10/05/1999
Florida Heat Pump | Florida Heat Pump | EV048-1CF/HZ/VT |  | Ground-Water-Source | WBAHP: Heat Pump Packaged Unit | Heat Pump | 208 | 1 |  |  | No Match | Single-Speed |  |  |  | 55000 | 2670 | 20.6 | 16.2 | 47000 | 2670 | 4.2 | 3.6 | Non Federally-Regulated | 07/06/2011 |  | 12/12/2012
Florida Heat Pump | Florida Heat Pump | GT054-4CF/HZ/VT |  | Ground-Water-Source | WBAHP: Heat Pump Packaged Unit | Heat Pump | 460 | 3 |  |  | No Match | No Match |  |  |  | 51500 | 3961 | 13 | 9 | 42500 | 4150 | 3 |  | Non Federally-Regulated | 07/22/2002 |  | 03/12/2009
Geoflex Systems, Inc. | Geoflex Systems, Inc. | GF1S-V/H/D/M-030WAABE |  | Ground-Source | WBAHP: Heat Pump Packaged Unit | Both Heat Pump and Electric Re | 230 | 1 |  |  | No Match | Single-Speed |  |  |  | 26000 | 1340 | 19.4 | 13.4 | 20600 | 1589 | 3.8 | 3.1 | Non Federally-Regulated | 11/30/2011 |  | 03/02/2012
Mammoth | Hydrobank II | G024HHK |  | Water-Source | WBAHP: Heat Pump Packaged Unit | Heat Pump | 460 | 3 |  |  | No Match | No Match |  |  |  | 23800 | 2266 | 10.5 | 10 | 31000 | 2328 | 3.9 |  | Federally-Regulated Commercial & Industrial Equipment | 06/27/2003 |  | 03/12/2009
Addison Products | Addison Products | HGY009-0A |  | Water-Source | WBAHP-CB: Heat Pump Split Syst | Heat Pump | 115 | 1 |  |  | No Match | No Match |  |  |  | 9700 | 822 | 11.8 | 9 | 11900 | 711 | 4.9 | 3.5 | Non Federally-Regulated | 11/14/2000 |  | 07/18/2002
McQuay / Snyder General | Electro-Hydronics | CC260G5 |  | Water-Source | WBAHP: Heat Pump Packaged Unit | Heat Pump | 208 | 1 |  |  | No Match | No Match |  |  |  | 26000 | 2450 | 10.6 | 7.5 | 31600 | 2500 | 3.7 | 2.5 | Non Federally-Regulated | 08/29/1986 |  | 05/11/1988
Waterfurnace International, Inc. | Waterfurnace International, Inc. | P070**1 |  | Ground-Water-Source | WBAHP: Heat Pump Packaged Unit | Heat Pump | 208 | 1 |  |  | No Match | No Match |  |  |  | 71000 | 6698 | 10.6 | 9 | 52000 | 5441 | 2.8 |  | Non Federally-Regulated | 07/22/2002 |  | 03/12/2009
Waterfurnace International, Inc. | Waterfurnace International, Inc. | NSZ060A1 | NRAC060* | Ground-Water-Source | WBAHP-CB: Heat Pump Split Syst | Heat Pump | 208 | 1 |  |  | No Match | Single-Speed |  |  |  | 62300 | 2953 | 21.1 | 16.2 | 52900 | 3784 | 4.1 | 3.6 | Non Federally-Regulated | 04/30/2009 |  | 03/02/2012
Mammoth | Hydrobank II | F024VHK |  | Water-Source | WBAHP: Heat Pump Packaged Unit | Heat Pump | 208 | 3 |  |  | No Match | No Match |  |  |  | 23600 | 2247 | 10.5 | 10 | 30800 | 2313 | 3.9 |  | Federally-Regulated Commercial & Industrial Equipment | 06/27/2003 |  | 03/12/2009
Waterfurnace International, Inc. | Eagle Mountain | ZS070**3*4 |  | Water-Source | WBAHP: Heat Pump Packaged Unit | Heat Pump | 230 | 3 |  |  | No Match | Single-Speed |  |  |  | 63000 | 4406 | 14.3 | 12 | 79000 | 4926 | 4.7 | 4.2 | Federally-Regulated Commercial & Industrial Equipment | 03/02/2012 |  | 04/19/2013
Waterfurnace International, Inc. | Waterfurnace International, Inc. | VLH/VXH042*0 |  | Water-Source | WBAHP: Heat Pump Packaged Unit | Heat Pump | 230 | 1 |  |  | No Match | No Match |  |  |  | 40000 | 3076 | 13 | 10 | 47400 | 3229 | 4.3 |  | Federally-Regulated Commercial & Industrial Equipment | 11/14/2000 |  | 06/20/2003
Enertech Global, LLC | Enertech | TXT060B |  | Ground-Water-Source | WBAHP: Heat Pump Packaged Unit | Heat Pump | 230 | 1 |  |  | No Match | Single-Speed | 2285 | 710 | 1 | 65400 | 2986 | 21.9 | 16.2 | 59200 | 3856 | 4.5 | 3.6 | Non Federally-Regulated | 11/30/2011 |  | 01/09/2014
Command-Aire | Command-Aire | SWPH-211 |  | Water-Source | WBAHP: Heat Pump Packaged Unit | Heat Pump | 208 | 1 |  |  | No Match | No Match |  |  |  | 22000 | 2275 | 9.7 | 9 | 28500 | 2350 | 3.6 | 3.2 | Non Federally-Regulated | 02/22/1990 |  | 07/31/1991
Addison Products | Addison Products | WPH064-3JC/3JBC |  | Water-Source | WBAHP: Heat Pump Packaged Unit | Heat Pump | 230 | 3 |  |  | No Match | No Match |  |  |  | 59500 | 4760 | 12.5 | 10 | 78000 | 5861 | 3.9 |  | Federally-Regulated Commercial & Industrial Equipment | 12/14/1998 |  | 11/14/2000
ClimateMaster Inc. | Carrier Corp. | 50YDS026 | FV4***003 | Ground-Water-Source | WBAHP-CB: Heat Pump Split Syst | Heat Pump | 230 | 1 |  |  | No Match | Single-Speed |  |  |  | 28600 | 1233 | 23.2 | 16.2 | 25600 | 1596 | 4.7 | 3.6 | Non Federally-Regulated | 01/24/2011 |  | 03/02/2012
McQuay / Snyder General | Electro-Hydronics | FW260FD |  | Water-Source | WBAHP: Heat Pump Packaged Unit | Heat Pump | 230 | 3 |  |  | No Match | No Match |  |  |  | 26000 | 2450 | 10.6 | 7.5 | 31600 | 2500 | 3.7 | 2.5 | Non Federally-Regulated | 08/29/1986 |  | 05/11/1988
Waterfurnace International, Inc. | Waterfurnace International, Inc. | SXH095A3 |  | Water-Source | WBAHP: Heat Pump Packaged Unit | Heat Pump | 208 | 3 |  |  | No Match | No Match |  |  |  | 95000 | 7089 | 13.4 | 10.5 | 118000 | 7518 | 4.6 | 3.8 | Federally-Regulated Commercial & Industrial Equipment | 03/31/1998 |  | 05/10/1998
McQuay International | McQuay | CCW060E-T |  | Water-Source | WBAHP: Heat Pump Packaged Unit | Heat Pump | 460 | 3 |  |  | No Match | No Match |  |  |  | 55000 | 4365 | 12.6 | 10 | 67000 | 4675 | 4.2 |  | Federally-Regulated Commercial & Industrial Equipment | 12/14/1998 |  | 09/21/2000
Florida Heat Pump | Energy Miser | HECS15-2 | HEAH15-2 | Water-Source | WBAHP-C: Heat Pump Split Syste | Heat Pump | 265 | 1 |  |  | No Match | No Match |  |  |  | 14400 | 1335 | 10.8 | 9 | 19000 | 13940 | 4 | 3.2 | Non Federally-Regulated | 05/11/1988 |  | 03/15/1989
McQuay / Snyder General | Electro-Hydronics | CW260GK |  | Water-Source | WBAHP: Heat Pump Packaged Unit | Heat Pump | 208 | 3 |  |  | No Match | No Match |  |  |  | 26000 | 2450 | 10.6 | 7.5 | 31600 | 2500 | 3.7 | 2.5 | Non Federally-Regulated | 08/29/1986 |  | 05/11/1988
Addison Products | Heat Controller | HWY024-1A |  | Water-Source | WBAHP: Heat Pump Packaged Unit | Heat Pump | 208 | 1 |  |  | No Match | No Match |  |  |  | 24300 | 1748 | 13.9 | 10 | 30500 | 1901 | 4.7 |  | Federally-Regulated Commercial & Industrial Equipment | 11/17/1999 |  | 04/12/2000
ClimateMaster Inc. | Carrier | RHC048***30*** |  | Water-Source | WBAHP: Heat Pump Packaged Unit | Heat Pump | 208 | 1 |  |  | No Match | No Match |  |  |  | 47900 | 4094 | 11.7 | 10 | 61100 | 4072 | 4.4 |  | Federally-Regulated Commercial & Industrial Equipment | 07/02/2003 |  | 03/12/2009
Hydro Delta Corp. | Hydro Delta Corp. | 03-054-WTAR-HE |  | Ground-Water-Source | WBAHP: Heat Pump Packaged Unit | Heat Pump | 208 | 1 |  |  | No Match | No Match |  |  |  | 53500 | 4147 | 12.9 | 9 | 46000 | 4347 | 3.1 |  | Non Federally-Regulated | 10/06/1999 |  | 01/21/2000
ClimateMaster Inc. | Climate Master Series | VT 060(P) |  | Ground-Water-Source | WBAHP: Heat Pump Packaged Unit | Heat Pump | 208 | 1 |  |  | No Match | No Match |  |  |  | 22900 | 1449 | 15.8 | 9 | 22900 | 1813 | 3.7 |  | Non Federally-Regulated | 11/17/1999 |  | 04/10/2000
Inter-City Products Corp. | McQuay | CCW042C*G |  | Water-Source | WBAHP: Heat Pump Packaged Unit | Heat Pump | 208 | 1 |  |  | No Match | No Match |  |  |  | 40500 | 3522 | 11.5 | 9.3 | 49500 | 3831 | 3.8 | 3.8 | Non Federally-Regulated | 07/31/1991 |  | 03/31/1998
ClimateMaster Inc. | Climate Master Series | GRV/GRH012AG |  | Ground-Water-Source | WBAHP: Heat Pump Packaged Unit | Heat Pump | 230 | 1 |  |  | No Match | No Match |  |  |  | 11800 | 867 | 13.6 | 9 | 8900 | 766 | 3.4 |  | Non Federally-Regulated | 07/22/2002 |  | 03/12/2009
Florida Heat Pump | Bosch | CP024-1HZ/VT |  | Water-Source | WBAHP: Heat Pump Packaged Unit | Heat Pump | 230 | 1 |  |  |  | Single-Speed |  |  |  | 24500 | 1346 | 18.2 | 12 | 28500 | 1465 | 5.7 | 4.2 | Federally-Regulated Commercial & Industrial Equipment | 04/22/2015 |  | 05/01/2015
Waterfurnace International, Inc. | Waterfurnace International, Inc. | SXH036C3 |  | Water-Source | WBAHP: Heat Pump Packaged Unit | Heat Pump | 208 | 3 |  |  | No Match | No Match |  |  |  | 36000 | 2647 | 13.6 | 9.3 | 44500 | 2774 | 4.7 | 3.8 | Federally-Regulated Commercial & Industrial Equipment | 03/31/1998 |  | 05/10/1998
Waterfurnace International, Inc. | Waterfurnace International, Inc. | ATV057D3(P) |  | Ground-Water-Source | WBAHP: Heat Pump Packaged Unit | Heat Pump | 230 | 3 |  |  | No Match | No Match |  |  |  | 36000 | 1914 | 18.8 | 9 | 26000 | 2116 | 3.6 |  | Non Federally-Regulated | 01/30/1998 |  | 05/10/1998
Snyder General Corp. | McQuay | VF200F7 |  | Water-Source | WBAHP: Heat Pump Packaged Unit | Heat Pump | 265 | 1 |  |  | No Match | No Match |  |  |  | 19000 | 1780 | 10.7 | 9 | 25600 | 1920 | 3.9 | 3.2 | Non Federally-Regulated | 02/22/1990 |  | 07/31/1991
Geoflex Systems, Inc. | Geoflex Systems, Inc. | GF1S-V/H/D/M-036WABBP |  | Ground-Water-Source | WBAHP: Heat Pump Packaged Unit | Both Heat Pump and Electric Re | 265 | 1 |  |  | No Match | Single-Speed |  |  |  | 36500 | 1290 | 28.3 | 16.2 | 30900 | 1742 | 5.2 | 3.6 | Non Federally-Regulated | 11/30/2011 |  | 03/02/2012
ClimateMaster Inc. | Trane | WPRB0322 |  | Water-Source | WBAHP-O: Heat Pump Packaged Un | Heat Pump | 208 | 1 |  |  | No Match | No Match |  |  |  | 32400 | 3250 | 10 | 9 | 37400 | 3350 | 3.6 | 3.2 | Federally-Regulated Commercial & Industrial Equipment | 07/05/1988 |  | 02/22/1990
Climate Control / Snyder General | Electro-Hydronics | FC610F3 |  | Water-Source | WBAHP: Heat Pump Packaged Unit | Heat Pump | 230 | 1 |  |  | No Match | No Match |  |  |  | 61500 | 5850 | 10.5 | 7.5 | 77000 | 5785 | 3.9 | 2.5 | Non Federally-Regulated | 06/11/1985 |  | 08/29/1986
Addison Products | Addison Products | VWPG060-3B-XL* |  | Ground-Water-Source | WBAHP: Heat Pump Packaged Unit | Heat Pump | 208 | 3 |  |  | No Match | No Match |  |  |  | 58000 | 19333 | 3 | 9 | 44000 | 4298 | 3 |  | Non Federally-Regulated | 05/15/1998 |  | 07/29/1998
Waterfurnace International, Inc. | Waterfurnace International, Inc. | SXH016C0 |  | Water-Source | WBAHP: Heat Pump Packaged Unit | Heat Pump | 230 | 1 |  |  | No Match | No Match |  |  |  | 16000 | 1185 | 13.5 | 9.3 | 20400 | 1195 | 5 | 3.8 | Federally-Regulated Commercial & Industrial Equipment | 03/31/1998 |  | 05/10/1998
California Heat Pump | California Heat Pump | CHP-13V*-12-** |  | Water-Source | WBAHP: Heat Pump Packaged Unit | Heat Pump | 230 | 1 |  |  | No Match | No Match |  |  |  | 12500 | 1525 | 8.2 | 7.5 | 15200 | 1550 | 2.9 | 2.5 | Non Federally-Regulated | 01/05/1982 |  | 06/11/1985
Florida Heat Pump | Florida Heat Pump | CW012-1 |  | Water-Source | WBAHP-CB: Heat Pump Split Syst | Heat Pump | 230 | 1 |  |  | No Match | No Match |  |  |  | 11500 | 676 | 17 | 9 | 11500 | 842 | 4 | 3.5 | Non Federally-Regulated | 07/16/2001 |  | 07/18/2002
Waterfurnace International, Inc. | Eagle Mountain | ZS024**3*1 |  | Water-Source | WBAHP: Heat Pump Packaged Unit | Heat Pump | 208 | 3 |  |  | No Match | Single-Speed |  |  |  | 23900 | 1583 | 15.1 | 12 | 27000 | 1583 | 5 | 4.2 | Federally-Regulated Commercial & Industrial Equipment | 01/24/2011 |  | 04/19/2013
Waterfurnace International, Inc. | Waterfurnace International, Inc. | ATH016C0 |  | Ground-Water-Source | WBAHP: Heat Pump Packaged Unit | Heat Pump | 230 | 1 |  |  | No Match | No Match |  |  |  | 17100 | 1082 | 15.8 | 9 | 11800 | 987 | 3.5 |  | Non Federally-Regulated | 01/30/1998 |  | 03/31/1998
Marvair | Marvair | WVP43HPC |  | Water-Source | WBAHP: Heat Pump Packaged Unit | Heat Pump | 230 | 3 |  |  | No Match | No Match |  |  |  | 43500 | 3955 | 11 | 9 | 55500 | 4171 | 3.9 | 3.2 | Non Federally-Regulated | 05/11/1988 |  | 03/15/1989
Trane U.S. Inc. | Trane | EXHE0488 |  | Ground-Water-Source | WBAHP: Heat Pump Packaged Unit | Heat Pump | 230 | 3 |  |  | No Match | Single-Speed |  |  |  | 52100 | 2336 | 22.3 | 16.2 | 46900 | 2925 | 4.7 | 3.6 | Non Federally-Regulated | 06/14/2011 |  | 08/15/2014
Waterfurnace International, Inc. | Waterfurnace International, Inc. | VLV048A3 |  | Water-Source | WBAHP: Heat Pump Packaged Unit | Heat Pump | 230 | 3 |  |  | No Match | No Match |  |  |  | 45800 | 3606 | 12.7 | 10 | 57900 | 4040 | 4.2 |  | Federally-Regulated Commercial & Industrial Equipment | 12/14/1998 |  | 10/05/1999
Snyder General Corp. | McQuay | FCW007A*A |  | Water-Source | WBAHP: Heat Pump Packaged Unit | Heat Pump | 115 | 1 |  |  | No Match | No Match |  |  |  | 7000 | 660 | 10.6 | 9 | 8400 | 703 | 3.5 | 3.2 | Non Federally-Regulated | 02/22/1990 |  | 07/31/1991
California Heat Pump | Trane | WPHB-0436 |  | Water-Source | WBAHP: Heat Pump Packaged Unit | Heat Pump | 208 | 3 |  |  | No Match | No Match |  |  |  | 43000 | 3840 | 11.2 | 7.5 | 47000 | 3720 | 3.7 | 2.5 | Non Federally-Regulated | 06/11/1985 |  | 05/11/1988
Waterfurnace International, Inc. | Eagle Mountain | GCC/GCW/GCS/GCE15*0 |  | Water-Source | WBAHP-O: Heat Pump Packaged Un | Heat Pump | 230 | 1 |  |  | No Match | Single-Speed |  |  |  | 13500 | 993 | 13.6 | 11.2 | 17000 | 1017 | 4.9 | 4.2 | Federally-Regulated Commercial & Industrial Equipment | 01/24/2011 |  | 04/19/2013
California Heat Pump | California Heat Pump | CHP-53V*-32-** |  | Water-Source | WBAHP: Heat Pump Packaged Unit | Heat Pump | 230 | 3 |  |  | No Match | No Match |  |  |  | 53000 | 5700 | 9.3 | 7.5 | 60000 | 5700 | 3.1 | 2.5 | Non Federally-Regulated | 01/05/1982 |  | 06/11/1985
Waterfurnace International, Inc. | Eagle Mountain | YS060**1*0 |  | Water-Source | WBAHP: Heat Pump Packaged Unit | Heat Pump | 208 | 1 |  |  | No Match | Single-Speed |  |  |  | 58400 | 3973 | 14.7 | 12 | 72500 | 4829 | 4.4 | 4.2 | Federally-Regulated Commercial & Industrial Equipment | 01/24/2011 |  | 04/19/2013
Waterfurnace International, Inc. | Geotility Geothermal Installations | GCC/GCW/GCS/GCE18*2 |  | Water-Source | WBAHP-O: Heat Pump Packaged Un | Heat Pump | 265 | 1 |  |  | No Match | Single-Speed |  |  |  | 16200 | 1296 | 12.5 | 11.2 | 21000 | 1399 | 4.4 | 4.2 | Federally-Regulated Commercial & Industrial Equipment | 01/24/2011 |  | 04/19/2013
McQuay International | McQuay | FCV/FCW060B-F |  | Water-Source | WBAHP: Heat Pump Packaged Unit | Heat Pump | 208 | 3 |  |  | No Match | No Match |  |  |  | 58000 | 5321 | 10.9 | 10 | 78000 | 5859 | 3.9 |  | Federally-Regulated Commercial & Industrial Equipment | 11/17/1999 |  | 09/21/2000
Mammoth | Hydrobank II | K070HLK |  | Ground-Water-Source | WBAHP: Heat Pump Packaged Unit | Heat Pump | 575 | 3 |  |  | No Match | No Match |  |  |  | 67500 | 5000 | 13.5 | 9 | 51600 | 5039 | 3 |  | Non Federally-Regulated | 07/22/2002 |  | 11/19/2002
Florida Heat Pump | Energy Miser | HEH12A-1 |  | Water-Source | WBAHP: Heat Pump Packaged Unit | Heat Pump | 208 | 1 |  |  | No Match | No Match |  |  |  | 11300 | 1035 | 10.9 | 9.3 | 14500 | 1120 | 3.8 | 3.8 | Non Federally-Regulated | 07/31/1991 |  | 03/31/1998
Waterfurnace International, Inc. | Waterfurnace International, Inc. | SXV042B0 |  | Water-Source | WBAHP: Heat Pump Packaged Unit | Heat Pump | 230 | 1 |  |  | No Match | No Match |  |  |  | 42000 | 3000 | 14 | 9.3 | 54500 | 3131 | 5.1 | 3.8 | Federally-Regulated Commercial & Industrial Equipment | 03/31/1998 |  | 05/10/1998
Florida Heat Pump | Energy Miser | HE52CF-3 |  | Water-Source | WBAHP: Heat Pump Packaged Unit | Heat Pump | 208 | 3 |  |  | No Match | No Match |  |  |  | 50000 | 4545 | 11 | 7.5 | 65000 | 4760 | 4 | 2.5 | Non Federally-Regulated | 05/16/1984 |  | 06/11/1985
Waterfurnace International, Inc. | Waterfurnace International, Inc. | ATH045D0 |  | Ground-Water-Source | WBAHP: Heat Pump Packaged Unit | Heat Pump | 208 | 1 |  |  | No Match | No Match |  |  |  | 50000 | 3571 | 14 | 9 | 33000 | 3119 | 3.1 |  | Non Federally-Regulated | 05/10/1998 |  | 10/02/1998
Florida Heat Pump | Bosch | AP061-4CF/HZ/VT |  | Water-Source | WBAHP: Heat Pump Packaged Unit | Heat Pump | 460 | 3 |  |  |  | Dual-Speed |  |  |  | 64000 | 3951 | 16.2 | 12 | 78500 | 4260 | 5.4 | 4.2 | Federally-Regulated Commercial & Industrial Equipment | 04/22/2015 |  | 05/01/2015
ClimateMaster Inc. | Carrier Corp. | 50YDS064 | FV/E4BNB006 | Ground-Source | WBAHP-CB: Heat Pump Split Syst | Heat Pump | 230 | 1 |  |  | No Match | Single-Speed |  |  |  | 59500 | 3889 | 15.3 | 13.4 | 45700 | 3721 | 3.6 | 3.1 | Non Federally-Regulated | 02/09/2009 |  | 08/23/2011
Waterfurnace International, Inc. | Eagle Mountain | ZS024**3*1 |  | Ground-Water-Source | WBAHP: Heat Pump Packaged Unit | Heat Pump | 230 | 3 |  |  | No Match | Single-Speed |  |  |  | 26400 | 1128 | 23.4 | 16.2 | 22300 | 1452 | 4.5 | 3.6 | Non Federally-Regulated | 01/24/2011 |  | 04/19/2013
Carrier Corp. | Carrier | 50QXH0306 |  | Water-Source | WBAHP: Heat Pump Packaged Unit | Heat Pump | 460 | 3 |  |  | No Match | No Match |  |  |  | 30400 | 2521 | 12.1 | 9 | 39000 | 2858 | 4 | 3.2 | Federally-Regulated Commercial & Industrial Equipment | 02/05/1990 |  | 02/22/1990
Florida Heat Pump | Florida Heat Pump | TA025-1CS | DX025CC/UC | Water-Source | WBAHP-C: Heat Pump Split Syste | Heat Pump | 208 | 1 |  |  | No Match | Dual-Speed |  |  |  | 25000 | 1736 | 14.4 | 12 | 32000 | 1876 | 5 | 4.2 | Federally-Regulated Commercial & Industrial Equipment | 03/02/2012 |  | 04/20/2015
Singer | Electro-Hydronics | WM90C3 |  | Water-Source | WBAHP: Heat Pump Packaged Unit | Heat Pump | 230 | 1 |  |  | No Match | No Match |  |  |  | 8600 | 1000 | 8.6 | 7.5 | 11900 | 1100 | 3.2 | 2.5 | Non Federally-Regulated | 01/05/1982 |  | 09/08/1982
Command-Aire | Command-Aire | RUWP-1533 |  | Water-Source | WBAHP: Heat Pump Packaged Unit | Heat Pump | 208 | 3 |  |  | No Match | No Match |  |  |  | 172000 | 18400 | 9.3 |  | 225000 | 18300 | 3.6 |  | Non Federally-Regulated | 05/11/1988 |  | 03/15/1989
Vanguard Energy Systems | Vanguard Energy Systems | HPAV-048 |  | Water-Source | WBAHP: Heat Pump Packaged Unit | Heat Pump | 230 | 1 |  |  | No Match | No Match |  |  |  | 45000 | 4600 | 9.8 | 7.5 | 60000 | 5200 | 3.4 | 2.5 | Non Federally-Regulated | 01/05/1982 |  | 08/29/1986
Command-Aire | Command-Aire | SWPR351E |  | Water-Source | WBAHP: Heat Pump Packaged Unit | Heat Pump | 208 | 1 |  |  | No Match | No Match |  |  |  | 36000 | 3270 | 11 | 9 | 49000 | 3500 | 4 | 3.2 | Non Federally-Regulated | 05/11/1988 |  | 03/15/1989
Climate Control / Snyder General | Electro-Hydronics | FW550GK |  | Water-Source | WBAHP: Heat Pump Packaged Unit | Heat Pump | 208 | 3 |  |  | No Match | No Match |  |  |  | 55000 | 5670 | 9.7 | 7.5 | 67000 | 5610 | 3.5 | 2.5 | Non Federally-Regulated | 06/11/1985 |  | 08/29/1986
Mammoth | Hydrobank II | D027HHE/VHE |  | Water-Source | WBAHP: Heat Pump Packaged Unit | Heat Pump | 230 | 1 |  |  | No Match | No Match |  |  |  | 25000 | 1851 | 13.5 | 10 | 33000 | 2014 | 4.8 |  | Federally-Regulated Commercial & Industrial Equipment | 07/29/1998 |  | 10/02/1998
Command-Aire | Command-Aire | SWP351E |  | Water-Source | WBAHP: Heat Pump Packaged Unit | Heat Pump | 208 | 1 |  |  | No Match | No Match |  |  |  | 36000 | 3270 | 11 | 7.5 | 49000 | 3500 | 4 | 2.5 | Non Federally-Regulated | 05/16/1984 |  | 06/11/1985
Hydro Delta Corp. | Hydro Delta Corp. | 03-068-WTARWD-HE |  | Ground-Water-Source | WBAHP: Heat Pump Packaged Unit | Heat Pump | 208 | 1 |  |  | No Match | No Match |  |  |  | 67500 | 5400 | 12.5 | 9 | 50000 | 4725 | 3.1 |  | Non Federally-Regulated | 10/06/1999 |  | 04/10/2000
McQuay / Snyder General | Electro-Hydronics | VE260G5 |  | Water-Source | WBAHP: Heat Pump Packaged Unit | Heat Pump | 208 | 1 |  |  | No Match | No Match |  |  |  | 25000 | 2450 | 10.2 | 9 | 31600 | 2500 | 3.7 | 3.2 | Non Federally-Regulated | 05/11/1988 |  | 03/15/1989
Command-Aire | Command-Aire | SWP354E |  | Water-Source | WBAHP: Heat Pump Packaged Unit | Heat Pump | 460 | 3 |  |  | No Match | No Match |  |  |  | 36000 | 3270 | 11 | 9 | 48000 | 3500 | 4 | 3.2 | Federally-Regulated Commercial & Industrial Equipment | 01/23/1988 |  | 05/11/1988
Addison Products | Addison Products | HWPG036-1B** |  | Water-Source | WBAHP-CB: Heat Pump Split Syst | Heat Pump | 230 | 1 |  |  | No Match | No Match |  |  |  | 36000 | 2627 | 13.7 | 9 | 37800 | 2701 | 4.1 | 3.5 | Non Federally-Regulated | 12/14/1998 |  | 10/05/1999
Climate Control / Snyder General | Electro-Hydronics | CC70F7 |  | Water-Source | WBAHP: Heat Pump Packaged Unit | Heat Pump | 265 | 1 |  |  | No Match | No Match |  |  |  | 6900 | 645 | 10.7 | 7.5 | 8800 | 680 | 3.8 | 2.5 | Non Federally-Regulated | 05/16/1984 |  | 08/29/1986
Waterfurnace International, Inc. | Waterfurnace International, Inc. | NSZ042A1 | NRAC048* | Ground-Water-Source | WBAHP-CB: Heat Pump Split Syst | Heat Pump | 230 | 1 |  |  | No Match | Single-Speed |  |  |  | 42900 | 1696 | 25.3 | 16.2 | 33000 | 2151 | 4.5 | 3.6 | Non Federally-Regulated | 04/30/2009 |  | 10/24/2014
Florida Heat Pump | Geomaster, LLC | EC024-3CS | EC024-1AH/AV | Water-Source | WBAHP-CB: Heat Pump Split Syst | Heat Pump | 208 | 3 |  |  | No Match | Single-Speed |  |  |  | 24500 | 1815 | 13.5 | 12 | 29400 | 1958 | 4.4 | 4.2 | Federally-Regulated Commercial & Industrial Equipment | 04/23/2009 |  | 04/20/2015
Waterfurnace International, Inc. | Waterfurnace International, Inc. | SXV016B2 |  | Water-Source | WBAHP: Heat Pump Packaged Unit | Heat Pump | 265 | 1 |  |  | No Match | No Match |  |  |  | 16000 | 1185 | 13.5 | 10 | 20400 | 1195 | 5 |  | Federally-Regulated Commercial & Industrial Equipment | 08/21/1998 |  | 10/02/1998
Mammoth | Hydrobank II | G043HHK |  | Water-Source | WBAHP: Heat Pump Packaged Unit | Heat Pump | 460 | 3 |  |  | No Match | No Match |  |  |  | 41500 | 3705 | 11.2 | 10 | 54300 | 4079 | 3.9 |  | Federally-Regulated Commercial & Industrial Equipment | 06/27/2003 |  | 03/12/2009
Enertech Global, LLC | Roth Industries, Inc. | RCT060D3 |  | Ground-Source | WBAHP: Heat Pump Packaged Unit | Heat Pump | 460 | 3 |  |  | No Match | Single-Speed |  |  |  | 63500 | 3547 | 17.9 | 13.4 | 47600 | 3671 | 3.8 | 3.1 | Non Federally-Regulated | 09/03/2012 |  | 12/12/2012
Waterfurnace International, Inc. | Rybacki - Hart Enterprises | ZS030**3*4 |  | Ground-Water-Source | WBAHP: Heat Pump Packaged Unit | Heat Pump | 230 | 3 |  |  | No Match | Single-Speed |  |  |  | 32900 | 1377 | 23.9 | 16.2 | 28300 | 1885 | 4.4 | 3.6 | Non Federally-Regulated | 06/14/2011 |  | 04/19/2013
Waterfurnace International, Inc. | Waterfurnace International, Inc. | SXV010C0 |  | Ground-Source | WBAHP: Heat Pump Packaged Unit | Heat Pump | 230 | 1 |  |  | No Match | No Match |  |  |  | 9900 | 642 | 15.4 |  | 7400 | 657 | 3.3 |  | Non Federally-Regulated | 03/31/1998 |  | 05/10/1998
Waterfurnace International, Inc. | Waterfurnace International, Inc. | SXH048C1 |  | Water-Source | WBAHP: Heat Pump Packaged Unit | Heat Pump | 208 | 1 |  |  | No Match | No Match |  |  |  | 49000 | 3629 | 13.5 | 10 | 60500 | 3772 | 4.7 |  | Federally-Regulated Commercial & Industrial Equipment | 12/14/1998 |  | 10/05/1999
Waterfurnace International, Inc. | Waterfurnace International, Inc. | ATV013C1 |  | Ground-Source | WBAHP: Heat Pump Packaged Unit | Heat Pump | 208 | 1 |  |  | No Match | No Match |  |  |  | 13300 | 847 | 15.7 |  | 9700 | 861 | 3.3 |  | Non Federally-Regulated | 03/31/1998 |  | 05/10/1998
Climate Control / Snyder General | Electro-Hydronics | FC330F3 |  | Water-Source | WBAHP: Heat Pump Packaged Unit | Heat Pump | 230 | 1 |  |  | No Match | No Match |  |  |  | 33000 | 3050 | 10.8 | 7.5 | 39000 | 3090 | 3.7 | 2.5 | Non Federally-Regulated | 05/16/1984 |  | 08/29/1986
Climate Control / Snyder General | Electro-Hydronics | UC610FK |  | Water-Source | WBAHP: Heat Pump Packaged Unit | Heat Pump | 208 | 3 |  |  | No Match | No Match |  |  |  | 61500 | 5850 | 10.5 | 7.5 | 69000 | 5790 | 3.5 | 2.5 | Non Federally-Regulated | 05/16/1984 |  | 06/11/1985
Command-Aire | Command-Aire | SWP-1033 |  | Water-Source | WBAHP: Heat Pump Packaged Unit | Heat Pump | 230 | 3 |  |  | No Match | No Match |  |  |  | 115000 | 11900 | 9.7 | 9.2 | 156000 | 12100 | 3.8 |  | Non Federally-Regulated | 05/11/1988 |  | 03/15/1989
Mammoth | Hydrobank II | F100HHK |  | Water-Source | WBAHP: Heat Pump Packaged Unit | Heat Pump | 230 | 3 |  |  | No Match | No Match |  |  |  | 100000 | 7299 | 13.7 | 9 | 127000 | 8456 | 4.4 | 3.8 | Federally-Regulated Commercial & Industrial Equipment | 03/22/2001 |  | 01/22/2003
Florida Heat Pump | Florida Heat Pump | SV070-3CS*-*****A | SV070-1AV/AH*-***T/A*A | Ground-Source | WBAHP-CB: Heat Pump Split Syst | Heat Pump | 230 | 3 |  |  | No Match | Single-Speed |  |  |  | 64200 | 4115 | 15.6 | 13.4 | 47900 | 4254 | 3.3 | 3.1 | Non Federally-Regulated | 10/24/2014 |  | 04/01/2015
ClimateMaster Inc. | Climate Master | ADD/E064A | FV/E4***006 | Ground-Water-Source | WBAHP-CB: Heat Pump Split Syst | Heat Pump | 208 | 1 |  |  | No Match | Single-Speed |  |  |  | 63000 | 2958 | 21.3 | 16.2 | 57900 | 4040 | 4.2 | 3.6 | Non Federally-Regulated | 01/09/2014 |  | 06/09/2015
California Heat Pump | Trane | WPHB-0614 |  | Water-Source | WBAHP: Heat Pump Packaged Unit | Heat Pump | 460 | 3 |  |  | No Match | No Match |  |  |  | 61000 | 6120 | 10 | 7.5 | 77000 | 6450 | 3.5 | 2.5 | Non Federally-Regulated | 06/11/1985 |  | 05/11/1988
McQuay International | McQuay | W-FDD/FDE/FME-1-007-J |  | Water-Source | WBAHP: Heat Pump Packaged Unit | Heat Pump | 265 | 1 |  |  | No Match | No Match |  |  |  | 6800 | 653 | 10.4 | 10 | 9800 | 755 | 3.8 |  | Federally-Regulated Commercial & Industrial Equipment | 09/21/2000 |  | 11/14/2000
Mammoth | Mammoth | F034VHEXXX |  | Water-Source | WBAHP: Heat Pump Packaged Unit | Heat Pump | 208 | 3 |  |  | No Match | No Match |  |  |  | 33600 | 3060 | 11 | 9 | 44200 | 3500 | 3.7 | 3.2 | Non Federally-Regulated | 05/11/1988 |  | 03/15/1989
Florida Heat Pump | Florida Heat Pump | EM007-1HZ |  | Water-Source | WBAHP: Heat Pump Packaged Unit | Heat Pump | 208 | 1 |  |  | No Match | No Match |  |  |  | 7500 | 609 | 12.3 | 10 | 10000 | 651 | 4.5 |  | Federally-Regulated Commercial & Industrial Equipment | 02/02/1998 |  | 03/31/1998
Florida Heat Pump | Florida Heat Pump | GT054-4VT/HZ/CF |  | Ground-Water-Source | WBAHP: Heat Pump Packaged Unit | Heat Pump | 460 | 3 |  |  | No Match | No Match |  |  |  | 53000 | 4240 | 12.5 | 11 | 62000 | 4659 | 3.9 | 3.5 | Non Federally-Regulated | 03/31/1998 |  | 05/10/1998
Johnson Controls | Johnson Controls | VSCS09B6****0 |  | Ground-Water-Source | WBAHP: Heat Pump Packaged Unit | Heat Pump | 265 | 1 |  |  | No Match | Single-Speed |  |  |  | 10100 | 518 | 19.5 | 16.2 | 9300 | 699 | 3.9 | 3.6 | Non Federally-Regulated | 03/02/2012 |  | 10/24/2014
Singer | Electro-Hydronics | LE90C5 |  | Water-Source | WBAHP: Heat Pump Packaged Unit | Heat Pump | 208 | 1 |  |  | No Match | No Match |  |  |  | 8700 | 825 | 10.5 | 7.5 | 10000 | 850 | 3.4 | 2.5 | Non Federally-Regulated | 09/08/1982 |  | 05/16/1984
Geoflex Systems, Inc. | Geoflex Systems, Inc. | GS1S-V/H/D/M-024WAABE |  | Ground-Source | WBAHP: Heat Pump Packaged Unit | Both Heat Pump and Electric Re | 208 | 1 |  |  | No Match | Single-Speed |  |  |  | 21200 | 1034 | 20.5 | 13.4 | 15200 | 1142 | 3.9 | 3.1 | Non Federally-Regulated | 03/02/2012 |  | 01/09/2014
Florida Heat Pump | Geomaster, LLC | EC030-2CS | EC030-2AH/AV | Water-Source | WBAHP-CB: Heat Pump Split Syst | Heat Pump | 265 | 1 |  |  | No Match | Single-Speed |  |  |  | 28500 | 2244 | 12.7 | 12 | 34300 | 2393 | 4.2 | 4.2 | Federally-Regulated Commercial & Industrial Equipment | 04/23/2009 |  | 04/20/2015
McQuay International | McQuay | CCW060E-T |  | Ground-Water-Source | WBAHP: Heat Pump Packaged Unit | Heat Pump | 460 | 3 |  |  | No Match | No Match |  |  |  | 57000 | 4523 | 12.6 | 9 | 42500 | 4447 | 2.8 |  | Non Federally-Regulated | 10/06/1999 |  | 04/10/2000
Addison Products | Comfort-Aire | SWP-833 |  | Water-Source | WBAHP: Heat Pump Packaged Unit | Heat Pump | 208 | 3 |  |  | No Match | No Match |  |  |  | 88700 | 9200 | 9.6 | 10.5 | 128000 | 10300 | 3.6 | 3.8 | Non Federally-Regulated | 07/31/1991 |  | 03/31/1998
Florida Heat Pump | Florida Heat Pump | GT018-2CF/HZ/VT |  | Ground-Water-Source | WBAHP: Heat Pump Packaged Unit | Heat Pump | 265 | 1 |  |  | No Match | No Match |  |  |  | 16500 | 1018 | 16.2 | 9 | 11500 | 1021 | 3.3 |  | Non Federally-Regulated | 07/22/2002 |  | 03/12/2009
ClimateMaster Inc. | Climate Master Series | VP/HP/DP042 F/H |  | Water-Source | WBAHP: Heat Pump Packaged Unit | Heat Pump | 208 | 3 |  |  | No Match | No Match |  |  |  | 41000 | 3153 | 13 | 10 | 51000 | 3396 | 4.4 |  | Federally-Regulated Commercial & Industrial Equipment | 12/14/1998 |  | 04/12/2000
Enertech Global, LLC | Enertech | GRT048A | ACD060 | Ground-Source | WBAHP-CB: Heat Pump Split Syst | Heat Pump | 230 | 1 |  |  | No Match | Single-Speed |  |  |  | 50500 | 2919 | 17.3 | 13.4 | 36600 | 2823 | 3.8 | 3.1 | Non Federally-Regulated | 12/12/2012 |  | 04/29/2015
Enertech Global, LLC | Roth Industries, Inc. | RXT060B |  | Ground-Water-Source | WBAHP: Heat Pump Packaged Unit | Heat Pump | 208 | 1 |  |  | No Match | Single-Speed | 2285 | 710 | 1 | 65400 | 2986 | 21.9 | 16.2 | 59200 | 3856 | 4.5 | 3.6 | Non Federally-Regulated | 11/30/2011 |  | 01/09/2014
Trane U.S. Inc. | Trane | GSHC0421B |  | Water-Source | WBAHP-CB: Heat Pump Split Syst | Heat Pump | 208 | 1 |  |  | No Match | No Match |  |  |  | 41000 | 2928 | 14 | 9 | 50500 | 3608 | 4.1 | 3.5 | Non Federally-Regulated | 10/05/1999 |  | 04/12/2000
Enertech Global, LLC | Enertech | GXT048C |  | Ground-Water-Source | WBAHP: Heat Pump Packaged Unit | Heat Pump | 208 | 1 |  |  | No Match | Single-Speed |  |  |  | 53600 | 2382 | 22.5 | 16.2 | 47700 | 3107 | 4.5 | 3.6 | Non Federally-Regulated | 12/12/2012 |  | 04/21/2014
Addison Products | Heat Controller | HWPG036-1B-XL |  | Ground-Water-Source | WBAHP: Heat Pump Packaged Unit | Heat Pump | 208 | 1 |  |  | No Match | No Match |  |  |  | 35600 | 2373 | 15 | 9 | 24800 | 2270 | 3.2 |  | Non Federally-Regulated | 10/06/1999 |  | 04/10/2000
McQuay / Snyder General | Electro-Hydronics | UC500GK |  | Water-Source | WBAHP: Heat Pump Packaged Unit | Heat Pump | 208 | 3 |  |  | No Match | No Match |  |  |  | 50000 | 4850 | 10.3 | 7.5 | 65000 | 4900 | 3.9 | 2.5 | Non Federally-Regulated | 08/29/1986 |  | 05/11/1988
Waterfurnace International, Inc. | Waterfurnace International, Inc. | SXH058B3 |  | Water-Source | WBAHP: Heat Pump Packaged Unit | Heat Pump | 208 | 3 |  |  | No Match | No Match |  |  |  | 55000 | 4074 | 13.5 | 9.3 | 69000 | 4493 | 4.5 | 3.8 | Federally-Regulated Commercial & Industrial Equipment | 03/31/1998 |  | 05/10/1998
Florida Heat Pump | Florida Heat Pump | GT036-3CF/HZ/VT |  | Water-Source | WBAHP-CB: Heat Pump Split Syst | Heat Pump | 208 | 3 |  |  | No Match | No Match |  |  |  | 36600 | 2731 | 13.4 | 9 | 42000 | 3076 | 4 | 3.5 | Non Federally-Regulated | 05/23/2001 |  | 07/18/2002
Waterfurnace International, Inc. | Eagle Mountain | ZS036**0*1 |  | Ground-Source | WBAHP: Heat Pump Packaged Unit | Heat Pump | 208 | 1 |  |  | No Match | Single-Speed |  |  |  | 34500 | 1994 | 17.3 | 13.4 | 26000 | 2117 | 3.6 | 3.1 | Non Federally-Regulated | 03/02/2012 |  | 04/19/2013
American Air Filter | Enercon | EHW-41 |  | Water-Source | WBAHP: Heat Pump Packaged Unit | Heat Pump | 460 | 3 |  |  | No Match | No Match |  |  |  | 42000 | 3652 | 11.5 | 9 | 48000 | 3916 | 3.6 | 3.2 | Non Federally-Regulated | 05/11/1988 |  | 03/15/1989
Waterfurnace International, Inc. | Waterfurnace International, Inc. | ATV056D0 |  | Ground-Source | WBAHP: Heat Pump Packaged Unit | Heat Pump | 230 | 1 |  |  | No Match | No Match |  |  |  | 58000 | 3790 | 15.3 |  | 44500 | 4075 | 3.2 |  | Non Federally-Regulated | 03/31/1998 |  | 05/10/1998
Waterfurnace International, Inc. | Waterfurnace International, Inc. | NTV024A1 |  | Ground-Source | WBAHP: Heat Pump Packaged Unit | Heat Pump | 208 | 1 |  |  | No Match | No Match |  |  |  | 22600 | 1527 | 14.8 |  | 26000 | 2721 | 2.8 |  | Non Federally-Regulated | 03/31/1998 |  | 05/10/1998
Waterfurnace International, Inc. | Waterfurnace International, Inc. | SXH042C0 |  | Ground-Water-Source | WBAHP: Heat Pump Packaged Unit | Heat Pump | 230 | 1 |  |  | No Match | No Match |  |  |  | 44500 | 3201 | 13.9 | 9 | 31800 | 2824 | 3.3 |  | Non Federally-Regulated | 01/30/1998 |  | 10/02/1998
Command-Aire | Command-Aire | GSHB0611 |  | Ground-Water-Source | WBAHP: Heat Pump Packaged Unit | Heat Pump | 208 | 1 |  |  | No Match | No Match |  |  |  | 61000 | 5169 | 11.8 | 9 | 49000 | 5128 | 2.8 |  | Non Federally-Regulated | 12/14/1998 |  | 04/10/2000
ClimateMaster Inc. | Climate Master Series | HS/HL 120 F/H |  | Water-Source | WBAHP: Heat Pump Packaged Unit | Heat Pump | 230 | 3 |  |  | No Match | No Match |  |  |  | 120000 | 10714 | 11.2 | 9 | 150000 | 11565 | 3.8 | 3.8 | Federally-Regulated Commercial & Industrial Equipment | 10/05/1999 |  | 04/12/2000
Florida Heat Pump | Florida Heat Pump | EM031-1CS | EM031-1AV | Water-Source | WBAHP-C: Heat Pump Split Syste | Heat Pump | 230 | 1 |  |  | No Match | No Match |  |  |  | 31400 | 2275 | 13.8 | 10 | 41000 | 2730 | 4.4 |  | Federally-Regulated Commercial & Industrial Equipment | 12/14/1998 |  | 10/05/1999
Waterfurnace International, Inc. | Waterfurnace International, Inc. | SXH030*2 |  | Water-Source | WBAHP: Heat Pump Packaged Unit | Heat Pump | 265 | 1 |  |  | No Match | No Match |  |  |  | 30600 | 2125 | 14.4 | 10 | 36600 | 2144 | 5 |  | Federally-Regulated Commercial & Industrial Equipment | 10/05/1999 |  | 05/19/2000
McQuay International | McQuay | WCCH/WCCW-009-J |  | Ground-Water-Source | WBAHP: Heat Pump Packaged Unit | Heat Pump | 265 | 1 |  |  | No Match | No Match |  |  |  | 7200 | 571 | 12.6 | 9 | 5900 | 576 | 3 |  | Non Federally-Regulated | 11/19/2002 |  | 03/12/2009
Waterfurnace International, Inc. | Geotility Geothermal Installations | ZS042**0*4 |  | Ground-Source | WBAHP: Heat Pump Packaged Unit | Heat Pump | 230 | 1 |  |  | No Match | Single-Speed |  |  |  | 42300 | 2286 | 18.5 | 13.4 | 29900 | 2368 | 3.7 | 3.1 | Non Federally-Regulated | 06/14/2011 |  | 04/19/2013
Waterfurnace International, Inc. | Waterfurnace International, Inc. | CC/CE/CS/CW15*2 |  | Ground-Water-Source | WBAHP: Heat Pump Packaged Unit | Heat Pump | 265 | 1 |  |  | No Match | No Match |  |  |  | 15000 | 1041 | 14.4 | 9 | 11000 | 1007 | 3.2 |  | Non Federally-Regulated | 07/22/2002 |  | 03/12/2009
Waterfurnace International, Inc. | Waterfurnace International, Inc. | P046**0 |  | Ground-Water-Source | WBAHP: Heat Pump Packaged Unit | Heat Pump | 230 | 1 |  |  | No Match | No Match |  |  |  | 47000 | 2919 | 16.1 | 9 | 34500 | 3063 | 3.3 |  | Non Federally-Regulated | 05/19/2000 |  | 07/18/2002
Waterfurnace International, Inc. | Trane Unitary Products Group | T1GX048***1**1 |  | Water-Source | WBAHP: Heat Pump Packaged Unit | Heat Pump | 208 | 1 |  |  | No Match | Single-Speed |  |  |  | 47000 | 2686 | 17.5 | 12 | 55400 | 2954 | 5.5 | 4.2 | Federally-Regulated Commercial & Industrial Equipment | 08/23/2011 |  | 10/24/2014
Carrier Corp. | Carrier | 50QXV0183 |  | Water-Source | WBAHP: Heat Pump Packaged Unit | Heat Pump | 230 | 1 |  |  | No Match | No Match |  |  |  | 18400 | 1670 | 11 | 9 | 23400 | 1900 | 3.6 | 3.2 | Non Federally-Regulated | 02/22/1990 |  | 07/31/1991
ClimateMaster Inc. | Climate Master Series | GSS060AG | GAH60 | Ground-Water-Source | WBAHP-CB: Heat Pump Split Syst | Heat Pump | 230 | 1 |  |  | No Match | No Match |  |  |  | 56000 | 4000 | 14 | 9 | 46000 | 4084 | 3.3 |  | Non Federally-Regulated | 04/10/2000 |  | 11/19/2001
ClimateMaster Inc. | Climate Master Series | 80110B |  | Water-Source | WBAHP: Heat Pump Packaged Unit | Heat Pump | 208 | 1 |  |  | No Match | No Match |  |  |  | 8800 | 880 | 10 | 9 | 10800 | 879 | 3.6 | 3.2 | Federally-Regulated Commercial & Industrial Equipment | 02/07/1988 |  | 05/11/1988
Florida Heat Pump | Geomaster, LLC | EC070-3CF/HZ/VT |  | Ground-Source | WBAHP: Heat Pump Packaged Unit | Heat Pump | 230 | 3 |  |  | No Match | Single-Speed | 4050 | 803 | 1 | 70000 | 4605 | 15.2 | 13.4 | 53000 | 4710 | 3.3 | 3.1 | Non Federally-Regulated | 04/30/2009 |  | 04/20/2015
Heat Controller | Heat Controller | DWPG048-1B-XL* |  | Ground-Water-Source | WBAHP: Heat Pump Packaged Unit | Heat Pump | 208 | 1 |  |  | No Match | No Match |  |  |  | 49500 | 3485 | 14.2 | 11 | 53500 | 3824 | 4.1 | 3.5 | Non Federally-Regulated | 03/31/1998 |  | 05/10/1998
Climate Control / Snyder General | Electro-Hydronics | CW330G7 |  | Water-Source | WBAHP: Heat Pump Packaged Unit | Heat Pump | 265 | 1 |  |  | No Match | No Match |  |  |  | 33000 | 3050 | 10.8 | 7.5 | 39000 | 3090 | 3.7 | 2.5 | Non Federally-Regulated | 05/16/1984 |  | 08/29/1986
Climate Control / Snyder General | Electro-Hydronics | CW140G3 |  | Water-Source | WBAHP: Heat Pump Packaged Unit | Heat Pump | 230 | 1 |  |  | No Match | No Match |  |  |  | 13500 | 1300 | 10.4 | 7.5 | 17500 | 1350 | 3.8 | 2.5 | Non Federally-Regulated | 05/16/1984 |  | 08/29/1986
Waterfurnace International, Inc. | Eagle Mountain | YS036**1*0 |  | Ground-Water-Source | WBAHP: Heat Pump Packaged Unit | Heat Pump | 208 | 1 |  |  | No Match | Single-Speed |  |  |  | 37700 | 1778 | 21.2 | 16.2 | 33000 | 2480 | 3.9 | 3.6 | Non Federally-Regulated | 01/24/2011 |  | 04/19/2013
Bard Manufacturing Company, Inc. | Bard | WPV48C |  | Ground-Water-Source | WBAHP: Heat Pump Packaged Unit | Heat Pump | 230 | 1 |  |  | No Match | No Match |  |  |  | 47500 | 4130 | 11.5 | 9 | 36000 | 3907 | 2.7 |  | Non Federally-Regulated | 12/14/1998 |  | 05/23/2001
Mammoth | Hydrobank II | F031VLH |  | Ground-Water-Source | WBAHP: Heat Pump Packaged Unit | Heat Pump | 208 | 3 |  |  | No Match | No Match |  |  |  | 28800 | 2198 | 13.1 | 9 | 23600 | 2230 | 3.1 |  | Non Federally-Regulated | 06/27/2003 |  | 03/12/2009
Addison Products | Heat Controller | HWY030-8A |  | Water-Source | WBAHP: Heat Pump Packaged Unit | Heat Pump | 265 | 1 |  |  | No Match | No Match |  |  |  | 32000 | 2500 | 12.8 | 10 | 42300 | 2816 | 4.4 |  | Federally-Regulated Commercial & Industrial Equipment | 11/17/1999 |  | 04/12/2000
McQuay International | McQuay | W-LDE/LDL/LME/LML-1-07 |  | Water-Source | WBAHP: Heat Pump Packaged Unit | Heat Pump | 230 | 3 |  |  | No Match | No Match |  |  |  | 70000 | 6194 | 11.3 | 9 | 83000 | 6399 | 3.8 | 3.8 | Federally-Regulated Commercial & Industrial Equipment | 09/21/2000 |  | 11/14/2000
Heat Controller | Heat Controller | HWPH64-3JC/3JBC |  | Water-Source | WBAHP-CB: Heat Pump Split Syst | Heat Pump | 230 | 3 |  |  | No Match | No Match |  |  |  | 63500 | 5080 | 12.5 | 9 | 76000 | 6364 | 3.5 | 3.5 | Non Federally-Regulated | 02/02/1998 |  | 10/02/1998
Geoflex Systems, Inc. | Geoflex Systems, Inc. | GS1S-V/H/D/M-024WAABP |  | Ground-Water-Source | WBAHP: Heat Pump Packaged Unit | Both Heat Pump and Electric Re | 208 | 1 |  |  | No Match | Single-Speed |  |  |  | 22900 | 851 | 26.9 | 16.2 | 19900 | 1241 | 4.7 | 3.6 | Non Federally-Regulated | 03/02/2012 |  | 01/09/2014
Florida Heat Pump | Florida Heat Pump | EM007-1CS | EM007-1AV | Water-Source | WBAHP-C: Heat Pump Split Syste | Heat Pump | 208 | 1 |  |  | No Match | No Match |  |  |  | 7300 | 603 | 12.1 | 9.3 | 9800 | 652 | 4.4 | 3.8 | Federally-Regulated Commercial & Industrial Equipment | 03/31/1998 |  | 05/10/1998
Florida Heat Pump | Geomaster, LLC | EC060-4CF/HZ/VT |  | Ground-Source | WBAHP: Heat Pump Packaged Unit | Heat Pump | 460 | 3 |  |  | No Match | Single-Speed |  |  |  | 63600 | 4327 | 14.7 | 13.4 | 50000 | 4443 | 3.3 | 3.1 | Non Federally-Regulated | 04/30/2009 |  | 04/20/2015
Waterfurnace International, Inc. | Johnson Controls | RKV/RKH048**0*0 |  | Ground-Water-Source | WBAHP: Heat Pump Packaged Unit | Heat Pump | 230 | 1 |  |  | No Match | Single-Speed |  |  |  | 51600 | 2293 | 22.5 | 16.2 | 43400 | 3028 | 4.2 | 3.6 | Non Federally-Regulated | 09/03/2012 |  | 01/09/2014
Waterfurnace International, Inc. | Eagle Mountain | ZS042**0*4 |  | Water-Source | WBAHP: Heat Pump Packaged Unit | Heat Pump | 208 | 1 |  |  | No Match | Single-Speed |  |  |  | 40800 | 2615 | 15.6 | 12 | 45400 | 2661 | 5 | 4.2 | Federally-Regulated Commercial & Industrial Equipment | 06/14/2011 |  | 04/19/2013
McQuay International | McQuay | FCV/FCW042B-F |  | Water-Source | WBAHP: Heat Pump Packaged Unit | Heat Pump | 208 | 3 |  |  | No Match | No Match |  |  |  | 41800 | 3483 | 12 | 10 | 53000 | 3882 | 4 |  | Federally-Regulated Commercial & Industrial Equipment | 11/17/1999 |  | 09/21/2000
Singer | Electro-Hydronics | WE120C3 |  | Water-Source | WBAHP: Heat Pump Packaged Unit | Heat Pump | 230 | 1 |  |  | No Match | No Match |  |  |  | 11500 | 1200 | 9.6 | 7.5 | 14000 | 1300 | 3.3 | 2.5 | Non Federally-Regulated | 09/08/1982 |  | 05/16/1984
Addison Products | Addison Products | HPY120-4A |  | Water-Source | WBAHP: Heat Pump Packaged Unit | Heat Pump | 460 | 3 |  |  | No Match | No Match |  |  |  | 108000 | 9908 | 10.9 | 9 | 136000 | 9961 | 4 | 3.8 | Federally-Regulated Commercial & Industrial Equipment | 11/14/2000 |  | 11/19/2001
ClimateMaster Inc. | Climate Master Series | 813-060-H******** |  | Water-Source | WBAHP: Heat Pump Packaged Unit | Heat Pump | 208 | 3 |  |  | No Match | No Match |  |  |  | 62000 | 5536 | 11.2 | 9 | 75000 | 5782 | 3.8 | 3.2 | Non Federally-Regulated | 02/22/1990 |  | 07/31/1991
Friedrich Air Conditioning Co. | Climate Master Series | V120-34********** |  | Water-Source | WBAHP: Heat Pump Packaged Unit | Heat Pump | 460 | 3 |  |  | No Match | No Match |  |  |  | 119000 | 11900 | 10 | 9.2 | 131000 | 11000 | 3.5 | 2.5 | Non Federally-Regulated | 05/16/1984 |  | 08/29/1986
Trane U.S. Inc. | Trane | WPVE0261 |  | Water-Source | WBAHP: Heat Pump Packaged Unit | Heat Pump | 265 | 1 |  |  | No Match | No Match |  |  |  | 23200 | 1770 | 13.1 | 9.3 | 30600 | 1949 | 4.6 | 3.8 | Federally-Regulated Commercial & Industrial Equipment | 03/31/1998 |  | 05/10/1998
Econar | Econar | GC360 |  | Ground-Water-Source | WBAHP: Heat Pump Packaged Unit | Heat Pump | 208 | 1 |  |  | No Match | No Match |  |  |  | 35200 | 2550 | 13.8 | 9 | 32000 | 2929 | 3.2 |  | Non Federally-Regulated | 10/06/1999 |  | 07/18/2002
ClimateMaster Inc. | Climate Master Series | 802262F******** |  | Water-Source | WBAHP: Heat Pump Packaged Unit | Heat Pump | 460 | 3 |  |  | No Match | No Match |  |  |  | 258000 | 25800 | 10 |  | 320000 | 26900 | 3.5 |  | Non Federally-Regulated | 05/11/1988 |  | 03/15/1989
Friedrich Climate Master | Climate Master Series | 803-015-G******** |  | Water-Source | WBAHP: Heat Pump Packaged Unit | Heat Pump | 230 | 1 |  |  | No Match | No Match |  |  |  | 14500 | 1400 | 10.4 | 7.5 | 19000 | 1525 | 3.7 | 2.5 | Non Federally-Regulated | 08/29/1986 |  | 05/11/1988
Waterfurnace International, Inc. | Waterfurnace International, Inc. | NTV024B1(P) |  | Ground-Water-Source | WBAH: Heating Only Packaged Un | Heat Pump | 208 | 1 |  |  | No Match | No Match |  |  |  | 0 | 0 | 0 | 9 | 18100 | 1607 | 3.3 |  | Non Federally-Regulated | 12/14/1998 |  | 10/06/1999
Trane U.S. Inc. | Trane | WPHD0803 |  | Water-Source | WBAHP: Heat Pump Packaged Unit | Heat Pump | 208 | 3 |  |  | No Match | No Match |  |  |  | 100000 | 8474 | 11.8 | 10.5 | 128400 | 9902 | 3.8 | 3.8 | Federally-Regulated Commercial & Industrial Equipment | 03/31/1998 |  | 05/10/1998
Florida Heat Pump | Florida Heat Pump | EM042-1CS | EM042-1AH/AV | Ground-Water-Source | WBAHP-CB: Heat Pump Split Syst | Heat Pump | 208 | 1 |  |  | No Match | No Match |  |  |  | 43000 | 3257 | 13.2 | 9 | 30000 | 2929 | 3 |  | Non Federally-Regulated | 05/29/2001 |  | 07/18/2002
Florida Heat Pump | Florida Heat Pump | GO060-1CF/HZ/VT |  | Water-Source | WBAHP-CB: Heat Pump Split Syst | Heat Pump | 208 | 1 |  |  | No Match | No Match |  |  |  | 60000 | 4347 | 13.8 | 9 | 62000 | 4541 | 4 | 3.5 | Non Federally-Regulated | 05/19/2000 |  | 07/18/2002
Mammoth | Hydrobank II | F045HHT/VHT |  | Water-Source | WBAHP: Heat Pump Packaged Unit | Heat Pump | 208 | 3 |  |  | No Match | No Match |  |  |  | 45000 | 3214 | 14 | 10 | 58000 | 3695 | 4.6 |  | Federally-Regulated Commercial & Industrial Equipment | 02/02/1998 |  | 03/31/1998
Florida Heat Pump | Florida Heat Pump | EM015-2HZ |  | Water-Source | WBAHP: Heat Pump Packaged Unit | Heat Pump | 265 | 1 |  |  | No Match | No Match |  |  |  | 14800 | 1275 | 11.6 | 10 | 20000 | 1429 | 4.1 |  | Federally-Regulated Commercial & Industrial Equipment | 02/02/1998 |  | 03/31/1998
McQuay / Snyder General | Electro-Hydronics | CCW030A*G |  | Water-Source | WBAHP: Heat Pump Packaged Unit | Heat Pump | 230 | 1 |  |  | No Match | No Match |  |  |  | 30000 | 2715 | 11 | 9 | 38000 | 2918 | 3.8 | 3.2 | Non Federally-Regulated | 05/11/1988 |  | 03/15/1989
McQuay International | McQuay | CCW019E-N |  | Water-Source | WBAHP: Heat Pump Packaged Unit | Heat Pump | 265 | 1 |  |  | No Match | No Match |  |  |  | 18800 | 1392 | 13.5 | 10 | 22400 | 1526 | 4.3 |  | Federally-Regulated Commercial & Industrial Equipment | 12/14/1998 |  | 09/21/2000
Enertech Global, LLC | Enertech | GST036A2 | ACD036 | Ground-Source | WBAHP-CB: Heat Pump Split Syst | Heat Pump | 208 | 3 |  |  | No Match | Single-Speed |  |  |  | 36700 | 2172 | 16.9 | 13.4 | 28000 | 2159 | 3.8 | 3.1 | Non Federally-Regulated | 12/12/2012 |  | 04/29/2015
Trane U.S. Inc. | Trane | WPVF0364 |  | Water-Source | WBAHP: Heat Pump Packaged Unit | Heat Pump | 460 | 3 |  |  | No Match | No Match |  |  |  | 34600 | 2489 | 13.9 | 10 | 42000 | 2796 | 4.4 |  | Federally-Regulated Commercial & Industrial Equipment | 10/05/1999 |  | 04/12/2000
Waterfurnace International, Inc. | Geosmart Energy, Inc. | ZS070**0*4 |  | Water-Source | WBAHP: Heat Pump Packaged Unit | Heat Pump | 208 | 1 |  |  | No Match | Single-Speed |  |  |  | 63000 | 4406 | 14.3 | 12 | 79000 | 4926 | 4.7 | 4.2 | Federally-Regulated Commercial & Industrial Equipment | 06/14/2011 |  | 03/02/2012
Waterfurnace International, Inc. | Eagle Mountain | ZS024**3*0 |  | Ground-Source | WBAHP: Heat Pump Packaged Unit | Heat Pump | 230 | 3 |  |  | No Match | Single-Speed |  |  |  | 24400 | 1435 | 17 | 13.4 | 17500 | 1465 | 3.5 | 3.1 | Non Federally-Regulated | 01/24/2011 |  | 04/19/2013
Waterfurnace International, Inc. | Waterfurnace International, Inc. | SXH068B1 |  | Water-Source | WBAHP-CB: Heat Pump Split Syst | Heat Pump | 230 | 1 |  |  | No Match | No Match |  |  |  | 69000 | 5750 | 12 | 9 | 80000 | 6169 | 3.8 | 3.5 | Non Federally-Regulated | 02/02/1998 |  | 10/02/1998
Waterfurnace International, Inc. | Geotility Geothermal Installations | ZS012**0*0 |  | Water-Source | WBAHP: Heat Pump Packaged Unit | Heat Pump | 208 | 1 |  |  | No Match | Single-Speed |  |  |  | 10900 | 858 | 12.7 | 11.2 | 14700 | 979 | 4.4 | 4.2 | Federally-Regulated Commercial & Industrial Equipment | 01/24/2011 |  | 04/19/2013
ClimateMaster Inc. | Climate Master Series | HS/HL/VS/VL048F |  | Water-Source | WBAHP: Heat Pump Packaged Unit | Heat Pump | 460 | 3 |  |  | No Match | No Match |  |  |  | 47500 | 4318 | 11 | 10 | 57000 | 4394 | 3.8 |  | Federally-Regulated Commercial & Industrial Equipment | 04/12/2000 |  | 11/14/2000
Addison Products | Addison Products | WPH064-4JC/4JBC |  | Water-Source | WBAHP-CB: Heat Pump Split Syst | Heat Pump | 460 | 3 |  |  | No Match | No Match |  |  |  | 63500 | 5080 | 12.5 | 9 | 76000 | 6364 | 3.5 | 3.5 | Non Federally-Regulated | 02/02/1998 |  | 10/02/1998
Waterfurnace International, Inc. | Waterfurnace International, Inc. | SXV030B0 |  | Ground-Water-Source | WBAHP: Heat Pump Packaged Unit | Heat Pump | 208 | 1 |  |  | No Match | No Match |  |  |  | 31200 | 2181 | 14.3 | 9 | 21600 | 1808 | 3.5 |  | Non Federally-Regulated | 12/14/1998 |  | 10/06/1999
Waterfurnace International, Inc. | Spectra | SXH068A4 |  | Water-Source | WBAHP: Heat Pump Packaged Unit | Heat Pump | 460 | 3 |  |  | No Match | No Match |  |  |  | 65000 | 5417 | 12 | 9.2 | 84000 | 5469 | 4.5 |  | Federally-Regulated Commercial & Industrial Equipment | 06/02/1993 |  | 06/03/1993
Mammoth | Hydrobank II | F120HLL |  | Ground-Water-Source | WBAHP: Heat Pump Packaged Unit | Heat Pump | 230 | 3 |  |  | No Match | No Match |  |  |  | 119000 | 8561 | 13.9 | 9 | 94600 | 8941 | 3.1 |  | Non Federally-Regulated | 06/27/2003 |  | 03/12/2009
ClimateMaster Inc. | Climate Master Series | GSV/GSH042AH |  | Ground-Water-Source | WBAHP: Heat Pump Packaged Unit | Heat Pump | 230 | 3 |  |  | No Match | No Match |  |  |  | 43800 | 2881 | 15.2 | 9 | 32800 | 2912 | 3.3 |  | Non Federally-Regulated | 07/22/2002 |  | 01/22/2003
Waterfurnace International, Inc. | Waterfurnace International, Inc. | V120T*3 |  | Water-Source | WBAHP: Heat Pump Packaged Unit | Heat Pump | 208 | 3 |  |  | No Match | No Match |  |  |  | 120000 | 9375 | 12.8 | 9 | 163000 | 11106 | 4.3 | 3.8 | Federally-Regulated Commercial & Industrial Equipment | 05/19/2000 |  | 11/14/2000
Florida Heat Pump | Florida Heat Pump | EM042-1CF/HZ/VT |  | Water-Source | WBAHP-CB: Heat Pump Split Syst | Heat Pump | 230 | 1 |  |  | No Match | No Match |  |  |  | 45000 | 3658 | 12.3 | 9 | 51000 | 4269 | 3.5 | 3.5 | Non Federally-Regulated | 07/22/2002 |  | 03/12/2009
McQuay / Snyder General | Electro-Hydronics | CCW019A*N |  | Water-Source | WBAHP: Heat Pump Packaged Unit | Heat Pump | 265 | 1 |  |  | No Match | No Match |  |  |  | 19000 | 1600 | 11.9 | 9 | 24000 | 1730 | 4.1 | 3.2 | Non Federally-Regulated | 05/11/1988 |  | 03/15/1989
Addison Products | Addison Products | HGY048-3A |  | Water-Source | WBAHP-CB: Heat Pump Split Syst | Heat Pump | 230 | 3 |  |  | No Match | No Match |  |  |  | 54400 | 4689 | 11.6 | 9 | 61800 | 5029 | 3.6 | 3.5 | Non Federally-Regulated | 07/22/2002 |  | 03/12/2009
McQuay / Snyder General | Electro-Hydronics | RC140A7 |  | Water-Source | WBAHP: Heat Pump Packaged Unit | Heat Pump | 265 | 1 |  |  | No Match | No Match |  |  |  | 13500 | 1260 | 10.7 | 9 | 18000 | 1552 | 3.4 | 3.2 | Non Federally-Regulated | 05/11/1988 |  | 03/15/1989
Snyder General Corp. | American Air Filter | GHW-23 |  | Water-Source | WBAHP: Heat Pump Packaged Unit | Heat Pump | 230 | 1 |  |  | No Match | No Match |  |  |  | 23600 | 2226 | 10.6 | 9 | 29000 | 2296 | 3.7 | 3.2 | Federally-Regulated Commercial & Industrial Equipment | 01/22/1990 |  | 07/27/1992
Mammoth | Geox | ZD019HSFXXX |  | Water-Source | WBAHP: Heat Pump Packaged Unit | Heat Pump | 230 | 1 |  |  | No Match | No Match |  |  |  | 18800 | 1680 | 11.2 | 9 | 25200 | 2000 | 3.7 | 3.2 | Non Federally-Regulated | 05/11/1988 |  | 03/15/1989
Waterfurnace International, Inc. | Eagle Mountain | ZS024**2*0 |  | Water-Source | WBAHP: Heat Pump Packaged Unit | Heat Pump | 265 | 1 |  |  | No Match | Single-Speed |  |  |  | 23900 | 1637 | 14.6 | 12 | 27000 | 1684 | 4.7 | 4.2 | Federally-Regulated Commercial & Industrial Equipment | 01/24/2011 |  | 04/19/2013
Florida Heat Pump | Florida Heat Pump | EM041-1CS | EM041-1AV | Water-Source | WBAHP-C: Heat Pump Split Syste | Heat Pump | 230 | 1 |  |  | No Match | No Match |  |  |  | 39000 | 3000 | 13 | 9.3 | 49000 | 3502 | 4.1 | 3.8 | Federally-Regulated Commercial & Industrial Equipment | 03/31/1998 |  | 05/10/1998
Waterfurnace International, Inc. | American Standard, Inc. | ZBV/ZBH006**2*0 |  | Ground-Water-Source | WBAHP: Heat Pump Packaged Unit | Heat Pump | 265 | 1 |  |  | No Match | Single-Speed |  |  |  | 8400 | 394 | 21.3 | 16.2 | 6800 | 524 | 3.8 | 3.6 | Non Federally-Regulated | 01/09/2014 |  | 10/24/2014
Enertech Global, LLC | Enertech | TST036A | MPD036 | Ground-Source | WBAHP-CB: Heat Pump Split Syst | Heat Pump | 230 | 1 |  |  | No Match | Single-Speed |  |  |  | 38000 | 2303 | 16.5 | 13.4 | 28400 | 2250 | 3.7 | 3.1 | Non Federally-Regulated | 12/12/2012 |  | 04/29/2015
McQuay International | McQuay | CCW048E-F |  | Water-Source | WBAHP: Heat Pump Packaged Unit | Heat Pump | 208 | 3 |  |  | No Match | No Match |  |  |  | 44000 | 3548 | 12.4 | 9.3 | 56000 | 3647 | 4.5 | 3.8 | Federally-Regulated Commercial & Industrial Equipment | 03/31/1998 |  | 05/10/1998
Climate Control / Snyder General | Electro-Hydronics | VF70G5 |  | Water-Source | WBAHP: Heat Pump Packaged Unit | Heat Pump | 208 | 1 |  |  | No Match | No Match |  |  |  | 6900 | 645 | 10.7 | 7.5 | 8800 | 700 | 3.7 | 2.5 | Non Federally-Regulated | 05/16/1984 |  | 08/29/1986
Command-Aire | Command-Aire | SWP-353 |  | Water-Source | WBAHP: Heat Pump Packaged Unit | Heat Pump | 208 | 3 |  |  | No Match | No Match |  |  |  | 36000 | 3450 | 10.4 | 9 | 50000 | 3900 | 3.8 | 3.2 | Non Federally-Regulated | 02/22/1990 |  | 07/31/1991
Waterfurnace International, Inc. | Waterfurnace International, Inc. | ATH034D1 |  | Ground-Source | WBAHP: Heat Pump Packaged Unit | Heat Pump | 230 | 1 |  |  | No Match | No Match |  |  |  | 34400 | 2150 | 16 |  | 25000 | 2220 | 3.3 |  | Non Federally-Regulated | 03/31/1998 |  | 05/10/1998
Florida Heat Pump | Geomaster, LLC | EC070-3CS | EC070-1AH/AV | Ground-Source | WBAHP-CB: Heat Pump Split Syst | Heat Pump | 230 | 3 |  |  | No Match | Single-Speed | 4102 | 803 | 1 | 68600 | 4604 | 14.9 | 13.4 | 51900 | 4612 | 3.3 | 3.1 | Non Federally-Regulated | 04/30/2009 |  | 04/20/2015
Waterfurnace International, Inc. | Rybacki - Hart Enterprises | ZS036**3*4 |  | Ground-Source | WBAHP: Heat Pump Packaged Unit | Heat Pump | 230 | 3 |  |  | No Match | Single-Speed |  |  |  | 34500 | 1994 | 17.3 | 13.4 | 26000 | 2117 | 3.6 | 3.1 | Non Federally-Regulated | 03/02/2012 |  | 04/19/2013
Singer | Electro-Hydronics | CC140C5 |  | Water-Source | WBAHP: Heat Pump Packaged Unit | Heat Pump | 208 | 1 |  |  | No Match | No Match |  |  |  | 14000 | 1850 | 7.6 | 7.5 | 18000 | 2050 | 2.6 | 2.5 | Non Federally-Regulated | 01/05/1982 |  | 05/16/1984
ClimateMaster Inc. | Carrier Corp. | 50YEH/V/D036****3 |  | Water-Source | WBAHP: Heat Pump Packaged Unit | Heat Pump | 230 | 1 |  |  | No Match | Single-Speed |  |  |  | 33400 | 1965 | 17 | 12 | 40400 | 2114 | 5.6 | 4.2 | Federally-Regulated Commercial & Industrial Equipment | 10/24/2014 |  | 04/22/2015
Waterfurnace International, Inc. | Spectra | SXH030A1 |  | Water-Source | WBAHP: Heat Pump Packaged Unit | Heat Pump | 208 | 1 |  |  | No Match | No Match |  |  |  | 30600 | 2125 | 14.4 | 10 | 36600 | 2145 | 5 |  | Federally-Regulated Commercial & Industrial Equipment | 06/02/1993 |  | 06/03/1993
Waterfurnace International, Inc. | Waterfurnace International, Inc. | P034**3 |  | Ground-Water-Source | WBAHP: Heat Pump Packaged Unit | Heat Pump | 230 | 3 |  |  | No Match | No Match |  |  |  | 34400 | 2150 | 16 | 9 | 25000 | 2219 | 3.3 |  | Non Federally-Regulated | 05/19/2000 |  | 07/18/2002
Geoflex Systems, Inc. | Geoflex Systems, Inc. | GF1T-V/H/D/M-038WADBP |  | Ground-Source | WBAHP: Heat Pump Packaged Unit | Both Heat Pump and Electric Re | 460 | 3 |  |  | No Match | Dual-Speed |  |  |  | 38000 | 2021 | 18.8 | 13.4 | 28800 | 2110 | 4 | 3.1 | Non Federally-Regulated | 11/30/2011 |  | 01/09/2014
Singer | Electro-Hydronics | CC500 5 |  | Water-Source | WBAHP: Heat Pump Packaged Unit | Heat Pump | 208 | 1 |  |  | No Match | No Match |  |  |  | 50000 | 5300 | 9.4 | 7.5 | 60000 | 5700 | 3.1 | 2.5 | Non Federally-Regulated | 09/08/1982 |  | 05/16/1984
McQuay International | McQuay | W-CDS/CME/CMS-1-070-F |  | Water-Source | WBAHP: Heat Pump Packaged Unit | Heat Pump | 208 | 3 |  |  | No Match | No Match |  |  |  | 70000 | 5833 | 12 | 9 | 80000 | 5580 | 4.2 | 3.8 | Federally-Regulated Commercial & Industrial Equipment | 10/05/1999 |  | 09/21/2000
Waterfurnace International, Inc. | Rybacki - Hart Enterprises | ZS036**4*1 |  | Ground-Source | WBAHP: Heat Pump Packaged Unit | Heat Pump | 460 | 3 |  |  | No Match | Single-Speed |  |  |  | 34500 | 1994 | 17.3 | 13.4 | 26000 | 2177 | 3.5 | 3.1 | Non Federally-Regulated | 01/24/2011 |  | 04/19/2013
Carrier Corp. | Carrier | 50QXH0305 |  | Water-Source | WBAHP: Heat Pump Packaged Unit | Heat Pump | 208 | 3 |  |  | No Match | No Match |  |  |  | 30500 | 2521 | 12.1 | 9 | 39000 | 2858 | 4 | 3.2 | Non Federally-Regulated | 03/15/1989 |  | 02/05/1990
McQuay International | McQuay | W-LDS/LMH/LDD/LDL-1-07 |  | Water-Source | WBAHP: Heat Pump Packaged Unit | Heat Pump | 230 | 3 |  |  | No Match | No Match |  |  |  | 70000 | 6194 | 11.3 | 9 | 83000 | 6399 | 3.8 | 3.8 | Federally-Regulated Commercial & Industrial Equipment | 10/05/1999 |  | 09/21/2000
Florida Heat Pump | Florida Heat Pump | ES048-1CS | ES048-1AV/AH | Water-Source | WBAHP-CB: Heat Pump Split Syst | Heat Pump | 230 | 1 |  |  | No Match | Single-Speed |  |  |  | 48500 | 3393 | 13.8 | 12 | 56500 | 3379 | 4.9 | 4.2 | Federally-Regulated Commercial & Industrial Equipment | 07/06/2011 |  | 04/20/2015
Waterfurnace International, Inc. | Waterfurnace International, Inc. | ATV056D1 |  | Ground-Water-Source | WBAHP: Heat Pump Packaged Unit | Heat Pump | 230 | 1 |  |  | No Match | No Match |  |  |  | 58000 | 3790 | 15.3 | 9 | 44500 | 4075 | 3.2 |  | Non Federally-Regulated | 01/30/1998 |  | 10/02/1998
McQuay / Snyder General | Electro-Hydronics | FW350GK |  | Water-Source | WBAHP: Heat Pump Packaged Unit | Heat Pump | 208 | 3 |  |  | No Match | No Match |  |  |  | 35600 | 3360 | 10.6 | 9 | 43000 | 3500 | 3.6 | 3.2 | Non Federally-Regulated | 05/11/1988 |  | 03/15/1989
ClimateMaster Inc. | Climate Master Series | VP/HP036H |  | Water-Source | WBAHP: Heat Pump Packaged Unit | Heat Pump | 208 | 3 |  |  | No Match | No Match |  |  |  | 35000 | 2692 | 13 | 10 | 43000 | 2929 | 4.3 |  | Federally-Regulated Commercial & Industrial Equipment | 04/12/2000 |  | 11/14/2000
Friedrich Climate Master | Climate Master Series | 814-096-H******** |  | Water-Source | WBAHP: Heat Pump Packaged Unit | Heat Pump | 208 | 3 |  |  | No Match | No Match |  |  |  | 97000 | 8600 | 11.3 | 9.2 | 118000 | 9100 | 3.8 | 2.5 | Non Federally-Regulated | 08/29/1986 |  | 05/11/1988
Waterfurnace International, Inc. | Trane Unitary Products Group | T1GX048***1**0 |  | Ground-Source | WBAHP: Heat Pump Packaged Unit | Heat Pump | 208 | 1 |  |  | No Match | Single-Speed |  |  |  | 48900 | 2827 | 17.3 | 13.4 | 35300 | 2876 | 3.6 | 3.1 | Non Federally-Regulated | 08/23/2011 |  | 10/24/2014
Waterfurnace International, Inc. | Waterfurnace International, Inc. | SXV095*3 |  | Water-Source | WBAHP: Heat Pump Packaged Unit | Heat Pump | 208 | 3 |  |  | No Match | No Match |  |  |  | 95000 | 6934 | 13.7 | 9 | 115000 | 7835 | 4.3 | 3.8 | Federally-Regulated Commercial & Industrial Equipment | 10/05/1999 |  | 05/19/2000
Climate Control / Snyder General | Electro-Hydronics | FC610GK |  | Water-Source | WBAHP: Heat Pump Packaged Unit | Heat Pump | 208 | 3 |  |  | No Match | No Match |  |  |  | 61500 | 5850 | 10.5 | 7.5 | 77000 | 5785 | 3.9 | 2.5 | Non Federally-Regulated | 06/11/1985 |  | 08/29/1986
Command-Aire | Command-Aire | RWP-403 |  | Water-Source | WBAHP: Heat Pump Packaged Unit | Heat Pump | 208 | 3 |  |  | No Match | No Match |  |  |  | 45900 | 4590 | 10 | 7.5 | 58200 | 4770 | 3.6 | 2.5 | Non Federally-Regulated | 01/05/1982 |  | 01/23/1988
Florida Heat Pump | Energy Miser | LTH70-3 |  | Ground-Water-Source | WBAHP: Heat Pump Packaged Unit | Heat Pump | 208 | 3 |  |  | No Match | No Match |  |  |  | 65000 | 6130 | 10.6 | 11 | 80000 | 6895 | 3.4 | 3.4 | Non Federally-Regulated | 07/31/1991 |  | 03/31/1998
Friedrich Air Conditioning Co. | Climate Master Series | 803-024-G******** |  | Water-Source | WBAHP: Heat Pump Packaged Unit | Heat Pump | 230 | 1 |  |  | No Match | No Match |  |  |  | 25400 | 2275 | 11.2 | 7.5 | 35000 | 2650 | 3.9 | 2.5 | Non Federally-Regulated | 08/30/1983 |  | 08/29/1986
Florida Heat Pump | Energy Miser | HEV34-1 |  | Water-Source | WBAHP: Heat Pump Packaged Unit | Heat Pump | 208 | 1 |  |  | No Match | No Match |  |  |  | 34000 | 2835 | 12 | 9.3 | 44000 | 3145 | 4.1 | 3.8 | Non Federally-Regulated | 07/31/1991 |  | 03/31/1998
Enertech Global, LLC | Enertech | GHT060A |  | Ground-Source | WBAHP: Heat Pump Packaged Unit | Heat Pump | 230 | 1 |  |  | No Match | Single-Speed |  |  |  | 54600 | 3689 | 14.8 | 13.4 | 45600 | 3931 | 3.4 | 3.1 | Non Federally-Regulated | 12/12/2012 |  | 05/11/2015
California Heat Pump | California Heat Pump | 15R*-12-** |  | Water-Source | WBAHP: Heat Pump Packaged Unit | Heat Pump | 208 | 1 |  |  | No Match | No Match |  |  |  | 13000 | 1450 | 9 | 7.5 | 17000 | 1450 | 3.4 | 2.5 | Non Federally-Regulated | 06/11/1985 |  | 05/11/1988
Addison Products | Addison Products | HGY024-1A |  | Water-Source | WBAHP-CB: Heat Pump Split Syst | Heat Pump | 208 | 1 |  |  | No Match | No Match |  |  |  | 25500 | 1992 | 12.8 | 9 | 28200 | 2233 | 3.7 | 3.5 | Non Federally-Regulated | 11/14/2000 |  | 07/18/2002
Waterfurnace International, Inc. | Geosmart Energy, Inc. | YS024**1*4 |  | Water-Source | WBAHP: Heat Pump Packaged Unit | Heat Pump | 230 | 1 |  |  | No Match | Single-Speed |  |  |  | 23000 | 1523 | 15.1 | 12 | 27000 | 1583 | 5 | 4.2 | Federally-Regulated Commercial & Industrial Equipment | 01/24/2011 |  | 05/01/2015
Florida Heat Pump | Florida Heat Pump | GO060-1CF/HZ/VT(P) |  | Ground-Water-Source | WBAHP: Heat Pump Packaged Unit | Heat Pump | 208 | 1 |  |  | No Match | No Match |  |  |  | 31000 | 1422 | 21.8 | 9 | 18500 | 1505 | 3.6 |  | Non Federally-Regulated | 05/19/2000 |  | 07/18/2002
Econar | Econar | GC230 |  | Ground-Water-Source | WBAHP: Heat Pump Packaged Unit | Heat Pump | 208 | 1 |  |  | No Match | No Match |  |  |  | 24800 | 1710 | 14.5 | 9 | 21200 | 1826 | 3.4 |  | Non Federally-Regulated | 10/06/1999 |  | 07/18/2002
Waterfurnace International, Inc. | Rybacki - Hart Enterprises | ZS015**0*1 |  | Water-Source | WBAHP: Heat Pump Packaged Unit | Heat Pump | 208 | 1 |  |  | No Match | Single-Speed |  |  |  | 14000 | 915 | 15.3 | 11.2 | 16500 | 987 | 4.9 | 4.2 | Federally-Regulated Commercial & Industrial Equipment | 01/24/2011 |  | 04/19/2013
Florida Heat Pump | Florida Heat Pump | EM009-1CF |  | Water-Source | WBAHP: Heat Pump Packaged Unit | Heat Pump | 208 | 1 |  |  | No Match | No Match |  |  |  | 9500 | 760 | 12.5 | 10 | 13000 | 846 | 4.5 |  | Federally-Regulated Commercial & Industrial Equipment | 12/14/1998 |  | 10/05/1999
McQuay International | McQuay | CCH/CCW/HWH/HWW030C-G |  | Water-Source | WBAHP: Heat Pump Packaged Unit | Heat Pump | 208 | 1 |  |  | No Match | No Match |  |  |  | 30000 | 2500 | 12 | 10 | 37000 | 2780 | 3.9 |  | Federally-Regulated Commercial & Industrial Equipment | 12/14/1998 |  | 11/17/1999
Waterfurnace International, Inc. | Waterfurnace International, Inc. | SXH010A2 |  | Ground-Water-Source | WBAHP: Heat Pump Packaged Unit | Heat Pump | 265 | 1 |  |  | No Match | No Match |  |  |  | 9900 | 642 | 15.4 | 9 | 7400 | 657 | 3.3 |  | Non Federally-Regulated | 01/30/1998 |  | 03/31/1998
McQuay / Snyder General | Electro-Hydronics | VE330G3 |  | Water-Source | WBAHP: Heat Pump Packaged Unit | Heat Pump | 230 | 1 |  |  | No Match | No Match |  |  |  | 30800 | 2852 | 10.8 | 9 | 35000 | 2900 | 3.5 | 3.2 | Non Federally-Regulated | 05/11/1988 |  | 03/15/1989
American Air Filter | Enercon | EHW-15 |  | Water-Source | WBAHP: Heat Pump Packaged Unit | Heat Pump | 208 | 1 |  |  | No Match | No Match |  |  |  | 14600 | 1280 | 11.4 | 9 | 16800 | 1261 | 3.9 | 3.2 | Non Federally-Regulated | 05/11/1988 |  | 03/15/1989
Enertech Global, LLC | Enertech | H048C | MPD048 | Ground-Water-Source | WBAHP-CB: Heat Pump Split Syst | Heat Pump | 230 | 1 |  |  | No Match | Single-Speed |  |  |  | 55900 | 2881 | 19.4 | 16.2 | 48500 | 3743 | 3.8 | 3.6 | Non Federally-Regulated | 07/16/2009 |  | 03/02/2012
ClimateMaster Inc. | Carrier Corp. | 50PRH/V042 3 |  | Water-Source | WBAHP: Heat Pump Packaged Unit | Heat Pump | 208 | 1 |  |  | No Match | Single-Speed |  |  |  | 40100 | 3061 | 13.1 | 12 | 52700 | 3592 | 4.3 | 4.2 | Federally-Regulated Commercial & Industrial Equipment | 01/24/2011 |  | 08/23/2011
ClimateMaster Inc. | Climate Master Series | VE/HE/DE019 |  | Ground-Water-Source | WBAHP: Heat Pump Packaged Unit | Heat Pump | 265 | 1 |  |  | No Match | No Match |  |  |  | 22000 | 1830 | 12 | 11 | 23600 | 1975 | 3.5 | 3.4 | Non Federally-Regulated | 07/31/1991 |  | 03/31/1998
Waterfurnace International, Inc. | Waterfurnace International, Inc. | SXH024A1 |  | Ground-Water-Source | WBAHP: Heat Pump Packaged Unit | Heat Pump | 208 | 1 |  |  | No Match | No Match |  |  |  | 27000 | 1741 | 15.5 | 9 | 18000 | 1551 | 3.4 |  | Non Federally-Regulated | 01/30/1998 |  | 08/21/1998
Addison Products | Addison Products | HPY015-1A |  | Water-Source | WBAHP-CB: Heat Pump Split Syst | Heat Pump | 230 | 1 |  |  | No Match | No Match |  |  |  | 15900 | 1325 | 12 | 9 | 18400 | 1497 | 3.6 | 3.5 | Non Federally-Regulated | 11/14/2000 |  | 07/18/2002
American Air Filter | Enercon | FVW-12 |  | Water-Source | WBAHP: Heat Pump Packaged Unit | Heat Pump | 265 | 1 |  |  | No Match | No Match |  |  |  | 11000 | 1037 | 10.6 | 9 | 15100 | 1196 | 3.7 | 3.2 | Non Federally-Regulated | 02/22/1990 |  | 07/31/1991
Waterfurnace International, Inc. | Eagle Mountain | GS012**0*0 |  | Ground-Water-Source | WBAHP: Heat Pump Packaged Unit | Heat Pump | 208 | 1 |  |  | No Match | Single-Speed |  |  |  | 14000 | 549 | 25.5 | 16.2 | 11900 | 830 | 4.2 | 3.6 | Non Federally-Regulated | 01/24/2011 |  | 04/19/2013
Waterfurnace International, Inc. | Trane Unitary Products Group | T1GX036***1**1 |  | Ground-Source | WBAHP: Heat Pump Packaged Unit | Heat Pump | 230 | 1 |  |  | No Match | Single-Speed |  |  |  | 35000 | 1591 | 22 | 13.4 | 24100 | 1606 | 4.4 | 3.1 | Non Federally-Regulated | 08/23/2011 |  | 10/24/2014
California Heat Pump | California Heat Pump | 61V*B-32-** |  | Water-Source | WBAHP: Heat Pump Packaged Unit | Heat Pump | 208 | 3 |  |  | No Match | No Match |  |  |  | 61000 | 6120 | 10 | 7.5 | 77000 | 6450 | 3.5 | 2.5 | Non Federally-Regulated | 06/11/1985 |  | 05/11/1988
Enertech Global, LLC | Enertech | GSC024 | MPD024 | Ground-Water-Source | WBAHP-CB: Heat Pump Split Syst | Heat Pump | 208 | 1 |  |  | No Match | Single-Speed |  |  |  | 26300 | 1335 | 19.7 | 16.2 | 22900 | 1679 | 4 | 3.6 | Non Federally-Regulated | 07/16/2009 |  | 03/02/2012
McQuay International | McQuay | CCH/CCW/HWH/HWW030C-G |  | Water-Source | WBAHP: Heat Pump Packaged Unit | Heat Pump | 208 | 1 |  |  | No Match | No Match |  |  |  | 30000 | 2500 | 12 | 9.3 | 37000 | 2780 | 3.9 | 3.8 | Federally-Regulated Commercial & Industrial Equipment | 03/31/1998 |  | 05/10/1998
McQuay International | McQuay | W-LDE/LME/LML/LMS-1-12 |  | Water-Source | WBAHP: Heat Pump Packaged Unit | Heat Pump | 208 | 3 |  |  | No Match | No Match |  |  |  | 116000 | 9747 | 11.9 | 9 | 139000 | 9933 | 4.1 | 3.8 | Federally-Regulated Commercial & Industrial Equipment | 10/05/1999 |  | 09/21/2000
Snyder General Corp. | McQuay | VE200F5 |  | Water-Source | WBAHP: Heat Pump Packaged Unit | Heat Pump | 208 | 1 |  |  | No Match | No Match |  |  |  | 19000 | 1780 | 10.7 | 9 | 25600 | 1920 | 3.9 | 3.2 | Non Federally-Regulated | 02/22/1990 |  | 07/31/1991
Bard Manufacturing Company, Inc. | Bard | GTC48S1-A | GTA4860UD1-A+GTB1-A | Ground-Water-Source | WBAHP-CB: Heat Pump Split Syst | Heat Pump | 208 | 1 |  |  | No Match | Dual-Speed |  |  |  | 53000 | 2834 | 18.7 | 16.2 | 45000 | 3297 | 4 | 3.6 | Non Federally-Regulated | 01/24/2011 |  | 01/09/2014
Waterfurnace International, Inc. | Johnson Controls | RKV/RKH048**0*0 |  | Ground-Water-Source | WBAHP: Heat Pump Packaged Unit | Heat Pump | 208 | 1 |  |  | No Match | Single-Speed |  |  |  | 51600 | 2293 | 22.5 | 16.2 | 43400 | 3028 | 4.2 | 3.6 | Non Federally-Regulated | 09/03/2012 |  | 01/09/2014
Waterfurnace International, Inc. | Waterfurnace International, Inc. | E058**1 |  | Ground-Water-Source | WBAHP: Heat Pump Packaged Unit | Heat Pump | 230 | 1 |  |  | No Match | No Match |  |  |  | 60500 | 3980 | 15.2 | 9 | 47000 | 4303 | 3.2 |  | Non Federally-Regulated | 06/20/2003 |  | 03/12/2009
Mammoth | Hydrobank II | F024HHG/VHG |  | Water-Source | WBAHP: Heat Pump Packaged Unit | Heat Pump | 208 | 3 |  |  | No Match | No Match |  |  |  | 24600 | 2157 | 11.4 | 10 | 31700 | 2444 | 3.8 |  | Federally-Regulated Commercial & Industrial Equipment | 02/02/1998 |  | 03/31/1998
Waterfurnace International, Inc. | Waterfurnace International, Inc. | SXV024C0 |  | Ground-Source | WBAHP: Heat Pump Packaged Unit | Heat Pump | 208 | 1 |  |  | No Match | No Match |  |  |  | 27000 | 1741 | 15.5 |  | 18000 | 1551 | 3.4 |  | Non Federally-Regulated | 03/31/1998 |  | 05/10/1998
Addison Products | Addison Products | WPH032-3JA/3JBA |  | Water-Source | WBAHP: Heat Pump Packaged Unit | Heat Pump | 230 | 3 |  |  | No Match | No Match |  |  |  | 31200 | 2761 | 11.3 | 10 | 38500 | 2969 | 3.8 |  | Federally-Regulated Commercial & Industrial Equipment | 02/02/1998 |  | 03/31/1998
ClimateMaster Inc. | Climate Master | TCV041AG |  | Water-Source | WBAHP: Heat Pump Packaged Unit | Heat Pump | 208 | 1 |  |  | No Match | Single-Speed |  |  |  | 36500 | 2786 | 13.1 | 12 | 45700 | 3189 | 4.2 | 4.2 | Federally-Regulated Commercial & Industrial Equipment | 09/03/2012 |  | 10/24/2014
McQuay / Snyder General | Electro-Hydronics | UC140F5 |  | Water-Source | WBAHP: Heat Pump Packaged Unit | Heat Pump | 208 | 1 |  |  | No Match | No Match |  |  |  | 13500 | 1300 | 10.4 | 7.5 | 17500 | 1350 | 3.8 | 2.5 | Non Federally-Regulated | 08/29/1986 |  | 05/11/1988
Bard Manufacturing Company, Inc. | Bard | QW361-B |  | Ground-Water-Source | WBAHP: Heat Pump Packaged Unit | Heat Pump | 230 | 3 |  |  | No Match | No Match |  |  |  | 33400 | 2113 | 15.8 | 9 | 23200 | 2124 | 3.2 |  | Non Federally-Regulated | 07/22/2002 |  | 03/12/2009
California Heat Pump | Carrier | 50BQ019311 |  | Water-Source | WBAHP: Heat Pump Packaged Unit | Heat Pump | 208 | 1 |  |  | No Match | No Match |  |  |  | 17700 | 1970 | 9 | 7.5 | 21500 | 2170 | 2.9 | 2.5 | Non Federally-Regulated | 05/16/1984 |  | 06/11/1985
Waterfurnace International, Inc. | Eagle Mountain | ZS042**3*0 |  | Water-Source | WBAHP: Heat Pump Packaged Unit | Heat Pump | 230 | 3 |  |  | No Match | Single-Speed |  |  |  | 40800 | 2814 | 14.5 | 12 | 45400 | 2957 | 4.5 | 4.2 | Federally-Regulated Commercial & Industrial Equipment | 01/24/2011 |  | 04/19/2013
Florida Heat Pump | Florida Heat Pump | EM007-1VT/HZ/CF |  | Water-Source | WBAHP: Heat Pump Packaged Unit | Heat Pump | 208 | 1 |  |  | No Match | No Match |  |  |  | 7500 | 609 | 12.3 | 10 | 10000 | 651 | 4.5 |  | Federally-Regulated Commercial & Industrial Equipment | 10/05/1999 |  | 04/12/2000
ClimateMaster Inc. | Carrier Corp. | 50PSH/V/D042K***2 |  | Water-Source | WBAHP: Heat Pump Packaged Unit | Heat Pump | 230 | 1 |  |  | No Match | Single-Speed |  |  |  | 39400 | 2010 | 19.6 | 12 | 45100 | 2203 | 6 | 4.2 | Federally-Regulated Commercial & Industrial Equipment | 10/24/2014 |  | 04/22/2015
Climate Control / Snyder General | Electro-Hydronics | RC120A3 |  | Water-Source | WBAHP: Heat Pump Packaged Unit | Heat Pump | 230 | 1 |  |  | No Match | No Match |  |  |  | 11400 | 1140 | 10 | 7.5 | 15000 | 1255 | 3.5 | 2.5 | Non Federally-Regulated | 06/11/1985 |  | 08/29/1986
Inter-City Products Corp. | McQuay | CCH048C*T |  | Water-Source | WBAHP: Heat Pump Packaged Unit | Heat Pump | 460 | 3 |  |  | No Match | No Match |  |  |  | 47500 | 3831 | 12.4 | 9.3 | 54000 | 3874 | 4.1 | 3.8 | Non Federally-Regulated | 07/31/1991 |  | 03/31/1998
Waterfurnace International, Inc. | Waterfurnace International, Inc. | NDZ049A1 | NRAC048* | Water-Source | WBAHP-CB: Heat Pump Split Syst | Heat Pump | 208 | 1 |  |  | No Match | Dual-Speed |  |  |  | 45900 | 3279 | 14 | 12 | 56800 | 3544 | 4.7 | 4.2 | Federally-Regulated Commercial & Industrial Equipment | 04/30/2009 |  | 10/24/2014
Mammoth | Hydrobank II | F043VHJ |  | Water-Source | WBAHP: Heat Pump Packaged Unit | Heat Pump | 208 | 3 |  |  | No Match | No Match |  |  |  | 41500 | 3547 | 11.7 | 10 | 53800 | 4148 | 3.8 |  | Federally-Regulated Commercial & Industrial Equipment | 05/23/2000 |  | 01/18/2001
Power-Save International, Inc. | S.O.E.S.I. | PSD-1000 (2) |  | Water-Source | WBAHP: Heat Pump Packaged Unit | Heat Pump | 230 | 1 |  |  | No Match | No Match |  |  |  | 132000 | 10350 | 12.8 | 9.2 | 148000 | 9936 | 4.3 | 2.5 | Non Federally-Regulated | 02/22/1990 |  | 07/31/1991
Climate Control / Snyder General | Electro-Hydronics | UC610FP |  | Water-Source | WBAHP: Heat Pump Packaged Unit | Heat Pump | 460 | 3 |  |  | No Match | No Match |  |  |  | 61500 | 5850 | 10.5 | 7.5 | 77000 | 5785 | 3.9 | 2.5 | Non Federally-Regulated | 06/11/1985 |  | 08/29/1986
Florida Heat Pump | Florida Heat Pump | EM120-3CS | EM120-3AH/AV | Ground-Water-Source | WBAHP-CB: Heat Pump Split Syst | Heat Pump | 230 | 3 |  |  | No Match | No Match |  |  |  | 121500 | 8617 | 14.1 | 9 | 92000 | 8423 | 3.2 |  | Non Federally-Regulated | 04/10/2000 |  | 07/18/2002
Mammoth | Hydrobank II | F031HHG |  | Water-Source | WBAHP: Heat Pump Packaged Unit | Heat Pump | 230 | 3 |  |  | No Match | No Match |  |  |  | 29600 | 2487 | 11.9 | 10 | 37000 | 2581 | 4.2 |  | Federally-Regulated Commercial & Industrial Equipment | 01/18/2001 |  | 03/12/2009
Florida Heat Pump | Florida Heat Pump | GO042-1CF/HZ/VT |  | Ground-Water-Source | WBAHP: Heat Pump Packaged Unit | Heat Pump | 208 | 1 |  |  | No Match | No Match |  |  |  | 41400 | 2571 | 16.1 | 9 | 30200 | 2212 | 4 |  | Non Federally-Regulated | 07/22/2002 |  | 03/12/2009
McQuay / Snyder General | Electro-Hydronics | UW550F3 |  | Water-Source | WBAHP: Heat Pump Packaged Unit | Heat Pump | 230 | 1 |  |  | No Match | No Match |  |  |  | 55000 | 5670 | 9.7 | 7.5 | 67000 | 5610 | 3.5 | 2.5 | Non Federally-Regulated | 08/29/1986 |  | 05/11/1988
McQuay / Snyder General | Electro-Hydronics | FW330FK |  | Water-Source | WBAHP: Heat Pump Packaged Unit | Heat Pump | 208 | 3 |  |  | No Match | No Match |  |  |  | 33000 | 3050 | 10.8 | 7.5 | 39000 | 3090 | 3.7 | 2.5 | Non Federally-Regulated | 08/29/1986 |  | 05/11/1988
Waterfurnace International, Inc. | Waterfurnace International, Inc. | SXV042C0 |  | Water-Source | WBAHP: Heat Pump Packaged Unit | Heat Pump | 208 | 1 |  |  | No Match | No Match |  |  |  | 42000 | 3000 | 14 | 10 | 54500 | 3131 | 5.1 |  | Federally-Regulated Commercial & Industrial Equipment | 02/02/1998 |  | 03/31/1998
Enertech Global, LLC | Enertech | TXT048C |  | Ground-Source | WBAHP: Heat Pump Packaged Unit | Heat Pump | 230 | 1 |  |  | No Match | Single-Speed |  |  |  | 48300 | 2808 | 17.2 | 13.4 | 39100 | 2938 | 3.9 | 3.1 | Non Federally-Regulated | 12/12/2012 |  | 04/21/2014
Florida Heat Pump | Florida Heat Pump | GT024-3CF/HZ/VT |  | Ground-Water-Source | WBAHP: Heat Pump Packaged Unit | Heat Pump | 208 | 3 |  |  | No Match | No Match |  |  |  | 24500 | 1788 | 13.7 | 9 | 18000 | 1648 | 3.2 |  | Non Federally-Regulated | 07/22/2002 |  | 03/12/2009
Waterfurnace International, Inc. | Waterfurnace International, Inc. | SXH024B0 |  | Water-Source | WBAHP: Heat Pump Packaged Unit | Heat Pump | 230 | 1 |  |  | No Match | No Match |  |  |  | 25500 | 1688 | 15.1 | 10 | 30700 | 1697 | 5.3 |  | Federally-Regulated Commercial & Industrial Equipment | 08/21/1998 |  | 10/02/1998
ClimateMaster Inc. | Climate Master Series | VE/HE/DE 030 |  | Ground-Source | WBAHP: Heat Pump Packaged Unit | Heat Pump | 208 | 1 |  |  | No Match | No Match |  |  |  | 30000 | 2727 | 11 |  | 22000 | 2302 | 2.8 |  | Non Federally-Regulated | 03/31/1998 |  | 05/10/1998
Mammoth | Hydrobank II | G130VLF/HLF |  | Ground-Water-Source | WBAHP: Heat Pump Packaged Unit | Heat Pump | 460 | 3 |  |  | No Match | No Match |  |  |  | 126100 | 9700 | 13 | 9 | 97000 | 9803 | 2.9 |  | Non Federally-Regulated | 12/14/1998 |  | 04/10/2000
Command-Aire | Command-Aire | SWPXR413E |  | Water-Source | WBAHP: Heat Pump Packaged Unit | Heat Pump | 208 | 3 |  |  | No Match | No Match |  |  |  | 42000 | 3780 | 11.1 | 9 | 53000 | 3880 | 4 | 3.2 | Non Federally-Regulated | 05/11/1988 |  | 03/15/1989
McQuay / Snyder General | Electro-Hydronics | CW550F5 |  | Water-Source | WBAHP: Heat Pump Packaged Unit | Heat Pump | 208 | 1 |  |  | No Match | No Match |  |  |  | 55000 | 5670 | 9.7 | 7.5 | 67000 | 5610 | 3.5 | 2.5 | Non Federally-Regulated | 08/29/1986 |  | 05/11/1988
ClimateMaster Inc. | Climate Master Series | HE072F |  | Ground-Water-Source | WBAHP: Heat Pump Packaged Unit | Heat Pump | 460 | 3 |  |  | No Match | No Match |  |  |  | 68000 | 6181 | 11 | 9 | 53000 | 5546 | 2.8 |  | Non Federally-Regulated | 04/10/2000 |  | 11/14/2000
Mammoth | Hydrobank II | D045HLH |  | Ground-Water-Source | WBAHP: Heat Pump Packaged Unit | Heat Pump | 208 | 1 |  |  | No Match | No Match |  |  |  | 44000 | 3283 | 13.4 | 9 | 34000 | 3320 | 3 |  | Non Federally-Regulated | 06/27/2003 |  | 03/12/2009
Waterfurnace International, Inc. | Waterfurnace International, Inc. | SXV030A2 |  | Water-Source | WBAHP-CB: Heat Pump Split Syst | Heat Pump | 265 | 1 |  |  | No Match | No Match |  |  |  | 31800 | 2338 | 13.6 | 9 | 33400 | 2330 | 4.2 | 3.5 | Non Federally-Regulated | 02/02/1998 |  | 08/21/1998
Florida Heat Pump | Geomaster, LLC | EV036-1CS | EV036-1AV/AH | Water-Source | WBAHP-CB: Heat Pump Split Syst | Heat Pump | 208 | 1 |  |  | No Match | Single-Speed |  |  |  | 32300 | 2228 | 14.5 | 12 | 38200 | 2286 | 4.9 | 4.2 | Federally-Regulated Commercial & Industrial Equipment | 06/15/2009 |  | 12/12/2012
Waterfurnace International, Inc. | Waterfurnace International, Inc. | SXV024C2 |  | Water-Source | WBAHP: Heat Pump Packaged Unit | Heat Pump | 265 | 1 |  |  | No Match | No Match |  |  |  | 25500 | 1688 | 15.1 | 10 | 30700 | 1697 | 5.3 |  | Federally-Regulated Commercial & Industrial Equipment | 12/14/1998 |  | 10/05/1999
Command-Aire | Command-Aire | RUWP-204 |  | Water-Source | WBAHP: Heat Pump Packaged Unit | Heat Pump | 460 | 3 |  |  | No Match | No Match |  |  |  | 25000 | 2440 | 10.2 | 9 | 31200 | 2420 | 3.8 | 3.2 | Non Federally-Regulated | 05/11/1988 |  | 03/15/1989
Enertech Global, LLC | Enertech | GHT024A |  | Ground-Water-Source | WBAHP: Heat Pump Packaged Unit | Heat Pump | 230 | 1 |  |  | No Match | Single-Speed |  |  |  | 25400 | 1176 | 21.6 | 16.2 | 25000 | 1559 | 4.7 | 3.6 | Non Federally-Regulated | 08/23/2011 |  | 12/12/2012
Climate Control / Snyder General | Electro-Hydronics | LE75C5 |  | Water-Source | WBAHP: Heat Pump Packaged Unit | Heat Pump | 208 | 1 |  |  | No Match | No Match |  |  |  | 6900 | 645 | 10.7 | 7.5 | 9500 | 730 | 3.8 | 2.5 | Non Federally-Regulated | 05/16/1984 |  | 08/29/1986
Friedrich Air Conditioning Co. | Climate Master Series | 804-015-E******** |  | Water-Source | WBAHP: Heat Pump Packaged Unit | Heat Pump | 265 | 1 |  |  | No Match | No Match |  |  |  | 14500 | 1400 | 10.4 | 7.5 | 19000 | 1525 | 3.7 | 2.5 | Non Federally-Regulated | 05/16/1984 |  | 08/29/1986
Waterfurnace International, Inc. | Waterfurnace International, Inc. | SXH030A0 |  | Ground-Water-Source | WBAHP: Heat Pump Packaged Unit | Heat Pump | 230 | 1 |  |  | No Match | No Match |  |  |  | 31200 | 2181 | 14.3 | 9 | 21600 | 1808 | 3.5 |  | Non Federally-Regulated | 01/30/1998 |  | 03/31/1998
ClimateMaster Inc. | Climate Master Series | 814-013-G******** |  | Water-Source | WBAHP: Heat Pump Packaged Unit | Heat Pump | 208 | 1 |  |  | No Match | No Match |  |  |  | 12400 | 1192 | 10.4 | 9 | 14100 | 1252 | 3.3 | 3.2 | Federally-Regulated Commercial & Industrial Equipment | 02/11/1988 |  | 05/11/1988
Addison Products | Addison Products | VGY018-1A |  | Water-Source | WBAHP-CB: Heat Pump Split Syst | Heat Pump | 230 | 1 |  |  | No Match | No Match |  |  |  | 18900 | 1524 | 12.4 | 9 | 22800 | 1757 | 3.8 | 3.5 | Non Federally-Regulated | 07/22/2002 |  | 03/12/2009
Command-Aire | Command-Aire | SWP-1544 |  | Water-Source | WBAHP: Heat Pump Packaged Unit | Heat Pump | 460 | 3 |  |  | No Match | No Match |  |  |  | 169000 | 18500 | 9.1 |  | 235000 | 18900 | 3.7 | 2.5 | Non Federally-Regulated | 06/11/1985 |  | 01/23/1988
Singer | Electro-Hydronics | UC500CK |  | Water-Source | WBAHP: Heat Pump Packaged Unit | Heat Pump | 208 | 3 |  |  | No Match | No Match |  |  |  | 50000 | 5300 | 9.4 | 7.5 | 60000 | 5700 | 3.1 | 2.5 | Non Federally-Regulated | 01/05/1982 |  | 05/16/1984
ClimateMaster Inc. | Carrier Corp. | 50PRH/V012 4 |  | Ground-Water-Source | WBAHP: Heat Pump Packaged Unit | Heat Pump | 265 | 1 |  |  | No Match | Single-Speed |  |  |  | 13700 | 659 | 20.8 | 16.2 | 12500 | 964 | 3.8 | 3.6 | Non Federally-Regulated | 01/24/2011 |  | 08/23/2011
Singer | Electro-Hydronics | CC100 7 |  | Water-Source | WBAHP: Heat Pump Packaged Unit | Heat Pump | 265 | 1 |  |  | No Match | No Match |  |  |  | 10000 | 1200 | 8.3 | 7.5 | 10800 | 1275 | 2.5 | 2.5 | Non Federally-Regulated | 09/08/1982 |  | 05/16/1984
Waterfurnace International, Inc. | Waterfurnace International, Inc. | SXH048C0 |  | Water-Source | WBAHP-CB: Heat Pump Split Syst | Heat Pump | 230 | 1 |  |  | No Match | No Match |  |  |  | 52000 | 4000 | 13 | 9 | 55500 | 4066 | 4 | 3.5 | Non Federally-Regulated | 02/02/1998 |  | 10/02/1998
McQuay / Snyder General | Electro-Hydronics | CCH007A*G |  | Water-Source | WBAHP: Heat Pump Packaged Unit | Heat Pump | 208 | 1 |  |  | No Match | No Match |  |  |  | 7100 | 645 | 11 | 9 | 9200 | 705 | 3.8 | 3.2 | Non Federally-Regulated | 05/11/1988 |  | 03/15/1989
Climate Control / Snyder General | Electro-Hydronics | UC350F5 |  | Water-Source | WBAHP: Heat Pump Packaged Unit | Heat Pump | 208 | 1 |  |  | No Match | No Match |  |  |  | 35600 | 3360 | 10.6 | 7.5 | 43000 | 3500 | 3.6 | 2.5 | Non Federally-Regulated | 06/11/1985 |  | 08/29/1986
Hydro Delta Corp. | Hydro Delta Corp. | 03-046-WTARWD-HE |  | Water-Source | WBAHP-CB: Heat Pump Split Syst | Heat Pump | 230 | 1 |  |  | No Match | No Match |  |  |  | 44000 | 3520 | 12.5 | 9 | 52000 | 3906 | 3.9 | 3.5 | Non Federally-Regulated | 10/05/1999 |  | 11/17/1999
Enertech Global, LLC | Enertech | GHT036A2 |  | Ground-Water-Source | WBAHP: Heat Pump Packaged Unit | Heat Pump | 208 | 3 |  |  | No Match | Single-Speed |  |  |  | 38200 | 1705 | 22.4 | 16.2 | 36900 | 2207 | 4.9 | 3.6 | Non Federally-Regulated | 03/02/2012 |  | 12/12/2012
Waterfurnace International, Inc. | Rybacki - Hart Enterprises | GS015**0*1 |  | Ground-Source | WBAHP: Heat Pump Packaged Unit | Heat Pump | 208 | 1 |  |  | No Match | Single-Speed |  |  |  | 14200 | 768 | 18.5 | 13.4 | 11800 | 910 | 3.8 | 3.1 | Non Federally-Regulated | 01/24/2011 |  | 04/19/2013
Trane U.S. Inc. | Command-Aire | SPVE0281 |  | Water-Source | WBAHP: Heat Pump Packaged Unit | Heat Pump | 208 | 1 |  |  | No Match | No Match |  |  |  | 27000 | 2288 | 11.8 | 10 | 34700 | 2479 | 4.1 |  | Federally-Regulated Commercial & Industrial Equipment | 10/05/1999 |  | 04/12/2000
ClimateMaster Inc. | Climate Master Series | 814-036-G******** |  | Water-Source | WBAHP: Heat Pump Packaged Unit | Heat Pump | 208 | 1 |  |  | No Match | No Match |  |  |  | 36000 | 3190 | 11.3 | 9 | 42500 | 3190 | 3.9 | 3.2 | Federally-Regulated Commercial & Industrial Equipment | 01/23/1988 |  | 05/11/1988
Waterfurnace International, Inc. | Eagle Mountain | ZS030**0*0 |  | Water-Source | WBAHP: Heat Pump Packaged Unit | Heat Pump | 208 | 1 |  |  | No Match | Single-Speed |  |  |  | 29500 | 1980 | 14.9 | 12 | 34600 | 2113 | 4.8 | 4.2 | Federally-Regulated Commercial & Industrial Equipment | 01/24/2011 |  | 04/19/2013
Waterfurnace International, Inc. | Geotility Geothermal Installations | QT049**1 |  | Ground-Source | WBAHP: Heat Pump Packaged Unit | Heat Pump | 230 | 1 |  |  | No Match | Dual-Speed |  |  |  | 43800 | 2687 | 16.3 | 13.4 | 33400 | 2719 | 3.6 | 3.1 | Non Federally-Regulated | 01/24/2011 |  | 04/19/2013
ClimateMaster Inc. | Climate Master Series | GRV/GRH030AG |  | Water-Source | WBAHP-CB: Heat Pump Split Syst | Heat Pump | 230 | 1 |  |  | No Match | No Match |  |  |  | 29700 | 1903 | 15.6 | 9 | 35100 | 2391 | 4.3 | 3.5 | Non Federally-Regulated | 04/12/2000 |  | 07/18/2002
Waterfurnace International, Inc. | Rybacki - Hart Enterprises | ZS030**3*1 |  | Ground-Water-Source | WBAHP: Heat Pump Packaged Unit | Heat Pump | 208 | 3 |  |  | No Match | Single-Speed |  |  |  | 32900 | 1377 | 23.9 | 16.2 | 28300 | 1885 | 4.4 | 3.6 | Non Federally-Regulated | 01/24/2011 |  | 04/19/2013
Waterfurnace International, Inc. | Waterfurnace International, Inc. | P028**3 |  | Ground-Water-Source | WBAHP: Heat Pump Packaged Unit | Heat Pump | 230 | 3 |  |  | No Match | No Match |  |  |  | 29000 | 1812 | 16 | 9 | 21000 | 1757 | 3.5 |  | Non Federally-Regulated | 05/19/2000 |  | 07/18/2002
Waterfurnace International, Inc. | WFI Industries, Ltd. | VLV/VXV042*1 |  | Water-Source | WBAHP: Heat Pump Packaged Unit | Heat Pump | 230 | 1 |  |  | No Match | No Match |  |  |  | 40000 | 3076 | 13 | 10 | 48000 | 3348 | 4.2 |  | Federally-Regulated Commercial & Industrial Equipment | 06/20/2003 |  | 02/17/2011
Command-Aire | Command-Aire | SWPH261E |  | Water-Source | WBAHP: Heat Pump Packaged Unit | Heat Pump | 230 | 1 |  |  | No Match | No Match |  |  |  | 24000 | 2190 | 11 | 9 | 32000 | 2340 | 4.1 | 3.2 | Non Federally-Regulated | 05/11/1988 |  | 03/15/1989
Command-Aire | Command-Aire | SWP-1033 |  | Water-Source | WBAHP: Heat Pump Packaged Unit | Heat Pump | 230 | 3 |  |  | No Match | No Match |  |  |  | 115000 | 11900 | 9.6 | 7.5 | 156000 | 121000 | 3.8 | 2.2 | Non Federally-Regulated | 01/05/1982 |  | 08/30/1983
Florida Heat Pump | Florida Heat Pump | GT054-5VT/HZ/CF |  | Ground-Water-Source | WBAHP: Heat Pump Packaged Unit | Heat Pump | 575 | 3 |  |  | No Match | No Match |  |  |  | 51500 | 3961 | 13 | 9 | 42500 | 4151 | 3 |  | Non Federally-Regulated | 01/30/1998 |  | 03/31/1998
American Air Filter | Enercon | HW61 |  | Water-Source | WBAHP: Heat Pump Packaged Unit | Heat Pump | 208 | 1 |  |  | No Match | No Match |  |  |  | 59000 | 5580 | 10.6 | 7.5 | 72000 | 6070 | 3.5 | 2.5 | Non Federally-Regulated | 06/11/1985 |  | 05/11/1988
Florida Heat Pump | Florida Heat Pump | EM007-0VT |  | Water-Source | WBAHP: Heat Pump Packaged Unit | Heat Pump | 115 | 1 |  |  | No Match | No Match |  |  |  | 7500 | 609 | 12.3 | 9.3 | 10000 | 651 | 4.5 | 3.8 | Federally-Regulated Commercial & Industrial Equipment | 03/31/1998 |  | 05/10/1998
Snyder General Corp. | American Air Filter | VWH012A*G |  | Water-Source | WBAHP: Heat Pump Packaged Unit | Heat Pump | 208 | 1 |  |  | No Match | No Match |  |  |  | 12500 | 1068 | 11.7 | 9 | 14700 | 1138 | 3.8 | 3.2 | Federally-Regulated Commercial & Industrial Equipment | 08/14/1992 |  | 08/06/1993
Mammoth | Hydrobank II | F035HHG |  | Water-Source | WBAHP: Heat Pump Packaged Unit | Heat Pump | 230 | 3 |  |  | No Match | No Match |  |  |  | 37000 | 2624 | 14.1 | 10 | 45000 | 2866 | 4.6 |  | Federally-Regulated Commercial & Industrial Equipment | 05/23/2000 |  | 11/14/2000
Waterfurnace International, Inc. | Extended Range | WXH/WXV041A*3*** |  | Ground-Water-Source | WBAHP: Heat Pump Packaged Unit | Heat Pump | 230 | 3 |  |  | No Match | No Match |  |  |  | 43500 | 4223 | 10.3 |  | 55500 | 4517 | 3.6 |  | Non Federally-Regulated | 03/15/1989 |  | 07/31/1991
McQuay / Snyder General | Electro-Hydronics | CC630F5 |  | Water-Source | WBAHP: Heat Pump Packaged Unit | Heat Pump | 208 | 1 |  |  | No Match | No Match |  |  |  | 63000 | 6430 | 9.8 | 7.5 | 79000 | 6430 | 3.6 | 2.5 | Non Federally-Regulated | 08/29/1986 |  | 05/11/1988
Friedrich Climate Master | Climate Master Series | 803-012-G******** |  | Water-Source | WBAHP: Heat Pump Packaged Unit | Heat Pump | 230 | 1 |  |  | No Match | No Match |  |  |  | 12500 | 1225 | 10.2 | 7.5 | 15700 | 1325 | 3.5 | 2.5 | Non Federally-Regulated | 08/29/1986 |  | 05/11/1988
Waterfurnace International, Inc. | Waterfurnace International, Inc. | SXH042*3 |  | Water-Source | WBAHP: Heat Pump Packaged Unit | Heat Pump | 208 | 3 |  |  | No Match | No Match |  |  |  | 42000 | 3000 | 14 | 10 | 54500 | 3131 | 5.1 |  | Federally-Regulated Commercial & Industrial Equipment | 10/05/1999 |  | 05/19/2000
Florida Heat Pump | Florida Heat Pump | GO024-1CF/HZ/VT |  | Water-Source | WBAHP-CB: Heat Pump Split Syst | Heat Pump | 230 | 1 |  |  | No Match | No Match |  |  |  | 28000 | 1944 | 14.4 | 9 | 30500 | 2179 | 4.1 | 3.5 | Non Federally-Regulated | 05/23/2001 |  | 07/18/2002
Mammoth | Hydrobank II | G031VLG |  | Ground-Water-Source | WBAHP: Heat Pump Packaged Unit | Heat Pump | 460 | 3 |  |  | No Match | No Match |  |  |  | 30000 | 2290 | 13.1 | 9 | 23800 | 2249 | 3.1 |  | Non Federally-Regulated | 01/18/2001 |  | 07/18/2002
ClimateMaster Inc. | Climate Master Series | VL024E********* |  | Water-Source | WBAHP: Heat Pump Packaged Unit | Heat Pump | 265 | 1 |  |  | No Match | No Match |  |  |  | 23400 | 1888 | 12.4 | 9 | 30000 | 1957 | 4.5 | 3.2 | Federally-Regulated Commercial & Industrial Equipment | 10/01/1991 |  | 07/27/1992
Carrier Corp. | Carrier | 50QXH0123 |  | Water-Source | WBAHP: Heat Pump Packaged Unit | Heat Pump | 208 | 1 |  |  | No Match | No Match |  |  |  | 11500 | 1074 | 10.7 | 9 | 13500 | 1014 | 3.7 | 3.2 | Non Federally-Regulated | 03/15/1989 |  | 02/05/1990
Waterfurnace International, Inc. | Waterfurnace International, Inc. | SXV048B4 |  | Ground-Water-Source | WBAHP: Heat Pump Packaged Unit | Heat Pump | 460 | 3 |  |  | No Match | No Match |  |  |  | 51500 | 3843 | 13.4 | 9 | 36000 | 3403 | 3.1 |  | Non Federally-Regulated | 01/30/1998 |  | 03/31/1998
Econar | Econar | GV292 |  | Ground-Water-Source | WBAHP: Heat Pump Packaged Unit | Heat Pump | 208 | 1 |  |  | No Match | No Match |  |  |  | 28600 | 2087 | 13.7 | 9 | 25800 | 2291 | 3.3 |  | Non Federally-Regulated | 01/30/1998 |  | 03/31/1998
Command-Aire | Command-Aire | RUWP-1233 |  | Water-Source | WBAHP: Heat Pump Packaged Unit | Heat Pump | 208 | 3 |  |  | No Match | No Match |  |  |  | 146000 | 15500 | 9.4 | 9 | 190000 | 15300 | 3.6 |  | Federally-Regulated Commercial & Industrial Equipment | 01/23/1988 |  | 05/11/1988
Friedrich Air Conditioning Co. | Climate Master Series | V113-32********** |  | Water-Source | WBAHP: Heat Pump Packaged Unit | Heat Pump | 230 | 3 |  |  | No Match | No Match |  |  |  | 113000 | 10660 | 10.6 | 9.2 | 130000 | 10300 | 3.7 | 2.5 | Non Federally-Regulated | 05/16/1984 |  | 08/29/1986
Florida Heat Pump | Florida Heat Pump | EM024-2HZ |  | Water-Source | WBAHP: Heat Pump Packaged Unit | Heat Pump | 265 | 1 |  |  | No Match | No Match |  |  |  | 24000 | 1714 | 14 | 10 | 30000 | 1831 | 4.8 |  | Federally-Regulated Commercial & Industrial Equipment | 12/14/1998 |  | 10/05/1999
ClimateMaster Inc. | Climate Master Series | VS/VL/HS/HL042 |  | Water-Source | WBAHP: Heat Pump Packaged Unit | Heat Pump | 460 | 3 |  |  | No Match | No Match |  |  |  | 41500 | 3705 | 11.2 | 9.3 | 52500 | 3845 | 4 | 3.8 | Non Federally-Regulated | 07/31/1991 |  | 03/31/1998
Florida Heat Pump | Florida Heat Pump | GO048-1VT/HZ/CF |  | Water-Source | WBAHP-CB: Heat Pump Split Syst | Heat Pump | 230 | 1 |  |  | No Match | No Match |  |  |  | 49000 | 3550 | 13.8 | 9 | 52000 | 3543 | 4.3 | 3.5 | Non Federally-Regulated | 10/05/1999 |  | 04/12/2000
Trane U.S. Inc. | Trane | GETE018 |  | Water-Source | WBAHP-O: Heat Pump Packaged Un | Heat Pump | 208 | 1 |  |  | No Match | Single-Speed |  |  |  | 18100 | 1403 | 12.9 | 12 | 23500 | 1466 | 4.7 | 4.2 | Federally-Regulated Commercial & Industrial Equipment | 11/25/2009 |  | 01/25/2011
Waterfurnace International, Inc. | Eagle Mountain | ZS023**2*4 |  | Ground-Water-Source | WBAHP: Heat Pump Packaged Unit | Heat Pump | 265 | 1 |  |  | No Match | Single-Speed |  |  |  | 25400 | 1104 | 23 | 16.2 | 21900 | 1493 | 4.3 | 3.6 | Non Federally-Regulated | 06/14/2011 |  | 04/19/2013
Florida Heat Pump | Florida Heat Pump | GO036-3CF/HZ/VT |  | Water-Source | WBAHP-CB: Heat Pump Split Syst | Heat Pump | 208 | 3 |  |  | No Match | No Match |  |  |  | 36000 | 2500 | 14.4 | 9 | 41500 | 2827 | 4.3 | 3.5 | Non Federally-Regulated | 07/16/2001 |  | 07/18/2002
Mammoth | Hydrobank II | F110HHT/VHT |  | Water-Source | WBAHP: Heat Pump Packaged Unit | Heat Pump | 208 | 3 |  |  | No Match | No Match |  |  |  | 104000 | 7536 | 13.8 | 10.5 | 131000 | 8531 | 4.5 | 3.8 | Federally-Regulated Commercial & Industrial Equipment | 03/31/1998 |  | 05/10/1998
McQuay International | McQuay | HWH/HWW048C-G |  | Water-Source | WBAHP: Heat Pump Packaged Unit | Heat Pump | 230 | 1 |  |  | No Match | No Match |  |  |  | 47000 | 3790 | 12.4 | 10 | 54000 | 3767 | 4.2 |  | Federally-Regulated Commercial & Industrial Equipment | 11/17/1999 |  | 09/21/2000
Florida Heat Pump | Florida Heat Pump | GO060-1CF/HZ/VT(P) |  | Water-Source | WBAHP-CB: Heat Pump Split Syst | Heat Pump | 230 | 1 |  |  | No Match | No Match |  |  |  | 30000 | 1666 | 18 | 9 | 28000 | 1745 | 4.7 | 3.5 | Non Federally-Regulated | 05/19/2000 |  | 07/18/2002
Florida Heat Pump | Bosch | AP035-3CF/HZ/VT |  | Ground-Source | WBAHP: Heat Pump Packaged Unit | Heat Pump | 230 | 3 |  |  |  | Dual-Speed |  |  |  | 38200 | 2076 | 18.4 | 13.4 | 28200 | 2016 | 4.1 | 3.1 | Non Federally-Regulated | 04/22/2015 |  | 05/01/2015
Waterfurnace International, Inc. | Waterfurnace International, Inc. | P056**4 |  | Ground-Water-Source | WBAHP: Heat Pump Packaged Unit | Heat Pump | 460 | 3 |  |  | No Match | No Match |  |  |  | 58000 | 3790 | 15.3 | 9 | 44500 | 4074 | 3.2 |  | Non Federally-Regulated | 07/22/2002 |  | 03/12/2009
Snyder General Corp. | American Air Filter | HWH024C*N |  | Water-Source | WBAHP: Heat Pump Packaged Unit | Heat Pump | 265 | 1 |  |  | No Match | No Match |  |  |  | 23500 | 2009 | 11.7 | 9.3 | 30400 | 2346 | 3.8 | 3.8 | Non Federally-Regulated | 07/31/1991 |  | 03/31/1998
McQuay / Snyder General | Electro-Hydronics | VF200G5 |  | Water-Source | WBAHP: Heat Pump Packaged Unit | Heat Pump | 208 | 1 |  |  | No Match | No Match |  |  |  | 19000 | 1780 | 10.7 | 7.5 | 25600 | 1920 | 3.9 | 2.5 | Non Federally-Regulated | 08/29/1986 |  | 05/11/1988
McQuay / Snyder General | Electro-Hydronics | CC200F3 |  | Water-Source | WBAHP: Heat Pump Packaged Unit | Heat Pump | 230 | 1 |  |  | No Match | No Match |  |  |  | 20000 | 1880 |  | 7.5 | 25600 | 1920 | 3.9 | 2.5 | Non Federally-Regulated | 08/29/1986 |  | 05/11/1988
McQuay / Snyder General | Electro-Hydronics | FC630F5 |  | Water-Source | WBAHP: Heat Pump Packaged Unit | Heat Pump | 208 | 1 |  |  | No Match | No Match |  |  |  | 63000 | 6430 | 9.8 | 9 | 79000 | 6430 | 3.6 | 3.2 | Non Federally-Regulated | 05/11/1988 |  | 03/15/1989
Waterfurnace International, Inc. | Rybacki - Hart Enterprises | GS015**0*0 |  | Ground-Water-Source | WBAHP: Heat Pump Packaged Unit | Heat Pump | 230 | 1 |  |  | No Match | Single-Speed |  |  |  | 16200 | 623 | 26 | 16.2 | 14900 | 992 | 4.4 | 3.6 | Non Federally-Regulated | 01/24/2011 |  | 04/19/2013
Climate Control / Snyder General | Electro-Hydronics | VE100G3 |  | Water-Source | WBAHP: Heat Pump Packaged Unit | Heat Pump | 230 | 1 |  |  | No Match | No Match |  |  |  | 9500 | 850 | 11.2 | 7.5 | 12600 | 880 | 4.2 | 2.5 | Non Federally-Regulated | 05/16/1984 |  | 06/11/1985
Carrier Corp. | Carrier | 50QEV0123 |  | Water-Source | WBAHP: Heat Pump Packaged Unit | Heat Pump | 208 | 1 |  |  | No Match | No Match |  |  |  | 12300 | 1115 | 11 | 9 | 15100 | 1165 | 3.8 | 3.2 | Non Federally-Regulated | 02/22/1990 |  | 07/31/1991
Command-Aire | Command-Aire | RWP-833 |  | Water-Source | WBAHP: Heat Pump Packaged Unit | Heat Pump | 208 | 3 |  |  | No Match | No Match |  |  |  | 91800 | 9120 | 10.1 | 9.2 | 116000 | 9520 | 3.6 |  | Non Federally-Regulated | 05/11/1988 |  | 03/15/1989
Enviro Master International llc | Enviro Master International | FWH12A******B*B |  | Water-Source | WBAHP-O: Heat Pump Packaged Un | Heat Pump | 115 | 1 |  |  | No Match | No Match |  |  |  | 11500 | 1055 | 10.9 | 9.3 | 13000 | 1155 | 3.3 | 3.8 | Non Federally-Regulated | 07/31/1991 |  | 03/31/1998
Phillips Energy, Inc. | Phillips Energy, Inc. | 100WA-36V0100 |  | Ground-Water-Source | WBAHP: Heat Pump Packaged Unit | Heat Pump | 230 | 1 |  |  | No Match | No Match |  |  |  | 36100 | 3312 |  | 11 | 39200 | 2575 | 3.5 | 3.4 | Non Federally-Regulated | 07/31/1991 |  | 03/31/1998
The Whalen Company | Whalen | VI-A-301-DO |  | Water-Source | WBAHP: Heat Pump Packaged Unit | Heat Pump | 265 | 1 |  |  | No Match | No Match |  |  |  | 8900 | 801 | 11.1 | 10 | 12500 | 915 | 4 |  | Federally-Regulated Commercial & Industrial Equipment | 11/14/2000 |  | 03/12/2009
Mammoth | Hydrobank II | F108HHG/VHG |  | Water-Source | WBAHP: Heat Pump Packaged Unit | Heat Pump | 208 | 3 |  |  | No Match | No Match |  |  |  | 107000 | 9469 | 11.3 | 9 | 139000 | 10445 | 3.9 | 3.8 | Federally-Regulated Commercial & Industrial Equipment | 12/14/1998 |  | 10/05/1999
McQuay / Snyder General | Electro-Hydronics | LWP7.5BK |  | Water-Source | WBAHP: Heat Pump Packaged Unit | Heat Pump | 208 | 3 |  |  | No Match | No Match |  |  |  | 76000 | 7100 | 10.7 | 9.2 | 95000 | 7500 | 3.7 | 2.5 | Non Federally-Regulated | 08/29/1986 |  | 05/11/1988
Command-Aire | Command-Aire | SWPH-1044 |  | Water-Source | WBAHP: Heat Pump Packaged Unit | Heat Pump | 460 | 3 |  |  | No Match | No Match |  |  |  | 115000 | 11900 | 9.6 | 9.2 | 156000 | 12100 | 3.8 | 2.5 | Non Federally-Regulated | 05/16/1984 |  | 01/23/1988
Climate Control / Snyder General | Electro-Hydronics | FC550G3 |  | Water-Source | WBAHP: Heat Pump Packaged Unit | Heat Pump | 230 | 1 |  |  | No Match | No Match |  |  |  | 55000 | 5670 | 9.7 | 7.5 | 67000 | 5610 | 3.5 | 2.5 | Non Federally-Regulated | 06/11/1985 |  | 08/29/1986
California Heat Pump | California Heat Pump | CHP-33V*-32-** |  | Water-Source | WBAHP: Heat Pump Packaged Unit | Heat Pump | 208 | 3 |  |  | No Match | No Match |  |  |  | 31500 | 3700 | 8.5 | 7.5 | 32200 | 3400 | 3 | 2.5 | Non Federally-Regulated | 09/08/1982 |  | 06/11/1985
Command-Aire | Command-Aire | SWPHXR611E |  | Water-Source | WBAHP: Heat Pump Packaged Unit | Heat Pump | 230 | 1 |  |  | No Match | No Match |  |  |  | 62000 | 5640 | 11 | 9 | 74000 | 5290 | 4.1 | 3.2 | Non Federally-Regulated | 05/11/1988 |  | 03/15/1989
McQuay / Snyder General | Electro-Hydronics | WE75C7 |  | Water-Source | WBAHP: Heat Pump Packaged Unit | Heat Pump | 265 | 1 |  |  | No Match | No Match |  |  |  | 6900 | 645 | 10.7 | 7.5 | 9500 | 730 | 3.8 | 2.5 | Non Federally-Regulated | 08/29/1986 |  | 05/11/1988
McQuay / Snyder General | Electro-Hydronics | RC090A3 |  | Water-Source | WBAHP: Heat Pump Packaged Unit | Heat Pump | 230 | 1 |  |  | No Match | No Match |  |  |  | 9000 | 780 | 11.5 | 9 | 11200 | 912 | 3.6 | 3.2 | Non Federally-Regulated | 05/11/1988 |  | 03/15/1989
Carrier Corp. | Carrier | 50QEH0365 |  | Water-Source | WBAHP: Heat Pump Packaged Unit | Heat Pump | 208 | 3 |  |  | No Match | No Match |  |  |  | 35800 | 2864 | 12.5 | 9 | 41500 | 3040 | 4 | 3.2 | Non Federally-Regulated | 02/22/1990 |  | 07/31/1991
Florida Heat Pump | Bosch | ES035-4CF/HZ/VT |  | Ground-Source | WBAHP: Heat Pump Packaged Unit | Heat Pump | 460 | 3 |  |  |  | Dual-Speed |  |  |  | 38000 | 2209 | 17.2 | 13.4 | 28000 | 2159 | 3.8 | 3.1 | Non Federally-Regulated | 04/22/2015 |  | 04/29/2015
Johnson Controls | Johnson Controls | VSCS12B6****0 |  | Water-Source | WBAHP: Heat Pump Packaged Unit | Heat Pump | 265 | 1 |  |  | No Match | Single-Speed |  |  |  | 12200 | 938 | 13 | 11.2 | 14900 | 992 | 4.4 | 4.2 | Federally-Regulated Commercial & Industrial Equipment | 03/02/2012 |  | 10/24/2014
Florida Heat Pump | Florida Heat Pump | EM009-1VT |  | Water-Source | WBAHP: Heat Pump Packaged Unit | Heat Pump | 208 | 1 |  |  | No Match | No Match |  |  |  | 9500 | 760 | 12.5 | 10 | 13000 | 846 | 4.5 |  | Federally-Regulated Commercial & Industrial Equipment | 12/14/1998 |  | 10/05/1999
Florida Heat Pump | Florida Heat Pump | EM048-3CS | EM048-1AV | Water-Source | WBAHP-C: Heat Pump Split Syste | Heat Pump | 208 | 3 |  |  | No Match | No Match |  |  |  | 48000 | 3902 | 12.3 | 10 | 57000 | 3884 | 4.3 |  | Federally-Regulated Commercial & Industrial Equipment | 12/14/1998 |  | 10/05/1999
ClimateMaster Inc. | Carrier Corp. | 50YEH/V/D024****3 |  | Water-Source | WBAHP: Heat Pump Packaged Unit | Heat Pump | 230 | 1 |  |  | No Match | Single-Speed |  |  |  | 23800 | 1408 | 16.9 | 12 | 30800 | 1530 | 5.9 | 4.2 | Federally-Regulated Commercial & Industrial Equipment | 10/24/2014 |  | 04/22/2015
Addison Products | Addison Products | DWPG054-1B-XL* |  | Water-Source | WBAHP-CB: Heat Pump Split Syst | Heat Pump | 230 | 1 |  |  | No Match | No Match |  |  |  | 55000 | 4166 | 13.2 | 9 | 61500 | 4506 | 4 | 3.5 | Non Federally-Regulated | 02/02/1998 |  | 10/02/1998
Waterfurnace International, Inc. | Waterfurnace International, Inc. | E024**1 |  | Ground-Water-Source | WBAHP: Heat Pump Packaged Unit | Heat Pump | 208 | 1 |  |  | No Match | No Match |  |  |  | 24200 | 1337 | 18.1 | 9 | 15700 | 1352 | 3.4 |  | Non Federally-Regulated | 05/21/2002 |  | 07/18/2002
Florida Heat Pump | Geomaster, LLC | LV024-4VT/CF/HZ*-***T |  | Water-Source | WBAHP: Heat Pump Packaged Unit | Heat Pump | 460 | 3 |  |  | No Match | Single-Speed |  |  |  | 23800 | 1664 | 14.3 | 12 | 26200 | 1669 | 4.6 | 4.2 | Federally-Regulated Commercial & Industrial Equipment | 04/21/2014 |  | 05/01/2015
Command-Aire | Command-Aire | SWPH-287 |  | Water-Source | WBAHP: Heat Pump Packaged Unit | Heat Pump | 265 | 1 |  |  | No Match | No Match |  |  |  | 29000 | 3050 | 9.5 | 9 | 38000 | 3150 | 3.5 | 3.2 | Non Federally-Regulated | 02/22/1990 |  | 07/31/1991
ClimateMaster Inc. | Climate Master | GSS042BG | FK4CNF005 | Ground-Source | WBAHP-CB: Heat Pump Split Syst | Heat Pump | 230 | 1 |  |  | No Match | Single-Speed |  |  |  | 42000 | 2710 | 15.5 | 13.4 | 31700 | 2582 | 3.6 | 3.1 | Non Federally-Regulated | 09/15/2009 |  | 02/17/2011
Waterfurnace International, Inc. | Geotility Geothermal Installations | ZS030**0*1 |  | Water-Source | WBAHP: Heat Pump Packaged Unit | Heat Pump | 208 | 1 |  |  | No Match | Single-Speed |  |  |  | 29500 | 1879 | 15.7 | 12 | 34600 | 1988 | 5.1 | 4.2 | Federally-Regulated Commercial & Industrial Equipment | 01/24/2011 |  | 04/19/2013
Mammoth | Hydrobank II | F025HHG |  | Water-Source | WBAHP: Heat Pump Packaged Unit | Heat Pump | 230 | 3 |  |  | No Match | No Match |  |  |  | 24600 | 1822 | 13.5 | 10 | 29300 | 1866 | 4.6 |  | Federally-Regulated Commercial & Industrial Equipment | 07/16/2001 |  | 01/24/2002
Waterfurnace International, Inc. | WFI Industries, Ltd. | VLV/VXV036*3 |  | Water-Source | WBAHP: Heat Pump Packaged Unit | Heat Pump | 230 | 3 |  |  | No Match | No Match |  |  |  | 34800 | 2697 | 12.9 | 10 | 42000 | 2861 | 4.3 |  | Federally-Regulated Commercial & Industrial Equipment | 06/20/2003 |  | 02/17/2011
Econar | Econar | GH181 |  | Water-Source | WBAHP-CB: Heat Pump Split Syst | Heat Pump | 208 | 1 |  |  | No Match | No Match |  |  |  | 18400 | 1333 | 13.8 | 9 | 21700 | 1718 | 3.7 | 3.5 | Non Federally-Regulated | 02/02/1998 |  | 10/02/1998
Enertech Global, LLC | Enertech | GST072A2 | ACD060 | Ground-Water-Source | WBAHP-CB: Heat Pump Split Syst | Heat Pump | 208 | 3 |  |  | No Match | Single-Speed | 3108 | 4814 | 1 | 69100 | 3735 | 18.5 | 16.2 | 65700 | 4814 | 4 | 3.6 | Non Federally-Regulated | 03/02/2012 |  | 12/12/2012
Enertech Global, LLC | Enertech | H062C | MPD060 | Ground-Water-Source | WBAHP-CB: Heat Pump Split Syst | Heat Pump | 208 | 1 |  |  | No Match | Single-Speed | 2506 | 682 | 1 | 65100 | 3426 | 19 | 16.2 | 57000 | 4399 | 3.8 | 3.6 | Non Federally-Regulated | 07/16/2009 |  | 08/23/2011
McQuay / Snyder General | Electro-Hydronics | LWP27AP |  | Water-Source | WBAHP: Heat Pump Packaged Unit | Heat Pump | 460 | 3 |  |  | No Match | No Match |  |  |  | 295200 | 25350 | 11.6 |  | 348000 | 28300 | 3.6 |  | Non Federally-Regulated | 05/11/1988 |  | 03/15/1989
Waterfurnace International, Inc. | Waterfurnace International, Inc. | SXH010C2 |  | Water-Source | WBAHP: Heat Pump Packaged Unit | Heat Pump | 265 | 1 |  |  | No Match | No Match |  |  |  | 9800 | 653 | 15 | 10 | 12600 | 710 | 5.2 |  | Federally-Regulated Commercial & Industrial Equipment | 02/02/1998 |  | 03/31/1998
Florida Heat Pump | Florida Heat Pump | EM015-1CS | EM015-1AV | Water-Source | WBAHP-C: Heat Pump Split Syste | Heat Pump | 230 | 1 |  |  | No Match | No Match |  |  |  | 14500 | 1271 | 11.4 | 10 | 19700 | 1443 | 4 |  | Federally-Regulated Commercial & Industrial Equipment | 02/02/1998 |  | 03/31/1998
Waterfurnace International, Inc. | Waterfurnace International, Inc. | SXV030C1 |  | Ground-Water-Source | WBAHP: Heat Pump Packaged Unit | Heat Pump | 230 | 1 |  |  | No Match | No Match |  |  |  | 31800 | 2338 | 13.6 | 11 | 33400 | 2330 | 4.2 | 3.5 | Non Federally-Regulated | 03/31/1998 |  | 05/10/1998
Command-Aire | Command-Aire | GSHB0281 |  | Ground-Water-Source | WBAHP: Heat Pump Packaged Unit | Heat Pump | 208 | 1 |  |  | No Match | No Match |  |  |  | 30200 | 2270 | 13.3 | 9 | 20800 | 2177 | 2.8 |  | Non Federally-Regulated | 12/14/1998 |  | 04/10/2000
ClimateMaster Inc. | Trane | WPHA40XE* |  | Water-Source | WBAHP: Heat Pump Packaged Unit | Heat Pump | 208 | 3 |  |  | No Match | No Match |  |  |  | 42000 | 3850 | 10.9 | 9 | 52000 | 4100 | 3.7 | 3.2 | Non Federally-Regulated | 05/11/1988 |  | 03/15/1989
Waterfurnace International, Inc. | Rybacki - Hart Enterprises | ZS070**3*0 |  | Water-Source | WBAHP: Heat Pump Packaged Unit | Heat Pump | 230 | 3 |  |  | No Match | Single-Speed |  |  |  | 63000 | 4437 | 14.2 | 12 | 79000 | 5262 | 4.4 | 4.2 | Federally-Regulated Commercial & Industrial Equipment | 01/24/2011 |  | 04/19/2013
Florida Heat Pump | Florida Heat Pump | CE049-1CS | CE049-1AH/AV | Ground-Source | WBAHP-CB: Heat Pump Split Syst | Heat Pump | 208 | 1 |  |  | No Match | Dual-Speed |  |  |  | 48000 | 3158 | 15.2 | 13.4 | 37000 | 3098 | 3.5 | 3.1 | Non Federally-Regulated | 11/30/2011 |  | 05/01/2015
Florida Heat Pump | Bosch | ES024-1CF/HZ/VT |  | Water-Source | WBAHP: Heat Pump Packaged Unit | Heat Pump | 208 | 1 |  |  |  | Single-Speed |  |  |  | 24000 | 1778 | 13.5 | 12 | 30500 | 1986 | 4.5 | 4.2 | Federally-Regulated Commercial & Industrial Equipment | 04/22/2015 |  | 05/01/2015
Command-Aire | Command-Aire | SWPXR611E |  | Water-Source | WBAHP: Heat Pump Packaged Unit | Heat Pump | 208 | 1 |  |  | No Match | No Match |  |  |  | 62000 | 5640 | 11 | 7.5 | 74000 | 5290 | 4.1 | 2.5 | Non Federally-Regulated | 05/16/1984 |  | 01/23/1988
Waterfurnace International, Inc. | Waterfurnace International, Inc. | VLV/VXV042*1 |  | Ground-Water-Source | WBAHP: Heat Pump Packaged Unit | Heat Pump | 230 | 1 |  |  | No Match | No Match |  |  |  | 41500 | 3143 | 13.2 | 9 | 27900 | 2919 | 2.8 |  | Non Federally-Regulated | 06/20/2003 |  | 03/12/2009
Singer | Electro-Hydronics | UC400C3 |  | Water-Source | WBAHP: Heat Pump Packaged Unit | Heat Pump | 230 | 1 |  |  | No Match | No Match |  |  |  | 40000 | 4350 | 9.2 | 7.5 | 43000 | 4500 | 2.8 | 2.5 | Non Federally-Regulated | 01/05/1982 |  | 05/16/1984
Florida Heat Pump | Florida Heat Pump | CW009-0 |  | Water-Source | WBAHP-CB: Heat Pump Split Syst | Heat Pump | 115 | 1 |  |  | No Match | No Match |  |  |  | 9000 | 529 | 17 | 9 | 8600 | 629 | 4 | 3.5 | Non Federally-Regulated | 07/16/2001 |  | 07/18/2002
Addison Products | Addison Products | HGY060-1A |  | Water-Source | WBAHP-CB: Heat Pump Split Syst | Heat Pump | 208 | 1 |  |  | No Match | No Match |  |  |  | 68000 | 5354 | 12.7 | 9 | 77200 | 6113 | 3.7 | 3.5 | Non Federally-Regulated | 07/22/2002 |  | 03/12/2009
Addison Products | Addison Products | VWPG066-1B-XL* |  | Water-Source | WBAHP-CB: Heat Pump Split Syst | Heat Pump | 230 | 1 |  |  | No Match | No Match |  |  |  | 67000 | 5153 | 13 | 9 | 75000 | 5940 | 3.7 | 3.5 | Non Federally-Regulated | 12/14/1998 |  | 10/05/1999
ClimateMaster Inc. | Trane | WPHA33XB* |  | Water-Source | WBAHP: Heat Pump Packaged Unit | Heat Pump | 208 | 1 |  |  | No Match | No Match |  |  |  | 33000 | 3050 | 10.8 | 9 | 39000 | 3090 | 3.7 | 3.2 | Non Federally-Regulated | 05/11/1988 |  | 03/15/1989
Trane U.S. Inc. | Trane | GSHC0601B |  | Ground-Water-Source | WBAHP: Heat Pump Packaged Unit | Heat Pump | 208 | 1 |  |  | No Match | No Match |  |  |  | 58000 | 4142 | 14 | 9 | 43000 | 4499 | 2.8 |  | Non Federally-Regulated | 10/06/1999 |  | 07/18/2002
Waterfurnace International, Inc. | American Standard, Inc. | A1GC042***1**0 |  | Water-Source | WBAHP: Heat Pump Packaged Unit | Heat Pump | 230 | 1 |  |  | No Match | Single-Speed |  |  |  | 40800 | 2814 | 14.5 | 12 | 45400 | 2957 | 4.5 | 4.2 | Federally-Regulated Commercial & Industrial Equipment | 08/23/2011 |  | 10/24/2014
Mammoth | Hydrobank II | D014HLH |  | Ground-Water-Source | WBAHP: Heat Pump Packaged Unit | Heat Pump | 208 | 1 |  |  | No Match | No Match |  |  |  | 14000 | 1000 | 14 | 9 | 10500 | 992 | 3.1 |  | Non Federally-Regulated | 01/22/2003 |  | 03/12/2009
Mammoth | Hydrobank II | E006VHJ |  | Water-Source | WBAHP: Heat Pump Packaged Unit | Heat Pump | 265 | 1 |  |  | No Match | No Match |  |  |  | 7000 | 642 | 10.9 | 10 | 9200 | 691 | 3.9 |  | Federally-Regulated Commercial & Industrial Equipment | 01/18/2001 |  | 03/12/2009
Carrier Corp. | Carrier | 50Q*H06030 |  | Water-Source | WBAHP: Heat Pump Packaged Unit | Heat Pump | 208 | 1 |  |  | No Match | No Match |  |  |  | 57000 | 5000 | 11.4 | 10 | 64000 | 4809 | 3.9 |  | Federally-Regulated Commercial & Industrial Equipment | 08/02/1993 |  | 03/08/1996
Waterfurnace International, Inc. | Waterfurnace International, Inc. | SXV084A3 |  | Ground-Water-Source | WBAHP: Heat Pump Packaged Unit | Heat Pump | 230 | 3 |  |  | No Match | No Match |  |  |  | 88000 | 5677 | 15.5 | 9 | 57000 | 5220 | 3.2 |  | Non Federally-Regulated | 01/30/1998 |  | 08/21/1998
Mammoth | Hydrobank II | G084HHG/VHG |  | Water-Source | WBAHP: Heat Pump Packaged Unit | Heat Pump | 460 | 3 |  |  | No Match | No Match |  |  |  | 84000 | 7179 | 11.7 | 10.5 | 108600 | 8375 | 3.8 | 3.8 | Federally-Regulated Commercial & Industrial Equipment | 03/31/1998 |  | 05/10/1998
Waterfurnace International, Inc. | Waterfurnace International, Inc. | NSV/NSH036G1*0 |  | Water-Source | WBAHP: Heat Pump Packaged Unit | Heat Pump | 230 | 1 |  |  | No Match | Single-Speed |  |  |  | 34100 | 1938 | 17.6 | 12 | 34200 | 1790 | 5.6 | 4.2 | Federally-Regulated Commercial & Industrial Equipment | 09/03/2012 |  | 04/19/2013
Waterfurnace International, Inc. | Geotility Geothermal Installations | ZS030**3*1 |  | Ground-Source | WBAHP: Heat Pump Packaged Unit | Heat Pump | 230 | 3 |  |  | No Match | Single-Speed |  |  |  | 29000 | 1585 | 18.3 | 13.4 | 22800 | 1758 | 3.8 | 3.1 | Non Federally-Regulated | 01/24/2011 |  | 04/19/2013
Addison Products | Addison Products | HGY015-1A |  | Ground-Water-Source | WBAHP: Heat Pump Packaged Unit | Heat Pump | 230 | 1 |  |  | No Match | No Match |  |  |  | 15900 | 1074 | 14.8 | 9 | 11400 | 1077 | 3.1 |  | Non Federally-Regulated | 11/14/2000 |  | 07/18/2002
ClimateMaster Inc. | Carrier Corp. | 50P1H/V048 |  | Ground-Water-Source | WBAHP: Heat Pump Packaged Unit | Heat Pump | 208 | 1 |  |  | No Match | Single-Speed |  |  |  | 54300 | 2649 | 20.5 | 16.2 | 46500 | 3324 | 4.1 | 3.6 | Non Federally-Regulated | 10/24/2014 |  | 04/22/2015
Florida Heat Pump | Florida Heat Pump | EM012-2CS | EM012-2AV | Water-Source | WBAHP-C: Heat Pump Split Syste | Heat Pump | 265 | 1 |  |  | No Match | No Match |  |  |  | 11300 | 1008 | 11.2 | 10 | 14300 | 1074 | 3.9 |  | Federally-Regulated Commercial & Industrial Equipment | 12/14/1998 |  | 10/05/1999
Friedrich Climate Master | Climate Master Series | 803-048-H******** |  | Water-Source | WBAHP: Heat Pump Packaged Unit | Heat Pump | 230 | 3 |  |  | No Match | No Match |  |  |  | 48000 | 4750 | 10.1 | 7.5 | 59000 | 4650 | 3.7 | 2.5 | Non Federally-Regulated | 08/29/1986 |  | 05/11/1988
McQuay International | McQuay International | WVHC1036*J |  | Water-Source | WBAHP-O: Heat Pump Packaged Un | Heat Pump | 265 | 1 |  |  | No Match | Single-Speed |  |  |  | 35400 | 2511 | 14.1 | 12 | 44900 | 3062 | 4.3 | 4.2 | Federally-Regulated Commercial & Industrial Equipment | 09/15/2009 |  | 04/21/2014
Enviro Master International llc | Enviro Master International | FWS18D****** |  | Water-Source | WBAHP: Heat Pump Packaged Unit | Heat Pump | 230 | 1 |  |  | No Match | No Match |  |  |  | 18000 | 1525 | 11.8 | 9 | 17700 | 1725 | 3 | 3.2 | Non Federally-Regulated | 05/11/1988 |  | 03/15/1989
Waterfurnace International, Inc. | Geotility Geothermal Installations | ZS070**0*1 |  | Water-Source | WBAHP: Heat Pump Packaged Unit | Heat Pump | 208 | 1 |  |  | No Match | Single-Speed |  |  |  | 63000 | 4406 | 14.3 | 12 | 79000 | 4926 | 4.7 | 4.2 | Federally-Regulated Commercial & Industrial Equipment | 01/24/2011 |  | 04/19/2013
ClimateMaster Inc. | Climate Master | GSS024BG | FK4CNF003 | Water-Source | WBAHP-CB: Heat Pump Split Syst | Heat Pump | 208 | 1 |  |  | No Match | Single-Speed |  |  |  | 23500 | 1621 | 14.5 | 12 | 29200 | 1822 | 4.7 | 4.2 | Federally-Regulated Commercial & Industrial Equipment | 09/15/2009 |  | 02/17/2011
Friedrich Climate Master | Climate Master Series | 804-120-H******** |  | Water-Source | WBAHP: Heat Pump Packaged Unit | Heat Pump | 230 | 3 |  |  | No Match | No Match |  |  |  | 124000 | 12200 | 10.2 | 9.2 | 137000 | 11500 | 3.5 | 2.5 | Non Federally-Regulated | 08/29/1986 |  | 05/11/1988
Florida Heat Pump | Florida Heat Pump | TA025-1CS | DX025 | Ground-Source | WBAHP-CB: Heat Pump Split Syst | Heat Pump | 208 | 1 |  |  | No Match | Dual-Speed |  |  |  | 26500 | 1577 | 16.8 | 13.4 | 21000 | 1620 | 3.8 | 3.1 | Non Federally-Regulated | 03/02/2012 |  | 04/20/2015
Friedrich Climate Master | Climate Master Series | 803-042-G******** |  | Water-Source | WBAHP: Heat Pump Packaged Unit | Heat Pump | 230 | 1 |  |  | No Match | No Match |  |  |  | 43000 | 4000 | 10.8 | 7.5 | 57000 | 4200 | 4 | 2.5 | Non Federally-Regulated | 08/29/1986 |  | 05/11/1988
Florida Heat Pump | Florida Heat Pump | EM009-1CS | EM009-1AH/AV | Water-Source | WBAH: Heating Only Packaged Un | Heat Pump | 208 | 1 |  |  | No Match | No Match |  |  |  | 10200 | 857 | 11.9 | 9 | 12800 | 1041 | 3.6 | 3.5 | Non Federally-Regulated | 05/23/2001 |  | 07/18/2002
ClimateMaster Inc. | Climate Master | ADD/E064A | CNP**60 | Ground-Water-Source | WBAHP-C: Heat Pump Split Syste | Heat Pump | 230 | 1 |  |  | No Match | Single-Speed |  |  |  | 62000 | 2870 | 21.6 | 16.2 | 57100 | 3984 | 4.2 | 3.6 | Non Federally-Regulated | 01/09/2014 |  | 06/09/2015
Waterfurnace International, Inc. | American Standard, Inc. | A1GC048***1**4 |  | Ground-Water-Source | WBAHP: Heat Pump Packaged Unit | Heat Pump | 230 | 1 |  |  | No Match | Single-Speed |  |  |  | 52000 | 2222 | 23.4 | 16.2 | 45900 | 3203 | 4.2 | 3.6 | Non Federally-Regulated | 08/23/2011 |  | 10/24/2014
Waterfurnace International, Inc. | Waterfurnace International, Inc. | SXH030B3 |  | Water-Source | WBAHP: Heat Pump Packaged Unit | Heat Pump | 230 | 3 |  |  | No Match | No Match |  |  |  | 30600 | 2125 | 14.4 | 10 | 36600 | 2145 | 5 |  | Federally-Regulated Commercial & Industrial Equipment | 08/21/1998 |  | 10/02/1998
Mammoth | Hydrobank II | K086VHK |  | Water-Source | WBAHP: Heat Pump Packaged Unit | Heat Pump | 575 | 3 |  |  | No Match | No Match |  |  |  | 86000 | 6323 | 13.6 | 9 | 10200 | 679 | 4.4 | 3.8 | Federally-Regulated Commercial & Industrial Equipment | 01/18/2001 |  | 07/16/2001
Addison Products | Heat Controller | WRH22-1J | HRH22-1J | Water-Source | WBAH: Heating Only Packaged Un | Heat Pump | 208 | 1 |  |  | No Match | No Match |  |  |  | 22800 | 1982 | 11.5 | 9 | 27800 | 2327 | 3.5 | 3.5 | Non Federally-Regulated | 10/05/1999 |  | 04/12/2000
Waterfurnace International, Inc. | Waterfurnace International, Inc. | SXH048B3 |  | Ground-Water-Source | WBAHP: Heat Pump Packaged Unit | Heat Pump | 230 | 3 |  |  | No Match | No Match |  |  |  | 52000 | 4000 | 13 | 11 | 55500 | 4066 | 4 | 3.5 | Non Federally-Regulated | 03/31/1998 |  | 05/10/1998
Enertech Global, LLC | Enertech | GXT024C2 |  | Ground-Water-Source | WBAHP: Heat Pump Packaged Unit | Heat Pump | 230 | 3 |  |  | No Match | Single-Speed |  |  |  | 30100 | 1034 | 29.1 | 16.2 | 25100 | 1337 | 5.5 | 3.6 | Non Federally-Regulated | 03/02/2012 |  | 04/21/2014
American Air Filter | Enercon | CCW-09 |  | Water-Source | WBAHP-O: Heat Pump Packaged Un | Heat Pump | 265 | 1 |  |  | No Match | No Match |  |  |  | 8600 | 814 | 10.6 | 9 | 10500 | 915 | 3.4 | 3.2 | Non Federally-Regulated | 02/22/1990 |  | 07/31/1991
Command-Aire | Command-Aire | SWP613E |  | Water-Source | WBAHP: Heat Pump Packaged Unit | Heat Pump | 208 | 3 |  |  | No Match | No Match |  |  |  | 62000 | 5640 | 11 | 9 | 78000 | 5710 | 4 | 3.2 | Non Federally-Regulated | 05/11/1988 |  | 03/15/1989
Carrier Corp. | Carrier | 50QXV0483 |  | Water-Source | WBAHP: Heat Pump Packaged Unit | Heat Pump | 230 | 1 |  |  | No Match | No Match |  |  |  | 48000 | 4365 | 11 | 9 | 58000 | 4440 | 3.8 | 3.2 | Non Federally-Regulated | 03/15/1989 |  | 07/31/1991
Geoflex Systems, Inc. | Geoflex Systems, Inc. | GS1S-V/H/D/M-024WAABE |  | Water-Source | WBAHP: Heat Pump Packaged Unit | Both Heat Pump and Electric Re | 208 | 1 |  |  | No Match | Single-Speed |  |  |  | 20300 | 1173 | 17.3 | 12 | 24600 | 1243 | 5.8 | 4.2 | Federally-Regulated Commercial & Industrial Equipment | 03/02/2012 |  | 01/09/2014
Florida Heat Pump | Florida Heat Pump | GO030-3CF/HZ/VT |  | Water-Source | WBAHP-CB: Heat Pump Split Syst | Heat Pump | 208 | 3 |  |  | No Match | No Match |  |  |  | 29600 | 2114 | 14 | 9 | 34000 | 2316 | 4.3 | 3.5 | Non Federally-Regulated | 07/16/2001 |  | 07/18/2002
ClimateMaster Inc. | Carrier Corp. | RVC/RHC012 3 |  | Water-Source | WBAHP: Heat Pump Packaged Unit | Heat Pump | 230 | 1 |  |  | No Match | Single-Speed |  |  |  | 11500 | 906 | 12.7 | 11.2 | 14300 | 998 | 4.2 | 4.2 | Federally-Regulated Commercial & Industrial Equipment | 02/09/2009 |  | 02/17/2011
American Air Filter | Enercon | FHW-60 |  | Water-Source | WBAHP: Heat Pump Packaged Unit | Heat Pump | 460 | 3 |  |  | No Match | No Match |  |  |  | 58000 | 5857 | 9.9 | 9 | 75000 | 6667 | 3.3 | 3.2 | Non Federally-Regulated | 05/11/1988 |  | 03/15/1989
Climate Control / Snyder General | Electro-Hydronics | LM75C7 |  | Water-Source | WBAHP: Heat Pump Packaged Unit | Heat Pump | 265 | 1 |  |  | No Match | No Match |  |  |  | 6900 | 645 | 10.7 | 7.5 | 9500 | 730 | 3.8 | 2.5 | Non Federally-Regulated | 05/16/1984 |  | 08/29/1986
ClimateMaster Inc. | Climate Master Series | GSS030AG | GAH30 | Water-Source | Water/Brine to Air Heat Pump S | Heat Pump | 208 | 1 |  |  | No Match | No Match |  |  |  | 29100 | 2238 | 13 | 10 | 33000 | 2417 | 4 |  | Federally-Regulated Commercial & Industrial Equipment | 04/12/2000 |  | 11/19/2001
Carrier Corp. | Carrier | 50QXV0123 |  | Water-Source | WBAHP: Heat Pump Packaged Unit | Heat Pump | 230 | 1 |  |  | No Match | No Match |  |  |  | 12300 | 1101 | 11.2 | 9 | 15100 | 1178 | 3.3 | 3.2 | Non Federally-Regulated | 03/15/1989 |  | 02/22/1990
McQuay / Snyder General | Electro-Hydronics | UW350F7 |  | Water-Source | WBAHP: Heat Pump Packaged Unit | Heat Pump | 265 | 1 |  |  | No Match | No Match |  |  |  | 35600 | 3360 | 10.6 | 7.5 | 43000 | 3500 | 3.6 | 2.5 | Non Federally-Regulated | 08/29/1986 |  | 05/11/1988
Waterfurnace International, Inc. | WFI Industries, Ltd. | ZS036**0*4 |  | Ground-Source | WBAHP: Heat Pump Packaged Unit | Heat Pump | 208 | 1 |  |  | No Match | Single-Speed |  |  |  | 34500 | 1994 | 17.3 | 13.4 | 26000 | 2177 | 3.5 | 3.1 | Non Federally-Regulated | 06/14/2011 |  | 03/02/2012
Waterfurnace International, Inc. | Waterfurnace International, Inc. | NSV/NSH036G1*0 |  | Ground-Water-Source | WBAHP: Heat Pump Packaged Unit | Heat Pump | 208 | 1 |  |  | No Match | Single-Speed |  |  |  | 36300 | 1412 | 25.7 | 16.2 | 28200 | 1758 | 4.7 | 3.6 | Non Federally-Regulated | 09/03/2012 |  | 04/19/2013
Mammoth | Hydrobank II | E036HHA-CR1,VHA-CR1 |  | Water-Source | WBAHP: Heat Pump Packaged Unit | Heat Pump | 265 | 1 |  |  | No Match | No Match |  |  |  | 36200 | 2967 | 12.2 | 9.3 | 47500 | 3314 | 4.2 | 3.8 | Non Federally-Regulated | 07/31/1991 |  | 03/31/1998
Enertech Global, LLC | Enertech | TST036A | MPD036 | Ground-Water-Source | WBAHP-CB: Heat Pump Split Syst | Heat Pump | 230 | 1 |  |  | No Match | Single-Speed |  |  |  | 40600 | 1854 | 21.9 | 16.2 | 36400 | 2425 | 4.4 | 3.6 | Non Federally-Regulated | 12/12/2012 |  | 04/29/2015
Singer | Electro-Hydronics | CC400B55 |  | Water-Source | WBAHP: Heat Pump Packaged Unit | Heat Pump | 208 | 3 |  |  | No Match | No Match |  |  |  | 40000 | 4350 | 9.2 | 7.5 | 43000 | 4500 | 2.8 | 2.5 | Non Federally-Regulated | 01/05/1982 |  | 09/08/1982
McQuay / Snyder General | Electro-Hydronics | CC260GK |  | Water-Source | WBAHP: Heat Pump Packaged Unit | Heat Pump | 208 | 3 |  |  | No Match | No Match |  |  |  | 26000 | 2450 | 10.6 | 7.5 | 31600 | 2500 | 3.7 | 2.5 | Non Federally-Regulated | 08/29/1986 |  | 05/11/1988
Snyder General Corp. | McQuay | CCW015A*G |  | Water-Source | WBAHP: Heat Pump Packaged Unit | Heat Pump | 208 | 1 |  |  | No Match | No Match |  |  |  | 14000 | 1110 | 12.6 | 9 | 17000 | 1150 | 4.3 | 3.2 | Non Federally-Regulated | 02/22/1990 |  | 07/31/1991
Climate Control / Snyder General | Electro-Hydronics | UW420FP |  | Water-Source | WBAHP: Heat Pump Packaged Unit | Heat Pump | 460 | 3 |  |  | No Match | No Match |  |  |  | 42000 | 3850 | 10.9 | 7.5 | 52000 | 4100 | 3.7 | 2.5 | Non Federally-Regulated | 05/16/1984 |  | 08/29/1986
ClimateMaster Inc. | Climate Master Series | 804-015-G******** |  | Water-Source | WBAHP: Heat Pump Packaged Unit | Heat Pump | 230 | 1 |  |  | No Match | No Match |  |  |  | 15000 | 1442 | 10.4 | 9 | 19200 | 1440 | 3.7 | 3.2 | Non Federally-Regulated | 05/11/1988 |  | 03/15/1989
Mammoth | Hydrobank II | E016CHA |  | Water-Source | WBAHP-O: Heat Pump Packaged Un | Heat Pump | 265 | 1 |  |  | No Match | No Match |  |  |  | 15200 | 1246 | 12.2 | 9.3 | 19200 | 1372 | 4.1 | 3.8 | Non Federally-Regulated | 07/31/1991 |  | 03/31/1998
ClimateMaster Inc. | Trane | WPVC1204 |  | Water-Source | WBAHP: Heat Pump Packaged Unit | Heat Pump | 460 | 3 |  |  | No Match | No Match |  |  |  | 11900 | 1190 | 10 | 9 | 131000 | 11000 | 3.5 | 3.2 | Federally-Regulated Commercial & Industrial Equipment | 07/18/1988 |  | 02/22/1990
McQuay International | McQuay | FCV/FCW/VWH/VWW024B-G |  | Water-Source | WBAHP: Heat Pump Packaged Unit | Heat Pump | 230 | 1 |  |  | No Match | No Match |  |  |  | 24400 | 2033 | 12 | 9.3 | 32000 | 2344 | 4 | 3.8 | Federally-Regulated Commercial & Industrial Equipment | 03/31/1998 |  | 05/10/1998
Addison Products | Heat Controller | WSH029-1AL |  | Water-Source | WBAHP: Heat Pump Packaged Unit | Heat Pump | 230 | 1 |  |  | No Match | No Match |  |  |  | 28300 | 2021 | 14 | 10 | 34900 | 2175 | 4.7 |  | Federally-Regulated Commercial & Industrial Equipment | 10/05/1999 |  | 04/12/2000
Florida Heat Pump | Florida Heat Pump | GO030-3CF/HZ/VT |  | Ground-Water-Source | WBAHP: Heat Pump Packaged Unit | Heat Pump | 208 | 3 |  |  | No Match | No Match |  |  |  | 28800 | 1822 | 15.8 | 9 | 20000 | 1583 | 3.7 |  | Non Federally-Regulated | 07/16/2001 |  | 07/18/2002
McQuay International | McQuay | W-CDD/CDE/CMG-1-030-F |  | Water-Source | WBAHP: Heat Pump Packaged Unit | Heat Pump | 208 | 3 |  |  | No Match | No Match |  |  |  | 30400 | 2268 | 13.4 | 10 | 37000 | 2463 | 4.4 |  | Federally-Regulated Commercial & Industrial Equipment | 10/05/1999 |  | 09/21/2000
McQuay International | McQuay | FCV/FCW030B-T |  | Water-Source | WBAHP: Heat Pump Packaged Unit | Heat Pump | 460 | 3 |  |  | No Match | No Match |  |  |  | 29600 | 2487 | 11.9 | 10 | 39000 | 2929 | 3.9 |  | Federally-Regulated Commercial & Industrial Equipment | 11/17/1999 |  | 09/21/2000
Command-Aire | Command-Aire | SWP137E |  | Water-Source | WBAHP: Heat Pump Packaged Unit | Heat Pump | 265 | 1 |  |  | No Match | No Match |  |  |  | 12000 | 1050 | 11.4 | 9 | 18000 | 1290 | 4.1 | 3.2 | Non Federally-Regulated | 02/22/1990 |  | 07/31/1991
Florida Heat Pump | Energy Miser | HLT 30 CF -1 |  | Water-Source | WBAH-O: Heating Only Packaged | Heat Pump | 208 | 1 |  |  | No Match | No Match |  |  |  | 0 | 0 | 0 | 9 | 38500 | 3315 | 3.4 |  | Non Federally-Regulated | 03/07/1989 |  | 07/28/1992
Addison Products | Addison Products | HWPG066-1B** |  | Water-Source | WBAHP-CB: Heat Pump Split Syst | Heat Pump | 230 | 1 |  |  | No Match | No Match |  |  |  | 67000 | 5153 | 13 | 9 | 75000 | 5940 | 3.7 | 3.5 | Non Federally-Regulated | 12/14/1998 |  | 10/05/1999
ClimateMaster Inc. | Trane | WPHC0367 |  | Water-Source | WBAHP: Heat Pump Packaged Unit | Heat Pump | 265 | 1 |  |  | No Match | No Match |  |  |  | 36007 | 3200 | 11.3 | 9 | 42300 | 3806 | 3.9 | 3.2 | Federally-Regulated Commercial & Industrial Equipment | 07/05/1988 |  | 02/22/1990
McQuay / Snyder General | Electro-Hydronics | WE90C7 |  | Water-Source | WBAHP: Heat Pump Packaged Unit | Heat Pump | 265 | 1 |  |  | No Match | No Match |  |  |  | 8700 | 825 | 10.5 | 7.5 | 10000 | 850 | 3.4 | 2.5 | Non Federally-Regulated | 08/29/1986 |  | 05/11/1988
Waterfurnace International, Inc. | Waterfurnace International, Inc. | CW*015A2 |  | Ground-Source | WBAHP: Heat Pump Packaged Unit | Heat Pump | 265 | 1 |  |  | No Match | No Match |  |  |  | 15000 | 1041 | 14.4 |  | 11000 | 1007 | 3.2 |  | Non Federally-Regulated | 03/31/1998 |  | 05/10/1998
McQuay International | McQuay | CCH/CCW/HWH/HWW015C-N |  | Water-Source | WBAHP: Heat Pump Packaged Unit | Heat Pump | 265 | 1 |  |  | No Match | No Match |  |  |  | 15300 | 1254 | 12.2 | 9.3 | 16000 | 1202 | 3.9 | 3.8 | Federally-Regulated Commercial & Industrial Equipment | 03/31/1998 |  | 05/10/1998
ClimateMaster Inc. | Climate Master Series | GSV/GSH070 |  | Water-Source | WBAHP: Heat Pump Packaged Unit | Heat Pump | 230 | 1 |  |  | No Match | No Match |  |  |  | 64800 | 5184 | 12.5 | 10 | 81700 | 5319 | 4.5 |  | Federally-Regulated Commercial & Industrial Equipment | 10/05/1999 |  | 04/12/2000
Florida Heat Pump | Florida Heat Pump | GT120-3VT/HZ |  | Ground-Water-Source | WBAHP: Heat Pump Packaged Unit | Heat Pump | 230 | 3 |  |  | No Match | No Match |  |  |  | 124000 | 8611 | 14.4 | 9 | 94000 | 8345 | 3.3 |  | Non Federally-Regulated | 10/06/1999 |  | 04/10/2000
Command-Aire | Command-Aire | SPVD0803 |  | Water-Source | WBAHP: Heat Pump Packaged Unit | Heat Pump | 208 | 3 |  |  | No Match | No Match |  |  |  | 100000 | 8474 | 11.8 | 9 | 128400 | 9902 | 3.8 | 3.8 | Federally-Regulated Commercial & Industrial Equipment | 08/07/1998 |  | 10/02/1998
Mammoth | Hydrobank II | E014VLG |  | Ground-Water-Source | WBAHP: Heat Pump Packaged Unit | Heat Pump | 265 | 1 |  |  | No Match | No Match |  |  |  | 11200 | 800 | 14 | 9 | 14100 | 1332 | 3.1 |  | Non Federally-Regulated | 11/14/2000 |  | 01/18/2001
Mammoth | Hydrobank II | F062HHG/VHG |  | Water-Source | WBAHP: Heat Pump Packaged Unit | Heat Pump | 230 | 3 |  |  | No Match | No Match |  |  |  | 61000 | 5398 | 11.3 | 9.3 | 84500 | 6516 | 3.8 | 3.8 | Federally-Regulated Commercial & Industrial Equipment | 03/31/1998 |  | 05/10/1998
ClimateMaster Inc. | Climate Master Series | 80108E |  | Water-Source | WBAHP: Heat Pump Packaged Unit | Heat Pump | 265 | 1 |  |  | No Match | No Match |  |  |  | 7200 | 692 | 10.4 | 9 | 9400 | 745 | 3.7 | 3.2 | Federally-Regulated Commercial & Industrial Equipment | 02/07/1988 |  | 05/11/1988
ClimateMaster Inc. | Carrier | 50VQA/VQD100 3 |  | Water-Source | WBAHP: Heat Pump Packaged Unit | Heat Pump | 230 | 1 |  |  | No Match | No Match |  |  |  | 101000 | 8782 | 11.5 | 9 | 109000 | 8406 | 3.8 | 3.8 | Federally-Regulated Commercial & Industrial Equipment | 12/14/1998 |  | 10/05/1999
Florida Heat Pump | Florida Heat Pump | EP042-3HZ/VT |  | Water-Source | WBAHP: Heat Pump Packaged Unit | Heat Pump | 208 | 3 |  |  | No Match | Single-Speed |  |  |  | 40600 | 2268 | 17.9 | 12 | 42000 | 2086 | 5.9 | 4.2 | Federally-Regulated Commercial & Industrial Equipment | 01/24/2011 |  | 04/21/2014
Waterfurnace International, Inc. | Johnson Controls | RGSV/RGSH036**3*4 |  | Water-Source | WBAHP: Heat Pump Packaged Unit | Heat Pump | 208 | 3 |  |  | No Match | Single-Speed |  |  |  | 33300 | 2220 | 15 | 12 | 40600 | 2479 | 4.8 | 4.2 | Federally-Regulated Commercial & Industrial Equipment | 06/14/2011 |  | 03/02/2012
Mammoth | Hydrobank II | A006CHE |  | Water-Source | WBAHP-O: Heat Pump Packaged Un | Heat Pump | 115 | 1 |  |  | No Match | No Match |  |  |  | 7400 | 672 | 11 | 10 | 10500 | 769 | 4 |  | Federally-Regulated Commercial & Industrial Equipment | 12/14/1998 |  | 05/23/2000
Mammoth | Hydrobank II | F072HHH/VHH |  | Water-Source | WBAHP: Heat Pump Packaged Unit | Heat Pump | 230 | 3 |  |  | No Match | No Match |  |  |  | 70000 | 5833 | 12 | 9 | 85000 | 6555 | 3.8 | 3.8 | Federally-Regulated Commercial & Industrial Equipment | 02/02/1998 |  | 03/31/1998
Waterfurnace International, Inc. | Waterfurnace International, Inc. | ATV046D1 |  | Ground-Water-Source | WBAHP: Heat Pump Packaged Unit | Heat Pump | 230 | 1 |  |  | No Match | No Match |  |  |  | 47000 | 2919 | 16.1 | 9 | 34500 | 3063 | 3.3 |  | Non Federally-Regulated | 12/14/1998 |  | 10/06/1999
Florida Heat Pump | Florida Heat Pump | GT015-1VT/HZ/CF |  | Ground-Water-Source | WBAHP: Heat Pump Packaged Unit | Heat Pump | 230 | 1 |  |  | No Match | No Match |  |  |  | 14600 | 1081 | 13.5 | 9 | 11000 | 1039 | 3.1 |  | Non Federally-Regulated | 10/06/1999 |  | 04/10/2000
ClimateMaster Inc. | Climate Master Series | 814-027-G******** |  | Water-Source | WBAHP: Heat Pump Packaged Unit | Heat Pump | 230 | 1 |  |  | No Match | No Match |  |  |  | 27000 | 2328 | 11.6 | 9 | 29500 | 2275 | 3.8 | 3.2 | Non Federally-Regulated | 05/11/1988 |  | 03/15/1989
Addison Products | Addison Products | WSH024-1AL |  | Water-Source | WBAHP: Heat Pump Packaged Unit | Heat Pump | 208 | 1 |  |  | No Match | No Match |  |  |  | 24000 | 1714 | 14 | 10 | 30000 | 1831 | 4.8 |  | Federally-Regulated Commercial & Industrial Equipment | 02/02/1998 |  | 03/31/1998
Singer | Electro-Hydronics | LM190B3 |  | Water-Source | WBAHP: Heat Pump Packaged Unit | Heat Pump | 230 | 1 |  |  | No Match | No Match |  |  |  | 17000 | 2250 | 7.6 | 7.5 | 23000 | 2500 | 2.7 | 2.5 | Non Federally-Regulated | 01/05/1982 |  | 09/08/1982
Mammoth | Hydrobank II | G043HHG/VHG |  | Water-Source | WBAHP: Heat Pump Packaged Unit | Heat Pump | 460 | 3 |  |  | No Match | No Match |  |  |  | 42000 | 3589 | 11.7 | 10 | 54300 | 4187 | 3.8 |  | Federally-Regulated Commercial & Industrial Equipment | 02/02/1998 |  | 03/31/1998
Waterfurnace International, Inc. | Waterfurnace International, Inc. | SXH010B0 |  | Water-Source | WBAHP: Heat Pump Packaged Unit | Heat Pump | 208 | 1 |  |  | No Match | No Match |  |  |  | 9800 | 653 | 15 | 10 | 12600 | 710 | 5.2 |  | Federally-Regulated Commercial & Industrial Equipment | 12/14/1998 |  | 10/05/1999
McQuay / Snyder General | Electro-Hydronics | UW500FP |  | Water-Source | WBAHP: Heat Pump Packaged Unit | Heat Pump | 460 | 3 |  |  | No Match | No Match |  |  |  | 50000 | 4850 | 10.3 | 7.5 | 65000 | 4900 | 3.9 | 2.5 | Non Federally-Regulated | 08/29/1986 |  | 05/11/1988
Inter-City Products Corp. | McQuay | FCW019A*G |  | Water-Source | WBAHP: Heat Pump Packaged Unit | Heat Pump | 208 | 1 |  |  | No Match | No Match |  |  |  | 18200 | 1640 | 11.1 | 9.3 | 23200 | 1796 | 3.8 | 3.8 | Non Federally-Regulated | 07/31/1991 |  | 03/31/1998
Waterfurnace International, Inc. | Waterfurnace International, Inc. | SXH010A0 |  | Ground-Water-Source | WBAHP: Heat Pump Packaged Unit | Heat Pump | 208 | 1 |  |  | No Match | No Match |  |  |  | 9900 | 642 | 15.4 | 9 | 7400 | 657 | 3.3 |  | Non Federally-Regulated | 01/30/1998 |  | 03/31/1998
Addison Products | Addison Products | HWPG066-1B** |  | Ground-Water-Source | WBAHP: Heat Pump Packaged Unit | Heat Pump | 230 | 1 |  |  | No Match | No Match |  |  |  | 67000 | 5153 | 13 | 11 | 75000 | 5940 | 3.7 | 3.5 | Non Federally-Regulated | 03/31/1998 |  | 05/10/1998
Florida Heat Pump | Florida Heat Pump | EM048-4CS | EM048-4AV | Water-Source | WBAHP-C: Heat Pump Split Syste | Heat Pump | 460 | 3 |  |  | No Match | No Match |  |  |  | 48000 | 3902 | 12.3 | 10 | 57000 | 3884 | 4.3 |  | Federally-Regulated Commercial & Industrial Equipment | 12/14/1998 |  | 10/05/1999
Mammoth | Hydrobank II | D052HHJ |  | Water-Source | WBAHP: Heat Pump Packaged Unit | Heat Pump | 230 | 1 |  |  | No Match | No Match |  |  |  | 49000 | 4622 | 10.6 | 10 | 64500 | 4845 | 3.9 |  | Federally-Regulated Commercial & Industrial Equipment | 01/18/2001 |  | 03/12/2009
Florida Heat Pump | Energy Miser | HEV 2400-3 |  | Water-Source | WBAHP: Heat Pump Packaged Unit | Heat Pump | 230 | 3 |  |  | No Match | No Match |  |  |  | 242000 | 24200 | 10 |  | 252000 | 22374 | 3.3 |  | Non Federally-Regulated | 05/11/1988 |  | 03/15/1989
ClimateMaster Inc. | Trane | WPCC0127 |  | Water-Source | WBAHP-O: Heat Pump Packaged Un | Heat Pump | 265 | 1 |  |  | No Match | No Match |  |  |  | 11400 | 1165 | 9.8 | 9 | 12900 | 1055 | 3.6 | 3.2 | Federally-Regulated Commercial & Industrial Equipment | 07/05/1988 |  | 02/22/1990
Waterfurnace International, Inc. | Trane Unitary Products Group | T1GX022***1**1 |  | Ground-Water-Source | WBAHP: Heat Pump Packaged Unit | Heat Pump | 208 | 1 |  |  | No Match | Single-Speed |  |  |  | 23500 | 1096 | 30 | 16.2 | 19800 | 783 | 5.3 | 3.6 | Non Federally-Regulated | 08/23/2011 |  | 10/24/2014
Addison Products | Addison Products | VGY120-3A |  | Ground-Water-Source | WBAHP: Heat Pump Packaged Unit | Heat Pump | 208 | 3 |  |  | No Match | No Match |  |  |  | 126000 | 10000 | 12.6 | 9 | 92000 | 9295 | 2.9 |  | Non Federally-Regulated | 11/14/2000 |  | 01/24/2002
Climate Control / Snyder General | Electro-Hydronics | UW260GD |  | Water-Source | WBAHP: Heat Pump Packaged Unit | Heat Pump | 230 | 3 |  |  | No Match | No Match |  |  |  | 26000 | 2450 | 10.6 | 7.5 | 31600 | 2500 | 3.7 | 2.5 | Non Federally-Regulated | 05/16/1984 |  | 08/29/1986
Waterfurnace International, Inc. | Geosmart Energy, Inc. | VI036**1*1 |  | Water-Source | WBAHP: Heat Pump Packaged Unit | Heat Pump | 230 | 1 |  |  | No Match | Variable-Speed |  |  |  | 32000 | 1778 | 18 | 12 | 50000 | 2765 | 5.3 | 4.2 | Federally-Regulated Commercial & Industrial Equipment | 12/12/2012 |  | 10/24/2014
Waterfurnace International, Inc. | Waterfurnace International, Inc. | VLV036A3 |  | Water-Source | WBAHP: Heat Pump Packaged Unit | Heat Pump | 230 | 3 |  |  | No Match | No Match |  |  |  | 34800 | 2697 | 12.9 | 9.3 | 42000 | 2862 | 4.3 | 3.8 | Federally-Regulated Commercial & Industrial Equipment | 03/31/1998 |  | 05/10/1998
Enertech Global, LLC | Enertech | TXT024B |  | Ground-Water-Source | WBAHP: Heat Pump Packaged Unit | Heat Pump | 208 | 1 |  |  | No Match | Single-Speed |  |  |  | 28700 | 1011 | 28.4 | 16.2 | 26500 | 1412 | 5.5 | 3.6 | Non Federally-Regulated | 06/14/2011 |  | 04/19/2013
Florida Heat Pump | Florida Heat Pump | GT054-5VT/HZ/CF |  | Ground-Water-Source | WBAHP: Heat Pump Packaged Unit | Heat Pump | 575 | 3 |  |  | No Match | No Match |  |  |  | 51500 | 3961 | 13 | 9 | 42500 | 4151 | 3 |  | Non Federally-Regulated | 12/14/1998 |  | 04/10/2000
Command-Aire | Command-Aire | SWPC-201 |  | Water-Source | WBAHP: Heat Pump Packaged Unit | Heat Pump | 230 | 1 |  |  | No Match | No Match |  |  |  | 20000 | 2250 | 8.9 | 9 | 27000 | 2325 | 3.5 | 3.2 | Non Federally-Regulated | 05/11/1988 |  | 03/15/1989
Tempmaster International | Dallo Energy Systems | AG133ET-001 |  | Water-Source | WBAHP: Heat Pump Packaged Unit | Heat Pump | 220 | 1 |  |  | No Match | No Match |  |  |  | 60290 | 4225 | 14.3 | 9 | 71550 | 5770 | 3.5 | 3.2 | Non Federally-Regulated | 05/11/1988 |  | 03/15/1989
Florida Heat Pump | Florida Heat Pump | EM007-1VT |  | Water-Source | WBAHP: Heat Pump Packaged Unit | Heat Pump | 208 | 1 |  |  | No Match | No Match |  |  |  | 7500 | 609 | 12.3 | 9.3 | 10000 | 651 | 4.5 | 3.8 | Federally-Regulated Commercial & Industrial Equipment | 03/31/1998 |  | 05/10/1998
Florida Heat Pump | Florida Heat Pump | AP049-1CS | AP049-1AV/AH | Ground-Source | WBAHP-CB: Heat Pump Split Syst | Heat Pump | 230 | 1 |  |  | No Match | Single-Speed |  |  |  | 52000 | 2751 | 18.9 | 13.4 | 38000 | 2784 | 4 | 3.1 | Non Federally-Regulated | 10/03/2011 |  | 04/20/2015
Waterfurnace International, Inc. | Waterfurnace International, Inc. | SXH080A4 |  | Ground-Water-Source | WBAHP: Heat Pump Packaged Unit | Heat Pump | 460 | 3 |  |  | No Match | No Match |  |  |  | 84000 | 6000 | 14 | 9 | 54500 | 5507 | 2.9 |  | Non Federally-Regulated | 12/14/1998 |  | 10/06/1999
ClimateMaster Inc. | Carrier Corp. | 50PSH/V/D018 |  | Ground-Source | WBAHP: Heat Pump Packaged Unit | Heat Pump | 230 | 1 |  |  | No Match | Single-Speed |  |  |  | 19500 | 1060 | 18.4 | 13.4 | 14500 | 1180 | 3.6 | 3.1 | Non Federally-Regulated | 10/24/2014 |  | 04/22/2015
The Whalen Company | Whalen | VI-A-401-1 |  | Water-Source | WBAHP-O: Heat Pump Packaged Un | Heat Pump | 230 | 1 |  |  | No Match | No Match |  |  |  | 12300 | 1108 | 11.1 | 9.3 | 16000 | 1233 | 3.8 | 3.8 | Federally-Regulated Commercial & Industrial Equipment | 03/31/1998 |  | 05/10/1998
Addison Products | Addison Products | HWPHO22-1J |  | Water-Source | WBAHP-CB: Heat Pump Split Syst | Heat Pump | 230 | 1 |  |  | No Match | No Match |  |  |  | 23200 | 2017 | 11.5 | 9 | 28400 | 2378 | 3.5 | 3.5 | Non Federally-Regulated | 12/14/1998 |  | 10/05/1999
Waterfurnace International, Inc. | Waterfurnace International, Inc. | NDZ049A1 | NRAC048* | Water-Source | WBAHP-CB: Heat Pump Split Syst | Heat Pump | 230 | 1 |  |  | No Match | Dual-Speed |  |  |  | 45900 | 3279 | 14 | 12 | 56800 | 3544 | 4.7 | 4.2 | Federally-Regulated Commercial & Industrial Equipment | 04/30/2009 |  | 10/24/2014
Waterfurnace International, Inc. | Eagle Mountain | YS024**1*4 |  | Ground-Water-Source | WBAHP: Heat Pump Packaged Unit | Heat Pump | 230 | 1 |  |  | No Match | Single-Speed |  |  |  | 26400 | 1128 | 23.4 | 16.2 | 22300 | 1452 | 4.5 | 3.6 | Non Federally-Regulated | 01/24/2011 |  | 04/19/2013
Florida Heat Pump | Geomaster, LLC | ES042-1CS | ES042-1AV/AH | Water-Source | WBAHP-CB: Heat Pump Split Syst | Heat Pump | 208 | 1 |  |  | No Match | Single-Speed |  |  |  | 42000 | 3000 | 14 | 12 | 46000 | 2933 | 4.6 | 4.2 | Federally-Regulated Commercial & Industrial Equipment | 06/15/2009 |  | 04/20/2015
Florida Heat Pump | Energy Miser | HEH27-1 |  | Water-Source | WBAHP: Heat Pump Packaged Unit | Heat Pump | 208 | 1 |  |  | No Match | No Match |  |  |  | 26600 | 2215 | 12 | 9.3 | 34400 | 2460 | 4.1 | 3.8 | Non Federally-Regulated | 07/31/1991 |  | 03/31/1998
Enertech Global, LLC | Enertech | TST040 | ACD036 | Ground-Source | WBAHP-C: Heat Pump Split Syste | Heat Pump | 208 | 1 |  |  | No Match | Single-Speed |  |  |  | 37400 | 2187 | 17.1 | 13.4 | 29800 | 2563 | 3.4 | 3.1 | Non Federally-Regulated | 11/25/2009 |  | 04/19/2013
Climate Control / Snyder General | Electro-Hydronics | UC550F5 |  | Water-Source | WBAHP: Heat Pump Packaged Unit | Heat Pump | 208 | 1 |  |  | No Match | No Match |  |  |  | 55000 | 5670 | 9.7 | 7.5 | 67000 | 5610 | 3.5 | 2.5 | Non Federally-Regulated | 06/11/1985 |  | 08/29/1986
Carrier Corp. | Carrier | 50HQ,VQ0143 |  | Water-Source | WBAHP: Heat Pump Packaged Unit | Heat Pump | 230 | 1 |  |  | No Match | No Match |  |  |  | 14000 | 1550 | 9 | 7.5 | 17000 | 1650 | 3 | 2.5 | Non Federally-Regulated | 01/05/1982 |  | 09/08/1982
Command-Aire | Command-Aire | SWPXR191E |  | Water-Source | WBAHP: Heat Pump Packaged Unit | Heat Pump | 208 | 1 |  |  | No Match | No Match |  |  |  | 18500 | 1650 | 11.2 | 9 | 24500 | 1750 | 4 | 3.2 | Non Federally-Regulated | 05/11/1988 |  | 03/15/1989
Waterfurnace International, Inc. | Geosmart Energy, Inc. | VI036**1*1 |  | Water-Source | WBAHP: Heat Pump Packaged Unit | Heat Pump | 208 | 1 |  |  | No Match | Variable-Speed |  |  |  | 32000 | 1778 | 18 | 12 | 50000 | 2765 | 5.3 | 4.2 | Federally-Regulated Commercial & Industrial Equipment | 12/12/2012 |  | 10/24/2014
Waterfurnace International, Inc. | Extended Range | WXH/WXV041A*1*** |  | Water-Source | WBAHP-CB: Heat Pump Split Syst | Heat Pump | 230 | 1 |  |  | No Match | No Match |  |  |  | 43500 | 4223 | 10.3 | 9 | 55500 | 4517 | 3.6 |  | Non Federally-Regulated | 09/13/1989 |  | 07/27/1992
American Air Filter | Enercon | GVW-30 |  | Water-Source | WBAHP: Heat Pump Packaged Unit | Heat Pump | 208 | 1 |  |  | No Match | No Match |  |  |  | 29000 | 2736 | 10.6 | 9 | 37500 | 3139 | 3.5 | 3.2 | Non Federally-Regulated | 02/22/1990 |  | 07/31/1991
ClimateMaster Inc. | Carrier Corp. | 50PEC09 |  | Ground-Source | WBAHP-O: Heat Pump Packaged Un | Heat Pump | 230 | 1 |  |  | No Match | Single-Speed |  |  |  | 8800 | 591 | 14.9 | 13.4 | 7300 | 648 | 3.3 | 3.1 | Non Federally-Regulated | 10/24/2014 |  | 04/22/2015
Addison Products | Heat Controller | WPH36-4JC/4JBC |  | Water-Source | WBAHP-CB: Heat Pump Split Syst | Heat Pump | 460 | 3 |  |  | No Match | No Match |  |  |  | 35600 | 3236 | 11 | 9 | 40000 | 3348 | 3.5 | 3.5 | Non Federally-Regulated | 10/05/1999 |  | 04/12/2000
Florida Heat Pump | Florida Heat Pump | EM041-3VT |  | Water-Source | WBAHP: Heat Pump Packaged Unit | Heat Pump | 230 | 3 |  |  | No Match | No Match |  |  |  | 39500 | 2992 | 13.2 | 9.3 | 50000 | 3488 | 4.2 | 3.8 | Federally-Regulated Commercial & Industrial Equipment | 03/31/1998 |  | 05/10/1998
Florida Heat Pump | Florida Heat Pump | EM018-1HZ |  | Water-Source | WBAHP: Heat Pump Packaged Unit | Heat Pump | 208 | 1 |  |  | No Match | No Match |  |  |  | 18500 | 1370 | 13.5 | 10 | 25000 | 1526 | 4.8 |  | Federally-Regulated Commercial & Industrial Equipment | 02/02/1998 |  | 03/31/1998
Waterfurnace International, Inc. | Waterfurnace International, Inc. | P046**4 |  | Water-Source | WBAHP: Heat Pump Packaged Unit | Heat Pump | 460 | 3 |  |  | No Match | No Match |  |  |  | 45500 | 2808 | 16.2 | 10 | 55200 | 3515 | 4.6 |  | Federally-Regulated Commercial & Industrial Equipment | 05/19/2000 |  | 02/17/2011
Florida Heat Pump | Geomaster, LLC | EC036-3CF/HZ/VT |  | Ground-Water-Source | WBAHP: Heat Pump Packaged Unit | Heat Pump | 208 | 3 |  |  | No Match | Single-Speed |  |  |  | 40200 | 2062 | 19.5 | 16.2 | 36200 | 2161 | 4 | 3.6 | Non Federally-Regulated | 04/30/2009 |  | 04/20/2015
American Air Filter | Enercon | FVW-36 |  | Water-Source | WBAHP: Heat Pump Packaged Unit | Heat Pump | 265 | 1 |  |  | No Match | No Match |  |  |  | 35600 | 3266 | 10.9 | 9 | 43000 | 3407 | 3.7 | 3.2 | Non Federally-Regulated | 02/22/1990 |  | 07/31/1991
ClimateMaster Inc. | Climate Master | TES/P038A | TAC038A | Ground-Source | WBAHP-CB: Heat Pump Split Syst | Heat Pump | 208 | 1 |  |  | No Match | Single-Speed |  |  |  | 38600 | 2064 | 18.7 | 13.4 | 27500 | 1966 | 4.1 | 3.1 | Non Federally-Regulated | 01/09/2014 |  | 06/09/2015
Climate Control / Snyder General | Electro-Hydronics | FC330FK |  | Water-Source | WBAHP: Heat Pump Packaged Unit | Heat Pump | 208 | 3 |  |  | No Match | No Match |  |  |  | 33000 | 3050 | 10.8 | 7.5 | 39000 | 3090 | 3.7 | 2.5 | Non Federally-Regulated | 05/16/1984 |  | 08/29/1986
Florida Heat Pump | Florida Heat Pump | CE025-1CS | CE025-1AH/AV | Ground-Water-Source | WBAHP-CB: Heat Pump Split Syst | Heat Pump | 230 | 1 |  |  | No Match | Dual-Speed |  |  |  | 28400 | 1208 | 23.5 | 16.2 | 24500 | 1595 | 4.5 | 3.6 | Non Federally-Regulated | 06/14/2011 |  | 05/01/2015
Waterfurnace International, Inc. | Waterfurnace International, Inc. | NSZ030A0 | NAH030* | Water-Source | WBAHP-CB: Heat Pump Split Syst | Heat Pump | 208 | 1 |  |  | No Match | Single-Speed |  |  |  | 25800 | 1491 | 17.3 | 12 | 32000 | 1705 | 5.5 | 4.2 | Federally-Regulated Commercial & Industrial Equipment | 01/24/2011 |  | 10/24/2014
Florida Heat Pump | Geomaster, LLC | EC070-1CF/HZ/VT |  | Ground-Source | WBAHP: Heat Pump Packaged Unit | Heat Pump | 208 | 1 |  |  | No Match | Single-Speed | 4050 | 803 | 1 | 70000 | 4605 | 15.2 | 13.4 | 53000 | 4710 | 3.3 | 3.1 | Non Federally-Regulated | 04/30/2009 |  | 04/20/2015
McQuay International | McQuay | W-FMS/FME/FDE-1-015-E |  | Water-Source | WBAHP: Heat Pump Packaged Unit | Heat Pump | 208 | 1 |  |  | No Match | No Match |  |  |  | 13100 | 1065 | 12.3 | 10 | 17200 | 1229 | 4.1 |  | Federally-Regulated Commercial & Industrial Equipment | 10/05/1999 |  | 09/21/2000
Johnson Controls | Johnson Controls | VSCS24B6****0 |  | Ground-Water-Source | WBAHP: Heat Pump Packaged Unit | Heat Pump | 265 | 1 |  |  | No Match | Single-Speed |  |  |  | 27600 | 1284 | 21.5 | 16.2 | 23800 | 1836 | 3.8 | 3.6 | Non Federally-Regulated | 03/02/2012 |  | 10/24/2014
ClimateMaster Inc. | Carrier Corp. | 50PRH/V048 5 |  | Water-Source | WBAHP: Heat Pump Packaged Unit | Heat Pump | 200 | 3 |  |  | No Match | Single-Speed |  |  |  | 47700 | 3586 | 13.3 | 12 | 55900 | 3486 | 4.7 | 4.2 | Federally-Regulated Commercial & Industrial Equipment | 01/24/2011 |  | 08/23/2011
McQuay / Snyder General | Electro-Hydronics | FC420FP |  | Water-Source | WBAHP: Heat Pump Packaged Unit | Heat Pump | 460 | 3 |  |  | No Match | No Match |  |  |  | 42000 | 3850 | 10.9 | 7.5 | 52000 | 4100 | 3.7 | 2.5 | Non Federally-Regulated | 08/29/1986 |  | 05/11/1988
Waterfurnace International, Inc. | Waterfurnace International, Inc. | VLV048A0 |  | Water-Source | WBAHP: Heat Pump Packaged Unit | Heat Pump | 230 | 1 |  |  | No Match | No Match |  |  |  | 45800 | 3606 | 12.7 | 10 | 57900 | 4040 | 4.2 |  | Federally-Regulated Commercial & Industrial Equipment | 02/02/1998 |  | 03/31/1998
Mammoth | Hydrobank II | F062HHG/VHG |  | Water-Source | WBAHP: Heat Pump Packaged Unit | Heat Pump | 230 | 3 |  |  | No Match | No Match |  |  |  | 61000 | 5398 | 11.3 | 10 | 84500 | 6516 | 3.8 |  | Federally-Regulated Commercial & Industrial Equipment | 12/14/1998 |  | 05/23/2000
ClimateMaster Inc. | Climate Master Series | VS/VL/HS/HL 009 |  | Water-Source | WBAHP: Heat Pump Packaged Unit | Heat Pump | 208 | 1 |  |  | No Match | No Match |  |  |  | 9800 | 844 | 11.6 | 10 | 12000 | 837 | 4.2 |  | Federally-Regulated Commercial & Industrial Equipment | 02/02/1998 |  | 03/31/1998
Command-Aire | Command-Aire | SWPH413E |  | Water-Source | WBAHP: Heat Pump Packaged Unit | Heat Pump | 208 | 3 |  |  | No Match | No Match |  |  |  | 42000 | 3780 | 11.1 | 7.5 | 53000 | 3880 | 4 | 2.5 | Non Federally-Regulated | 05/16/1984 |  | 06/11/1985
Carrier Corp. | Carrier | 50QEH0363 |  | Water-Source | WBAHP: Heat Pump Packaged Unit | Heat Pump | 208 | 1 |  |  | No Match | No Match |  |  |  | 35800 | 2864 | 12.5 | 9 | 41500 | 3040 | 4 | 3.2 | Federally-Regulated Commercial & Industrial Equipment | 12/12/1988 |  | 02/22/1990
Florida Heat Pump | Energy Miser | HLTH50-3 |  | Water-Source | WBAH-O: Heating Only Packaged | Heat Pump | 208 | 3 |  |  | No Match | No Match |  |  |  | 0 | 0 | 0 | 9 | 56500 | 5015 | 3.3 |  | Non Federally-Regulated | 03/07/1989 |  | 07/28/1992
McQuay International | McQuay | W-FDS/FDL/FDD-1-012-E |  | Water-Source | WBAHP: Heat Pump Packaged Unit | Heat Pump | 208 | 1 |  |  | No Match | No Match |  |  |  | 11600 | 1035 | 11.2 | 10 | 14000 | 1079 | 3.8 |  | Federally-Regulated Commercial & Industrial Equipment | 10/05/1999 |  | 09/21/2000
Econar | Econar | GH180 |  | Water-Source | WBAHP-CB: Heat Pump Split Syst | Heat Pump | 208 | 1 |  |  | No Match | No Match |  |  |  | 18400 | 1333 | 13.8 | 9 | 21700 | 1718 | 3.7 | 3.5 | Non Federally-Regulated | 12/14/1998 |  | 04/12/2000
Florida Heat Pump | Florida Heat Pump | GT042-3VT/HZ/CF |  | Water-Source | WBAHP-CB: Heat Pump Split Syst | Heat Pump | 208 | 3 |  |  | No Match | No Match |  |  |  | 45000 | 3435 | 13.1 | 9 | 50000 | 3488 | 4.2 | 3.5 | Non Federally-Regulated | 02/02/1998 |  | 10/02/1998
Mammoth | Mammoth | D064VSXXX |  | Ground-Water-Source | WBAHP: Heat Pump Packaged Unit | Heat Pump | 230 | 1 |  |  | No Match | No Match |  |  |  | 66000 | 6390 | 10.3 |  | 68000 | 6230 | 3.2 |  | Non Federally-Regulated | 05/11/1988 |  | 03/15/1989
Carrier Corp. | Carrier | 50QXV0481 |  | Water-Source | WBAHP: Heat Pump Packaged Unit | Heat Pump | 575 | 3 |  |  | No Match | No Match |  |  |  | 47500 | 4330 | 11 | 9 | 57800 | 4420 | 3.8 | 3.2 | Non Federally-Regulated | 10/10/1989 |  | 07/31/1991
Waterfurnace International, Inc. | Waterfurnace International, Inc. | SXV042C3 |  | Water-Source | WBAHP: Heat Pump Packaged Unit | Heat Pump | 208 | 3 |  |  | No Match | No Match |  |  |  | 42000 | 3000 | 14 | 10 | 54500 | 3131 | 5.1 |  | Federally-Regulated Commercial & Industrial Equipment | 02/02/1998 |  | 03/31/1998
Singer | Electro-Hydronics | LE90C3 |  | Water-Source | WBAHP: Heat Pump Packaged Unit | Heat Pump | 230 | 1 |  |  | No Match | No Match |  |  |  | 8700 | 825 | 10.5 | 7.5 | 10000 | 850 | 3.4 | 2.5 | Non Federally-Regulated | 09/08/1982 |  | 05/16/1984
Waterfurnace International, Inc. | Waterfurnace International, Inc. | SXH030C3 |  | Ground-Water-Source | WBAHP: Heat Pump Packaged Unit | Heat Pump | 230 | 3 |  |  | No Match | No Match |  |  |  | 31200 | 2181 | 14.3 | 9 | 21600 | 1808 | 3.5 |  | Non Federally-Regulated | 12/14/1998 |  | 10/06/1999
Addison Products | Addison Products | HGY030-3A |  | Ground-Water-Source | WBAHP: Heat Pump Packaged Unit | Heat Pump | 208 | 3 |  |  | No Match | No Match |  |  |  | 33500 | 2557 | 13.1 | 9 | 23800 | 2179 | 3.2 |  | Non Federally-Regulated | 07/22/2002 |  | 03/12/2009
Waterfurnace International, Inc. | Waterfurnace International, Inc. | ATH045D0 |  | Water-Source | WBAHP-CB: Heat Pump Split Syst | Heat Pump | 230 | 1 |  |  | No Match | No Match |  |  |  | 49800 | 3608 | 13.8 | 9 | 53000 | 3883 | 4 | 3.5 | Non Federally-Regulated | 02/02/1998 |  | 10/02/1998
Waterfurnace International, Inc. | Standard Range | WSH/WSV041A*3*** |  | Water-Source | WBAHP: Heat Pump Packaged Unit | Heat Pump | 230 | 3 |  |  | No Match | No Match |  |  |  | 41500 | 3739 | 11.1 | 9 | 54000 | 4276 | 3.7 | 3.2 | Non Federally-Regulated | 03/15/1989 |  | 09/13/1989
Command-Aire | Command-Aire | SWPHXR353E |  | Water-Source | WBAHP: Heat Pump Packaged Unit | Heat Pump | 230 | 3 |  |  | No Match | No Match |  |  |  | 36000 | 3270 | 11 | 9 | 49000 | 3500 | 4 | 3.2 | Non Federally-Regulated | 05/11/1988 |  | 03/15/1989
Command-Aire | Command-Aire | RUWP-501 |  | Water-Source | WBAHP: Heat Pump Packaged Unit | Heat Pump | 208 | 1 |  |  | No Match | No Match |  |  |  | 58600 | 5925 | 9.9 | 7.5 | 74700 | 5890 | 3.7 | 2.5 | Non Federally-Regulated | 01/05/1982 |  | 01/23/1988
McQuay International | McQuay | W-FDL/FDS/FMS-1-036-E |  | Water-Source | WBAHP: Heat Pump Packaged Unit | Heat Pump | 230 | 1 |  |  | No Match | No Match |  |  |  | 35200 | 2957 | 11.9 | 10 | 45000 | 3296 | 4 |  | Federally-Regulated Commercial & Industrial Equipment | 09/21/2000 |  | 03/12/2009
California Heat Pump | California Heat Pump | 16C*B-12-** |  | Water-Source | WBAHP: Heat Pump Packaged Unit | Heat Pump | 230 | 1 |  |  | No Match | No Match |  |  |  | 16000 | 1345 | 11.9 | 7.5 | 17500 | 1385 | 3.7 | 2.5 | Non Federally-Regulated | 06/11/1985 |  | 05/11/1988
Waterfurnace International, Inc. | Waterfurnace International, Inc. | NSZ036A0 | NRAC036* | Ground-Source | WBAHP-CB: Heat Pump Split Syst | Heat Pump | 208 | 1 |  |  | No Match | Single-Speed |  |  |  | 31900 | 1611 | 19.8 | 13.4 | 24000 | 1758 | 4 | 3.1 | Non Federally-Regulated | 01/24/2011 |  | 10/24/2014
Mammoth | Hydrobank II | F052HHG/VHG |  | Water-Source | WBAHP: Heat Pump Packaged Unit | Heat Pump | 230 | 3 |  |  | No Match | No Match |  |  |  | 53500 | 4734 | 11.3 | 10 | 69500 | 5222 | 3.9 |  | Federally-Regulated Commercial & Industrial Equipment | 12/14/1998 |  | 05/23/2000
Command-Aire | Command-Aire | SWPH191E |  | Water-Source | WBAHP: Heat Pump Packaged Unit | Heat Pump | 230 | 1 |  |  | No Match | No Match |  |  |  | 18500 | 1680 | 11 | 9 | 24500 | 1750 | 4 | 3.2 | Non Federally-Regulated | 05/11/1988 |  | 03/15/1989
Waterfurnace International, Inc. | Waterfurnace International, Inc. | CC/CE/CS/CW15*0 |  | Ground-Water-Source | WBAHP: Heat Pump Packaged Unit | Heat Pump | 230 | 1 |  |  | No Match | No Match |  |  |  | 15000 | 1041 | 14.4 | 9 | 11000 | 1007 | 3.2 |  | Non Federally-Regulated | 07/22/2002 |  | 03/12/2009
Waterfurnace International, Inc. | Waterfurnace International, Inc. | SXH030C4 |  | Ground-Water-Source | WBAHP: Heat Pump Packaged Unit | Heat Pump | 460 | 3 |  |  | No Match | No Match |  |  |  | 31200 | 2181 | 14.3 | 9 | 21600 | 1808 | 3.5 |  | Non Federally-Regulated | 01/30/1998 |  | 03/31/1998
ClimateMaster Inc. | Carrier Corp. | 50PCH/V006 |  | Ground-Source | WBAHP: Heat Pump Packaged Unit | Heat Pump | 230 | 1 |  |  | No Match | Single-Speed |  |  |  | 6200 | 403 | 15.4 | 13.4 | 4900 | 422 | 3.4 | 3.1 | Non Federally-Regulated | 10/24/2014 |  | 04/22/2015
Addison Products | Addison Products | HWY030-4A |  | Water-Source | WBAHP: Heat Pump Packaged Unit | Heat Pump | 460 | 3 |  |  | No Match | No Match |  |  |  | 32000 | 2500 | 12.8 | 10 | 42300 | 2816 | 4.4 |  | Federally-Regulated Commercial & Industrial Equipment | 11/17/1999 |  | 11/14/2000
ClimateMaster Inc. | Carrier | 50HQG006 |  | Ground-Water-Source | WBAHP: Heat Pump Packaged Unit | Heat Pump | 208 | 1 |  |  | No Match | No Match |  |  |  | 7000 | 608 | 11.5 | 9 | 5400 | 565 | 2.8 |  | Non Federally-Regulated | 11/17/1999 |  | 04/10/2000
Waterfurnace International, Inc. | Eagle Mountain | ZS030**2*0 |  | Ground-Water-Source | WBAHP: Heat Pump Packaged Unit | Heat Pump | 265 | 1 |  |  | No Match | Single-Speed |  |  |  | 32900 | 1430 | 23 | 16.2 | 28300 | 2074 | 4 | 3.6 | Non Federally-Regulated | 01/24/2011 |  | 04/19/2013
Inter-City Products Corp. | McQuay | WMH019B*V |  | Water-Source | WBAHP-O: Heat Pump Packaged Un | Heat Pump | 230 | 1 |  |  | No Match | No Match |  |  |  | 18100 | 1472 | 12.3 | 9.3 | 20200 | 1523 | 3.9 | 3.8 | Non Federally-Regulated | 07/31/1991 |  | 03/31/1998
Singer | Electro-Hydronics | CC50D2 |  | Water-Source | WBAHP: Heat Pump Packaged Unit | Heat Pump | 115 | 1 |  |  | No Match | No Match |  |  |  | 5000 | 550 | 9 | 7.5 | 7100 | 625 | 3.3 | 2.5 | Non Federally-Regulated | 09/08/1982 |  | 05/16/1984
Enertech Global, LLC | Enertech | HCT024C2 |  | Ground-Source | WBAHP: Heat Pump Packaged Unit | Heat Pump | 208 | 3 |  |  | No Match | Single-Speed |  |  |  | 25900 | 1289 | 20.1 | 13.4 | 19400 | 1263 | 4.5 | 3.1 | Non Federally-Regulated | 05/02/2012 |  | 04/21/2014
Enertech Global, LLC | Enertech | HCT036C2 |  | Ground-Water-Source | WBAHP: Heat Pump Packaged Unit | Heat Pump | 208 | 3 |  |  | No Match | Single-Speed |  |  |  | 41800 | 1720 | 24.3 | 16.2 | 35900 | 2023 | 5.2 | 3.6 | Non Federally-Regulated | 05/02/2012 |  | 12/12/2012
ClimateMaster Inc. | Climate Master | TZV/H030 |  | Ground-Source | WBAHP: Heat Pump Packaged Unit | Heat Pump | 230 | 1 |  |  | No Match | No Match |  |  |  | 29900 | 1904 | 15.7 | 13.4 | 23800 | 1938 | 3.6 | 3.1 | No Match | 05/02/2012 |  | 05/08/2012
Florida Heat Pump | Florida Heat Pump | CE035-1CS | DX035CC/UC | Ground-Water-Source | WBAHP-C: Heat Pump Split Syste | Heat Pump | 208 | 1 |  |  | No Match | Dual-Speed |  |  |  | 42500 | 1881 | 22.6 | 16.2 | 32500 | 2323 | 4.1 | 3.6 | Non Federally-Regulated | 03/02/2012 |  | 04/20/2015
Waterfurnace International, Inc. | Geotility Geothermal Installations | ZS060**4*4 |  | Water-Source | WBAHP: Heat Pump Packaged Unit | Heat Pump | 460 | 3 |  |  | No Match | Single-Speed |  |  |  | 58400 | 3817 | 15.3 | 12 | 72500 | 4521 | 4.7 | 4.2 | Federally-Regulated Commercial & Industrial Equipment | 06/14/2011 |  | 03/02/2012
Addison Products | Comfort-Aire | RWP-604 |  | Water-Source | WBAHP: Heat Pump Packaged Unit | Heat Pump | 460 | 3 |  |  | No Match | No Match |  |  |  | 73900 | 7590 | 9.7 | 10.5 | 94300 | 7500 | 3.7 | 3.8 | Non Federally-Regulated | 07/31/1991 |  | 03/31/1998
Waterfurnace International, Inc. | Rybacki - Hart Enterprises | GS012**0*0 |  | Ground-Source | WBAHP: Heat Pump Packaged Unit | Heat Pump | 230 | 1 |  |  | No Match | Single-Speed |  |  |  | 12500 | 694 | 18 | 13.4 | 9500 | 773 | 3.6 | 3.1 | Non Federally-Regulated | 01/24/2011 |  | 04/19/2013
ClimateMaster Inc. | Climate Master Series | GRV/GRH030AG |  | Ground-Water-Source | WBAHP: Heat Pump Packaged Unit | Heat Pump | 230 | 1 |  |  | No Match | No Match |  |  |  | 28200 | 2088 | 13.5 | 9 | 20500 | 1820 | 3.3 |  | Non Federally-Regulated | 04/10/2000 |  | 07/18/2002
Waterfurnace International, Inc. | Geotility Geothermal Installations | ZS070**0*4 |  | Water-Source | WBAHP: Heat Pump Packaged Unit | Heat Pump | 208 | 1 |  |  | No Match | Single-Speed |  |  |  | 63000 | 4406 | 14.3 | 12 | 79000 | 4926 | 4.7 | 4.2 | Federally-Regulated Commercial & Industrial Equipment | 03/02/2012 |  | 04/19/2013
Florida Heat Pump | Florida Heat Pump | EM036-4VT |  | Water-Source | WBAHP: Heat Pump Packaged Unit | Heat Pump | 460 | 3 |  |  | No Match | No Match |  |  |  | 35000 | 2500 | 14 | 10 | 42000 | 2735 | 4.5 |  | Federally-Regulated Commercial & Industrial Equipment | 12/14/1998 |  | 10/05/1999
Waterfurnace International, Inc. | Spectra | SXV010A2 |  | Water-Source | WBAHP-CB: Heat Pump Split Syst | Heat Pump | 265 | 1 |  |  | No Match | No Match |  |  |  | 10100 | 687 | 14.7 | 9 | 11500 | 784 | 4.3 | 3.5 | Non Federally-Regulated | 06/02/1993 |  | 06/03/1993
Florida Heat Pump | Florida Heat Pump | EM042-5CS | EM042-5AH/AV | Water-Source | WBAH: Heating Only Packaged Un | Heat Pump | 575 | 3 |  |  | No Match | No Match |  |  |  | 44000 | 3666 | 12 | 9 | 50000 | 4185 | 3.5 | 3.5 | Non Federally-Regulated | 07/22/2002 |  | 03/12/2009
Mammoth | Hydrobank II | K100VLK |  | Ground-Water-Source | WBAHP: Heat Pump Packaged Unit | Heat Pump | 575 | 3 |  |  | No Match | No Match |  |  |  | 100000 | 7407 | 13.5 | 9 | 79000 | 7233 | 3.2 |  | Non Federally-Regulated | 07/22/2002 |  | 03/12/2009
Geoflex Systems, Inc. | Geoflex Systems, Inc. | GF1T-V/H/D/M-049WACBE |  | Water-Source | WBAHP: Heat Pump Packaged Unit | Both Heat Pump and Electric Re | 200 | 3 |  |  | No Match | Dual-Speed |  |  |  | 48300 | 3057 | 15.8 | 12 | 58600 | 3303 | 5.2 | 4.2 | Federally-Regulated Commercial & Industrial Equipment | 11/30/2011 |  | 01/09/2014
Waterfurnace International, Inc. | Johnson Controls | RJSV/RJSH048**0*1 |  | Water-Source | WBAHP: Heat Pump Packaged Unit | Heat Pump | 230 | 1 |  |  | No Match | Single-Speed |  |  |  | 47000 | 2686 | 17.5 | 12 | 55400 | 2952 | 5.5 | 4.2 | Federally-Regulated Commercial & Industrial Equipment | 01/24/2011 |  | 10/24/2014
Singer | Electro-Hydronics | VF240DK |  | Water-Source | WBAHP: Heat Pump Packaged Unit | Heat Pump | 208 | 3 |  |  | No Match | No Match |  |  |  | 24000 | 2700 | 8.9 | 7.5 | 28000 | 2850 | 2.9 | 2.5 | Non Federally-Regulated | 09/08/1982 |  | 05/16/1984
Florida Heat Pump | Geomaster, LLC | EP007-1HZ/VT |  | Ground-Source | WBAHP: Heat Pump Packaged Unit | Heat Pump | 208 | 1 |  |  | No Match | Single-Speed |  |  |  | 7400 | 400 | 18.5 | 13.4 | 5100 | 427 | 3.5 | 3.1 | Non Federally-Regulated | 08/23/2011 |  | 01/10/2012
Climate Control / Snyder General | Electro-Hydronics | VF260F5 |  | Water-Source | WBAHP: Heat Pump Packaged Unit | Heat Pump | 208 | 1 |  |  | No Match | No Match |  |  |  | 25000 | 2450 | 10.2 | 7.5 | 31600 | 2500 | 3.7 | 2.5 | Non Federally-Regulated | 05/16/1984 |  | 08/29/1986
Enertech Global, LLC | Roth Industries, Inc. | RCT048A |  | Ground-Water-Source | WBAHP: Heat Pump Packaged Unit | Heat Pump | 230 | 1 |  |  | No Match | Single-Speed |  |  |  | 55600 | 2562 | 21.7 | 16.2 | 50000 | 3186 | 4.6 | 3.6 | Non Federally-Regulated | 06/14/2011 |  | 01/09/2014
Florida Heat Pump | Florida Heat Pump | GT062-1VT/HZ/CF |  | Ground-Source | WBAHP: Heat Pump Packaged Unit | Heat Pump | 230 | 1 |  |  | No Match | No Match |  |  |  | 60500 | 4653 | 13 |  | 50000 | 4884 | 3 |  | Non Federally-Regulated | 03/31/1998 |  | 05/10/1998
Command-Aire | Command-Aire | SWPH-351 |  | Water-Source | WBAHP: Heat Pump Packaged Unit | Heat Pump | 230 | 1 |  |  | No Match | No Match |  |  |  | 36000 | 3450 | 10.4 | 9 | 50000 | 3900 | 3.8 | 3.2 | Non Federally-Regulated | 05/11/1988 |  | 03/15/1989
Climate Control / Snyder General | Electro-Hydronics | VE330FP |  | Water-Source | WBAHP: Heat Pump Packaged Unit | Heat Pump | 460 | 3 |  |  | No Match | No Match |  |  |  | 33000 | 3050 | 10.8 | 7.5 | 35000 | 2900 | 3.5 | 2.5 | Non Federally-Regulated | 05/16/1984 |  | 08/29/1986
Florida Heat Pump | Florida Heat Pump | GT024-1CF/HZ/VT |  | Water-Source | WBAHP-CB: Heat Pump Split Syst | Heat Pump | 208 | 1 |  |  | No Match | No Match |  |  |  | 25500 | 2125 | 12 | 9 | 27200 | 2277 | 3.5 | 3.5 | Non Federally-Regulated | 05/23/2001 |  | 07/18/2002
Waterfurnace International, Inc. | Eagle Mountain | YS070**1*4 |  | Water-Source | WBAHP: Heat Pump Packaged Unit | Heat Pump | 208 | 1 |  |  | No Match | Single-Speed |  |  |  | 63000 | 4406 | 14.3 | 12 | 79000 | 4926 | 4.7 | 4.2 | Federally-Regulated Commercial & Industrial Equipment | 01/24/2011 |  | 03/02/2012
Waterfurnace International, Inc. | Waterfurnace International, Inc. | ATH070D1(P) |  | Ground-Water-Source | WBAHP: Heat Pump Packaged Unit | Heat Pump | 230 | 1 |  |  | No Match | No Match |  |  |  | 43500 | 2500 | 17.4 | 9 | 32400 | 2637 | 3.6 |  | Non Federally-Regulated | 01/30/1998 |  | 10/02/1998
Florida Heat Pump | Geomaster, LLC | EP042-1HZ/VT |  | Water-Source | WBAHP: Heat Pump Packaged Unit | Heat Pump | 230 | 1 |  |  | No Match | Single-Speed | 2262 | 150 |  | 40600 | 2268 | 17.9 | 12 | 42000 | 2086 | 5.9 | 4.2 | Federally-Regulated Commercial & Industrial Equipment | 08/23/2011 |  | 04/21/2014
American Air Filter | Enercon | EHW-101 |  | Water-Source | WBAHP: Heat Pump Packaged Unit | Heat Pump | 230 | 3 |  |  | No Match | No Match |  |  |  | 102000 | 9444 | 10.8 | 9.2 | 124000 | 10383 | 3.5 |  | Non Federally-Regulated | 05/11/1988 |  | 03/15/1989
Florida Heat Pump | Florida Heat Pump | CW009-1 |  | Water-Source | WBAHP-O: Heat Pump Packaged Un | Heat Pump | 230 | 1 |  |  | No Match | No Match |  |  |  | 8400 | 531 | 15.8 | 10 | 8600 | 494 | 5.1 |  | Federally-Regulated Commercial & Industrial Equipment | 02/02/1998 |  | 03/31/1998
ClimateMaster Inc. | Carrier Corp. | YCS0423 | FK4CNF005 | Water-Source | WBAHP-CB: Heat Pump Split Syst | Heat Pump | 208 | 1 |  |  | No Match | Single-Speed |  |  |  | 39800 | 2823 | 14.1 | 12 | 48300 | 3014 | 4.7 | 4.2 | Federally-Regulated Commercial & Industrial Equipment | 09/15/2009 |  | 02/17/2011
Command-Aire | Command-Aire | SWPV091 |  | Water-Source | WBAHP: Heat Pump Packaged Unit | Heat Pump | 208 | 1 |  |  | No Match | No Match |  |  |  | 9000 | 810 | 11.1 | 7.5 | 12200 | 870 | 4.1 | 2.5 | Non Federally-Regulated | 06/11/1985 |  | 01/23/1988
Waterfurnace International, Inc. | Waterfurnace International, Inc. | NSV/NSH042G1*1 |  | Water-Source | WBAHP: Heat Pump Packaged Unit | Heat Pump | 230 | 1 |  |  | No Match | Single-Speed |  |  |  | 40800 | 2040 | 20 | 12 | 42800 | 2201 | 5.7 | 4.2 | Federally-Regulated Commercial & Industrial Equipment | 09/03/2012 |  | 04/19/2013
Florida Heat Pump | Florida Heat Pump | GT036-3CF/HZ/VT |  | Water-Source | WBAHP: Heat Pump Packaged Unit | Heat Pump | 208 | 3 |  |  | No Match | No Match |  |  |  | 34500 | 2518 | 13.7 | 10 | 40500 | 2696 | 4.4 |  | Federally-Regulated Commercial & Industrial Equipment | 04/12/2000 |  | 05/29/2001
McQuay International | McQuay | CCW060E-F |  | Ground-Water-Source | WBAHP: Heat Pump Packaged Unit | Heat Pump | 230 | 3 |  |  | No Match | No Match |  |  |  | 57000 | 4523 | 12.6 | 9 | 42500 | 4447 | 2.8 |  | Non Federally-Regulated | 10/06/1999 |  | 04/10/2000
Waterfurnace International, Inc. | Waterfurnace International, Inc. | NTV030*1 |  | Ground-Water-Source | WBAHP: Heat Pump Packaged Unit | Heat Pump | 208 | 1 |  |  | No Match | No Match |  |  |  | 29800 | 2128 | 14 | 9 | 33000 | 3581 | 2.7 |  | Non Federally-Regulated | 10/06/1999 |  | 04/10/2000
Trane U.S. Inc. | Trane | EXHE0422 |  | Water-Source | WBAHP: Heat Pump Packaged Unit | Heat Pump | 230 | 1 |  |  | No Match | Single-Speed |  |  |  | 42100 | 2699 | 15.6 | 12 | 47100 | 2655 | 5.2 | 4.2 | Federally-Regulated Commercial & Industrial Equipment | 06/14/2011 |  | 08/15/2014
American Air Filter | Enercon | CW09 |  | Water-Source | WBAHP: Heat Pump Packaged Unit | Heat Pump | 208 | 1 |  |  | No Match | No Match |  |  |  | 8400 | 850 | 10.1 | 7.5 | 8800 | 775 | 3.4 | 2.5 | Non Federally-Regulated | 06/11/1985 |  | 08/29/1986
McQuay / Snyder General | Electro-Hydronics | CC400FK |  | Water-Source | WBAHP: Heat Pump Packaged Unit | Heat Pump | 208 | 3 |  |  | No Match | No Match |  |  |  | 39600 | 3960 | 10 | 7.5 | 45000 | 3880 | 3.4 | 2.5 | Non Federally-Regulated | 08/29/1986 |  | 05/11/1988
Waterfurnace International, Inc. | Eagle Mountain | GTS049A1 | GAH048* | Water-Source | WBAHP-CB: Heat Pump Split Syst | Heat Pump | 230 | 1 |  |  | No Match | Dual-Speed |  |  |  | 45900 | 3279 | 14 | 12 | 56800 | 3542 | 4.7 | 4.2 | Federally-Regulated Commercial & Industrial Equipment | 01/24/2011 |  | 04/19/2013
Climate Control / Snyder General | Electro-Hydronics | UW420GK |  | Water-Source | WBAHP: Heat Pump Packaged Unit | Heat Pump | 208 | 3 |  |  | No Match | No Match |  |  |  | 42000 | 3850 | 10.9 | 7.5 | 52000 | 4100 | 3.7 | 2.5 | Non Federally-Regulated | 05/16/1984 |  | 08/29/1986
Enertech Global, LLC | Enertech | TCT072D2 |  | Ground-Water-Source | WBAHP: Heat Pump Packaged Unit | Heat Pump | 230 | 3 |  |  | No Match | Single-Speed | 2967 | 710 | 1 | 77200 | 3676 | 21 | 16.2 | 72600 | 4948 | 4.3 | 3.6 | Non Federally-Regulated | 09/03/2012 |  | 12/12/2012
ClimateMaster Inc. | Carrier Corp. | 50RTP05 |  | Water-Source | WBAHP: Heat Pump Packaged Unit | Heat Pump | 230 | 3 |  |  | No Match | Single-Speed |  |  |  | 61100 | 3892 | 15.7 | 12 | 72800 | 4183 | 5.1 | 4.2 | Federally-Regulated Commercial & Industrial Equipment | 10/24/2014 |  | 04/22/2015
Waterfurnace International, Inc. | Eagle Mountain | ZS012**2*0 |  | Water-Source | WBAHP: Heat Pump Packaged Unit | Heat Pump | 265 | 1 |  |  | No Match | Single-Speed |  |  |  | 10900 | 858 | 12.7 | 11.2 | 14700 | 979 | 4.4 | 4.2 | Federally-Regulated Commercial & Industrial Equipment | 01/24/2011 |  | 04/19/2013
Enertech Global, LLC | Enertech | HXT060D2 |  | Ground-Water-Source | WBAHP: Heat Pump Packaged Unit | Heat Pump | 230 | 3 |  |  | No Match | Single-Speed | 2383 | 644 | 1 | 69000 | 3026 | 22.8 | 16.2 | 61000 | 3886 | 4.6 | 3.6 | Non Federally-Regulated | 09/03/2012 |  | 12/12/2012
Enertech Global, LLC | Enertech | GRT036A | MPD036 | Ground-Source | WBAHP-CB: Heat Pump Split Syst | Heat Pump | 208 | 1 |  |  | No Match | Single-Speed |  |  |  | 36000 | 2156 | 16.7 | 13.4 | 27200 | 2098 | 3.8 | 3.1 | Non Federally-Regulated | 12/12/2012 |  | 04/29/2015
McQuay International | McQuay | WCCH/WCCW-042-F |  | Ground-Water-Source | WBAHP: Heat Pump Packaged Unit | Heat Pump | 208 | 3 |  |  | No Match | No Match |  |  |  | 45000 | 3308 | 13.6 | 9 | 36900 | 3603 | 3 |  | Non Federally-Regulated | 11/19/2002 |  | 03/12/2009
Florida Heat Pump | Florida Heat Pump | EP012-1HZ/VT |  | Water-Source | WBAHP: Heat Pump Packaged Unit | Heat Pump | 230 | 1 |  |  | No Match | Single-Speed |  |  |  | 12200 | 819 | 14.9 | 11.2 | 16500 | 948 | 5.1 | 4.2 | Federally-Regulated Commercial & Industrial Equipment | 01/24/2011 |  | 06/14/2011
Florida Heat Pump | Florida Heat Pump | EM042-3CF/HZ/VT |  | Water-Source | WBAHP-CB: Heat Pump Split Syst | Heat Pump | 208 | 3 |  |  | No Match | No Match |  |  |  | 42500 | 3455 | 12.3 | 9 | 50000 | 4185 | 3.5 | 3.5 | Non Federally-Regulated | 07/22/2002 |  | 03/12/2009
Carrier Corp. | Carrier | 50HQ,VQ0423 |  | Water-Source | WBAHP: Heat Pump Packaged Unit | Heat Pump | 208 | 1 |  |  | No Match | No Match |  |  |  | 41000 | 4900 | 8.4 | 7.5 | 45000 | 5000 | 2.6 | 2.5 | Non Federally-Regulated | 01/05/1982 |  | 05/11/1988
ClimateMaster Inc. | Carrier Corp. | 50PRH/V042 5 |  | Ground-Source | WBAHP: Heat Pump Packaged Unit | Heat Pump | 230 | 3 |  |  | No Match | Single-Speed |  |  |  | 40500 | 2813 | 14.4 | 13.4 | 34300 | 3046 | 3.3 | 3.1 | Non Federally-Regulated | 01/24/2011 |  | 08/23/2011
ClimateMaster Inc. | Climate Master | ADD/E064A | CNP**60 | Ground-Source | WBAHP-C: Heat Pump Split Syste | Heat Pump | 230 | 1 |  |  | No Match | Single-Speed |  |  |  | 58300 | 3512 | 16.6 | 13.4 | 45400 | 3596 | 3.7 | 3.1 | Non Federally-Regulated | 01/09/2014 |  | 06/09/2015
Florida Heat Pump | Florida Heat Pump | EM009-0VT |  | Water-Source | WBAHP: Heat Pump Packaged Unit | Heat Pump | 115 | 1 |  |  | No Match | No Match |  |  |  | 9500 | 760 | 12.5 | 10 | 13000 | 846 | 4.5 |  | Federally-Regulated Commercial & Industrial Equipment | 12/14/1998 |  | 10/05/1999
Waterfurnace International, Inc. | Waterfurnace International, Inc. | SXV068C0 |  | Water-Source | WBAHP: Heat Pump Packaged Unit | Heat Pump | 230 | 1 |  |  | No Match | No Match |  |  |  | 65000 | 5200 | 12.5 | 9 | 84000 | 5470 | 4.5 | 3.8 | Federally-Regulated Commercial & Industrial Equipment | 02/02/1998 |  | 03/31/1998
Geoflex Systems, Inc. | Geoflex Systems, Inc. | GF1T-V/H/D/M-026WABBP |  | Water-Source | WBAHP: Heat Pump Packaged Unit | Both Heat Pump and Electric Re | 265 | 1 |  |  | No Match | Dual-Speed |  |  |  | 24900 | 1596 | 15.6 | 12 | 31800 | 1758 | 5.3 | 4.2 | Federally-Regulated Commercial & Industrial Equipment | 11/30/2011 |  | 01/09/2014
ClimateMaster Inc. | Climate Master Series | GRV/GRH036BE |  | Water-Source | WBAHP: Heat Pump Packaged Unit | Heat Pump | 265 | 1 |  |  | No Match | No Match |  |  |  | 33100 | 2805 | 11.8 | 10 | 42500 | 3113 | 4 |  | Federally-Regulated Commercial & Industrial Equipment | 01/22/2003 |  | 03/12/2009
ClimateMaster Inc. | Climate Master Series | HS/HL 120 G |  | Water-Source | WBAHP: Heat Pump Packaged Unit | Heat Pump | 230 | 1 |  |  | No Match | No Match |  |  |  | 124000 | 11071 | 11.2 | 9 | 150000 | 11568 | 3.8 | 3.8 | Federally-Regulated Commercial & Industrial Equipment | 12/14/1998 |  | 10/05/1999
Addison Products | Addison Products | WPH032-4JA/4JBA |  | Water-Source | WBAHP-CB: Heat Pump Split Syst | Heat Pump | 460 | 3 |  |  | No Match | No Match |  |  |  | 32200 | 2927 | 11 | 9 | 36200 | 3030 | 3.5 | 3.5 | Non Federally-Regulated | 10/05/1999 |  | 09/21/2000
Enviro Master International llc | Enviro Master International | FWH09A******A*B |  | Water-Source | WBAHP-O: Heat Pump Packaged Un | Heat Pump | 115 | 1 |  |  | No Match | No Match |  |  |  | 9400 | 750 | 12.5 | 9 | 12400 | 865 | 4.2 | 3.2 | Federally-Regulated Commercial & Industrial Equipment | 12/18/1989 |  | 02/22/1990
California Heat Pump | California Heat Pump | CHP-33V*-32-** |  | Water-Source | WBAHP: Heat Pump Packaged Unit | Heat Pump | 230 | 3 |  |  | No Match | No Match |  |  |  | 32500 | 3700 | 8.8 | 7.5 | 33200 | 3400 | 2.9 | 2.5 | Non Federally-Regulated | 09/08/1982 |  | 06/11/1985
Waterfurnace International, Inc. | Waterfurnace International, Inc. | NTV024*1 |  | Ground-Water-Source | WBAHP: Heat Pump Packaged Unit | Heat Pump | 208 | 1 |  |  | No Match | No Match |  |  |  | 22600 | 1527 | 14.8 | 9 | 26000 | 2720 | 2.8 |  | Non Federally-Regulated | 07/22/2002 |  | 03/12/2009
Enertech Global, LLC | Enertech | H038C | MPD036 | Ground-Water-Source | WBAHP-CB: Heat Pump Split Syst | Heat Pump | 208 | 1 |  |  | No Match | Single-Speed |  |  |  | 39200 | 1990 | 19.7 | 16.2 | 34200 | 2572 | 3.9 | 3.6 | Non Federally-Regulated | 07/16/2009 |  | 04/19/2013
Snyder General Corp. | American Air Filter | HWW042C*F |  | Water-Source | WBAHP: Heat Pump Packaged Unit | Heat Pump | 208 | 3 |  |  | No Match | No Match |  |  |  | 40500 | 3522 | 11.5 | 9.3 | 49500 | 3831 | 3.8 | 3.8 | Non Federally-Regulated | 07/31/1991 |  | 03/31/1998
McQuay / Snyder General | Electro-Hydronics | VF260G3 |  | Water-Source | WBAHP: Heat Pump Packaged Unit | Heat Pump | 230 | 1 |  |  | No Match | No Match |  |  |  | 25000 | 2450 | 10.2 | 9 | 31600 | 2500 | 3.7 | 3.2 | Non Federally-Regulated | 05/11/1988 |  | 03/15/1989
California Heat Pump | California Heat Pump | CHP-61V*B-32-** |  | Water-Source | WBAHP: Heat Pump Packaged Unit | Heat Pump | 208 | 3 |  |  | No Match | No Match |  |  |  | 61000 | 6120 | 10 | 7.5 | 77000 | 6450 | 3.5 | 2.5 | Non Federally-Regulated | 05/16/1984 |  | 06/11/1985
McQuay International | McQuay | W-FMS/FME/FDE-1-042-F |  | Water-Source | WBAHP: Heat Pump Packaged Unit | Heat Pump | 230 | 3 |  |  | No Match | No Match |  |  |  | 41800 | 3483 | 12 | 10 | 53000 | 3882 | 4 |  | Federally-Regulated Commercial & Industrial Equipment | 10/05/1999 |  | 09/21/2000
ClimateMaster Inc. | Climate Master | PDW48 | FK4CNF006 | Ground-Source | WBAHP-CB: Heat Pump Split Syst | Heat Pump | 230 | 1 |  |  | No Match | Single-Speed |  |  |  | 47400 | 2981 | 15.9 | 13.4 | 35800 | 2916 | 3.6 | 3.1 | Non Federally-Regulated | 09/15/2009 |  | 02/17/2011
ClimateMaster Inc. | Climate Master Series | PDW 48 | U23R42W | Ground-Water-Source | WBAHP-CB: Heat Pump Split Syst | Heat Pump | 208 | 1 |  |  | No Match | No Match |  |  |  | 50000 | 3424 | 14.6 | 9 | 38000 | 3373 | 3.3 |  | Non Federally-Regulated | 10/06/1999 |  | 04/10/2000
Florida Heat Pump | Florida Heat Pump | EM060-3VT |  | Water-Source | WBAHP: Heat Pump Packaged Unit | Heat Pump | 230 | 3 |  |  | No Match | No Match |  |  |  | 60000 | 4615 | 13 | 10 | 80000 | 5328 | 4.4 |  | Federally-Regulated Commercial & Industrial Equipment | 12/14/1998 |  | 10/05/1999
Singer | Electro-Hydronics | FV520B55 |  | Water-Source | WBAHP: Heat Pump Packaged Unit | Heat Pump | 208 | 3 |  |  | No Match | No Match |  |  |  | 47000 | 5500 | 8.5 | 7.5 | 58000 | 5600 | 3 | 2.5 | Non Federally-Regulated | 01/05/1982 |  | 09/08/1982
Carrier Corp. | Carrier | 50QXH0244 |  | Water-Source | WBAHP: Heat Pump Packaged Unit | Heat Pump | 265 | 1 |  |  | No Match | No Match |  |  |  | 25400 | 2112 | 12 | 9 | 30600 | 2360 | 3.8 | 3.2 | Non Federally-Regulated | 03/15/1989 |  | 09/25/1989
Carrier Corp. | Carrier | 50HQ,VQ0144 |  | Water-Source | WBAHP: Heat Pump Packaged Unit | Heat Pump | 277 | 1 |  |  | No Match | No Match |  |  |  | 13500 | 1475 | 9.2 | 7.5 | 16500 | 1500 | 3.2 | 2.5 | Non Federally-Regulated | 08/30/1983 |  | 05/11/1988
ClimateMaster Inc. | Climate Master Series | GRV/GRH009AG |  | Ground-Water-Source | WBAHP: Heat Pump Packaged Unit | Heat Pump | 208 | 1 |  |  | No Match | No Match |  |  |  | 8000 | 625 | 12.8 | 9 | 6400 | 585 | 3.2 |  | Non Federally-Regulated | 04/10/2000 |  | 07/18/2002
Enertech Global, LLC | Enertech | TST072A2 | ACD060 | Ground-Water-Source | WBAHP-CB: Heat Pump Split Syst | Heat Pump | 230 | 3 |  |  | No Match | Single-Speed | 3108 | 4814 | 1 | 69100 | 3735 | 18.5 | 16.2 | 65700 | 4814 | 4 | 3.6 | Non Federally-Regulated | 03/02/2012 |  | 12/12/2012
Mammoth | Hydrobank II | K070HHF/VHF |  | Water-Source | WBAHP: Heat Pump Packaged Unit | Heat Pump | 575 | 3 |  |  | No Match | No Match |  |  |  | 71800 | 5240 | 13.7 | 9 | 87300 | 5685 | 4.5 | 3.8 | Federally-Regulated Commercial & Industrial Equipment | 12/14/1998 |  | 10/05/1999
McQuay / Snyder General | Electro-Hydronics | FC630G3 |  | Water-Source | WBAHP: Heat Pump Packaged Unit | Heat Pump | 230 | 1 |  |  | No Match | No Match |  |  |  | 63000 | 6430 | 9.8 | 9 | 79000 | 6430 | 3.6 | 3.2 | Non Federally-Regulated | 05/11/1988 |  | 03/15/1989
Addison Products | Addison Products | HWPH036-1JC/1JBC |  | Water-Source | WBAHP: Heat Pump Packaged Unit | Heat Pump | 230 | 1 |  |  | No Match | No Match |  |  |  | 33400 | 2982 | 11.2 | 9.3 | 43000 | 3316 | 3.8 | 3.8 | Federally-Regulated Commercial & Industrial Equipment | 03/31/1998 |  | 05/10/1998
Florida Heat Pump | Florida Heat Pump | EP007-1HZ/VT |  | Ground-Source | WBAHP: Heat Pump Packaged Unit | Heat Pump | 230 | 1 |  |  | No Match | Single-Speed |  |  |  | 7400 | 400 | 18.5 | 13.4 | 5100 | 427 | 3.5 | 3.1 | Non Federally-Regulated | 01/24/2011 |  | 06/14/2011
Waterfurnace International, Inc. | Waterfurnace International, Inc. | P056**1 |  | Water-Source | WBAHP: Heat Pump Packaged Unit | Heat Pump | 208 | 1 |  |  | No Match | No Match |  |  |  | 56200 | 3649 | 15.4 | 10 | 66800 | 4349 | 4.5 |  | Federally-Regulated Commercial & Industrial Equipment | 05/19/2000 |  | 02/17/2011
Snyder General Corp. | American Air Filter | CCW-15 |  | Water-Source | WBAHP-O: Heat Pump Packaged Un | Heat Pump | 208 | 1 |  |  | No Match | No Match |  |  |  | 14500 | 1295 | 11.2 | 9 | 16400 | 1325 | 3.6 | 3.2 | Federally-Regulated Commercial & Industrial Equipment | 02/04/1988 |  | 07/27/1992
Addison Products | Addison Products | VWPG024-1B-XL* |  | Ground-Water-Source | WBAHP: Heat Pump Packaged Unit | Heat Pump | 230 | 1 |  |  | No Match | No Match |  |  |  | 22000 | 1560 | 14.1 | 9 | 16000 | 1512 | 3.1 |  | Non Federally-Regulated | 05/10/1998 |  | 10/02/1998
McQuay International | McQuay | W-W**-1-019-E |  | Water-Source | WBAHP-O: Heat Pump Packaged Un | Heat Pump | 208 | 1 |  |  | No Match | No Match |  |  |  | 18200 | 1444 | 12.6 | 10 | 20300 | 1565 | 3.8 |  | Federally-Regulated Commercial & Industrial Equipment | 10/05/1999 |  | 09/21/2000
Florida Heat Pump | Florida Heat Pump | GO042-3CF/HZ/VT |  | Ground-Water-Source | WBAHP: Heat Pump Packaged Unit | Heat Pump | 230 | 3 |  |  | No Match | No Match |  |  |  | 41400 | 2571 | 16.1 | 9 | 30200 | 2212 | 4 |  | Non Federally-Regulated | 07/16/2001 |  | 07/18/2002
ClimateMaster Inc. | Climate Master Series | 813-042-F******** |  | Water-Source | WBAHP: Heat Pump Packaged Unit | Heat Pump | 460 | 3 |  |  | No Match | No Match |  |  |  | 41500 | 3640 | 11.4 | 9 | 54000 | 3859 | 4.1 | 3.2 | Non Federally-Regulated | 05/11/1988 |  | 03/15/1989
California Heat Pump | Aqua-Matic | 33V*-13-** |  | Water-Source | WBAHP: Heat Pump Packaged Unit | Heat Pump | 265 | 1 |  |  | No Match | No Match |  |  |  | 32500 | 3700 | 8.8 | 7.5 | 33200 | 3400 | 2.9 | 2.5 | Non Federally-Regulated | 06/11/1985 |  | 05/11/1988
McQuay International | McQuay | VWH/VWW060B-G |  | Water-Source | WBAHP: Heat Pump Packaged Unit | Heat Pump | 230 | 1 |  |  | No Match | No Match |  |  |  | 58000 | 5321 | 10.9 | 10 | 78000 | 5859 | 3.9 |  | Federally-Regulated Commercial & Industrial Equipment | 11/17/1999 |  | 09/21/2000
Florida Heat Pump | Energy Miser | HE23CF-1 |  | Water-Source | WBAHP: Heat Pump Packaged Unit | Heat Pump | 208 | 1 |  |  | No Match | No Match |  |  |  | 23000 | 1840 | 12.5 | 9.3 | 28800 | 1960 | 4.3 | 3.8 | Non Federally-Regulated | 07/31/1991 |  | 03/31/1998
Singer | Electro-Hydronics | CC400D3 |  | Water-Source | WBAHP: Heat Pump Packaged Unit | Heat Pump | 230 | 1 |  |  | No Match | No Match |  |  |  | 40000 | 4350 | 9.2 | 7.5 | 43000 | 4500 | 2.8 | 2.5 | Non Federally-Regulated | 08/30/1983 |  | 05/16/1984
Singer | Electro-Hydronics | VW450D6 |  | Water-Source | WBAHP: Heat Pump Packaged Unit | Heat Pump | 230 | 1 |  |  | No Match | No Match |  |  |  | 40000 | 4350 | 9.2 | 7.5 | 43000 | 4500 | 2.8 | 2.5 | Non Federally-Regulated | 09/08/1982 |  | 05/16/1984
McQuay International | McQuay | W-LDE/LDL/LME/LML1070D |  | Water-Source | WBAHP: Heat Pump Packaged Unit | Heat Pump | 208 | 3 |  |  | No Match | No Match |  |  |  | 70000 | 6194 | 11.3 | 9 | 83000 | 6235 | 3.9 | 3.8 | Federally-Regulated Commercial & Industrial Equipment | 01/18/2001 |  | 03/12/2009
Florida Heat Pump | Florida Heat Pump | EV048-1CS | EV048-1AV/AH | Water-Source | WBAHP-CB: Heat Pump Split Syst | Heat Pump | 208 | 1 |  |  | No Match | Single-Speed |  |  |  | 47500 | 3571 | 12.4 | 12 | 56800 | 3541 | 4.7 | 4.2 | Federally-Regulated Commercial & Industrial Equipment | 06/23/2011 |  | 12/12/2012
Friedrich Climate Master | Climate Master Series | 803-012-E******** |  | Water-Source | WBAHP: Heat Pump Packaged Unit | Heat Pump | 265 | 1 |  |  | No Match | No Match |  |  |  | 12500 | 1225 | 10.2 | 7.5 | 15700 | 1325 | 3.5 | 2.5 | Non Federally-Regulated | 08/29/1986 |  | 05/11/1988
McQuay International | McQuay | FCV/FCW048B-F |  | Water-Source | WBAHP: Heat Pump Packaged Unit | Heat Pump | 230 | 3 |  |  | No Match | No Match |  |  |  | 46000 | 3833 | 12 | 10 | 56000 | 3815 | 4.3 |  | Federally-Regulated Commercial & Industrial Equipment | 11/17/1999 |  | 09/21/2000
Florida Heat Pump | Energy Miser | EMV 104-1 |  | Water-Source | WBAHP: Heat Pump Packaged Unit | Heat Pump | 208 | 1 |  |  | No Match | No Match |  |  |  | 102000 | 10600 | 9.6 | 7.5 | 124000 | 11200 | 3.2 | 2.2 | Non Federally-Regulated | 01/05/1982 |  | 05/16/1984
Inter-City Products Corp. | McQuay | CCH030C*T |  | Water-Source | WBAHP: Heat Pump Packaged Unit | Heat Pump | 460 | 3 |  |  | No Match | No Match |  |  |  | 31000 | 2541 | 12.2 | 9.3 | 37000 | 2782 | 3.9 | 3.8 | Non Federally-Regulated | 07/31/1991 |  | 03/31/1998
Waterfurnace International, Inc. | Eagle Mountain | GS018**2*0 |  | Ground-Source | WBAHP: Heat Pump Packaged Unit | Heat Pump | 265 | 1 |  |  | No Match | Single-Speed |  |  |  | 18500 | 1028 | 18 | 13.4 | 14500 | 1180 | 3.6 | 3.1 | Non Federally-Regulated | 01/24/2011 |  | 04/19/2013
Addison Products | Addison Products | HGY007-1A |  | Ground-Water-Source | WBAHP: Heat Pump Packaged Unit | Heat Pump | 208 | 1 |  |  | No Match | No Match |  |  |  | 8900 | 613 | 14.5 | 9 | 6700 | 594 | 3.3 |  | Non Federally-Regulated | 11/14/2000 |  | 01/18/2001
Climate Control / Snyder General | Electro-Hydronics | CC200F3 |  | Water-Source | WBAHP: Heat Pump Packaged Unit | Heat Pump | 230 | 1 |  |  | No Match | No Match |  |  |  | 20000 | 1880 | 10.7 | 7.5 | 25600 | 1920 | 3.9 | 2.5 | Non Federally-Regulated | 05/16/1984 |  | 08/29/1986
Waterfurnace International, Inc. | Geotility Geothermal Installations | QT064**1 |  | Ground-Water-Source | WBAHP: Heat Pump Packaged Unit | Heat Pump | 230 | 1 |  |  | No Match | Dual-Speed |  |  |  | 64100 | 3465 | 18.5 | 16.2 | 52800 | 3869 | 4 | 3.6 | Non Federally-Regulated | 01/24/2011 |  | 04/19/2013
Waterfurnace International, Inc. | Waterfurnace International, Inc. | SXV030A3 |  | Water-Source | WBAHP: Heat Pump Packaged Unit | Heat Pump | 208 | 3 |  |  | No Match | No Match |  |  |  | 30600 | 2125 | 14.4 | 10 | 36600 | 2145 | 5 |  | Federally-Regulated Commercial & Industrial Equipment | 02/02/1998 |  | 03/31/1998
ClimateMaster Inc. | Climate Master Series | 814-027-G******** |  | Water-Source | WBAHP: Heat Pump Packaged Unit | Heat Pump | 208 | 1 |  |  | No Match | No Match |  |  |  | 26500 | 2284 | 11.6 | 9 | 29500 | 2275 | 3.7 | 3.2 | Federally-Regulated Commercial & Industrial Equipment | 02/11/1988 |  | 05/11/1988
Mammoth | Hydrobank II | D009CHE |  | Water-Source | WBAHP-O: Heat Pump Packaged Un | Heat Pump | 208 | 1 |  |  | No Match | No Match |  |  |  | 8600 | 716 | 12 | 10 | 11100 | 813 | 4 |  | Federally-Regulated Commercial & Industrial Equipment | 02/02/1998 |  | 03/31/1998
Enertech Global, LLC | Enertech | TXT060D |  | Ground-Water-Source | WBAHP: Heat Pump Packaged Unit | Heat Pump | 208 | 1 |  |  | No Match | Single-Speed | 2383 | 644 | 1 | 69000 | 3026 | 22.8 | 16.2 | 61000 | 3886 | 4.6 | 3.6 | Non Federally-Regulated | 09/03/2012 |  | 12/12/2012
Command-Aire | Command-Aire | SWPH-413 |  | Water-Source | WBAHP: Heat Pump Packaged Unit | Heat Pump | 230 | 3 |  |  | No Match | No Match |  |  |  | 42000 | 4250 | 9.5 | 7.5 | 56000 | 4400 | 3.7 | 2.5 | Non Federally-Regulated | 01/05/1982 |  | 09/08/1982
McQuay International | McQuay | W-LDE/LME/LML/LMS-1-12 |  | Water-Source | WBAHP: Heat Pump Packaged Unit | Heat Pump | 460 | 3 |  |  | No Match | No Match |  |  |  | 116000 | 9747 | 11.9 | 9 | 139000 | 9933 | 4.1 | 3.8 | Federally-Regulated Commercial & Industrial Equipment | 10/05/1999 |  | 09/21/2000
Mammoth | Mammoth | D019H |  | Water-Source | WBAHP: Heat Pump Packaged Unit | Heat Pump | 208 | 1 |  |  | No Match | No Match |  |  |  | 19500 | 2175 | 9 | 7.5 | 24500 | 2500 | 2.9 | 2.5 | Non Federally-Regulated | 01/05/1982 |  | 05/16/1984
Waterfurnace International, Inc. | Eagle Mountain | GTS049A1 | GAH048* | Ground-Source | WBAHP-CB: Heat Pump Split Syst | Heat Pump | 230 | 1 |  |  | No Match | Dual-Speed |  |  |  | 47700 | 2963 | 16.1 | 13.4 | 37000 | 2854 | 3.8 | 3.1 | Non Federally-Regulated | 01/24/2011 |  | 04/19/2013
McQuay International | McQuay | W-CMG-1-030-F |  | Ground-Water-Source | WBAHP: Heat Pump Packaged Unit | Heat Pump | 230 | 3 |  |  | No Match | No Match |  |  |  | 31600 | 2194 | 14.4 | 9 | 21500 | 2099 | 3 |  | Non Federally-Regulated | 07/22/2002 |  | 03/12/2009
Waterfurnace International, Inc. | Waterfurnace International, Inc. | P040**0 |  | Ground-Water-Source | WBAHP: Heat Pump Packaged Unit | Heat Pump | 208 | 1 |  |  | No Match | No Match |  |  |  | 41500 | 2441 | 17 | 9 | 29200 | 2516 | 3.4 |  | Non Federally-Regulated | 07/22/2002 |  | 03/12/2009
Waterfurnace International, Inc. | Waterfurnace International, Inc. | SXV036B0 |  | Water-Source | WBAHP: Heat Pump Packaged Unit | Heat Pump | 208 | 1 |  |  | No Match | No Match |  |  |  | 36000 | 2647 | 13.6 | 10 | 44500 | 2774 | 4.7 |  | Federally-Regulated Commercial & Industrial Equipment | 12/14/1998 |  | 10/05/1999
Mammoth | Hydrobank II | F031VLG |  | Ground-Water-Source | WBAHP: Heat Pump Packaged Unit | Heat Pump | 208 | 3 |  |  | No Match | No Match |  |  |  | 28800 | 2198 | 13.1 | 9 | 23600 | 2230 | 3.1 |  | Non Federally-Regulated | 01/18/2001 |  | 07/18/2002
Waterfurnace International, Inc. | American Standard, Inc. | A1GC048***1**4 |  | Ground-Water-Source | WBAHP: Heat Pump Packaged Unit | Heat Pump | 208 | 1 |  |  | No Match | Single-Speed |  |  |  | 52000 | 2222 | 23.4 | 16.2 | 45900 | 3203 | 4.2 | 3.6 | Non Federally-Regulated | 08/23/2011 |  | 10/24/2014
Waterfurnace International, Inc. | Geotility Geothermal Installations | ZS023**2*1 |  | Water-Source | WBAHP: Heat Pump Packaged Unit | Heat Pump | 265 | 1 |  |  | No Match | Single-Speed |  |  |  | 23000 | 1533 | 15 | 12 | 26000 | 1621 | 4.7 | 4.2 | Federally-Regulated Commercial & Industrial Equipment | 01/24/2011 |  | 04/19/2013
ClimateMaster Inc. | Climate Master | GSS030BG | FK4CNF003 | Ground-Water-Source | WBAHP-CB: Heat Pump Split Syst | Heat Pump | 230 | 1 |  |  | No Match | Single-Speed |  |  |  | 30200 | 1452 | 20.8 | 16.2 | 26400 | 1985 | 3.9 | 3.6 | Non Federally-Regulated | 09/15/2009 |  | 02/17/2011
Waterfurnace International, Inc. | Waterfurnace International, Inc. | SXV030B3 |  | Ground-Water-Source | WBAHP: Heat Pump Packaged Unit | Heat Pump | 208 | 3 |  |  | No Match | No Match |  |  |  | 31200 | 2181 | 14.3 | 9 | 21600 | 1808 | 3.5 |  | Non Federally-Regulated | 12/14/1998 |  | 10/06/1999
Waterfurnace International, Inc. | Eagle Mountain | ZS030**3*4 |  | Ground-Water-Source | WBAHP: Heat Pump Packaged Unit | Heat Pump | 208 | 3 |  |  | No Match | Single-Speed |  |  |  | 32900 | 1377 | 23.9 | 16.2 | 28300 | 1885 | 4.4 | 3.6 | Non Federally-Regulated | 06/14/2011 |  | 04/19/2013
Florida Heat Pump | Florida Heat Pump | EM042-3CS | EM042-1AH/AV | Water-Source | WBAH: Heating Only Packaged Un | Heat Pump | 208 | 3 |  |  | No Match | No Match |  |  |  | 44000 | 3666 | 12 | 9 | 50000 | 4185 | 3.5 | 3.5 | Non Federally-Regulated | 05/23/2001 |  | 07/18/2002
Mammoth | Hydrobank II | F084VHE |  | Water-Source | WBAHP: Heat Pump Packaged Unit | Heat Pump | 230 | 3 |  |  | No Match | No Match |  |  |  | 84000 | 8316 | 10.1 | 9.2 | 104000 | 8464 | 3.6 |  | Federally-Regulated Commercial & Industrial Equipment | 01/22/1990 |  | 12/21/1990
Mammoth | Hydrobank II | D031VLG |  | Ground-Water-Source | WBAHP: Heat Pump Packaged Unit | Heat Pump | 208 | 1 |  |  | No Match | No Match |  |  |  | 31000 | 2348 | 13.2 | 9 | 25000 | 2289 | 3.2 |  | Non Federally-Regulated | 05/23/2000 |  | 11/14/2000
Command-Aire | Command-Aire | SWPH267E |  | Water-Source | WBAHP: Heat Pump Packaged Unit | Heat Pump | 265 | 1 |  |  | No Match | No Match |  |  |  | 24000 | 2160 | 11.1 | 7.5 | 32000 | 2340 | 4.1 | 2.5 | Non Federally-Regulated | 05/16/1984 |  | 06/11/1985
ClimateMaster Inc. | Climate Master Series | HS/HL 096 G |  | Water-Source | WBAHP: Heat Pump Packaged Unit | Heat Pump | 230 | 1 |  |  | No Match | No Match |  |  |  | 95000 | 8636 | 11 | 9 | 114000 | 8792 | 3.8 | 3.8 | Federally-Regulated Commercial & Industrial Equipment | 12/14/1998 |  | 10/05/1999
Addison Products | Addison Products | VGY048-3A |  | Ground-Water-Source | WBAHP: Heat Pump Packaged Unit | Heat Pump | 230 | 3 |  |  | No Match | No Match |  |  |  | 53900 | 4052 | 13.3 | 9 | 36800 | 3478 | 3.1 |  | Non Federally-Regulated | 11/14/2000 |  | 07/18/2002
Florida Heat Pump | Florida Heat Pump | GT070-1VT/HZ/CF |  | Ground-Water-Source | WBAHP: Heat Pump Packaged Unit | Heat Pump | 230 | 1 |  |  | No Match | No Match |  |  |  | 72000 | 4897 | 14.7 | 9 | 53000 | 4852 | 3.2 |  | Non Federally-Regulated | 10/06/1999 |  | 04/10/2000
California Heat Pump | California Heat Pump | CHP-42V*-12-** |  | Water-Source | WBAHP: Heat Pump Packaged Unit | Heat Pump | 230 | 1 |  |  | No Match | No Match |  |  |  | 39000 | 4700 | 8.3 | 7.5 | 43000 | 4100 | 3 | 2.5 | Non Federally-Regulated | 05/16/1984 |  | 06/11/1985
Florida Heat Pump | Florida Heat Pump | CW012-2 |  | Ground-Water-Source | WBAHP: Heat Pump Packaged Unit | Heat Pump | 265 | 1 |  |  | No Match | No Match |  |  |  | 11000 | 714 | 15.4 | 9 | 7400 | 677 | 3.2 |  | Non Federally-Regulated | 07/22/2002 |  | 03/12/2009
Waterfurnace International, Inc. | Waterfurnace International, Inc. | VLH042A3 |  | Water-Source | WBAHP: Heat Pump Packaged Unit | Heat Pump | 208 | 3 |  |  | No Match | No Match |  |  |  | 40000 | 3076 | 13 | 10 | 47400 | 3230 | 4.3 |  | Federally-Regulated Commercial & Industrial Equipment | 12/14/1998 |  | 10/05/1999
Enertech Global, LLC | Enertech | TXT024B |  | Ground-Water-Source | WBAHP: Heat Pump Packaged Unit | Heat Pump | 230 | 1 |  |  | No Match | Single-Speed |  |  |  | 28700 | 1011 | 28.4 | 16.2 | 26500 | 1412 | 5.5 | 3.6 | Non Federally-Regulated | 06/14/2011 |  | 04/19/2013
ClimateMaster Inc. | Climate Master Series | GSV/GSH060 |  | Water-Source | WBAHP: Heat Pump Packaged Unit | Heat Pump | 208 | 1 |  |  | No Match | No Match |  |  |  | 59500 | 4375 | 13.6 | 10 | 77100 | 4806 | 4.7 |  | Federally-Regulated Commercial & Industrial Equipment | 10/05/1999 |  | 04/12/2000
Mammoth | Hydrobank II | D009HHJ |  | Water-Source | WBAHP: Heat Pump Packaged Unit | Heat Pump | 230 | 1 |  |  | No Match | No Match |  |  |  | 8800 | 880 | 10 | 10 | 12000 | 901 | 3.9 |  | Federally-Regulated Commercial & Industrial Equipment | 11/14/2000 |  | 07/18/2002
McQuay International | McQuay | W-CDD/CDE/CMG-1-036-E |  | Water-Source | WBAHP: Heat Pump Packaged Unit | Heat Pump | 208 | 1 |  |  | No Match | No Match |  |  |  | 35300 | 2674 | 13.2 | 10 | 40500 | 2825 | 4.2 |  | Federally-Regulated Commercial & Industrial Equipment | 10/05/1999 |  | 09/21/2000
Marvair | Marvair | WVP36HPA |  | Water-Source | WBAHP: Heat Pump Packaged Unit | Heat Pump | 208 | 1 |  |  | No Match | No Match |  |  |  | 34300 | 3118 | 11 | 9 | 43300 | 3340 | 3.8 | 3.2 | Federally-Regulated Commercial & Industrial Equipment | 02/22/1988 |  | 05/11/1988
Mammoth | Hydrobank II | F110VLF/HLF |  | Ground-Water-Source | WBAHP: Heat Pump Packaged Unit | Heat Pump | 230 | 3 |  |  | No Match | No Match |  |  |  | 105730 | 7949 | 13.3 | 9 | 82450 | 8054 | 3 |  | Non Federally-Regulated | 07/29/1998 |  | 10/02/1998
Mammoth | Mammoth | D020HSBXXX |  | Ground-Water-Source | WBAHP: Heat Pump Packaged Unit | Heat Pump | 230 | 1 |  |  | No Match | No Match |  |  |  | 22000 | 2100 | 10.5 |  | 26600 | 2225 | 3.5 |  | Non Federally-Regulated | 05/11/1988 |  | 03/15/1989
Waterfurnace International, Inc. | Waterfurnace International, Inc. | ATV045D3 |  | Ground-Water-Source | WBAHP: Heat Pump Packaged Unit | Heat Pump | 230 | 3 |  |  | No Match | No Match |  |  |  | 49800 | 3608 | 13.8 | 11 | 53000 | 3883 | 4 | 3.5 | Non Federally-Regulated | 03/31/1998 |  | 05/10/1998
Waterfurnace International, Inc. | American Standard, Inc. | A1GC070***1**4 |  | Water-Source | WBAHP: Heat Pump Packaged Unit | Heat Pump | 230 | 1 |  |  | No Match | Single-Speed |  |  |  | 63000 | 4406 | 14.3 | 12 | 79000 | 4926 | 4.7 | 4.2 | Federally-Regulated Commercial & Industrial Equipment | 03/02/2012 |  | 10/24/2014
Florida Heat Pump | Florida Heat Pump | GT062-3CS | GT062-1AH/AV | Water-Source | WBAH: Heating Only Packaged Un | Heat Pump | 208 | 3 |  |  | No Match | No Match |  |  |  | 60500 | 4959 | 12.2 | 9 | 76500 | 6057 | 3.7 | 3.5 | Non Federally-Regulated | 04/12/2000 |  | 07/18/2002
Enviro Master International llc | Enviro Master International | FWH12D******A*B |  | Water-Source | WBAHP-O: Heat Pump Packaged Un | Heat Pump | 230 | 1 |  |  | No Match | No Match |  |  |  | 11500 | 980 | 11.7 | 9.3 | 14200 | 1095 | 3.8 | 3.8 | Non Federally-Regulated | 07/31/1991 |  | 03/31/1998
McQuay / Snyder General | Electro-Hydronics | UC350G7 |  | Water-Source | WBAHP: Heat Pump Packaged Unit | Heat Pump | 265 | 1 |  |  | No Match | No Match |  |  |  | 35600 | 3360 | 10.6 | 7.5 | 43000 | 3500 | 3.6 | 2.5 | Non Federally-Regulated | 08/29/1986 |  | 05/11/1988
ClimateMaster Inc. | Climate Master Series | GRV/GRH018AE |  | Water-Source | WBAHP: Heat Pump Packaged Unit | Heat Pump | 265 | 1 |  |  | No Match | No Match |  |  |  | 18500 | 1554 | 11.9 | 10 | 22800 | 1757 | 3.8 |  | Federally-Regulated Commercial & Industrial Equipment | 01/22/2003 |  | 03/12/2009
Enertech Global, LLC | Enertech | H026C | ACD024 | Ground-Water-Source | WBAHP-C: Heat Pump Split Syste | Heat Pump | 208 | 1 |  |  | No Match | Single-Speed |  |  |  | 28800 | 1655 | 17.4 | 16.2 | 24100 | 1767 | 4 | 3.6 | Non Federally-Regulated | 04/30/2009 |  | 04/19/2013
Waterfurnace International, Inc. | Waterfurnace International, Inc. | VLV030A4 |  | Water-Source | WBAHP: Heat Pump Packaged Unit | Heat Pump | 460 | 3 |  |  | No Match | No Match |  |  |  | 29500 | 2107 | 14 | 10 | 35200 | 2292 | 4.5 |  | Federally-Regulated Commercial & Industrial Equipment | 12/14/1998 |  | 10/05/1999
Waterfurnace International, Inc. | Waterfurnace International, Inc. | NDV/NDH049G1*1 |  | Water-Source | WBAHP: Heat Pump Packaged Unit | Heat Pump | 208 | 1 |  |  | No Match | Dual-Speed |  |  |  | 50300 | 2942 | 17.1 | 12 | 56100 | 3162 | 5.2 | 4.2 | Federally-Regulated Commercial & Industrial Equipment | 09/03/2012 |  | 04/19/2013
Waterfurnace International, Inc. | Waterfurnace International, Inc. | SXH058B3 |  | Water-Source | WBAHP: Heat Pump Packaged Unit | Heat Pump | 208 | 3 |  |  | No Match | No Match |  |  |  | 55000 | 4044 | 13.6 | 10 | 69000 | 4493 | 4.5 |  | Federally-Regulated Commercial & Industrial Equipment | 07/29/1998 |  | 10/02/1998
ClimateMaster Inc. | Trane | WPVA26XB* |  | Water-Source | WBAHP: Heat Pump Packaged Unit | Heat Pump | 208 | 1 |  |  | No Match | No Match |  |  |  | 26000 | 2453 | 10.6 | 9 | 31600 | 2503 | 3.7 | 3.2 | Non Federally-Regulated | 05/11/1988 |  | 03/15/1989
Florida Heat Pump | Geomaster, LLC | EC041-2CF/HZ/VT |  | Water-Source | WBAHP: Heat Pump Packaged Unit | Heat Pump | 265 | 1 |  |  | No Match | Single-Speed |  |  |  | 38000 | 3040 | 12.5 | 12 | 49000 | 3418 | 4.2 | 4.2 | Federally-Regulated Commercial & Industrial Equipment | 04/23/2009 |  | 04/20/2015
Singer | Electro-Hydronics | CC140B3 |  | Water-Source | WBAHP: Heat Pump Packaged Unit | Heat Pump | 230 | 1 |  |  | No Match | No Match |  |  |  | 14000 | 1850 | 7.6 | 7.5 | 18000 | 2050 | 2.6 | 2.5 | Non Federally-Regulated | 01/05/1982 |  | 09/08/1982
Trane U.S. Inc. | Trane | GSUF0241A |  | Ground-Water-Source | WBAHP: Heat Pump Packaged Unit | Heat Pump | 208 | 1 |  |  | No Match | No Match |  |  |  | 23600 | 1661 | 14.2 | 9 | 17000 | 1779 | 2.8 |  | Non Federally-Regulated | 12/14/1998 |  | 11/19/2001
Enertech Global, LLC | Enertech | HXT024B |  | Ground-Source | WBAHP: Heat Pump Packaged Unit | Heat Pump | 208 | 1 |  |  | No Match | Single-Speed |  |  |  | 25600 | 1231 | 20.8 | 13.4 | 20500 | 1335 | 4.5 | 3.1 | Non Federally-Regulated | 06/14/2011 |  | 04/19/2013
Addison Products | Heat Controller | HWY120-3A |  | Water-Source | WBAHP: Heat Pump Packaged Unit | Heat Pump | 208 | 3 |  |  | No Match | No Match |  |  |  | 110000 | 10091 | 10.9 | 9 | 140000 | 10254 | 4 | 3.8 | Federally-Regulated Commercial & Industrial Equipment | 11/17/1999 |  | 04/12/2000
Marvair | Marvair | H-V345-A1-A |  | Water-Source | WBAHP: Heat Pump Packaged Unit | Heat Pump | 230 | 1 |  |  | No Match | No Match |  |  |  | 35000 | 3500 | 10 | 7.5 | 41000 | 3850 | 3.1 | 2.5 | Non Federally-Regulated | 01/05/1982 |  | 05/16/1984
Mammoth | Hydrobank II | D062VHJ |  | Water-Source | WBAHP: Heat Pump Packaged Unit | Heat Pump | 230 | 1 |  |  | No Match | No Match |  |  |  | 61000 | 5495 | 11.1 | 10 | 82000 | 6160 | 3.9 |  | Federally-Regulated Commercial & Industrial Equipment | 01/18/2001 |  | 03/12/2009
Enertech Global, LLC | Enertech | THT024A2 |  | Ground-Water-Source | WBAHP: Heat Pump Packaged Unit | Heat Pump | 208 | 3 |  |  | No Match | Single-Speed |  |  |  | 25400 | 1176 | 21.6 | 16.2 | 25000 | 1559 | 4.7 | 3.6 | Non Federally-Regulated | 03/02/2012 |  | 12/12/2012
Geosystems, LLC | Geosystems, LLC | RGS-V048 |  | Ground-Source | WBAHP: Heat Pump Packaged Unit | Heat Pump | 208 | 1 |  |  | No Match | Single-Speed |  |  |  | 51000 | 2948 | 17.3 | 13.4 | 37500 | 2970 | 3.7 | 3.1 | Non Federally-Regulated | 03/02/2012 |  | 12/12/2012
Waterfurnace International, Inc. | Waterfurnace International, Inc. | SXH019C1 |  | Water-Source | WBAHP: Heat Pump Packaged Unit | Heat Pump | 208 | 1 |  |  | No Match | No Match |  |  |  | 18600 | 1338 | 13.9 | 10 | 24200 | 1447 | 4.9 |  | Federally-Regulated Commercial & Industrial Equipment | 12/14/1998 |  | 10/05/1999
California Heat Pump | California Heat Pump | 35H**-12-** |  | Water-Source | WBAHP: Heat Pump Packaged Unit | Heat Pump | 230 | 1 |  |  | No Match | No Match |  |  |  | 35000 | 3180 | 11 | 7.5 | 42000 | 3240 | 3.8 | 2.5 | Non Federally-Regulated | 06/11/1985 |  | 05/11/1988
Climate Control / Snyder General | Electro-Hydronics | WM75C7 |  | Water-Source | WBAHP: Heat Pump Packaged Unit | Heat Pump | 265 | 1 |  |  | No Match | No Match |  |  |  | 6900 | 645 | 10.7 | 7.5 | 9500 | 730 | 3.8 | 2.5 | Non Federally-Regulated | 05/16/1984 |  | 08/29/1986
Addison Products | Addison Products | HWPH036-1JRC/3JLC |  | Water-Source | WBAHP-CB: Heat Pump Split Syst | Heat Pump | 230 | 1 |  |  | No Match | No Match |  |  |  | 35600 | 3236 | 11 | 9 | 40000 | 3348 | 3.5 | 3.5 | Non Federally-Regulated | 10/05/1999 |  | 11/14/2000
Florida Heat Pump | Florida Heat Pump | EM028-3CF/HZ/VT |  | Ground-Water-Source | WBAHP: Heat Pump Packaged Unit | Heat Pump | 208 | 3 |  |  | No Match | No Match |  |  |  | 29500 | 2048 | 14.4 | 9 | 20600 | 1829 | 3.3 |  | Non Federally-Regulated | 05/29/2001 |  | 07/18/2002
Waterfurnace International, Inc. | Eagle Mountain | ZS030**3*4 |  | Ground-Water-Source | WBAHP: Heat Pump Packaged Unit | Heat Pump | 230 | 3 |  |  | No Match | Single-Speed |  |  |  | 32900 | 1377 | 23.9 | 16.2 | 28300 | 1885 | 4.4 | 3.6 | Non Federally-Regulated | 06/14/2011 |  | 04/19/2013
Addison Products | Addison Products | HGY030-1A |  | Water-Source | WBAHP-CB: Heat Pump Split Syst | Heat Pump | 230 | 1 |  |  | No Match | No Match |  |  |  | 34900 | 2510 | 13.9 | 9 | 42300 | 3541 | 3.5 | 3.5 | Non Federally-Regulated | 07/22/2002 |  | 03/12/2009
Florida Heat Pump | Energy Miser | HLTH70-1 |  | Water-Source | WBAH-O: Heating Only Packaged | Heat Pump | 208 | 1 |  |  | No Match | No Match |  |  |  | 0 | 0 | 0 | 9 | 82000 | 6865 | 3.5 |  | Non Federally-Regulated | 03/07/1989 |  | 07/28/1992
Florida Heat Pump | Florida Heat Pump | GT054-1CS | GT054-1AH/AV | Water-Source | WBAH: Heating Only Packaged Un | Heat Pump | 208 | 1 |  |  | No Match | No Match |  |  |  | 52000 | 4262 | 12.2 | 9 | 61000 | 4703 | 3.8 | 3.5 | Non Federally-Regulated | 04/12/2000 |  | 07/18/2002
Enertech Global, LLC | Enertech | GCT036C |  | Ground-Source | WBAHP: Heat Pump Packaged Unit | Heat Pump | 230 | 1 |  |  | No Match | Single-Speed |  |  |  | 37500 | 2072 | 18.1 | 13.4 | 28100 | 2009 | 4.1 | 3.1 | Non Federally-Regulated | 12/12/2012 |  | 04/21/2014
Carrier Corp. | Carrier | 50QXV0481 |  | Water-Source | WBAHP: Heat Pump Packaged Unit | Heat Pump | 575 | 3 |  |  | No Match | No Match |  |  |  | 47500 | 4330 | 11 | 9 | 57800 | 4420 | 3.8 | 3.2 | Non Federally-Regulated | 03/15/1989 |  | 09/25/1989
Trane U.S. Inc. | Trane | WPVF0307 |  | Water-Source | WBAHP: Heat Pump Packaged Unit | Heat Pump | 265 | 1 |  |  | No Match | No Match |  |  |  | 29200 | 1986 | 14.7 | 10 | 37000 | 2463 | 4.4 |  | Federally-Regulated Commercial & Industrial Equipment | 10/05/1999 |  | 04/12/2000
Friedrich Air Conditioning Co. | Climate Master Series | 804-012-G******** |  | Water-Source | WBAHP: Heat Pump Packaged Unit | Heat Pump | 230 | 1 |  |  | No Match | No Match |  |  |  | 12500 | 1225 | 10.2 | 7.5 | 15700 | 1325 | 3.5 | 2.5 | Non Federally-Regulated | 08/30/1983 |  | 08/29/1986
Enertech Global, LLC | Enertech | H060C | MPD060 | Ground-Source | WBAHP-CB: Heat Pump Split Syst | Heat Pump | 208 | 1 |  |  | No Match | Single-Speed |  |  |  | 59500 | 3864 | 15.4 | 13.4 | 47600 | 4230 | 3.3 | 3.1 | Non Federally-Regulated | 07/16/2009 |  | 03/02/2012
Geoflex Systems, Inc. | Geoflex Systems, Inc. | GF1S-V/H/D/M-042WAABP |  | Water-Source | WBAHP: Heat Pump Packaged Unit | Both Heat Pump and Electric Re | 230 | 1 |  |  | No Match | Single-Speed |  |  |  | 38600 | 2121 | 18.2 | 12 | 45500 | 2299 | 5.8 | 4.2 | Federally-Regulated Commercial & Industrial Equipment | 11/30/2011 |  | 03/02/2012
Florida Heat Pump | Florida Heat Pump | GT048-1CS | GT048-1AH/AV | Ground-Water-Source | WBAHP-CB: Heat Pump Split Syst | Heat Pump | 208 | 1 |  |  | No Match | No Match |  |  |  | 48000 | 3609 | 13.3 | 9 | 36400 | 3231 | 3.3 |  | Non Federally-Regulated | 05/29/2001 |  | 07/18/2002
Enertech Global, LLC | Enertech | THT024A |  | Ground-Water-Source | WBAHP: Heat Pump Packaged Unit | Heat Pump | 230 | 1 |  |  | No Match | Single-Speed |  |  |  | 24400 | 1232 | 19.8 | 16.2 | 24300 | 1737 | 4.1 | 3.6 | Non Federally-Regulated | 12/12/2012 |  | 05/11/2015
Addison Products | Heat Controller | WSH032-3AR |  | Water-Source | WBAHP: Heat Pump Packaged Unit | Heat Pump | 208 | 3 |  |  | No Match | No Match |  |  |  | 33000 | 2481 | 13.3 | 10 | 43000 | 2863 | 4.4 |  | Federally-Regulated Commercial & Industrial Equipment | 10/05/1999 |  | 04/12/2000
Waterfurnace International, Inc. | Waterfurnace International, Inc. | NSZ030A0 | NRAC026* | Ground-Source | WBAHP-CB: Heat Pump Split Syst | Heat Pump | 230 | 1 |  |  | No Match | Single-Speed |  |  |  | 26800 | 1354 | 19.8 | 13.4 | 19700 | 1443 | 4 | 3.1 | Non Federally-Regulated | 01/24/2011 |  | 10/24/2014
McQuay International | McQuay | WCCH/WCCW-030-E |  | Water-Source | WBAHP-CB: Heat Pump Split Syst | Heat Pump | 208 | 1 |  |  | No Match | No Match |  |  |  | 30700 | 2379 | 12.9 | 9 | 39400 | 2960 | 3.9 | 3.5 | Non Federally-Regulated | 11/19/2002 |  | 03/12/2009
Florida Heat Pump | Florida Heat Pump | GT024-1CF/HZ/VT |  | Water-Source | WBAHP: Heat Pump Packaged Unit | Heat Pump | 230 | 1 |  |  | No Match | No Match |  |  |  | 23500 | 1766 | 13.3 | 10 | 27200 | 1811 | 4.4 |  | Federally-Regulated Commercial & Industrial Equipment | 05/29/2001 |  | 02/09/2009
Waterfurnace International, Inc. | Waterfurnace International, Inc. | VLH058A1 |  | Water-Source | WBAHP: Heat Pump Packaged Unit | Heat Pump | 230 | 1 |  |  | No Match | No Match |  |  |  | 57500 | 4563 | 12.6 | 10 | 68000 | 4860 | 4.1 |  | Federally-Regulated Commercial & Industrial Equipment | 07/29/1998 |  | 10/02/1998
Florida Heat Pump | Florida Heat Pump | GT030-1CF/HZ/VT |  | Water-Source | WBAHP: Heat Pump Packaged Unit | Heat Pump | 208 | 1 |  |  | No Match | No Match |  |  |  | 28000 | 1818 | 15.4 | 10 | 35000 | 1864 | 5.5 |  | Federally-Regulated Commercial & Industrial Equipment | 05/29/2001 |  | 02/17/2011
Mammoth | Mammoth | D104VSCXXX |  | Water-Source | WBAHP: Heat Pump Packaged Unit | Heat Pump | 208 | 1 |  |  | No Match | No Match |  |  |  | 104000 | 9360 | 11.1 | 9.2 | 123000 | 9740 | 3.7 |  | Non Federally-Regulated | 05/11/1988 |  | 03/15/1989
Waterfurnace International, Inc. | Waterfurnace International, Inc. | VLH/VXH018*2 |  | Water-Source | WBAHP: Heat Pump Packaged Unit | Heat Pump | 265 | 1 |  |  | No Match | No Match |  |  |  | 18300 | 1440 | 12.7 | 10 | 23000 | 1643 | 4.1 |  | Federally-Regulated Commercial & Industrial Equipment | 10/05/1999 |  | 03/12/2009
McQuay International | McQuay | CCH/CCW/HWH/HWW019C-G |  | Water-Source | WBAHP: Heat Pump Packaged Unit | Heat Pump | 230 | 1 |  |  | No Match | No Match |  |  |  | 18400 | 1520 | 12.1 | 10 | 23200 | 1789 | 3.8 |  | Federally-Regulated Commercial & Industrial Equipment | 12/14/1998 |  | 11/17/1999
Inter-City Products Corp. | McQuay | CCH024C*F |  | Water-Source | WBAHP: Heat Pump Packaged Unit | Heat Pump | 208 | 3 |  |  | No Match | No Match |  |  |  | 23500 | 2009 | 11.7 | 9.3 | 30400 | 2346 | 3.8 | 3.8 | Non Federally-Regulated | 07/31/1991 |  | 03/31/1998
McQuay / Snyder General | Electro-Hydronics | LHV25AP |  | Water-Source | WBAHP: Heat Pump Packaged Unit | Heat Pump | 460 | 3 |  |  | No Match | No Match |  |  |  | 256000 | 22000 | 11.6 |  | 284000 | 22400 | 3.7 | 2.5 | Non Federally-Regulated | 08/29/1986 |  | 05/11/1988
Mammoth | Hydrobank II | F045HHF/VHF |  | Water-Source | WBAHP: Heat Pump Packaged Unit | Heat Pump | 208 | 3 |  |  | No Match | No Match |  |  |  | 44500 | 3178 | 14 | 10 | 57500 | 3662 | 4.6 |  | Federally-Regulated Commercial & Industrial Equipment | 10/05/1999 |  | 05/23/2000
ClimateMaster Inc. | Climate Master | ADD/E064A | FV/E4***006 | Ground-Source | WBAHP-CB: Heat Pump Split Syst | Heat Pump | 208 | 1 |  |  | No Match | Single-Speed |  |  |  | 59000 | 3554 | 16.6 | 13.4 | 45800 | 3628 | 3.7 | 3.1 | Non Federally-Regulated | 01/09/2014 |  | 06/09/2015
Waterfurnace International, Inc. | Geotility Geothermal Installations | ZS023**3*0 |  | Ground-Water-Source | WBAHP: Heat Pump Packaged Unit | Heat Pump | 230 | 3 |  |  | No Match | Single-Speed |  |  |  | 25400 | 1129 | 22.5 | 16.2 | 21900 | 1646 | 3.9 | 3.6 | Non Federally-Regulated | 01/24/2011 |  | 04/19/2013
Singer | Electro-Hydronics | VF190D7 |  | Water-Source | WBAHP: Heat Pump Packaged Unit | Heat Pump | 265 | 1 |  |  | No Match | No Match |  |  |  | 17500 | 2250 | 7.8 | 7.5 | 21000 | 2350 | 2.6 | 2.5 | Non Federally-Regulated | 09/08/1982 |  | 05/16/1984
Waterfurnace International, Inc. | Waterfurnace International, Inc. | SXH048C0 |  | Water-Source | WBAHP: Heat Pump Packaged Unit | Heat Pump | 230 | 1 |  |  | No Match | No Match |  |  |  | 49000 | 3629 | 13.5 | 10 | 60500 | 3772 | 4.7 |  | Federally-Regulated Commercial & Industrial Equipment | 12/14/1998 |  | 10/05/1999
Waterfurnace International, Inc. | Rybacki - Hart Enterprises | ZS041**0*1 |  | Ground-Source | WBAHP: Heat Pump Packaged Unit | Heat Pump | 208 | 1 |  |  | No Match | Single-Speed |  |  |  | 41000 | 2485 | 16.5 | 13.4 | 29000 | 2500 | 3.4 | 3.1 | Non Federally-Regulated | 01/24/2011 |  | 04/19/2013
McQuay International | McQuay | WCCH/WCCW-036-K |  | Water-Source | WBAHP-CB: Heat Pump Split Syst | Heat Pump | 460 | 3 |  |  | No Match | No Match |  |  |  | 37300 | 2937 | 12.7 | 9 | 47100 | 3833 | 3.6 | 3.5 | Non Federally-Regulated | 11/19/2002 |  | 03/12/2009
Heat Controller | Heat Controller | DWPG024-1B-XL* |  | Water-Source | WBAHP-CB: Heat Pump Split Syst | Heat Pump | 208 | 1 |  |  | No Match | No Match |  |  |  | 21800 | 1639 | 13.3 | 9 | 24200 | 1729 | 4.1 | 3.5 | Non Federally-Regulated | 02/02/1998 |  | 10/02/1998
Command-Aire | Command-Aire | SWPH-091 |  | Water-Source | WBAHP: Heat Pump Packaged Unit | Heat Pump | 208 | 1 |  |  | No Match | No Match |  |  |  | 10600 | 1175 | 9 | 9 | 14000 | 1225 | 3.3 | 3.2 | Non Federally-Regulated | 02/22/1990 |  | 07/31/1991
McQuay / Snyder General | Electro-Hydronics | FC260FD |  | Water-Source | WBAHP: Heat Pump Packaged Unit | Heat Pump | 230 | 3 |  |  | No Match | No Match |  |  |  | 26000 | 2450 | 10.6 | 7.5 | 31600 | 2500 | 3.7 | 2.5 | Non Federally-Regulated | 08/29/1986 |  | 05/11/1988
Waterfurnace International, Inc. | Waterfurnace International, Inc. | CX*018*2 |  | Water-Source | WBAHP-O: Heat Pump Packaged Un | Heat Pump | 265 | 1 |  |  | No Match | No Match |  |  |  | 17800 | 1338 | 13.3 | 10 | 23500 | 1530 | 4.5 |  | Federally-Regulated Commercial & Industrial Equipment | 04/12/2000 |  | 11/14/2000
Command-Aire | Command-Aire | GSUF0241B |  | Ground-Water-Source | WBAHP: Heat Pump Packaged Unit | Heat Pump | 208 | 1 |  |  | No Match | No Match |  |  |  | 24000 | 1538 | 15.6 | 9 | 16600 | 1677 | 2.9 |  | Non Federally-Regulated | 12/14/1998 |  | 04/10/2000
Hydro Delta Corp. | Hydro Delta Corp. | 03-026-WTARD-HE |  | Water-Source | WBAHP-CB: Heat Pump Split Syst | Heat Pump | 230 | 1 |  |  | No Match | No Match |  |  |  | 25000 | 2083 | 12 | 9 | 29000 | 2296 | 3.7 | 3.5 | Non Federally-Regulated | 11/17/1999 |  | 04/12/2000
Mammoth | Hydrobank II | G054HLG |  | Ground-Water-Source | WBAHP: Heat Pump Packaged Unit | Heat Pump | 460 | 3 |  |  | No Match | No Match |  |  |  | 52000 | 3714 | 14 | 9 | 41500 | 3684 | 3.3 |  | Non Federally-Regulated | 07/22/2002 |  | 03/12/2009
Florida Heat Pump | Energy Miser | HEV68-4 |  | Water-Source | WBAHP: Heat Pump Packaged Unit | Heat Pump | 460 | 3 |  |  | No Match | No Match |  |  |  | 68000 | 5665 | 12 | 10.5 | 88000 | 6290 | 4.1 | 3.8 | Non Federally-Regulated | 07/31/1991 |  | 03/31/1998
Mammoth | Hydrobank II | D019HHH/VHH |  | Water-Source | WBAHP: Heat Pump Packaged Unit | Heat Pump | 230 | 1 |  |  | No Match | No Match |  |  |  | 18400 | 1672 | 11 | 10 | 27000 | 2082 | 3.8 |  | Federally-Regulated Commercial & Industrial Equipment | 12/14/1998 |  | 05/23/2000
Florida Heat Pump | Florida Heat Pump | BP048-1HZ/VT |  | Ground-Water-Source | WBAHP: Heat Pump Packaged Unit | Heat Pump | 208 | 1 |  |  | No Match | Single-Speed |  |  |  | 53600 | 2101 | 25.5 | 16.2 | 40500 | 2760 | 4.3 | 3.6 | Non Federally-Regulated | 06/14/2011 |  | 04/21/2014
ClimateMaster Inc. | Carrier Corp. | 50PRH/V018 3 |  | Water-Source | WBAHP: Heat Pump Packaged Unit | Heat Pump | 208 | 1 |  |  | No Match | Single-Speed |  |  |  | 17300 | 1210 | 14.3 | 12 | 21500 | 1260 | 5 | 4.2 | Federally-Regulated Commercial & Industrial Equipment | 01/24/2011 |  | 08/23/2011
Florida Heat Pump | Energy Miser | LT 40 CF -3 |  | Ground-Water-Source | WBAHP: Heat Pump Packaged Unit | Heat Pump | 208 | 3 |  |  | No Match | No Match |  |  |  | 36400 | 3250 | 11.2 | 11 | 42000 | 3515 | 3.5 | 3.4 | Non Federally-Regulated | 07/31/1991 |  | 03/31/1998
Climate Control / Snyder General | Electro-Hydronics | FC610GK |  | Water-Source | WBAHP: Heat Pump Packaged Unit | Heat Pump | 208 | 3 |  |  | No Match | No Match |  |  |  | 61500 | 5850 | 10.5 | 7.5 | 69000 | 5790 | 3.5 | 2.5 | Non Federally-Regulated | 05/16/1984 |  | 06/11/1985
California Heat Pump | California Heat Pump | 61-H**-12-** |  | Water-Source | WBAHP: Heat Pump Packaged Unit | Heat Pump | 230 | 1 |  |  | No Match | No Match |  |  |  | 61000 | 6120 | 10 | 7.5 | 77000 | 6450 | 3.5 | 2.5 | Non Federally-Regulated | 06/11/1985 |  | 05/11/1988
Florida Heat Pump | Florida Heat Pump | EM018-1HZ |  | Water-Source | WBAHP: Heat Pump Packaged Unit | Heat Pump | 208 | 1 |  |  | No Match | No Match |  |  |  | 18500 | 1370 | 13.5 | 9.3 | 25000 | 1526 | 4.8 | 3.8 | Federally-Regulated Commercial & Industrial Equipment | 03/31/1998 |  | 05/10/1998
Waterfurnace International, Inc. | Eagle Mountain | GTS038A1 | GRAC036* | Water-Source | WBAHP-CB: Heat Pump Split Syst | Heat Pump | 230 | 1 |  |  | No Match | Dual-Speed |  |  |  | 34000 | 2329 | 14.6 | 12 | 40100 | 2350 | 5 | 4.2 | Federally-Regulated Commercial & Industrial Equipment | 08/23/2011 |  | 04/19/2013
Waterfurnace International, Inc. | Eagle Mountain | ZS042**3*0 |  | Ground-Water-Source | WBAHP: Heat Pump Packaged Unit | Heat Pump | 208 | 3 |  |  | No Match | Single-Speed |  |  |  | 45800 | 2009 | 22.8 | 16.2 | 37000 | 2854 | 3.8 | 3.6 | Non Federally-Regulated | 01/24/2011 |  | 04/19/2013
Mammoth | Hydrobank II | E013VHJ |  | Water-Source | WBAHP: Heat Pump Packaged Unit | Heat Pump | 265 | 1 |  |  | No Match | No Match |  |  |  | 12500 | 1190 | 10.5 | 10 | 16000 | 1202 | 3.9 |  | Federally-Regulated Commercial & Industrial Equipment | 01/18/2001 |  | 03/12/2009
Waterfurnace International, Inc. | Waterfurnace International, Inc. | ATH057D3(P) |  | Ground-Water-Source | WBAHP: Heat Pump Packaged Unit | Heat Pump | 230 | 3 |  |  | No Match | No Match |  |  |  | 36000 | 1914 | 18.8 | 9 | 26000 | 2116 | 3.6 |  | Non Federally-Regulated | 01/30/1998 |  | 05/10/1998
American Air Filter | Enercon | GVW-41 |  | Water-Source | WBAHP: Heat Pump Packaged Unit | Heat Pump | 208 | 1 |  |  | No Match | No Match |  |  |  | 40000 | 3571 | 11.2 | 9 | 48500 | 4180 | 3.4 | 3.2 | Non Federally-Regulated | 02/22/1990 |  | 07/31/1991
Florida Heat Pump | Florida Heat Pump | GT054-5VT/HZ/CF |  | Ground-Source | WBAHP: Heat Pump Packaged Unit | Heat Pump | 575 | 3 |  |  | No Match | No Match |  |  |  | 51500 | 3961 | 13 |  | 42500 | 4151 | 3 |  | Non Federally-Regulated | 03/31/1998 |  | 05/10/1998
California Heat Pump | Trane | WPVB-0266 |  | Water-Source | WBAHP: Heat Pump Packaged Unit | Heat Pump | 230 | 3 |  |  | No Match | No Match |  |  |  | 25500 | 3050 | 8.4 | 7.5 | 31000 | 3200 | 2.8 | 2.5 | Non Federally-Regulated | 06/11/1985 |  | 05/11/1988
Command-Aire | Command-Aire | RUWP-1833 |  | Water-Source | WBAHP: Heat Pump Packaged Unit | Heat Pump | 208 | 3 |  |  | No Match | No Match |  |  |  | 195000 | 22800 | 8.6 |  | 257000 | 22700 | 3.3 | 2.5 | Non Federally-Regulated | 02/22/1990 |  | 07/31/1991
Waterfurnace International, Inc. | Waterfurnace International, Inc. | ATH070*3 |  | Ground-Water-Source | WBAHP: Heat Pump Packaged Unit | Heat Pump | 230 | 3 |  |  | No Match | No Match |  |  |  | 71000 | 6698 | 10.6 | 9 | 52000 | 5441 | 2.8 |  | Non Federally-Regulated | 10/06/1999 |  | 05/19/2000
Command-Aire | Command-Aire | SWP-281 |  | Water-Source | WBAHP: Heat Pump Packaged Unit | Heat Pump | 230 | 1 |  |  | No Match | No Match |  |  |  | 29000 | 3050 | 9.5 | 7.5 | 38000 | 3150 | 3.5 | 2.5 | Non Federally-Regulated | 01/05/1982 |  | 05/11/1988
Florida Heat Pump | Florida Heat Pump | GT026-1VT/HZ/CF |  | Ground-Source | WBAHP: Heat Pump Packaged Unit | Heat Pump | 230 | 1 |  |  | No Match | No Match |  |  |  | 27000 | 1901 | 14.2 |  | 19500 | 1785 | 3.2 |  | Non Federally-Regulated | 03/31/1998 |  | 05/10/1998
McQuay / Snyder General | Electro-Hydronics | VE330G5 |  | Water-Source | WBAHP: Heat Pump Packaged Unit | Heat Pump | 208 | 1 |  |  | No Match | No Match |  |  |  | 33000 | 3050 | 10.8 | 7.5 | 35000 | 2900 | 3.5 | 2.5 | Non Federally-Regulated | 08/29/1986 |  | 05/11/1988
Florida Heat Pump | Florida Heat Pump | EM036-1VT |  | Water-Source | WBAHP: Heat Pump Packaged Unit | Heat Pump | 208 | 1 |  |  | No Match | No Match |  |  |  | 35000 | 2500 | 14 | 9.3 | 42000 | 2735 | 4.5 | 3.8 | Federally-Regulated Commercial & Industrial Equipment | 03/31/1998 |  | 05/10/1998
Florida Heat Pump | Energy Miser | HE19CF-1 |  | Water-Source | WBAHP: Heat Pump Packaged Unit | Heat Pump | 208 | 1 |  |  | No Match | No Match |  |  |  | 18600 | 1700 |  | 7.5 | 26000 | 1905 | 4 | 2.5 | Non Federally-Regulated | 08/29/1986 |  | 05/11/1988
Mammoth | Mammoth | D064VSXXX |  | Ground-Water-Source | WBAHP: Heat Pump Packaged Unit | Heat Pump | 208 | 1 |  |  | No Match | No Match |  |  |  | 65500 | 6340 | 10.3 |  | 67500 | 6180 | 3.2 |  | Non Federally-Regulated | 05/11/1988 |  | 03/15/1989
Waterfurnace International, Inc. | Eagle Mountain | GTS064A1 | GAH060* | Ground-Water-Source | WBAHP-CB: Heat Pump Split Syst | Heat Pump | 208 | 1 |  |  | No Match | Dual-Speed |  |  |  | 63800 | 3323 | 19.2 | 16.2 | 55800 | 3803 | 4.3 | 3.6 | Non Federally-Regulated | 01/24/2011 |  | 04/19/2013
McQuay / Snyder General | Electro-Hydronics | CW330GK |  | Water-Source | WBAHP: Heat Pump Packaged Unit | Heat Pump | 208 | 3 |  |  | No Match | No Match |  |  |  | 33000 | 3050 | 10.8 | 7.5 | 39000 | 3090 | 3.7 | 2.5 | Non Federally-Regulated | 08/29/1986 |  | 05/11/1988
Econar | Econar | GV591 |  | Ground-Water-Source | WBAHP: Heat Pump Packaged Unit | Heat Pump | 208 | 1 |  |  | No Match | No Match |  |  |  | 57500 | 4831 | 11.9 | 9 | 55500 | 5247 | 3.1 |  | Non Federally-Regulated | 01/30/1998 |  | 03/31/1998
McQuay / Snyder General | Electro-Hydronics | FW350F3 |  | Water-Source | WBAHP: Heat Pump Packaged Unit | Heat Pump | 230 | 1 |  |  | No Match | No Match |  |  |  | 35600 | 3360 | 10.6 | 9 | 43000 | 3500 | 3.6 | 3.2 | Non Federally-Regulated | 05/11/1988 |  | 03/15/1989
Carrier Corp. | Carrier | 50HQ0093 |  | Water-Source | WBAHP: Heat Pump Packaged Unit | Heat Pump | 230 | 1 |  |  | No Match | No Match |  |  |  | 8400 | 810 | 10.4 | 9 | 12000 | 900 | 3.9 | 3.2 | Non Federally-Regulated | 05/11/1988 |  | 03/15/1989
Enertech Global, LLC | Enertech | GSC018 | ACD024 | Ground-Source | WBAHP-C: Heat Pump Split Syste | Heat Pump | 208 | 1 |  |  | No Match | Single-Speed |  |  |  | 16700 | 928 | 18 | 13.4 | 13300 | 1114 | 3.5 | 3.1 | Non Federally-Regulated | 04/30/2009 |  | 03/02/2012
McQuay International | McQuay | LHP/LWP10D-W |  | Water-Source | WBAHP: Heat Pump Packaged Unit | Heat Pump | 575 | 3 |  |  | No Match | No Match |  |  |  | 107000 | 8991 | 11.9 | 10.5 | 120000 | 9254 | 3.8 | 3.8 | Federally-Regulated Commercial & Industrial Equipment | 03/31/1998 |  | 05/10/1998
Carrier Corp. | Carrier | 50KQ0193 |  | Water-Source | WBAHP: Heat Pump Packaged Unit | Heat Pump | 230 | 1 |  |  | No Match | No Match |  |  |  | 18400 | 1615 | 11.4 | 9 | 23000 | 1820 | 3.7 | 3.2 | Non Federally-Regulated | 05/11/1988 |  | 03/15/1989
Econar | Econar | GH492 |  | Water-Source | WBAHP-CB: Heat Pump Split Syst | Heat Pump | 208 | 1 |  |  | No Match | No Match |  |  |  | 43500 | 3717 | 11.7 | 9 | 66000 | 5227 | 3.7 | 3.5 | Non Federally-Regulated | 02/02/1998 |  | 10/02/1998
Climate Control / Snyder General | Electro-Hydronics | LM150B3 |  | Water-Source | WBAHP: Heat Pump Packaged Unit | Heat Pump | 230 | 1 |  |  | No Match | No Match |  |  |  | 14700 | 1875 | 7.8 | 7.5 | 19000 | 1900 | 2.9 | 2.5 | Non Federally-Regulated | 05/16/1984 |  | 08/29/1986
Addison Products | Addison Products | HGY120-3A |  | Water-Source | WBAHP: Heat Pump Packaged Unit | Heat Pump | 208 | 3 |  |  | No Match | No Match |  |  |  | 108000 | 9391 | 11.5 | 9 | 136000 | 9961 | 4 | 3.8 | Federally-Regulated Commercial & Industrial Equipment | 11/19/2001 |  | 03/12/2009
Waterfurnace International, Inc. | Waterfurnace International, Inc. | SXV024*0 |  | Ground-Water-Source | WBAHP: Heat Pump Packaged Unit | Heat Pump | 208 | 1 |  |  | No Match | No Match |  |  |  | 27000 | 1741 | 15.5 | 9 | 18000 | 1551 | 3.4 |  | Non Federally-Regulated | 10/06/1999 |  | 05/19/2000
Mammoth | Sol-A-Terra II | F054VSB |  | Ground-Water-Source | WBAHP: Heat Pump Packaged Unit | Heat Pump | 208 | 3 |  |  | No Match | No Match |  |  |  | 55500 | 5045 | 11 | 11 | 67000 | 5609 | 3.5 | 3.4 | Non Federally-Regulated | 07/31/1991 |  | 03/31/1998
Waterfurnace International, Inc. | Waterfurnace International, Inc. | NSV/NSH036F1*4 |  | Ground-Source | WBAHP: Heat Pump Packaged Unit | Heat Pump | 230 | 1 |  |  | No Match | Single-Speed |  |  |  | 35400 | 1580 | 22.4 | 13.4 | 24100 | 1605 | 4.4 | 3.1 | Non Federally-Regulated | 05/02/2012 |  | 04/19/2013
Waterfurnace International, Inc. | Waterfurnace International, Inc. | SXH042C1 |  | Water-Source | WBAHP: Heat Pump Packaged Unit | Heat Pump | 230 | 1 |  |  | No Match | No Match |  |  |  | 42000 | 3000 | 14 | 10 | 54500 | 3131 | 5.1 |  | Federally-Regulated Commercial & Industrial Equipment | 02/02/1998 |  | 03/31/1998
Geoflex Systems, Inc. | Geoflex Systems, Inc. | GF1T-V/H/D/M-038WAABP |  | Ground-Water-Source | WBAHP: Heat Pump Packaged Unit | Both Heat Pump and Electric Re | 208 | 1 |  |  | No Match | Dual-Speed |  |  |  | 39100 | 1693 | 23.1 | 16.2 | 36800 | 2201 | 4.9 | 3.6 | Non Federally-Regulated | 03/02/2012 |  | 01/09/2014
Climate Control / Snyder General | Electro-Hydronics | UC330G7 |  | Water-Source | WBAHP: Heat Pump Packaged Unit | Heat Pump | 265 | 1 |  |  | No Match | No Match |  |  |  | 33000 | 3050 | 10.8 | 7.5 | 39000 | 3090 | 3.7 | 2.5 | Non Federally-Regulated | 05/16/1984 |  | 08/29/1986
Snyder General Corp. | McQuay | LHP7.5BP |  | Water-Source | WBAHP: Heat Pump Packaged Unit | Heat Pump | 460 | 3 |  |  | No Match | No Match |  |  |  | 76000 | 7100 | 10.7 | 9.2 | 95000 | 7500 | 3.7 | 2.5 | Non Federally-Regulated | 02/22/1990 |  | 07/31/1991
Mammoth | Hydrobank II | G110VLF/HLF |  | Ground-Water-Source | WBAHP: Heat Pump Packaged Unit | Heat Pump | 460 | 3 |  |  | No Match | No Match |  |  |  | 105730 | 7949 | 13.3 | 9 | 82450 | 8054 | 3 |  | Non Federally-Regulated | 07/29/1998 |  | 10/02/1998
Waterfurnace International, Inc. | Eagle Mountain | GS015**0*0 |  | Ground-Water-Source | WBAHP: Heat Pump Packaged Unit | Heat Pump | 230 | 1 |  |  | No Match | Single-Speed |  |  |  | 16200 | 623 | 26 | 16.2 | 14900 | 992 | 4.4 | 3.6 | Non Federally-Regulated | 01/24/2011 |  | 04/19/2013
Addison Products | Addison Products | DWPG060-1B-XL* |  | Ground-Water-Source | WBAHP: Heat Pump Packaged Unit | Heat Pump | 208 | 1 |  |  | No Match | No Match |  |  |  | 58000 | 4393 | 13.2 | 9 | 44000 | 4298 | 3 |  | Non Federally-Regulated | 12/14/1998 |  | 04/10/2000
McQuay International | McQuay | W-LDD/LDS/LMH/LMS-1-10 |  | Water-Source | WBAHP: Heat Pump Packaged Unit | Heat Pump | 575 | 3 |  |  | No Match | No Match |  |  |  | 107000 | 8991 | 11.9 | 9 | 120000 | 9015 | 3.9 | 3.8 | Federally-Regulated Commercial & Industrial Equipment | 11/14/2000 |  | 01/18/2001
Waterfurnace International, Inc. | Waterfurnace International, Inc. | ATV057*0(P) |  | Ground-Water-Source | WBAHP: Heat Pump Packaged Unit | Heat Pump | 230 | 1 |  |  | No Match | No Match |  |  |  | 34000 | 1808 | 18.8 | 9 | 26000 | 2116 | 3.6 |  | Non Federally-Regulated | 11/17/1999 |  | 05/19/2000
Command-Aire | Command-Aire | SWP-2033 |  | Water-Source | WBAHP: Heat Pump Packaged Unit | Heat Pump | 208 | 3 |  |  | No Match | No Match |  |  |  | 240000 | 24700 | 9.7 | 7.5 | 336000 | 27900 | 3.5 | 2.2 | Non Federally-Regulated | 01/05/1982 |  | 06/11/1985
Waterfurnace International, Inc. | Waterfurnace International, Inc. | SXV036B0 |  | Water-Source | WBAHP: Heat Pump Packaged Unit | Heat Pump | 230 | 1 |  |  | No Match | No Match |  |  |  | 36000 | 2647 | 13.6 | 10 | 44500 | 2774 | 4.7 |  | Federally-Regulated Commercial & Industrial Equipment | 08/21/1998 |  | 10/02/1998
McQuay International | McQuay | CCH/CCW/HWH/HWW048C-G |  | Water-Source | WBAHP: Heat Pump Packaged Unit | Heat Pump | 230 | 1 |  |  | No Match | No Match |  |  |  | 47000 | 3790 | 12.4 | 10 | 54000 | 3768 | 4.2 |  | Federally-Regulated Commercial & Industrial Equipment | 12/14/1998 |  | 11/17/1999
Snyder General Corp. | American Air Filter | EHW-75 |  | Water-Source | WBAHP: Heat Pump Packaged Unit | Heat Pump | 460 | 3 |  |  | No Match | No Match |  |  |  | 75000 | 7496 | 10 | 10.5 | 89000 | 7910 | 3.3 | 3.8 | Non Federally-Regulated | 07/31/1991 |  | 03/31/1998
Florida Heat Pump | Florida Heat Pump | GT024-1CF/HZ/VT |  | Water-Source | WBAHP-CB: Heat Pump Split Syst | Heat Pump | 265 | 1 |  |  | No Match | No Match |  |  |  | 25500 | 2125 | 12 | 9 | 27200 | 2277 | 3.5 | 3.5 | Non Federally-Regulated | 05/23/2001 |  | 07/16/2001
Friedrich Climate Master | Climate Master Series | 803-030-E******** |  | Water-Source | WBAHP: Heat Pump Packaged Unit | Heat Pump | 265 | 1 |  |  | No Match | No Match |  |  |  | 30000 | 2900 | 10.3 | 7.5 | 40500 | 3200 | 3.7 | 2.5 | Non Federally-Regulated | 08/29/1986 |  | 05/11/1988
McQuay / Snyder General | Electro-Hydronics | UW420G5 |  | Water-Source | WBAHP: Heat Pump Packaged Unit | Heat Pump | 208 | 1 |  |  | No Match | No Match |  |  |  | 42000 | 3850 | 10.9 | 7.5 | 52000 | 4100 | 3.7 | 2.5 | Non Federally-Regulated | 08/29/1986 |  | 05/11/1988
Waterfurnace International, Inc. | Waterfurnace International, Inc. | P066**3 |  | Ground-Water-Source | WBAHP: Heat Pump Packaged Unit | Heat Pump | 230 | 3 |  |  | No Match | No Match |  |  |  | 67000 | 5000 | 13.4 | 9 | 50000 | 4883 | 3 |  | Non Federally-Regulated | 07/22/2002 |  | 03/12/2009
Addison Products | Addison Products | WPH044-3JA/3JBA |  | Water-Source | WBAHP: Heat Pump Packaged Unit | Heat Pump | 230 | 3 |  |  | No Match | No Match |  |  |  | 41000 | 3727 | 11 | 9.3 | 51000 | 3933 | 3.8 | 3.8 | Federally-Regulated Commercial & Industrial Equipment | 03/31/1998 |  | 05/10/1998
McQuay / Snyder General | Electro-Hydronics | UC610G5 |  | Water-Source | WBAHP: Heat Pump Packaged Unit | Heat Pump | 208 | 1 |  |  | No Match | No Match |  |  |  | 61500 | 5850 | 10.5 | 7.5 | 77000 | 5785 | 3.9 | 2.5 | Non Federally-Regulated | 08/29/1986 |  | 05/11/1988
Waterfurnace International, Inc. | Waterfurnace International, Inc. | SXV024C1 |  | Ground-Water-Source | WBAHP: Heat Pump Packaged Unit | Heat Pump | 230 | 1 |  |  | No Match | No Match |  |  |  | 27000 | 1741 | 15.5 | 9 | 18000 | 1551 | 3.4 |  | Non Federally-Regulated | 12/14/1998 |  | 10/06/1999
Florida Heat Pump | Energy Miser | HE27CF-1 |  | Water-Source | WBAHP: Heat Pump Packaged Unit | Heat Pump | 230 | 1 |  |  | No Match | No Match |  |  |  | 27000 | 2365 | 11.4 | 7.5 | 36400 | 2600 | 4.1 | 2.5 | Non Federally-Regulated | 05/16/1984 |  | 05/11/1988
Waterfurnace International, Inc. | Waterfurnace International, Inc. | USV/USH024**0*1 |  | Water-Source | WBAHP: Heat Pump Packaged Unit | Heat Pump | 208 | 1 |  |  | No Match | Single-Speed |  |  |  | 23900 | 1583 | 15.1 | 12 | 27000 | 1684 | 4.7 | 4.2 | Federally-Regulated Commercial & Industrial Equipment | 01/24/2011 |  | 09/03/2012
Mammoth | Hydrobank II | E045VLF/HLF/DLF |  | Ground-Water-Source | WBAHP: Heat Pump Packaged Unit | Heat Pump | 265 | 1 |  |  | No Match | No Match |  |  |  | 44500 | 3320 | 13.4 | 9 | 34500 | 3370 | 3 |  | Non Federally-Regulated | 08/07/1998 |  | 10/02/1998
Addison Products | Addison Products | HGY120-3A |  | Water-Source | WBAHP-CB: Heat Pump Split Syst | Heat Pump | 208 | 3 |  |  | No Match | No Match |  |  |  | 110400 | 10036 | 11 | 9 | 137100 | 11477 | 3.5 | 3.5 | Non Federally-Regulated | 11/14/2000 |  | 01/24/2002
Command-Aire | Command-Aire | SWPHR351E |  | Water-Source | WBAHP: Heat Pump Packaged Unit | Heat Pump | 208 | 1 |  |  | No Match | No Match |  |  |  | 36000 | 3270 | 11 | 7.5 | 49000 | 3500 | 4 | 2.5 | Non Federally-Regulated | 05/16/1984 |  | 01/23/1988
Enertech Global, LLC | Enertech | TXT024C |  | Ground-Water-Source | WBAHP: Heat Pump Packaged Unit | Heat Pump | 208 | 1 |  |  | No Match | Single-Speed |  |  |  | 30100 | 1034 | 29.1 | 16.2 | 25100 | 1337 | 5.5 | 3.6 | Non Federally-Regulated | 11/30/2011 |  | 04/21/2014
Florida Heat Pump | Geomaster, LLC | ES036-1CS | ES036-1AV/AH | Ground-Water-Source | WBAHP-CB: Heat Pump Split Syst | Heat Pump | 230 | 1 |  |  | No Match | Single-Speed |  |  |  | 37500 | 1603 | 23.4 | 16.2 | 30500 | 2080 | 4.3 | 3.6 | Non Federally-Regulated | 06/15/2009 |  | 04/20/2015
Power-Save International, Inc. | S.O.E.S.I. | PSD-1200 (2) |  | Water-Source | WBAHP: Heat Pump Packaged Unit | Heat Pump | 230 | 1 |  |  | No Match | No Match |  |  |  | 144400 | 14122 | 10.2 |  | 189000 | 14300 | 3.9 | 3.8 | Non Federally-Regulated | 07/31/1991 |  | 03/31/1998
McQuay International | McQuay | CCW024E-T |  | Water-Source | WBAHP: Heat Pump Packaged Unit | Heat Pump | 460 | 3 |  |  | No Match | No Match |  |  |  | 25400 | 1840 | 13.8 | 10 | 29800 | 2130 | 4.1 |  | Federally-Regulated Commercial & Industrial Equipment | 02/02/1998 |  | 03/31/1998
Enertech Global, LLC | Enertech | HCT072D2 |  | Ground-Source | WBAHP: Heat Pump Packaged Unit | Heat Pump | 208 | 3 |  |  | No Match | Single-Speed | 3612 | 710 | 1 | 72600 | 4321 | 16.8 | 13.4 | 58000 | 4594 | 3.7 | 3.1 | Non Federally-Regulated | 09/03/2012 |  | 12/12/2012
Mammoth | Hydrobank II | D009HHG/VHG |  | Water-Source | WBAHP: Heat Pump Packaged Unit | Heat Pump | 208 | 1 |  |  | No Match | No Match |  |  |  | 8600 | 826 | 10.4 | 10 | 11800 | 864 | 4 |  | Federally-Regulated Commercial & Industrial Equipment | 10/05/1999 |  | 05/23/2000
Waterfurnace International, Inc. | Waterfurnace International, Inc. | E048**1(P) |  | Ground-Water-Source | WBAHP: Heat Pump Packaged Unit | Heat Pump | 208 | 1 |  |  | No Match | No Match |  |  |  | 29400 | 1420 | 20.7 | 9 | 21500 | 1657 | 3.8 |  | Non Federally-Regulated | 05/24/2001 |  | 07/18/2002
Addison Products | Heat Controller | HWY060-3A |  | Water-Source | WBAHP: Heat Pump Packaged Unit | Heat Pump | 208 | 3 |  |  | No Match | No Match |  |  |  | 60700 | 4598 | 13.2 | 10 | 78700 | 4906 | 4.7 |  | Federally-Regulated Commercial & Industrial Equipment | 11/17/1999 |  | 04/12/2000
Command-Aire | Command-Aire | SWPC-131 |  | Water-Source | WBAHP: Heat Pump Packaged Unit | Heat Pump | 208 | 1 |  |  | No Match | No Match |  |  |  | 13000 | 1300 | 10 | 9 | 17200 | 1450 | 3.5 | 3.2 | Non Federally-Regulated | 05/11/1988 |  | 03/15/1989
Climate Control / Snyder General | Electro-Hydronics | FC630FK |  | Water-Source | WBAHP: Heat Pump Packaged Unit | Heat Pump | 208 | 3 |  |  | No Match | No Match |  |  |  | 63000 | 6430 | 9.8 | 7.5 | 79000 | 6430 | 3.6 | 2.5 | Non Federally-Regulated | 06/11/1985 |  | 08/29/1986
Jacobsen Energy Ind., Inc. | Jacobsen Energy Ind., Inc. | 90***4**** |  | Water-Source | WBAHP: Heat Pump Packaged Unit | Heat Pump | 230 | 3 |  |  | No Match | No Match |  |  |  | 96500 | 9500 | 10.2 | 9.2 | 112500 | 9700 | 3.4 |  | Non Federally-Regulated | 05/11/1988 |  | 03/15/1989
Addison Products | Addison Products | HPY036-1A |  | Water-Source | WBAHP-CB: Heat Pump Split Syst | Heat Pump | 208 | 1 |  |  | No Match | No Match |  |  |  | 39400 | 2755 | 14.3 | 9 | 42700 | 3381 | 3.7 | 3.5 | Non Federally-Regulated | 11/14/2000 |  | 07/18/2002
Addison Products | Addison Products | DWPG066-3B-XL* |  | Ground-Water-Source | WBAHP: Heat Pump Packaged Unit | Heat Pump | 208 | 3 |  |  | No Match | No Match |  |  |  | 65000 | 5038 | 12.9 | 9 | 48000 | 5024 | 2.8 |  | Non Federally-Regulated | 07/29/1998 |  | 10/02/1998
Florida Heat Pump | Florida Heat Pump | EM072-1VT/HZ |  | Water-Source | WBAHP: Heat Pump Packaged Unit | Heat Pump | 208 | 1 |  |  | No Match | No Match |  |  |  | 71000 | 5107 | 13.9 | 9 | 76000 | 4840 | 4.6 | 3.8 | Federally-Regulated Commercial & Industrial Equipment | 10/05/1999 |  | 04/12/2000
ClimateMaster Inc. | Carrier Corp. | 50PCH/V009 |  | Water-Source | WBAHP: Heat Pump Packaged Unit | Heat Pump | 208 | 1 |  |  | No Match | Single-Speed |  |  |  | 8800 | 657 | 13.4 | 11.2 | 11600 | 809 | 4.2 | 4.2 | Federally-Regulated Commercial & Industrial Equipment | 10/24/2014 |  | 04/22/2015
ClimateMaster Inc. | Climate Master Series | VS/VL/HS/HL 012 |  | Water-Source | WBAHP: Heat Pump Packaged Unit | Heat Pump | 265 | 1 |  |  | No Match | No Match |  |  |  | 12200 | 1089 | 11.2 | 9.3 | 16200 | 1186 | 4 | 3.8 | Federally-Regulated Commercial & Industrial Equipment | 03/31/1998 |  | 05/10/1998
California Heat Pump | California Heat Pump | 61-V**-12-** |  | Water-Source | WBAHP: Heat Pump Packaged Unit | Heat Pump | 230 | 1 |  |  | No Match | No Match |  |  |  | 61000 | 6120 | 10 | 7.5 | 77000 | 6450 | 3.5 | 2.5 | Non Federally-Regulated | 06/11/1985 |  | 05/11/1988
Waterfurnace International, Inc. | Geosmart Energy, Inc. | GTS038A1 | GAH036* | Water-Source | WBAHP-CB: Heat Pump Split Syst | Heat Pump | 230 | 1 |  |  | No Match | Dual-Speed |  |  |  | 34000 | 2329 | 14.6 | 12 | 40100 | 2350 | 5 | 4.2 | Federally-Regulated Commercial & Industrial Equipment | 01/24/2011 |  | 08/23/2011
Singer | Electro-Hydronics | WE190C7 |  | Water-Source | WBAHP: Heat Pump Packaged Unit | Heat Pump | 265 | 1 |  |  | No Match | No Match |  |  |  | 18000 | 1850 | 9.7 | 7.5 | 22600 | 6850 | 3.3 | 2.5 | Non Federally-Regulated | 01/05/1982 |  | 09/08/1982
Trane U.S. Inc. | Trane | GEHB009 |  | Ground-Water-Source | WBAHP: Heat Pump Packaged Unit | Heat Pump | 208 | 1 |  |  | No Match | No Match |  |  |  | 8710 | 600 | 14.5 | 9 | 6100 | 576 | 3.1 |  | Non Federally-Regulated | 07/22/2002 |  | 03/12/2009
Singer | Electro-Hydronics | WM120C3 |  | Water-Source | WBAHP: Heat Pump Packaged Unit | Heat Pump | 230 | 1 |  |  | No Match | No Match |  |  |  | 11500 | 1200 | 9.6 | 7.5 | 14000 | 1300 | 3.1 | 2.5 | Non Federally-Regulated | 09/08/1982 |  | 05/16/1984
Waterfurnace International, Inc. | Waterfurnace International, Inc. | ATH045*1(P) |  | Ground-Water-Source | WBAHP: Heat Pump Packaged Unit | Heat Pump | 208 | 1 |  |  | No Match | No Match |  |  |  | 27800 | 1323 | 21 | 9 | 19600 | 1472 | 3.9 |  | Non Federally-Regulated | 11/17/1999 |  | 05/19/2000
Carrier Corp. | Carrier | 50KQ0094 |  | Water-Source | WBAHP: Heat Pump Packaged Unit | Heat Pump | 265 | 1 |  |  | No Match | No Match |  |  |  | 8600 | 810 | 10.6 | 9 | 10500 | 905 | 3.4 | 3.2 | Non Federally-Regulated | 02/22/1990 |  | 07/31/1991
Florida Heat Pump | Energy Miser | HE52CF-1 |  | Water-Source | WBAHP: Heat Pump Packaged Unit | Heat Pump | 230 | 1 |  |  | No Match | No Match |  |  |  | 51000 | 4550 | 11.2 | 7.5 | 65000 | 4760 | 4 | 2.5 | Non Federally-Regulated | 06/11/1985 |  | 05/11/1988
Command-Aire | Command-Aire | SWP414E |  | Water-Source | WBAHP: Heat Pump Packaged Unit | Heat Pump | 460 | 3 |  |  | No Match | No Match |  |  |  | 42000 | 3780 | 11.1 | 7.5 | 53000 | 3880 | 4 | 2.5 | Non Federally-Regulated | 05/16/1984 |  | 06/11/1985
Enertech Global, LLC | Enertech | TST072A2 | ACD060 | Ground-Water-Source | WBAHP-CB: Heat Pump Split Syst | Heat Pump | 208 | 3 |  |  | No Match | Single-Speed | 3108 | 4814 | 1 | 69100 | 3735 | 18.5 | 16.2 | 65700 | 4814 | 4 | 3.6 | Non Federally-Regulated | 03/02/2012 |  | 12/12/2012
Waterfurnace International, Inc. | American Standard, Inc. | A1GX030***1**1 |  | Water-Source | WBAHP: Heat Pump Packaged Unit | Heat Pump | 230 | 1 |  |  | No Match | Single-Speed |  |  |  | 28300 | 1474 | 19.2 | 12 | 32700 | 1653 | 5.8 | 4.2 | Federally-Regulated Commercial & Industrial Equipment | 08/23/2011 |  | 10/24/2014
Waterfurnace International, Inc. | Rybacki - Hart Enterprises | YS036**1*0 |  | Ground-Water-Source | WBAHP: Heat Pump Packaged Unit | Heat Pump | 230 | 1 |  |  | No Match | Single-Speed |  |  |  | 37700 | 1778 | 21.2 | 16.2 | 33000 | 2480 | 3.9 | 3.6 | Non Federally-Regulated | 01/24/2011 |  | 04/19/2013
ClimateMaster Inc. | Climate Master Series | V100-12 |  | Water-Source | WBAHP: Heat Pump Packaged Unit | Heat Pump | 230 | 1 |  |  | No Match | No Match |  |  |  | 101000 | 8782 | 11.5 | 9 | 109000 | 8406 | 3.8 | 3.8 | Federally-Regulated Commercial & Industrial Equipment | 12/14/1998 |  | 10/05/1999
Carrier Corp. | Carrier | 50Q*H01241 |  | Water-Source | WBAHP: Heat Pump Packaged Unit | Heat Pump | 265 | 1 |  |  | No Match | No Match |  |  |  | 12000 | 1091 | 11 | 10 | 14400 | 1110 | 3.8 |  | Federally-Regulated Commercial & Industrial Equipment | 08/02/1993 |  | 03/08/1996
Waterfurnace International, Inc. | Waterfurnace International, Inc. | SXV036C0 |  | Water-Source | WBAHP: Heat Pump Packaged Unit | Heat Pump | 208 | 1 |  |  | No Match | No Match |  |  |  | 36000 | 2647 | 13.6 | 10 | 44500 | 2774 | 4.7 |  | Federally-Regulated Commercial & Industrial Equipment | 02/02/1998 |  | 03/31/1998
Waterfurnace International, Inc. | Waterfurnace International, Inc. | SXH016A1 |  | Ground-Source | WBAHP: Heat Pump Packaged Unit | Heat Pump | 230 | 1 |  |  | No Match | No Match |  |  |  | 16700 | 1210 | 13.8 |  | 12800 | 1136 | 3.3 |  | Non Federally-Regulated | 03/31/1998 |  | 05/10/1998
Addison Products | Addison Products | VGY030-1A |  | Ground-Water-Source | WBAHP: Heat Pump Packaged Unit | Heat Pump | 230 | 1 |  |  | No Match | No Match |  |  |  | 33500 | 2557 | 13.1 | 9 | 23800 | 2179 | 3.2 |  | Non Federally-Regulated | 07/22/2002 |  | 03/12/2009
Addison Products | Addison Products | HWY042-3A |  | Water-Source | WBAHP: Heat Pump Packaged Unit | Heat Pump | 230 | 3 |  |  | No Match | No Match |  |  |  | 43600 | 3353 | 13 | 10 | 53000 | 3450 | 4.5 |  | Federally-Regulated Commercial & Industrial Equipment | 11/17/1999 |  | 11/14/2000
McQuay International | McQuay | WCCH/WCCW-042-F |  | Water-Source | WBAHP-CB: Heat Pump Split Syst | Heat Pump | 230 | 3 |  |  | No Match | No Match |  |  |  | 46400 | 3437 | 13.5 | 9 | 55400 | 4271 | 3.8 | 3.5 | Non Federally-Regulated | 11/19/2002 |  | 03/12/2009
Command-Aire | Command-Aire | SWPHXR137E |  | Water-Source | WBAHP: Heat Pump Packaged Unit | Heat Pump | 265 | 1 |  |  | No Match | No Match |  |  |  | 12500 | 1140 | 11 | 9 | 18000 | 1290 | 4.1 | 3.2 | Non Federally-Regulated | 05/11/1988 |  | 03/15/1989
Command-Aire | Command-Aire | RWP-403 |  | Water-Source | WBAHP: Heat Pump Packaged Unit | Heat Pump | 208 | 3 |  |  | No Match | No Match |  |  |  | 45900 | 4590 | 10 | 9 | 58200 | 4770 | 3.6 | 3.2 | Non Federally-Regulated | 02/22/1990 |  | 07/31/1991
ClimateMaster Inc. | Carrier Corp. | 38WQS024 3 | FK4CNF003 | Water-Source | WBAHP-CB: Heat Pump Split Syst | Heat Pump | 230 | 1 |  |  | No Match | Single-Speed |  |  |  | 23500 | 1621 | 14.5 | 12 | 29200 | 1822 | 4.7 | 4.2 | Federally-Regulated Commercial & Industrial Equipment | 09/15/2009 |  | 02/17/2011
Florida Heat Pump | Florida Heat Pump | CW015-1 |  | Ground-Water-Source | WBAHP: Heat Pump Packaged Unit | Heat Pump | 230 | 1 |  |  | No Match | No Match |  |  |  | 15500 | 993 | 15.6 | 9 | 9000 | 878 | 3 |  | Non Federally-Regulated | 07/22/2002 |  | 03/12/2009
Carrier Corp. | Carrier | 50QEV0605 |  | Water-Source | WBAHP: Heat Pump Packaged Unit | Heat Pump | 208 | 3 |  |  | No Match | No Match |  |  |  | 60000 | 4900 | 12.2 | 9 | 70000 | 5106 | 4 | 3.2 | Non Federally-Regulated | 03/15/1989 |  | 02/05/1990
Command-Aire | Command-Aire | RUWP-203 |  | Water-Source | WBAHP: Heat Pump Packaged Unit | Heat Pump | 230 | 3 |  |  | No Match | No Match |  |  |  | 25000 | 2440 | 10.6 | 7.5 | 31200 | 2420 | 3.8 | 2.5 | Non Federally-Regulated | 01/05/1982 |  | 09/08/1982
Addison Products | Heat Controller | WRH054-1JC | HRH054-1J/1JB | Water-Source | WBAHP-C: Heat Pump Split Syste | Heat Pump | 230 | 1 |  |  | No Match | No Match |  |  |  | 49000 | 4224 | 11.6 | 10 | 66000 | 5088 | 3.8 |  | Federally-Regulated Commercial & Industrial Equipment | 10/05/1999 |  | 04/12/2000
Snyder General Corp. | McQuay | LWP20BD |  | Water-Source | WBAHP: Heat Pump Packaged Unit | Heat Pump | 230 | 3 |  |  | No Match | No Match |  |  |  | 214000 | 18000 | 11.9 |  | 240000 | 18400 | 3.8 | 2.5 | Non Federally-Regulated | 02/22/1990 |  | 07/31/1991
American Air Filter | Enercon | GVW-49 |  | Water-Source | WBAHP: Heat Pump Packaged Unit | Heat Pump | 200 | 3 |  |  | No Match | No Match |  |  |  | 48500 | 4708 | 10.3 | 9 | 65000 | 5145 | 3.7 | 3.2 | Non Federally-Regulated | 02/22/1990 |  | 07/31/1991
Addison Products | Addison Products | WSH034-1AL |  | Water-Source | WBAHP: Heat Pump Packaged Unit | Heat Pump | 230 | 1 |  |  | No Match | No Match |  |  |  | 33500 | 2463 | 13.6 | 9.3 | 42500 | 2767 | 4.5 | 3.8 | Federally-Regulated Commercial & Industrial Equipment | 03/31/1998 |  | 05/10/1998
Addison Products | Addison Products | HGY060-4A |  | Ground-Water-Source | WBAHP: Heat Pump Packaged Unit | Heat Pump | 460 | 3 |  |  | No Match | No Match |  |  |  | 66200 | 4832 | 13.7 | 9 | 50000 | 4725 | 3.1 |  | Non Federally-Regulated | 07/22/2002 |  | 03/12/2009
Florida Heat Pump | Geomaster, LLC | ES035-1CS | ES035-1AV/AH | Water-Source | WBAHP-CB: Heat Pump Split Syst | Heat Pump | 208 | 1 |  |  | No Match | Dual-Speed |  |  |  | 35300 | 2469 | 14.3 | 12 | 42200 | 2631 | 4.7 | 4.2 | Federally-Regulated Commercial & Industrial Equipment | 11/30/2011 |  | 04/29/2015
McQuay International | McQuay | W-CMG-1-024-F |  | Ground-Water-Source | WBAHP: Heat Pump Packaged Unit | Heat Pump | 208 | 3 |  |  | No Match | No Match |  |  |  | 26200 | 1858 | 14.1 | 9 | 18400 | 1797 | 3 |  | Non Federally-Regulated | 09/21/2000 |  | 07/18/2002
McQuay International | McQuay | W-FDD/FDE/FME-1-042-J |  | Water-Source | WBAHP: Heat Pump Packaged Unit | Heat Pump | 265 | 1 |  |  | No Match | No Match |  |  |  | 41800 | 3483 | 12 | 10 | 53000 | 3882 | 4 |  | Federally-Regulated Commercial & Industrial Equipment | 09/21/2000 |  | 03/12/2009
Command-Aire | Command-Aire | RUWP-403 |  | Water-Source | WBAHP: Heat Pump Packaged Unit | Heat Pump | 230 | 3 |  |  | No Match | No Match |  |  |  | 45900 | 4590 | 10 | 7.5 | 58200 | 4770 | 3.6 | 2.5 | Non Federally-Regulated | 01/05/1982 |  | 06/11/1985
Climate Control / Snyder General | Electro-Hydronics | VE100F3 |  | Water-Source | WBAHP: Heat Pump Packaged Unit | Heat Pump | 230 | 1 |  |  | No Match | No Match |  |  |  | 9500 | 850 | 11.2 | 7.5 | 12600 | 880 | 4.2 | 2.5 | Non Federally-Regulated | 05/16/1984 |  | 06/11/1985
Waterfurnace International, Inc. | Waterfurnace International, Inc. | P019**0 |  | Ground-Water-Source | WBAHP: Heat Pump Packaged Unit | Heat Pump | 208 | 1 |  |  | No Match | No Match |  |  |  | 19400 | 1168 | 16.6 | 9 | 13700 | 1115 | 3.6 |  | Non Federally-Regulated | 05/19/2000 |  | 07/18/2002
Addison Products | Addison Products | HGY030-3A |  | Ground-Water-Source | WBAHP: Heat Pump Packaged Unit | Heat Pump | 230 | 3 |  |  | No Match | No Match |  |  |  | 33500 | 2557 | 13.1 | 9 | 23800 | 2179 | 3.2 |  | Non Federally-Regulated | 07/22/2002 |  | 03/12/2009
ClimateMaster Inc. | Climate Master Series | 802092F******** |  | Water-Source | WBAHP: Heat Pump Packaged Unit | Heat Pump | 460 | 3 |  |  | No Match | No Match |  |  |  | 94000 | 9690 | 9.7 | 9.2 | 116000 | 11300 | 3 |  | Non Federally-Regulated | 05/11/1988 |  | 03/15/1989
Waterfurnace International, Inc. | Eagle Mountain | ZS070**3*4 |  | Water-Source | WBAHP: Heat Pump Packaged Unit | Heat Pump | 208 | 3 |  |  | No Match | Single-Speed |  |  |  | 63000 | 4406 | 14.3 | 12 | 79000 | 4926 | 4.7 | 4.2 | Federally-Regulated Commercial & Industrial Equipment | 06/14/2011 |  | 03/02/2012
Addison Products | Addison Products | VPY048-3A |  | Water-Source | WBAHP-CB: Heat Pump Split Syst | Heat Pump | 208 | 3 |  |  | No Match | No Match |  |  |  | 54400 | 4689 | 11.6 | 9 | 61800 | 5029 | 3.6 | 3.5 | Non Federally-Regulated | 07/22/2002 |  | 03/12/2009
Florida Heat Pump | Florida Heat Pump | ES018-2CF/HZ/VT |  | Ground-Source | WBAHP: Heat Pump Packaged Unit | Heat Pump | 265 | 1 |  |  | No Match | Single-Speed |  |  |  | 19000 | 1022 | 18.6 | 13.4 | 14500 | 1149 | 3.7 | 3.1 | Non Federally-Regulated | 11/30/2011 |  | 04/20/2015
McQuay / Snyder General | Electro-Hydronics | CW400FK |  | Water-Source | WBAHP: Heat Pump Packaged Unit | Heat Pump | 208 | 3 |  |  | No Match | No Match |  |  |  | 39600 | 3960 | 10 | 7.5 | 45000 | 3880 | 3.4 | 2.5 | Non Federally-Regulated | 08/29/1986 |  | 05/11/1988
Florida Heat Pump | Florida Heat Pump | EM031-3VT |  | Water-Source | WBAHP: Heat Pump Packaged Unit | Heat Pump | 230 | 3 |  |  | No Match | No Match |  |  |  | 32000 | 2285 | 14 | 10 | 42000 | 2735 | 4.5 |  | Federally-Regulated Commercial & Industrial Equipment | 12/14/1998 |  | 10/05/1999
Hydro Delta Corp. | Hydro Delta Corp. | 03-018-WTAR-DS-HE |  | Water-Source | WBAHP-CB: Heat Pump Split Syst | Heat Pump | 230 | 1 |  |  | No Match | No Match |  |  |  | 21000 | 1603 | 13.1 | 9 | 24400 | 1787 | 4 | 3.5 | Non Federally-Regulated | 11/17/1999 |  | 04/12/2000
Waterfurnace International, Inc. | Rybacki - Hart Enterprises | ZS012**0*0 |  | Ground-Water-Source | WBAHP: Heat Pump Packaged Unit | Heat Pump | 208 | 1 |  |  | No Match | Single-Speed |  |  |  | 12500 | 687 | 18.2 | 16.2 | 12000 | 925 | 3.8 | 3.6 | Non Federally-Regulated | 01/24/2011 |  | 04/19/2013
Waterfurnace International, Inc. | Waterfurnace International, Inc. | SXH120*3 |  | Ground-Water-Source | WBAHP: Heat Pump Packaged Unit | Heat Pump | 230 | 3 |  |  | No Match | No Match |  |  |  | 122000 | 9172 | 13.3 | 9 | 100000 | 9766 | 3 |  | Non Federally-Regulated | 10/06/1999 |  | 05/19/2000
McQuay International | McQuay | CCH/CCW/HWH/HWW090C-T |  | Water-Source | WBAHP: Heat Pump Packaged Unit | Heat Pump | 460 | 3 |  |  | No Match | No Match |  |  |  | 92000 | 7603 | 12.1 | 10.5 | 112000 | 7633 | 4.3 | 3.8 | Federally-Regulated Commercial & Industrial Equipment | 03/31/1998 |  | 05/10/1998
Florida Heat Pump | Florida Heat Pump | GT026-3VT/HZ/CF |  | Ground-Source | WBAHP: Heat Pump Packaged Unit | Heat Pump | 208 | 3 |  |  | No Match | No Match |  |  |  | 27000 | 1901 | 14.2 |  | 19500 | 1785 | 3.2 |  | Non Federally-Regulated | 03/31/1998 |  | 05/10/1998
McQuay International | McQuay | LHP/LWP7D-D |  | Water-Source | WBAHP: Heat Pump Packaged Unit | Heat Pump | 208 | 3 |  |  | No Match | No Match |  |  |  | 70000 | 6194 | 11.3 | 9 | 83000 | 6401 | 3.8 | 3.8 | Federally-Regulated Commercial & Industrial Equipment | 12/14/1998 |  | 09/21/2000
ClimateMaster Inc. | Climate Master Series | V113-32/34 |  | Water-Source | WBAHP: Heat Pump Packaged Unit | Heat Pump | 200 | 3 |  |  | No Match | No Match |  |  |  | 113000 | 10462 | 10.8 | 9 | 130000 | 10026 | 3.8 | 3.8 | Federally-Regulated Commercial & Industrial Equipment | 02/02/1998 |  | 03/31/1998
Addison Products | Addison Products | WRH064-1JA | HRH064-1J/1JB | Water-Source | WBAH: Heating Only Packaged Un | Heat Pump | 208 | 1 |  |  | No Match | No Match |  |  |  | 62500 | 5081 | 12.3 | 9 | 76000 | 6362 | 3.5 | 3.5 | Non Federally-Regulated | 10/05/1999 |  | 11/14/2000
Solar Oriented Environmental Systems | S.O.E.S.I. | PSS-200 |  | Water-Source | WBAHP: Heat Pump Packaged Unit | Heat Pump | 230 | 1 |  |  | No Match | No Match |  |  |  | 26000 | 2070 | 12.5 | 7.5 | 27000 | 1980 | 4 | 2.5 | Non Federally-Regulated | 05/16/1984 |  | 05/11/1988
Florida Heat Pump | Geomaster, LLC | EC024-3CF/HZ/VT |  | Ground-Water-Source | WBAHP: Heat Pump Packaged Unit | Heat Pump | 208 | 3 |  |  | No Match | Single-Speed |  |  |  | 28200 | 1369 | 20.6 | 16.2 | 23800 | 1369 | 3.8 | 3.6 | Non Federally-Regulated | 04/30/2009 |  | 04/20/2015
Command-Aire | Command-Aire | SWP-844 |  | Water-Source | WBAHP: Heat Pump Packaged Unit | Heat Pump | 460 | 3 |  |  | No Match | No Match |  |  |  | 88700 | 9200 | 9.6 | 9.2 | 128000 | 10300 | 3.6 | 2.5 | Non Federally-Regulated | 02/22/1990 |  | 07/31/1991
Addison Products | Addison Products | VWPG030-3B-XL* |  | Ground-Water-Source | WBAHP: Heat Pump Packaged Unit | Heat Pump | 208 | 3 |  |  | No Match | No Match |  |  |  | 28000 | 1866 | 15 | 9 | 19800 | 1871 | 3.1 |  | Non Federally-Regulated | 07/29/1998 |  | 10/02/1998
Florida Heat Pump | Florida Heat Pump | GT024-2CF/HZ/VT |  | Water-Source | WBAHP-CB: Heat Pump Split Syst | Heat Pump | 265 | 1 |  |  | No Match | No Match |  |  |  | 25500 | 2125 | 12 | 9 | 27200 | 2277 | 3.5 | 3.5 | Non Federally-Regulated | 07/16/2001 |  | 07/18/2002
Waterfurnace International, Inc. | Waterfurnace International, Inc. | ATH057*3(P) |  | Ground-Water-Source | WBAHP: Heat Pump Packaged Unit | Heat Pump | 230 | 3 |  |  | No Match | No Match |  |  |  | 34000 | 1808 | 18.8 | 9 | 26000 | 2116 | 3.6 |  | Non Federally-Regulated | 11/17/1999 |  | 05/19/2000
Florida Heat Pump | Florida Heat Pump | EM120-3CS | EM120-3AH/AV | Water-Source | WBAH: Heating Only Packaged Un | Heat Pump | 208 | 3 |  |  | No Match | No Match |  |  |  | 121000 | 9166 | 13.2 | 9 | 137000 | 9790 | 4.1 | 3.5 | Non Federally-Regulated | 07/22/2002 |  | 03/12/2009
Command-Aire | Command-Aire | RWP-301 |  | Water-Source | WBAHP: Heat Pump Packaged Unit | Heat Pump | 208 | 1 |  |  | No Match | No Match |  |  |  | 40600 | 4770 | 8.5 | 9 | 51600 | 4540 | 3.3 | 3.2 | Non Federally-Regulated | 05/11/1988 |  | 03/15/1989
Singer | Electro-Hydronics | UC240CP |  | Water-Source | WBAHP: Heat Pump Packaged Unit | Heat Pump | 460 | 3 |  |  | No Match | No Match |  |  |  | 24000 | 2850 | 8.4 | 7.5 | 28500 | 2900 | 2.9 | 2.5 | Non Federally-Regulated | 01/05/1982 |  | 09/08/1982
Phillips Energy, Inc. | Phillips Energy, Inc. | 100WADW-60V01 |  | Water-Source | WBAHP-CB: Heat Pump Split Syst | Heat Pump | 230 | 1 |  |  | No Match | No Match |  |  |  | 56423 | 5877 | 11.5 | 9 | 73087 | 5785 | 3.7 |  | Non Federally-Regulated | 06/30/1992 |  | 04/07/1996
Waterfurnace International, Inc. | Geotility Geothermal Installations | GS012**2*0 |  | Ground-Source | WBAHP: Heat Pump Packaged Unit | Heat Pump | 265 | 1 |  |  | No Match | Single-Speed |  |  |  | 12500 | 694 | 18 | 13.4 | 9500 | 773 | 3.6 | 3.1 | Non Federally-Regulated | 01/24/2011 |  | 12/12/2012
Waterfurnace International, Inc. | Waterfurnace International, Inc. | NDV/NDH049F1*1 |  | Water-Source | WBAHP: Heat Pump Packaged Unit | Heat Pump | 208 | 1 |  |  | No Match | Dual-Speed |  |  |  | 50300 | 2942 | 17.1 | 12 | 56100 | 3162 | 5.2 | 4.2 | Federally-Regulated Commercial & Industrial Equipment | 05/02/2012 |  | 04/19/2013
California Heat Pump | California Heat Pump | CHP-20R*-12-** |  | Water-Source | WBAHP: Heat Pump Packaged Unit | Heat Pump | 208 | 1 |  |  | No Match | No Match |  |  |  | 20000 | 1775 | 11.3 | 7.5 | 19000 | 1600 | 3.4 | 2.5 | Non Federally-Regulated | 01/05/1982 |  | 06/11/1985
Mammoth | Mammoth | D019V |  | Water-Source | WBAHP: Heat Pump Packaged Unit | Heat Pump | 230 | 1 |  |  | No Match | No Match |  |  |  | 19500 | 2175 | 9 | 7.5 | 24500 | 2500 | 2.9 | 2.5 | Non Federally-Regulated | 01/05/1982 |  | 05/16/1984
Waterfurnace International, Inc. | Waterfurnace International, Inc. | SXH080*4 |  | Ground-Water-Source | WBAHP: Heat Pump Packaged Unit | Heat Pump | 460 | 3 |  |  | No Match | No Match |  |  |  | 84000 | 6000 | 14 | 9 | 54500 | 5506 | 2.9 |  | Non Federally-Regulated | 10/06/1999 |  | 05/19/2000
Mammoth | Sol-A-Terra II | F045HSB OR VSB |  | Water-Source | WBAHP-CB: Heat Pump Split Syst | Heat Pump | 208 | 3 |  |  | No Match | No Match |  |  |  | 44500 | 4120 | 10.8 | 9 | 0 | 0 | 0 |  | Non Federally-Regulated | 06/30/1992 |  | 07/24/1992
Florida Heat Pump | Florida Heat Pump | GT042-3CS | GT042-1AH/AV | Ground-Water-Source | WBAHP-CB: Heat Pump Split Syst | Heat Pump | 208 | 3 |  |  | No Match | No Match |  |  |  | 40700 | 2806 | 14.5 | 9 | 30600 | 2636 | 3.4 |  | Non Federally-Regulated | 05/29/2001 |  | 07/18/2002
Mammoth | Geox | ZD026VSC |  | Water-Source | WBAHP: Heat Pump Packaged Unit | Heat Pump | 208 | 1 |  |  | No Match | No Match |  |  |  | 24800 | 2397 | 10.3 | 7.5 | 28200 | 2525 | 3.3 | 2.5 | Non Federally-Regulated | 06/11/1985 |  | 05/11/1988
Florida Heat Pump | Florida Heat Pump | EM036-1CF |  | Water-Source | WBAHP: Heat Pump Packaged Unit | Heat Pump | 230 | 1 |  |  | No Match | No Match |  |  |  | 35000 | 2500 | 14 | 10 | 42000 | 2735 | 4.5 |  | Federally-Regulated Commercial & Industrial Equipment | 12/14/1998 |  | 10/05/1999
Waterfurnace International, Inc. | Waterfurnace International, Inc. | SXV095A3 |  | Ground-Water-Source | WBAHP: Heat Pump Packaged Unit | Heat Pump | 208 | 3 |  |  | No Match | No Match |  |  |  | 99000 | 6875 | 14.4 | 9 | 65500 | 6398 | 3 |  | Non Federally-Regulated | 01/30/1998 |  | 10/02/1998
ClimateMaster Inc. | Carrier Corp. | 50YDS064 | FV/E4BNB006 | Water-Source | WBAHP-CB: Heat Pump Split Syst | Heat Pump | 208 | 1 |  |  | No Match | Single-Speed |  |  |  | 56900 | 3924 | 14.5 | 12 | 74000 | 4615 | 4.7 | 4.2 | Federally-Regulated Commercial & Industrial Equipment | 02/09/2009 |  | 08/23/2011
Waterfurnace International, Inc. | Waterfurnace International, Inc. | SXH042B0 |  | Ground-Water-Source | WBAHP: Heat Pump Packaged Unit | Heat Pump | 230 | 1 |  |  | No Match | No Match |  |  |  | 44500 | 3201 | 13.9 | 9 | 31800 | 2824 | 3.3 |  | Non Federally-Regulated | 12/14/1998 |  | 10/06/1999
Mammoth | Hydrobank II | G072VHJ |  | Water-Source | WBAHP: Heat Pump Packaged Unit | Heat Pump | 460 | 3 |  |  | No Match | No Match |  |  |  | 69000 | 5750 | 12 | 9 | 86000 | 6460 | 3.9 | 3.8 | Federally-Regulated Commercial & Industrial Equipment | 01/18/2001 |  | 03/12/2009
Florida Heat Pump | Geomaster, LLC | AU035-1CF/HZ/VT |  | Ground-Water-Source | WBAHP: Heat Pump Packaged Unit | Heat Pump | 230 | 1 |  |  | No Match | Single-Speed |  |  |  | 42000 | 1944 | 21.6 | 16.2 | 36000 | 1944 | 4.2 | 3.6 | Non Federally-Regulated | 04/30/2009 |  | 12/12/2012
McQuay / Snyder General | Electro-Hydronics | UW630FK |  | Water-Source | WBAHP: Heat Pump Packaged Unit | Heat Pump | 208 | 3 |  |  | No Match | No Match |  |  |  | 63000 | 6430 | 9.8 | 7.5 | 79000 | 6430 | 3.6 | 2.5 | Non Federally-Regulated | 08/29/1986 |  | 05/11/1988
Mammoth | Mammoth | D086V |  | Water-Source | WBAHP: Heat Pump Packaged Unit | Heat Pump | 230 | 1 |  |  | No Match | No Match |  |  |  | 86000 | 8800 | 9.8 | 7.5 | 94000 | 9200 | 3 | 2.2 | Non Federally-Regulated | 01/05/1982 |  | 09/08/1982
Climate Control / Snyder General | Electro-Hydronics | LWP22AK |  | Water-Source | WBAHP: Heat Pump Packaged Unit | Heat Pump | 208 | 3 |  |  | No Match | No Match |  |  |  | 240400 | 20550 | 11.7 |  | 270000 | 21400 | 3.7 | 2.5 | Non Federally-Regulated | 06/11/1985 |  | 08/29/1986
ClimateMaster Inc. | Carrier | 50VQA/VQD120 5/6 |  | Water-Source | WBAHP: Heat Pump Packaged Unit | Heat Pump | 230 | 3 |  |  | No Match | No Match |  |  |  | 120000 | 10526 | 11.4 | 9 | 135000 | 10409 | 3.8 | 3.8 | Federally-Regulated Commercial & Industrial Equipment | 10/05/1999 |  | 04/12/2000
Heat Controller | Heat Controller | VWPG024-1B-XL* |  | Water-Source | WBAHP-CB: Heat Pump Split Syst | Heat Pump | 208 | 1 |  |  | No Match | No Match |  |  |  | 21800 | 1639 | 13.3 | 9 | 24200 | 1729 | 4.1 | 3.5 | Non Federally-Regulated | 12/14/1998 |  | 04/12/2000
Addison Products | Addison Products | VWPG066-1B-XL* |  | Ground-Water-Source | WBAHP: Heat Pump Packaged Unit | Heat Pump | 230 | 1 |  |  | No Match | No Match |  |  |  | 67000 | 5153 | 13 | 11 | 75000 | 5940 | 3.7 | 3.5 | Non Federally-Regulated | 03/31/1998 |  | 05/10/1998
Hydro Delta Corp. | Hydro Delta Corp. | 03-054-WTAWY-HE |  | Water-Source | WBAH-O: Heating Only Packaged | Heat Pump | 230 | 1 |  |  | No Match | No Match |  |  |  | 0 | 0 | 0 | 9 | 65000 | 5147 | 3.7 | 3.5 | Non Federally-Regulated | 10/05/1999 |  | 04/12/2000
Mammoth | Hydrobank II | D014HLH |  | Ground-Water-Source | WBAHP: Heat Pump Packaged Unit | Heat Pump | 230 | 1 |  |  | No Match | No Match |  |  |  | 14200 | 1014 | 14 | 9 | 10700 | 1011 | 3.1 |  | Non Federally-Regulated | 01/22/2003 |  | 03/12/2009
Waterfurnace International, Inc. | Waterfurnace International, Inc. | ATV028D1 |  | Water-Source | WBAHP-CB: Heat Pump Split Syst | Heat Pump | 230 | 1 |  |  | No Match | No Match |  |  |  | 29400 | 1921 | 15.3 | 9 | 32000 | 2180 | 4.3 | 3.5 | Non Federally-Regulated | 05/10/1998 |  | 10/02/1998
Waterfurnace International, Inc. | Geotility Geothermal Installations | QT072**1 |  | Ground-Water-Source | WBAHP: Heat Pump Packaged Unit | Heat Pump | 230 | 1 |  |  | No Match | Dual-Speed | 3170 | 450 | 1 | 73000 | 3946 | 18.5 | 16.2 | 63400 | 4532 | 4.1 | 3.6 | Non Federally-Regulated | 01/10/2012 |  | 04/19/2013
Florida Heat Pump | Florida Heat Pump | GT030-4CS | GT030-4AH/AV | Ground-Water-Source | WBAHP-CB: Heat Pump Split Syst | Heat Pump | 460 | 3 |  |  | No Match | No Match |  |  |  | 30600 | 2081 | 14.7 | 9 | 20200 | 1909 | 3.1 |  | Non Federally-Regulated | 04/10/2000 |  | 05/29/2001
Waterfurnace International, Inc. | Rybacki - Hart Enterprises | ZS041**3*0 |  | Ground-Source | WBAHP: Heat Pump Packaged Unit | Heat Pump | 208 | 3 |  |  | No Match | Single-Speed |  |  |  | 41000 | 2595 | 15.8 | 13.4 | 29000 | 2576 | 3.3 | 3.1 | Non Federally-Regulated | 01/24/2011 |  | 04/19/2013
Trane U.S. Inc. | Trane | GXHA0091 |  | Water-Source | WBAHP: Heat Pump Packaged Unit | Heat Pump | 208 | 1 |  |  | No Match | No Match |  |  |  | 8400 | 672 | 12.5 | 10 | 10000 | 651 | 4.5 |  | Federally-Regulated Commercial & Industrial Equipment | 02/02/1998 |  | 03/31/1998
Waterfurnace International, Inc. | Waterfurnace International, Inc. | VLV058A0 |  | Water-Source | WBAHP: Heat Pump Packaged Unit | Heat Pump | 208 | 1 |  |  | No Match | No Match |  |  |  | 56500 | 4520 | 12.5 | 10 | 72000 | 5024 | 4.2 |  | Federally-Regulated Commercial & Industrial Equipment | 02/02/1998 |  | 03/31/1998
Command-Aire | Command-Aire | GSUF0721A |  | Ground-Water-Source | WBAHP: Heat Pump Packaged Unit | Heat Pump | 208 | 1 |  |  | No Match | No Match |  |  |  | 69000 | 5267 | 13.1 | 9 | 51000 | 5154 | 2.9 |  | Non Federally-Regulated | 12/14/1998 |  | 04/10/2000
Command-Aire | Command-Aire | GSUF0481B |  | Ground-Water-Source | WBAHP: Heat Pump Packaged Unit | Heat Pump | 208 | 1 |  |  | No Match | No Match |  |  |  | 48000 | 3000 | 16 | 9 | 34400 | 3252 | 3.1 |  | Non Federally-Regulated | 12/14/1998 |  | 04/10/2000
Heat Controller | Heat Controller | DWPG066-3B-XL* |  | Water-Source | WBAHP-CB: Heat Pump Split Syst | Heat Pump | 208 | 3 |  |  | No Match | No Match |  |  |  | 67000 | 5153 | 13 | 9 | 75000 | 5940 | 3.7 | 3.5 | Non Federally-Regulated | 12/14/1998 |  | 04/12/2000
Waterfurnace International, Inc. | Trane Unitary Products Group | T1GX030***1**0 |  | Water-Source | WBAHP: Heat Pump Packaged Unit | Heat Pump | 230 | 1 |  |  | No Match | Single-Speed |  |  |  | 28100 | 1544 | 18.2 | 12 | 32700 | 1744 | 5.5 | 4.2 | Federally-Regulated Commercial & Industrial Equipment | 08/23/2011 |  | 10/24/2014
Florida Heat Pump | Energy Miser | LTCS 90-1 | LTAH 90-1 | Ground-Water-Source | WBAHP-CB: Heat Pump Split Syst | Heat Pump | 208 | 1 |  |  | No Match | No Match |  |  |  | 84000 | 8400 | 10 |  | 103000 | 8875 | 3.4 |  | Non Federally-Regulated | 02/22/1990 |  | 07/31/1991
Trane U.S. Inc. | Trane | WPHD0197 |  | Water-Source | WBAHP: Heat Pump Packaged Unit | Heat Pump | 265 | 1 |  |  | No Match | No Match |  |  |  | 18900 | 1657 | 11.4 | 10 | 24100 | 1810 | 3.9 |  | Federally-Regulated Commercial & Industrial Equipment | 10/05/1999 |  | 04/12/2000
Trane U.S. Inc. | Trane | WPVE0513 |  | Water-Source | WBAHP: Heat Pump Packaged Unit | Heat Pump | 208 | 3 |  |  | No Match | No Match |  |  |  | 47500 | 3925 | 12.1 | 10 | 56500 | 4244 | 3.9 |  | Federally-Regulated Commercial & Industrial Equipment | 10/05/1999 |  | 04/12/2000
Florida Heat Pump | Energy Miser | HE62CF-1 |  | Water-Source | WBAHP: Heat Pump Packaged Unit | Heat Pump | 230 | 1 |  |  | No Match | No Match |  |  |  | 62000 | 5740 | 10.8 | 9 | 84000 | 6480 | 3.8 | 3.2 | Non Federally-Regulated | 02/22/1990 |  | 07/31/1991
McQuay / Snyder General | Electro-Hydronics | CW750GK |  | Water-Source | WBAHP: Heat Pump Packaged Unit | Heat Pump | 208 | 3 |  |  | No Match | No Match |  |  |  | 74000 | 7000 | 10.6 | 9.2 | 92000 | 7500 | 3.6 |  | Non Federally-Regulated | 05/11/1988 |  | 03/15/1989
Waterfurnace International, Inc. | Johnson Controls | RKV/RKH024**0*1 |  | Water-Source | WBAHP: Heat Pump Packaged Unit | Heat Pump | 230 | 1 |  |  | No Match | Single-Speed |  |  |  | 24800 | 1531 | 16.2 | 12 | 29000 | 1700 | 5 | 4.2 | Federally-Regulated Commercial & Industrial Equipment | 09/03/2012 |  | 01/09/2014
McQuay International | McQuay | WCCH/WCCW-060-K |  | Ground-Water-Source | WBAHP: Heat Pump Packaged Unit | Heat Pump | 460 | 3 |  |  | No Match | No Match |  |  |  | 62400 | 4273 | 14.6 | 9 | 52800 | 5525 | 2.8 |  | Non Federally-Regulated | 11/19/2002 |  | 03/12/2009
Enviro Master International llc | Enviro Master International | FWH09E******A*B |  | Water-Source | WBAHP-O: Heat Pump Packaged Un | Heat Pump | 265 | 1 |  |  | No Match | No Match |  |  |  | 9400 | 750 | 12.5 | 9 | 12400 | 865 | 4.2 | 3.2 | Non Federally-Regulated | 02/22/1990 |  | 07/31/1991
Waterfurnace International, Inc. | Waterfurnace International, Inc. | SXH068B1 |  | Water-Source | WBAHP: Heat Pump Packaged Unit | Heat Pump | 230 | 1 |  |  | No Match | No Match |  |  |  | 65000 | 5200 | 12.5 | 10.5 | 84000 | 5470 | 4.5 | 3.8 | Federally-Regulated Commercial & Industrial Equipment | 03/31/1998 |  | 05/10/1998
Waterfurnace International, Inc. | Waterfurnace International, Inc. | P057**0(P) |  | Ground-Water-Source | WBAHP: Heat Pump Packaged Unit | Heat Pump | 208 | 1 |  |  | No Match | No Match |  |  |  | 34000 | 1808 | 18.8 | 9 | 26000 | 2116 | 3.6 |  | Non Federally-Regulated | 05/19/2000 |  | 07/18/2002
Florida Heat Pump | Florida Heat Pump | EM031-2HZ |  | Water-Source | WBAHP: Heat Pump Packaged Unit | Heat Pump | 265 | 1 |  |  | No Match | No Match |  |  |  | 32000 | 2285 | 14 | 9.3 | 42000 | 2735 | 4.5 | 3.8 | Federally-Regulated Commercial & Industrial Equipment | 03/31/1998 |  | 05/10/1998
McQuay / Snyder General | Electro-Hydronics | CC70G7 |  | Water-Source | WBAHP: Heat Pump Packaged Unit | Heat Pump | 265 | 1 |  |  | No Match | No Match |  |  |  | 6900 | 645 | 10.7 | 7.5 | 8800 | 680 | 3.8 | 2.5 | Non Federally-Regulated | 08/29/1986 |  | 05/11/1988
Command-Aire | Command-Aire | SWP1044* |  | Water-Source | WBAHP: Heat Pump Packaged Unit | Heat Pump | 460 | 3 |  |  | No Match | No Match |  |  |  | 124000 | 10690 | 11.6 | 9.2 | 156000 | 10880 | 4.2 | 2.5 | Non Federally-Regulated | 08/29/1986 |  | 01/23/1988
Inter-City Products Corp. | McQuay | CCW009C*G |  | Water-Source | WBAHP: Heat Pump Packaged Unit | Heat Pump | 208 | 1 |  |  | No Match | No Match |  |  |  | 8800 | 830 | 10.6 | 9.3 | 11400 | 857 | 3.9 | 3.8 | Non Federally-Regulated | 07/31/1991 |  | 03/31/1998
Mammoth | Hydrobank II | F110VLF/HLF |  | Ground-Water-Source | WBAHP: Heat Pump Packaged Unit | Heat Pump | 208 | 3 |  |  | No Match | No Match |  |  |  | 105730 | 7949 | 13.3 | 9 | 82450 | 8054 | 3 |  | Non Federally-Regulated | 07/29/1998 |  | 10/02/1998
Waterfurnace International, Inc. | Waterfurnace International, Inc. | SXV042C0 |  | Water-Source | WBAHP: Heat Pump Packaged Unit | Heat Pump | 208 | 1 |  |  | No Match | No Match |  |  |  | 42000 | 3000 | 14 | 10 | 54500 | 3131 | 5.1 |  | Federally-Regulated Commercial & Industrial Equipment | 12/14/1998 |  | 10/05/1999
Waterfurnace International, Inc. | Waterfurnace International, Inc. | ATV057D1 |  | Water-Source | WBAHP-CB: Heat Pump Split Syst | Heat Pump | 230 | 1 |  |  | No Match | No Match |  |  |  | 61500 | 5000 | 12.3 | 9 | 66000 | 5227 | 3.7 | 3.5 | Non Federally-Regulated | 05/10/1998 |  | 10/02/1998
Addison Products | Heat Controller | WPH28-1J |  | Water-Source | WBAHP-CB: Heat Pump Split Syst | Heat Pump | 208 | 1 |  |  | No Match | No Match |  |  |  | 28000 | 2545 | 11 | 9 | 33200 | 2779 | 3.5 | 3.5 | Non Federally-Regulated | 10/05/1999 |  | 04/12/2000
American Air Filter | Enercon | CVW12 |  | Water-Source | WBAHP: Heat Pump Packaged Unit | Heat Pump | 240 | 1 |  |  | No Match | No Match |  |  |  | 12500 | 1180 | 10.6 | 7.5 | 15000 | 1380 | 3.2 | 2.5 | Non Federally-Regulated | 01/05/1982 |  | 05/16/1984
McQuay / Snyder General | Electro-Hydronics | LHP20AK |  | Water-Source | WBAHP: Heat Pump Packaged Unit | Heat Pump | 208 | 3 |  |  | No Match | No Match |  |  |  | 214000 | 18000 | 11.9 |  | 240000 | 18400 | 3.8 |  | Non Federally-Regulated | 05/11/1988 |  | 03/15/1989
Addison Products | Addison Products | HGY007-0A |  | Water-Source | WBAHP-CB: Heat Pump Split Syst | Heat Pump | 115 | 1 |  |  | No Match | No Match |  |  |  | 9300 | 683 | 13.6 | 9 | 11000 | 786 | 4.1 | 3.5 | Non Federally-Regulated | 11/14/2000 |  | 07/18/2002
Addison Products | Addison Products | WPH022-1J |  | Water-Source | WBAHP: Heat Pump Packaged Unit | Heat Pump | 230 | 1 |  |  | No Match | No Match |  |  |  | 22000 | 1833 | 12 | 9.3 | 28000 | 2051 | 4 | 3.8 | Federally-Regulated Commercial & Industrial Equipment | 03/31/1998 |  | 05/10/1998
Carrier Corp. | Carrier | 50QXH0304 |  | Water-Source | WBAHP: Heat Pump Packaged Unit | Heat Pump | 265 | 1 |  |  | No Match | No Match |  |  |  | 30500 | 2542 | 12 | 9 | 39000 | 2858 | 4 | 3.2 | Non Federally-Regulated | 03/15/1989 |  | 02/05/1990
Waterfurnace International, Inc. | Eagle Mountain | YS042**1*4 |  | Water-Source | WBAHP: Heat Pump Packaged Unit | Heat Pump | 230 | 1 |  |  | No Match | Single-Speed |  |  |  | 40800 | 2615 | 15.6 | 12 | 45400 | 2661 | 5 | 4.2 | Federally-Regulated Commercial & Industrial Equipment | 01/24/2011 |  | 04/19/2013
Climate Control / Snyder General | Electro-Hydronics | FW610FP |  | Water-Source | WBAHP: Heat Pump Packaged Unit | Heat Pump | 460 | 3 |  |  | No Match | No Match |  |  |  | 61500 | 5850 | 10.5 | 7.5 | 69000 | 5790 | 3.5 | 2.5 | Non Federally-Regulated | 05/16/1984 |  | 06/11/1985
ClimateMaster Inc. | Carrier Corp. | 50PSH/V/D060K***2 |  | Water-Source | WBAHP: Heat Pump Packaged Unit | Heat Pump | 230 | 1 |  |  | No Match | Single-Speed |  |  |  | 63200 | 3674 | 17.2 | 12 | 73200 | 3973 | 5.4 | 4.2 | Federally-Regulated Commercial & Industrial Equipment | 10/24/2014 |  | 04/22/2015
Carrier Corp. | Carrier | 50QXH0303 |  | Water-Source | WBAHP: Heat Pump Packaged Unit | Heat Pump | 208 | 1 |  |  | No Match | No Match |  |  |  | 30400 | 2542 | 12 | 9 | 39000 | 3175 | 3.6 | 3.2 | Federally-Regulated Commercial & Industrial Equipment | 02/05/1990 |  | 02/22/1990
Waterfurnace International, Inc. | Geotility Geothermal Installations | ZS024**3*4 |  | Ground-Source | WBAHP: Heat Pump Packaged Unit | Heat Pump | 208 | 3 |  |  | No Match | Single-Speed |  |  |  | 24400 | 1394 | 17.5 | 13.4 | 17500 | 1350 | 3.8 | 3.1 | Non Federally-Regulated | 06/14/2011 |  | 04/19/2013
Climate Control / Snyder General | Electro-Hydronics | UC610GD |  | Water-Source | WBAHP: Heat Pump Packaged Unit | Heat Pump | 230 | 3 |  |  | No Match | No Match |  |  |  | 61500 | 5850 | 10.5 | 7.5 | 77000 | 5785 | 3.9 | 2.5 | Non Federally-Regulated | 06/11/1985 |  | 08/29/1986
Waterfurnace International, Inc. | Waterfurnace International, Inc. | SXV058B0 |  | Ground-Water-Source | WBAHP: Heat Pump Packaged Unit | Heat Pump | 208 | 1 |  |  | No Match | No Match |  |  |  | 56500 | 4216 | 13.4 | 9 | 45500 | 4301 | 3.1 |  | Non Federally-Regulated | 05/10/1998 |  | 10/02/1998
Mammoth | Mammoth | F048HHA |  | Water-Source | WBAHP: Heat Pump Packaged Unit | Heat Pump | 208 | 3 |  |  | No Match | Dual-Speed |  |  |  | 50900 | 2925 | 17.4 | 12 | 58900 | 3452 | 5 | 4.2 | Federally-Regulated Commercial & Industrial Equipment | 11/30/2011 |  | 12/12/2012
Enertech Global, LLC | Enertech | H024C | MPD024 | Ground-Water-Source | WBAHP-CB: Heat Pump Split Syst | Heat Pump | 230 | 1 |  |  | No Match | Single-Speed |  |  |  | 26300 | 1335 | 19.7 | 16.2 | 22900 | 1679 | 4 | 3.6 | Non Federally-Regulated | 07/16/2009 |  | 03/02/2012
Waterfurnace International, Inc. | Waterfurnace International, Inc. | ATV045D0(P) |  | Water-Source | WBAHP-CB: Heat Pump Split Syst | Heat Pump | 208 | 1 |  |  | No Match | No Match |  |  |  | 27000 | 1516 | 17.8 | 9 | 26800 | 1602 | 4.9 | 3.5 | Non Federally-Regulated | 02/02/1998 |  | 10/02/1998
Waterfurnace International, Inc. | Waterfurnace International, Inc. | SXH042*1 |  | Ground-Water-Source | WBAHP: Heat Pump Packaged Unit | Heat Pump | 208 | 1 |  |  | No Match | No Match |  |  |  | 44500 | 3201 | 13.9 | 9 | 31800 | 2823 | 3.3 |  | Non Federally-Regulated | 10/06/1999 |  | 05/19/2000
Geoflex Systems, Inc. | Geoflex Systems, Inc. | GS1S-V/H/D/M-024WABBP |  | Ground-Source | WBAHP: Heat Pump Packaged Unit | Both Heat Pump and Electric Re | 265 | 1 |  |  | No Match | Single-Speed |  |  |  | 21100 | 1071 | 19.7 | 13.4 | 15100 | 1165 | 3.8 | 3.1 | Non Federally-Regulated | 03/02/2012 |  | 01/09/2014
Waterfurnace International, Inc. | Johnson Controls | RJSV/RJSH036**0*0 |  | Water-Source | WBAHP: Heat Pump Packaged Unit | Heat Pump | 230 | 1 |  |  | No Match | Single-Speed |  |  |  | 34100 | 1938 | 17.6 | 12 | 37900 | 1983 | 5.6 | 4.2 | Federally-Regulated Commercial & Industrial Equipment | 01/24/2011 |  | 10/24/2014
Econar | Econar | GV422 |  | Ground-Water-Source | WBAHP: Heat Pump Packaged Unit | Heat Pump | 208 | 1 |  |  | No Match | No Match |  |  |  | 39000 | 2910 | 13.4 | 9 | 37500 | 3545 | 3.1 |  | Non Federally-Regulated | 08/07/1998 |  | 08/20/1998
Mammoth | Hydrobank II | F036VHK |  | Water-Source | WBAHP: Heat Pump Packaged Unit | Heat Pump | 230 | 3 |  |  | No Match | No Match |  |  |  | 35000 | 3240 | 10.8 | 10 | 46000 | 3455 | 3.9 |  | Federally-Regulated Commercial & Industrial Equipment | 06/27/2003 |  | 03/12/2009
Mammoth | Hydrobank II | G086VLL |  | Ground-Water-Source | WBAHP: Heat Pump Packaged Unit | Heat Pump | 460 | 3 |  |  | No Match | No Match |  |  |  | 86000 | 6370 | 13.5 | 9 | 64000 | 6048 | 3.1 |  | Non Federally-Regulated | 06/27/2003 |  | 03/12/2009
McQuay / Snyder General | Electro-Hydronics | LHP22AK |  | Water-Source | WBAHP: Heat Pump Packaged Unit | Heat Pump | 208 | 3 |  |  | No Match | No Match |  |  |  | 240400 | 20550 | 11.7 |  | 270000 | 21400 | 3.7 | 2.5 | Non Federally-Regulated | 08/29/1986 |  | 05/11/1988
Waterfurnace International, Inc. | Waterfurnace International, Inc. | SXV048B4 |  | Water-Source | WBAHP-CB: Heat Pump Split Syst | Heat Pump | 460 | 3 |  |  | No Match | No Match |  |  |  | 52000 | 4000 | 13 | 9 | 55500 | 4066 | 4 | 3.5 | Non Federally-Regulated | 02/02/1998 |  | 10/02/1998
Waterfurnace International, Inc. | Waterfurnace International, Inc. | VLV/VXV042*1 |  | Ground-Water-Source | WBAHP: Heat Pump Packaged Unit | Heat Pump | 208 | 1 |  |  | No Match | No Match |  |  |  | 41500 | 3143 | 13.2 | 9 | 27900 | 2919 | 2.8 |  | Non Federally-Regulated | 06/20/2003 |  | 03/12/2009
Waterfurnace International, Inc. | Johnson Controls | RJSV/RJSH018**0*0 |  | Ground-Water-Source | WBAHP: Heat Pump Packaged Unit | Heat Pump | 230 | 1 |  |  | No Match | Single-Speed |  |  |  | 21000 | 824 | 25.5 | 16.2 | 19000 | 1266 | 4.4 | 3.6 | Non Federally-Regulated | 01/24/2011 |  | 10/24/2014
Addison Products | Addison Products | HWPH036-1JC/1JBC |  | Water-Source | WBAHP: Heat Pump Packaged Unit | Heat Pump | 230 | 1 |  |  | No Match | No Match |  |  |  | 33400 | 2982 | 11.2 | 10 | 43000 | 3316 | 3.8 |  | Federally-Regulated Commercial & Industrial Equipment | 02/02/1998 |  | 03/31/1998
ClimateMaster Inc. | Climate Master Series | GRV/GRH009AG |  | Ground-Water-Source | WBAHP: Heat Pump Packaged Unit | Heat Pump | 230 | 1 |  |  | No Match | No Match |  |  |  | 8000 | 625 | 12.8 | 9 | 6400 | 585 | 3.2 |  | Non Federally-Regulated | 07/22/2002 |  | 03/12/2009
Snyder General Corp. | American Air Filter | VWW048A*F |  | Water-Source | WBAHP: Heat Pump Packaged Unit | Heat Pump | 208 | 3 |  |  | No Match | No Match |  |  |  | 46500 | 4227 | 11 | 9 | 59000 | 4449 | 3.9 | 3.2 | Federally-Regulated Commercial & Industrial Equipment | 08/14/1992 |  | 08/06/1993
Maritime Geothermal, Ltd. | Nordic | O-45-HPCW |  | Water-Source | WBAH-O: Heating Only Packaged | Heat Pump | 208 | 1 |  |  | No Match | No Match |  |  |  | 0 | 0 | 0 | 9 | 58702 | 3983 | 4.3 | 3.5 | Non Federally-Regulated | 07/03/1997 |  | 04/12/2000
Addison Products | Addison Products | HWY120-4A |  | Water-Source | WBAHP: Heat Pump Packaged Unit | Heat Pump | 460 | 3 |  |  | No Match | No Match |  |  |  | 108000 | 9391 | 11.5 | 9 | 136000 | 9961 | 4 | 3.8 | Federally-Regulated Commercial & Industrial Equipment | 11/19/2001 |  | 03/12/2009
American Air Filter | Enercon | VW62 |  | Water-Source | WBAHP: Heat Pump Packaged Unit | Heat Pump | 208 | 1 |  |  | No Match | No Match |  |  |  | 62000 | 7100 | 8.7 | 7.5 | 68000 | 6400 | 3.1 | 2.5 | Non Federally-Regulated | 01/05/1982 |  | 05/16/1984
Addison Products | Addison Products | WRH064-1JC | HRH064-1J/1JB | Water-Source | WBAHP-C: Heat Pump Split Syste | Heat Pump | 208 | 1 |  |  | No Match | No Match |  |  |  | 58000 | 4715 | 12.3 | 10 | 76000 | 5861 | 3.8 |  | Federally-Regulated Commercial & Industrial Equipment | 12/14/1998 |  | 04/12/2000
McQuay / Snyder General | Electro-Hydronics | WE90C5 |  | Water-Source | WBAHP: Heat Pump Packaged Unit | Heat Pump | 208 | 1 |  |  | No Match | No Match |  |  |  | 8700 | 825 | 10.5 | 7.5 | 10000 | 850 | 3.4 | 2.5 | Non Federally-Regulated | 08/29/1986 |  | 05/11/1988
Waterfurnace International, Inc. | Geotility Geothermal Installations | YS030**1*0 |  | Ground-Source | WBAHP: Heat Pump Packaged Unit | Heat Pump | 208 | 1 |  |  | No Match | Single-Speed |  |  |  | 29000 | 1706 | 17 | 13.4 | 22800 | 1909 | 3.5 | 3.1 | Non Federally-Regulated | 01/24/2011 |  | 04/19/2013
McQuay International | McQuay | WCCH/WCCW-060-E |  | Water-Source | WBAHP-CB: Heat Pump Split Syst | Heat Pump | 208 | 1 |  |  | No Match | No Match |  |  |  | 64300 | 4434 | 14.5 | 9 | 79100 | 6263 | 3.7 | 3.5 | Non Federally-Regulated | 11/19/2002 |  | 03/12/2009
Florida Heat Pump | Florida Heat Pump | EP036-1HZ/VT |  | Ground-Source | WBAHP: Heat Pump Packaged Unit | Heat Pump | 208 | 1 |  |  | No Match | Single-Speed |  |  |  | 37500 | 1904 | 19.7 | 13.4 | 28000 | 2001 | 4.1 | 3.1 | Non Federally-Regulated | 01/24/2011 |  | 06/14/2011
Florida Heat Pump | Bosch | AP061-3CF/HZ/VT |  | Ground-Water-Source | WBAHP: Heat Pump Packaged Unit | Heat Pump | 230 | 3 |  |  |  | Dual-Speed | 3079 | 730 |  | 71000 | 2983 | 23.8 | 16.2 | 65000 | 3810 | 5 | 3.6 | Non Federally-Regulated | 04/22/2015 |  | 05/01/2015
Command-Aire | Command-Aire | SWPH1033* |  | Water-Source | WBAHP: Heat Pump Packaged Unit | Heat Pump | 208 | 3 |  |  | No Match | No Match |  |  |  | 124000 | 10690 | 11.6 | 9.2 | 156000 | 10880 | 4.2 | 2.5 | Non Federally-Regulated | 08/29/1986 |  | 01/23/1988
Trane U.S. Inc. | Trane | GSUG0721(P) |  | Ground-Water-Source | WBAHP: Heat Pump Packaged Unit | Heat Pump | 208 | 1 |  |  | No Match | No Match |  |  |  | 24400 | 1525 | 16 | 9 | 24400 | 2465 | 2.9 |  | Non Federally-Regulated | 04/10/2000 |  | 11/19/2001
Command-Aire | Command-Aire | SWP614E |  | Water-Source | WBAHP: Heat Pump Packaged Unit | Heat Pump | 460 | 3 |  |  | No Match | No Match |  |  |  | 62000 | 5640 | 11 | 7.5 | 78000 | 5710 | 4 | 2.5 | Non Federally-Regulated | 06/11/1985 |  | 01/23/1988
Waterfurnace International, Inc. | Waterfurnace International, Inc. | E030**1 |  | Ground-Water-Source | WBAHP: Heat Pump Packaged Unit | Heat Pump | 230 | 1 |  |  | No Match | No Match |  |  |  | 29800 | 1806 | 16.5 | 9 | 20800 | 1846 | 3.3 |  | Non Federally-Regulated | 06/20/2003 |  | 03/12/2009
American Air Filter | Enercon | DVW12 |  | Water-Source | WBAHP: Heat Pump Packaged Unit | Heat Pump | 265 | 1 |  |  | No Match | No Match |  |  |  | 12100 | 1105 | 11 | 7.5 | 14600 | 1140 | 3.8 | 2.5 | Non Federally-Regulated | 05/16/1984 |  | 06/11/1985
Command-Aire | Command-Aire | SHWP-844 |  | Water-Source | WBAHP: Heat Pump Packaged Unit | Heat Pump | 460 | 3 |  |  | No Match | No Match |  |  |  | 88700 | 9200 | 9.6 | 9.2 | 128000 | 10300 | 3.6 | 2.5 | Non Federally-Regulated | 05/16/1984 |  | 01/23/1988
Command-Aire | Command-Aire | SWPHR281E |  | Water-Source | WBAHP: Heat Pump Packaged Unit | Heat Pump | 208 | 1 |  |  | No Match | No Match |  |  |  | 30000 | 2702 | 11.1 | 7.5 | 42000 | 3000 | 4 | 2.5 | Non Federally-Regulated | 05/16/1984 |  | 01/23/1988
Florida Heat Pump | Florida Heat Pump | EP048-1HZ/VT |  | Ground-Water-Source | WBAHP: Heat Pump Packaged Unit | Heat Pump | 230 | 1 |  |  | No Match | Single-Speed |  |  |  | 53600 | 2101 | 25.5 | 16.2 | 40500 | 2760 | 4.3 | 3.6 | Non Federally-Regulated | 06/23/2011 |  | 04/21/2014
Waterfurnace International, Inc. | Waterfurnace International, Inc. | P040**1 |  | Water-Source | WBAHP: Heat Pump Packaged Unit | Heat Pump | 208 | 1 |  |  | No Match | No Match |  |  |  | 40200 | 2350 | 17.1 | 10 | 46700 | 2911 | 4.7 |  | Federally-Regulated Commercial & Industrial Equipment | 05/19/2000 |  | 02/17/2011
Waterfurnace International, Inc. | Waterfurnace International, Inc. | ATH040D0 |  | Ground-Source | WBAHP: Heat Pump Packaged Unit | Heat Pump | 230 | 1 |  |  | No Match | No Match |  |  |  | 41500 | 2441 | 17 |  | 29200 | 2516 | 3.4 |  | Non Federally-Regulated | 03/31/1998 |  | 05/10/1998
Waterfurnace International, Inc. | Waterfurnace International, Inc. | VLH030A3 |  | Water-Source | WBAHP: Heat Pump Packaged Unit | Heat Pump | 230 | 3 |  |  | No Match | No Match |  |  |  | 29700 | 2414 | 12.3 | 10 | 35900 | 2630 | 4 |  | Federally-Regulated Commercial & Industrial Equipment | 12/14/1998 |  | 10/05/1999
Waterfurnace International, Inc. | Johnson Controls | RKV/RKH024**0*1 |  | Water-Source | WBAHP: Heat Pump Packaged Unit | Heat Pump | 208 | 1 |  |  | No Match | Single-Speed |  |  |  | 24800 | 1531 | 16.2 | 12 | 29000 | 1700 | 5 | 4.2 | Federally-Regulated Commercial & Industrial Equipment | 09/03/2012 |  | 01/09/2014
Waterfurnace International, Inc. | Eagle Mountain | ZS036**0*4 |  | Water-Source | WBAHP: Heat Pump Packaged Unit | Heat Pump | 230 | 1 |  |  | No Match | Single-Speed |  |  |  | 33300 | 2220 | 15 | 12 | 40600 | 2479 | 4.8 | 4.2 | Federally-Regulated Commercial & Industrial Equipment | 03/02/2012 |  | 04/19/2013
Enertech Global, LLC | Enertech | HXT048C |  | Ground-Source | WBAHP: Heat Pump Packaged Unit | Heat Pump | 208 | 1 |  |  | No Match | No Match |  |  |  | 49900 | 2697 | 18.5 | 13.4 | 39500 | 2756 | 4.2 | 3.1 | No Match | 05/02/2012 |  | 05/08/2012
Addison Products | Addison Products | VGY072-4A |  | Ground-Water-Source | WBAHP: Heat Pump Packaged Unit | Heat Pump | 460 | 3 |  |  | No Match | No Match |  |  |  | 72000 | 6050 | 11.9 | 9 | 57100 | 5576 | 3 |  | Non Federally-Regulated | 07/22/2002 |  | 03/12/2009
Addison Products | Addison Products | HWY120-4A |  | Water-Source | WBAHP: Heat Pump Packaged Unit | Heat Pump | 460 | 3 |  |  | No Match | No Match |  |  |  | 110000 | 10091 | 10.9 | 9 | 140000 | 10254 | 4 | 3.8 | Federally-Regulated Commercial & Industrial Equipment | 11/17/1999 |  | 01/18/2001
Florida Heat Pump | Florida Heat Pump | GT036-4CS | GT036-4AH/AV | Water-Source | WBAH: Heating Only Packaged Un | Heat Pump | 460 | 3 |  |  | No Match | No Match |  |  |  | 35900 | 2740 | 13.1 | 9 | 41200 | 3095 | 3.9 | 3.5 | Non Federally-Regulated | 05/23/2001 |  | 07/18/2002
Waterfurnace International, Inc. | Extended Range | WXH/WXV120A*4*** |  | Water-Source | WBAHP-CB: Heat Pump Split Syst | Heat Pump | 460 | 3 |  |  | No Match | No Match |  |  |  | 120000 | 12000 | 10 | 9.2 | 149000 | 12473 | 3.5 |  | Non Federally-Regulated | 09/13/1989 |  | 07/27/1992
Waterfurnace International, Inc. | Rybacki - Hart Enterprises | ZS012**0*0 |  | Water-Source | WBAHP: Heat Pump Packaged Unit | Heat Pump | 230 | 1 |  |  | No Match | Single-Speed |  |  |  | 10900 | 858 | 12.7 | 11.2 | 14700 | 979 | 4.4 | 4.2 | Federally-Regulated Commercial & Industrial Equipment | 01/24/2011 |  | 04/19/2013
Waterfurnace International, Inc. | Waterfurnace International, Inc. | SXV030A3 |  | Ground-Water-Source | WBAHP: Heat Pump Packaged Unit | Heat Pump | 230 | 3 |  |  | No Match | No Match |  |  |  | 31200 | 2181 | 14.3 | 9 | 21600 | 1808 | 3.5 |  | Non Federally-Regulated | 01/30/1998 |  | 03/31/1998
Waterfurnace International, Inc. | Waterfurnace International, Inc. | SXV016A2 |  | Ground-Water-Source | WBAHP: Heat Pump Packaged Unit | Heat Pump | 265 | 1 |  |  | No Match | No Match |  |  |  | 16700 | 1210 | 13.8 | 9 | 12800 | 1136 | 3.3 |  | Non Federally-Regulated | 01/30/1998 |  | 03/31/1998
Waterfurnace International, Inc. | Waterfurnace International, Inc. | CC/CE/CS/CW09*2 |  | Ground-Water-Source | WBAHP: Heat Pump Packaged Unit | Heat Pump | 265 | 1 |  |  | No Match | No Match |  |  |  | 9600 | 581 | 16.5 | 9 | 6700 | 633 | 3.1 |  | Non Federally-Regulated | 07/22/2002 |  | 03/12/2009
Addison Products | Addison Products | HWY042-5A |  | Water-Source | WBAHP: Heat Pump Packaged Unit | Heat Pump | 575 | 3 |  |  | No Match | No Match |  |  |  | 43100 | 3265 | 13.2 | 10 | 52600 | 3424 | 4.5 |  | Federally-Regulated Commercial & Industrial Equipment | 11/17/1999 |  | 11/14/2000
Jacobsen Energy Ind., Inc. | Jacobsen Energy Ind., Inc. | 24***5**** |  | Water-Source | WBAHP: Heat Pump Packaged Unit | Heat Pump | 265 | 1 |  |  | No Match | No Match |  |  |  | 24000 | 2050 | 11.7 | 9 | 31000 | 2250 | 4 | 3.2 | Non Federally-Regulated | 02/22/1990 |  | 07/31/1991
Addison Products | Heat Controller | HWPH36-1JRC/1JLC |  | Water-Source | WBAHP-CB: Heat Pump Split Syst | Heat Pump | 208 | 1 |  |  | No Match | No Match |  |  |  | 35600 | 3236 | 11 | 9 | 40000 | 3348 | 3.5 | 3.5 | Non Federally-Regulated | 10/05/1999 |  | 04/12/2000
Mammoth | Mammoth | D024HHA |  | Water-Source | WBAHP: Heat Pump Packaged Unit | Heat Pump | 230 | 1 |  |  | No Match | Dual-Speed |  |  |  | 27800 | 1616 | 17.2 | 12 | 28700 | 1717 | 4.9 | 4.2 | Federally-Regulated Commercial & Industrial Equipment | 11/30/2011 |  | 12/12/2012
Addison Products | Addison Products | WPH064-1JC/1JBC |  | Water-Source | WBAHP: Heat Pump Packaged Unit | Heat Pump | 208 | 1 |  |  | No Match | No Match |  |  |  | 59500 | 4760 | 12.5 | 9.3 | 78000 | 5861 | 3.9 | 3.8 | Federally-Regulated Commercial & Industrial Equipment | 03/31/1998 |  | 05/10/1998
Geoflex Systems, Inc. | Geoflex Systems, Inc. | GF1S-V/H/D/M-042WAABE |  | Water-Source | WBAHP: Heat Pump Packaged Unit | Both Heat Pump and Electric Re | 208 | 1 |  |  | No Match | Single-Speed |  |  |  | 38600 | 2121 | 18.2 | 12 | 45500 | 2299 | 5.8 | 4.2 | Federally-Regulated Commercial & Industrial Equipment | 03/02/2012 |  | 01/09/2014
Friedrich Climate Master | Climate Master Series | 805-042-G******** |  | Water-Source | WBAHP: Heat Pump Packaged Unit | Heat Pump | 208 | 1 |  |  | No Match | No Match |  |  |  | 39000 | 4100 | 9.5 | 7.5 | 53000 | 4200 | 3.7 | 2.5 | Non Federally-Regulated | 08/29/1986 |  | 05/11/1988
ClimateMaster Inc. | Climate Master Series | HS/HL120H |  | Water-Source | WBAHP: Heat Pump Packaged Unit | Heat Pump | 208 | 3 |  |  | No Match | No Match |  |  |  | 120000 | 10714 | 11.2 | 9 | 150000 | 11565 | 3.8 | 3.8 | Federally-Regulated Commercial & Industrial Equipment | 01/22/2003 |  | 03/12/2009
Waterfurnace International, Inc. | Waterfurnace International, Inc. | ATH019C0 |  | Ground-Water-Source | WBAHP: Heat Pump Packaged Unit | Heat Pump | 230 | 1 |  |  | No Match | No Match |  |  |  | 20200 | 1278 | 15.8 | 11 | 20800 | 1385 | 4.4 | 3.5 | Non Federally-Regulated | 03/31/1998 |  | 05/10/1998
Waterfurnace International, Inc. | Geotility Geothermal Installations | ZS024**2*1 |  | Ground-Water-Source | WBAHP: Heat Pump Packaged Unit | Heat Pump | 265 | 1 |  |  | No Match | Single-Speed |  |  |  | 26400 | 1128 | 23.4 | 16.2 | 22300 | 1452 | 4.5 | 3.6 | Non Federally-Regulated | 01/24/2011 |  | 04/19/2013
Waterfurnace International, Inc. | Waterfurnace International, Inc. | CX*012*2 |  | Ground-Water-Source | WBAHP: Heat Pump Packaged Unit | Heat Pump | 265 | 1 |  |  | No Match | No Match |  |  |  | 11500 | 787 | 14.6 | 9 | 10000 | 837 | 3.5 |  | Non Federally-Regulated | 04/10/2000 |  | 11/14/2000
Florida Heat Pump | Florida Heat Pump | EM120-3VT |  | Water-Source | WBAHP: Heat Pump Packaged Unit | Heat Pump | 230 | 3 |  |  | No Match | No Match |  |  |  | 123000 | 8601 | 14.3 | 10.5 | 145000 | 8499 | 5 | 3.8 | Federally-Regulated Commercial & Industrial Equipment | 03/31/1998 |  | 05/10/1998
California Heat Pump | California Heat Pump | CHP-42H*-12-** |  | Water-Source | WBAHP: Heat Pump Packaged Unit | Heat Pump | 208 | 1 |  |  | No Match | No Match |  |  |  | 41000 | 4800 | 8.5 | 7.5 | 47000 | 4700 | 2.9 | 2.5 | Non Federally-Regulated | 01/05/1982 |  | 05/16/1984
Waterfurnace International, Inc. | Waterfurnace International, Inc. | ATH070D1(P) |  | Water-Source | WBAHP-CB: Heat Pump Split Syst | Heat Pump | 208 | 1 |  |  | No Match | No Match |  |  |  | 43500 | 2900 | 15 | 9 | 44000 | 3070 | 4.2 | 3.5 | Non Federally-Regulated | 02/02/1998 |  | 10/02/1998
Mammoth | Sol-A-Terra II | G045HSB OR VSB |  | Water-Source | WBAHP-CB: Heat Pump Split Syst | Heat Pump | 460 | 3 |  |  | No Match | No Match |  |  |  | 45000 | 4167 | 10.8 | 9 | 0 | 0 | 0 |  | Non Federally-Regulated | 06/30/1992 |  | 07/24/1992
Climate Control / Snyder General | Electro-Hydronics | CW550G3 |  | Water-Source | WBAHP: Heat Pump Packaged Unit | Heat Pump | 230 | 1 |  |  | No Match | No Match |  |  |  | 55000 | 5670 | 9.7 | 7.5 | 67000 | 5610 | 3.5 | 2.5 | Non Federally-Regulated | 06/11/1985 |  | 08/29/1986
Florida Heat Pump | Energy Miser | LTH60-4 |  | Ground-Water-Source | WBAHP: Heat Pump Packaged Unit | Heat Pump | 460 | 3 |  |  | No Match | No Match |  |  |  | 55000 | 4780 | 11.5 | 11 | 65000 | 5440 | 3.5 | 3.4 | Non Federally-Regulated | 07/31/1991 |  | 03/31/1998
Florida Heat Pump | Florida Heat Pump | AU049-1CF/HZ/VT |  | Ground-Water-Source | WBAHP: Heat Pump Packaged Unit | Heat Pump | 208 | 1 |  |  | No Match | Single-Speed |  |  |  | 54000 | 2842 | 19 | 16.2 | 48000 | 2842 | 4.2 | 3.6 | Non Federally-Regulated | 07/06/2011 |  | 12/12/2012
Bard Manufacturing Company, Inc. | Bard | WPVD30 |  | Water-Source | WBAHP: Heat Pump Packaged Unit | Heat Pump | 208 | 1 |  |  | No Match | No Match |  |  |  | 28000 | 2620 | 10.7 | 7.5 | 32200 | 2570 | 3.7 | 2.5 | Non Federally-Regulated | 05/16/1984 |  | 01/23/1988
ClimateMaster Inc. | Climate Master | TZV/H036B |  | Ground-Water-Source | WBAHP: Heat Pump Packaged Unit | Heat Pump | 230 | 1 |  |  | No Match | Single-Speed |  |  |  | 38200 | 1713 | 22.3 | 16.2 | 35100 | 2392 | 4.3 | 3.6 | Non Federally-Regulated | 01/09/2014 |  | 04/29/2015
Mammoth | Hydrobank II | F062HHJ |  | Water-Source | WBAHP: Heat Pump Packaged Unit | Heat Pump | 208 | 3 |  |  | No Match | No Match |  |  |  | 60500 | 5353 | 11.3 | 10 | 84000 | 6476 | 3.8 |  | Federally-Regulated Commercial & Industrial Equipment | 05/23/2000 |  | 01/18/2001
Snyder General Corp. | McQuay | CCW036A*G |  | Water-Source | WBAHP: Heat Pump Packaged Unit | Heat Pump | 230 | 1 |  |  | No Match | No Match |  |  |  | 35000 | 3030 | 11.6 | 9 | 41500 | 3140 | 3.9 | 3.2 | Non Federally-Regulated | 02/22/1990 |  | 07/31/1991
Florida Heat Pump | Florida Heat Pump | EM007-1HZ |  | Water-Source | WBAHP: Heat Pump Packaged Unit | Heat Pump | 230 | 1 |  |  | No Match | No Match |  |  |  | 7500 | 609 | 12.3 | 10 | 10000 | 651 | 4.5 |  | Federally-Regulated Commercial & Industrial Equipment | 12/14/1998 |  | 10/05/1999
Waterfurnace International, Inc. | Waterfurnace International, Inc. | SXV010A0 |  | Water-Source | WBAHP: Heat Pump Packaged Unit | Heat Pump | 230 | 1 |  |  | No Match | No Match |  |  |  | 9800 | 653 | 15 | 9.3 | 12600 | 710 | 5.2 | 3.8 | Federally-Regulated Commercial & Industrial Equipment | 03/31/1998 |  | 05/10/1998
Waterfurnace International, Inc. | Eagle Mountain | GS018**0*0 |  | Ground-Water-Source | WBAHP: Heat Pump Packaged Unit | Heat Pump | 208 | 1 |  |  | No Match | Single-Speed |  |  |  | 20700 | 812 | 25.5 | 16.2 | 18400 | 1226 | 4.4 | 3.6 | Non Federally-Regulated | 01/24/2011 |  | 04/19/2013
Florida Heat Pump | Florida Heat Pump | EM028-3VT |  | Water-Source | WBAHP: Heat Pump Packaged Unit | Heat Pump | 208 | 1 |  |  | No Match | No Match |  |  |  | 28000 | 1971 | 14.2 | 10 | 33400 | 2175 | 4.5 |  | Federally-Regulated Commercial & Industrial Equipment | 12/14/1998 |  | 10/05/1999
ClimateMaster Inc. | Climate Master | TZV/H030 |  | Ground-Water-Source | WBAHP: Heat Pump Packaged Unit | Heat Pump | 230 | 1 |  |  | No Match | Single-Speed |  |  |  | 32300 | 1560 | 20.7 | 16.2 | 30000 | 2093 | 4.2 | 3.6 | Non Federally-Regulated | 03/02/2012 |  | 05/02/2012
Waterfurnace International, Inc. | Rybacki - Hart Enterprises | YS030**1*4 |  | Ground-Water-Source | WBAHP: Heat Pump Packaged Unit | Heat Pump | 208 | 1 |  |  | No Match | Single-Speed |  |  |  | 32900 | 1377 | 23.9 | 16.2 | 28300 | 1885 | 4.4 | 3.6 | Non Federally-Regulated | 01/24/2011 |  | 04/19/2013
Climate Control / Snyder General | Electro-Hydronics | LM90C7 |  | Water-Source | WBAHP: Heat Pump Packaged Unit | Heat Pump | 265 | 1 |  |  | No Match | No Match |  |  |  | 8700 | 825 | 10.5 | 7.5 | 10000 | 850 | 3.4 | 2.5 | Non Federally-Regulated | 05/16/1984 |  | 08/29/1986
Enertech Global, LLC | Enertech | H050C | ACD048 | Ground-Water-Source | WBAHP-C: Heat Pump Split Syste | Heat Pump | 208 | 1 |  |  | No Match | Single-Speed |  |  |  | 57000 | 2969 | 19.2 | 16.2 | 49700 | 3835 | 3.8 | 3.6 | Non Federally-Regulated | 06/15/2009 |  | 08/23/2011
Mammoth | Mammoth | E020HSB |  | Ground-Water-Source | WBAHP: Heat Pump Packaged Unit | Heat Pump | 265 | 1 |  |  | No Match | No Match |  |  |  | 22000 | 2100 | 10.5 |  | 26600 | 2225 | 3.5 |  | Non Federally-Regulated | 05/11/1988 |  | 03/15/1989
Waterfurnace International, Inc. | Waterfurnace International, Inc. | SXV030B1 |  | Water-Source | WBAHP: Heat Pump Packaged Unit | Heat Pump | 230 | 1 |  |  | No Match | No Match |  |  |  | 30600 | 2125 | 14.4 | 10 | 36600 | 2145 | 5 |  | Federally-Regulated Commercial & Industrial Equipment | 08/21/1998 |  | 10/02/1998
Heat Controller | Heat Controller | HWPH64-3JC/3JBC |  | Water-Source | WBAHP-CB: Heat Pump Split Syst | Heat Pump | 230 | 3 |  |  | No Match | No Match |  |  |  | 63500 | 5080 | 12.5 | 9 | 76000 | 6364 | 3.5 | 3.5 | Non Federally-Regulated | 12/14/1998 |  | 04/12/2000
Waterfurnace International, Inc. | Waterfurnace International, Inc. | SXV019B2 |  | Water-Source | WBAHP: Heat Pump Packaged Unit | Heat Pump | 265 | 1 |  |  | No Match | No Match |  |  |  | 18600 | 1338 | 13.9 | 10 | 24200 | 1447 | 4.9 |  | Federally-Regulated Commercial & Industrial Equipment | 12/14/1998 |  | 10/05/1999
Florida Heat Pump | Florida Heat Pump | GT070-4CS | GT070-4AH/AV | Ground-Water-Source | WBAHP-CB: Heat Pump Split Syst | Heat Pump | 460 | 3 |  |  | No Match | No Match |  |  |  | 70500 | 4895 | 14.4 | 9 | 52000 | 4914 | 3.1 |  | Non Federally-Regulated | 07/22/2002 |  | 03/12/2009
ClimateMaster Inc. | Climate Master Series | 813-060-F******** |  | Water-Source | WBAHP: Heat Pump Packaged Unit | Heat Pump | 460 | 3 |  |  | No Match | No Match |  |  |  | 62000 | 5536 | 11.2 | 9 | 75000 | 5782 | 3.8 | 3.2 | Federally-Regulated Commercial & Industrial Equipment | 02/11/1988 |  | 05/11/1988
Command-Aire | Command-Aire | SWPH-211 |  | Water-Source | WBAHP: Heat Pump Packaged Unit | Heat Pump | 230 | 1 |  |  | No Match | No Match |  |  |  | 22000 | 2275 | 9.7 | 9 | 28500 | 2350 | 3.6 | 3.2 | Non Federally-Regulated | 05/11/1988 |  | 03/15/1989
Carrier Corp. | Carrier | 50QXH0243 |  | Water-Source | WBAHP: Heat Pump Packaged Unit | Heat Pump | 230 | 1 |  |  | No Match | No Match |  |  |  | 25400 | 2112 | 12 | 9 | 30600 | 2360 | 3.8 | 3.2 | Non Federally-Regulated | 03/15/1989 |  | 02/22/1990
Waterfurnace International, Inc. | Waterfurnace International, Inc. | P066**0 |  | Ground-Water-Source | WBAHP: Heat Pump Packaged Unit | Heat Pump | 208 | 1 |  |  | No Match | No Match |  |  |  | 67000 | 5000 | 13.4 | 9 | 50000 | 4883 | 3 |  | Non Federally-Regulated | 05/19/2000 |  | 07/18/2002
Florida Heat Pump | Florida Heat Pump | GT042-2VT/HZ/CF |  | Ground-Water-Source | WBAHP: Heat Pump Packaged Unit | Heat Pump | 265 | 1 |  |  | No Match | No Match |  |  |  | 42500 | 3148 | 13.5 | 9 | 31600 | 2806 | 3.3 |  | Non Federally-Regulated | 12/14/1998 |  | 04/10/2000
Waterfurnace International, Inc. | Waterfurnace International, Inc. | SXV019A0 |  | Ground-Source | WBAHP: Heat Pump Packaged Unit | Heat Pump | 208 | 1 |  |  | No Match | No Match |  |  |  | 19200 | 1371 | 14 |  | 15100 | 1301 | 3.4 |  | Non Federally-Regulated | 03/31/1998 |  | 05/10/1998
Florida Heat Pump | Florida Heat Pump | GT062-1CF/HZ/VT |  | Water-Source | WBAHP: Heat Pump Packaged Unit | Heat Pump | 208 | 1 |  |  | No Match | No Match |  |  |  | 60000 | 4615 | 13 | 10 | 80000 | 5327 | 4.4 |  | Federally-Regulated Commercial & Industrial Equipment | 04/12/2000 |  | 02/17/2011
Waterfurnace International, Inc. | Spectra | SXV024A0 |  | Water-Source | WBAHP-CB: Heat Pump Split Syst | Heat Pump | 208 | 1 |  |  | No Match | No Match |  |  |  | 27400 | 1890 | 14.5 | 9 | 28000 | 1908 | 4.3 | 3.5 | Non Federally-Regulated | 06/02/1993 |  | 06/03/1993
ClimateMaster Inc. | Trane | WPCA07XD* |  | Water-Source | WBAHP: Heat Pump Packaged Unit | Heat Pump | 265 | 1 |  |  | No Match | No Match |  |  |  | 6900 | 675 | 10.2 | 9 | 9500 | 795 | 3.5 | 3.2 | Non Federally-Regulated | 05/11/1988 |  | 03/15/1989
Snyder General Corp. | American Air Filter | EHW-49 |  | Water-Source | WBAHP: Heat Pump Packaged Unit | Heat Pump | 200 | 3 |  |  | No Match | No Match |  |  |  | 49000 | 4336 | 11.3 | 9 | 62000 | 5188 | 3.5 | 3.2 | Federally-Regulated Commercial & Industrial Equipment | 02/04/1988 |  | 07/27/1992
Snyder General Corp. | McQuay | CCH048A*G |  | Water-Source | WBAHP: Heat Pump Packaged Unit | Heat Pump | 208 | 1 |  |  | No Match | No Match |  |  |  | 48000 | 4350 | 11 | 9 | 55000 | 4425 | 3.6 | 3.2 | Non Federally-Regulated | 02/22/1990 |  | 07/31/1991
ClimateMaster Inc. | Trane | WPHA08XC* |  | Water-Source | WBAHP: Heat Pump Packaged Unit | Heat Pump | 230 | 1 |  |  | No Match | No Match |  |  |  | 6900 | 645 | 10.7 | 9 | 8800 | 680 | 3.8 | 3.2 | Non Federally-Regulated | 05/11/1988 |  | 03/15/1989
Florida Heat Pump | Florida Heat Pump | EM096-1VT/HZ |  | Water-Source | WBAHP: Heat Pump Packaged Unit | Heat Pump | 230 | 1 |  |  | No Match | No Match |  |  |  | 96000 | 7111 | 13.5 | 9 | 109000 | 6795 | 4.7 | 3.8 | Federally-Regulated Commercial & Industrial Equipment | 10/05/1999 |  | 04/12/2000
Climate Control / Snyder General | Electro-Hydronics | FC550FD |  | Water-Source | WBAHP: Heat Pump Packaged Unit | Heat Pump | 230 | 3 |  |  | No Match | No Match |  |  |  | 55000 | 5670 | 9.7 | 7.5 | 67000 | 5610 | 3.5 | 2.5 | Non Federally-Regulated | 06/11/1985 |  | 08/29/1986
McQuay / Snyder General | Electro-Hydronics | CCW012A*G |  | Water-Source | WBAHP: Heat Pump Packaged Unit | Heat Pump | 208 | 1 |  |  | No Match | No Match |  |  |  | 12000 | 1045 | 11.5 | 9 | 15000 | 1095 | 4 | 3.2 | Non Federally-Regulated | 05/11/1988 |  | 03/15/1989
Florida Heat Pump | Florida Heat Pump | GT024-3CS | GT024-1AH/AV | Ground-Water-Source | WBAHP-CB: Heat Pump Split Syst | Heat Pump | 230 | 3 |  |  | No Match | No Match |  |  |  | 24000 | 1791 | 13.4 | 9 | 17500 | 1654 | 3.1 |  | Non Federally-Regulated | 07/22/2002 |  | 03/12/2009
Snyder General Corp. | American Air Filter | HWW042C*G |  | Water-Source | WBAHP: Heat Pump Packaged Unit | Heat Pump | 208 | 1 |  |  | No Match | No Match |  |  |  | 40500 | 3522 | 11.5 | 9.3 | 49500 | 3831 | 3.8 | 3.8 | Non Federally-Regulated | 07/31/1991 |  | 03/31/1998
Waterfurnace International, Inc. | Eagle Mountain | ZS024**3*1 |  | Ground-Source | WBAHP: Heat Pump Packaged Unit | Heat Pump | 230 | 3 |  |  | No Match | Single-Speed |  |  |  | 24400 | 1394 | 17.5 | 13.4 | 17500 | 1350 | 3.8 | 3.1 | Non Federally-Regulated | 01/24/2011 |  | 04/19/2013
Mammoth | Hydrobank II | F072VHF |  | Water-Source | WBAHP: Heat Pump Packaged Unit | Heat Pump | 230 | 3 |  |  | No Match | No Match |  |  |  | 69000 | 6272 | 11 | 10.5 | 87000 | 6889 | 3.7 | 3.8 | Non Federally-Regulated | 07/31/1991 |  | 03/31/1998
Waterfurnace International, Inc. | Waterfurnace International, Inc. | SXV068B4 |  | Water-Source | WBAHP: Heat Pump Packaged Unit | Heat Pump | 460 | 3 |  |  | No Match | No Match |  |  |  | 65000 | 5200 | 12.5 | 9 | 84000 | 5470 | 4.5 | 3.8 | Federally-Regulated Commercial & Industrial Equipment | 12/14/1998 |  | 10/05/1999
Florida Heat Pump | Energy Miser | HEH62-1 |  | Water-Source | WBAHP: Heat Pump Packaged Unit | Heat Pump | 208 | 1 |  |  | No Match | No Match |  |  |  | 61000 | 5755 | 10.6 | 9.3 | 83000 | 6400 | 3.8 | 3.8 | Non Federally-Regulated | 07/31/1991 |  | 03/31/1998
Waterfurnace International, Inc. | Rybacki - Hart Enterprises | QT072**1 |  | Ground-Water-Source | WBAHP: Heat Pump Packaged Unit | Heat Pump | 230 | 1 |  |  | No Match | Dual-Speed | 3170 | 450 | 1 | 73000 | 3946 | 18.5 | 16.2 | 63400 | 4532 | 4.1 | 3.6 | Non Federally-Regulated | 01/10/2012 |  | 04/19/2013
Enertech Global, LLC | Enertech | HCT048C |  | Ground-Water-Source | WBAHP: Heat Pump Packaged Unit | Heat Pump | 230 | 1 |  |  | No Match | Single-Speed |  |  |  | 53600 | 2404 | 22.3 | 16.2 | 47700 | 3107 | 4.5 | 3.6 | Non Federally-Regulated | 12/12/2012 |  | 04/21/2014
Florida Heat Pump | Energy Miser | HECS15-2 | HEAH15-2 | Water-Source | WBAHP-C: Heat Pump Split Syste | Heat Pump | 265 | 1 |  |  | No Match | No Match |  |  |  | 14400 | 1335 | 10.8 | 9 | 19000 | 13940 | 4 | 3.2 | Non Federally-Regulated | 02/22/1990 |  | 07/31/1991
American Air Filter | Enercon | HW33A |  | Water-Source | WBAHP: Heat Pump Packaged Unit | Heat Pump | 208 | 1 |  |  | No Match | No Match |  |  |  | 35000 | 4000 | 8.8 | 7.5 | 41000 | 4000 | 3 | 2.5 | Non Federally-Regulated | 01/05/1982 |  | 05/16/1984
Command-Aire | Command-Aire | SWP-2544 |  | Water-Source | WBAHP: Heat Pump Packaged Unit | Heat Pump | 460 | 3 |  |  | No Match | No Match |  |  |  | 292000 | 31600 | 9.2 |  | 405000 | 33100 | 3.6 | 2.5 | Non Federally-Regulated | 06/11/1985 |  | 01/23/1988
Command-Aire | Command-Aire | SWPH-614 |  | Water-Source | WBAHP: Heat Pump Packaged Unit | Heat Pump | 460 | 3 |  |  | No Match | No Match |  |  |  | 62000 | 6500 | 9.5 | 9 | 78000 | 6600 | 3.5 | 3.2 | Non Federally-Regulated | 05/11/1988 |  | 03/15/1989
Command-Aire | Command-Aire | SWPXR353E |  | Water-Source | WBAHP: Heat Pump Packaged Unit | Heat Pump | 208 | 3 |  |  | No Match | No Match |  |  |  | 36000 | 3270 | 11 | 9 | 49000 | 3500 | 4 | 3.2 | Non Federally-Regulated | 05/11/1988 |  | 03/15/1989
ClimateMaster Inc. | Trane | WPHA62XG* |  | Water-Source | WBAHP: Heat Pump Packaged Unit | Heat Pump | 460 | 3 |  |  | No Match | No Match |  |  |  | 61500 | 5850 | 10.5 | 9 | 69000 | 5790 | 3.5 | 3.2 | Non Federally-Regulated | 05/11/1988 |  | 03/15/1989
Power-Save International, Inc. | S.O.E.S.I. | PSD-1200 (4) |  | Water-Source | WBAHP: Heat Pump Packaged Unit | Heat Pump | 230 | 1 |  |  | No Match | No Match |  |  |  | 152000 | 9844 | 15.4 |  | 160000 | 9936 | 4.7 | 2.5 | Non Federally-Regulated | 02/22/1990 |  | 07/31/1991
Command-Aire | Command-Aire | SWPH353E |  | Water-Source | WBAHP: Heat Pump Packaged Unit | Heat Pump | 230 | 3 |  |  | No Match | No Match |  |  |  | 36000 | 3270 | 11 | 9 | 48000 | 3500 | 4 | 3.2 | Non Federally-Regulated | 05/11/1988 |  | 03/15/1989
McQuay International | McQuay | W-FDL/FDS/FMS-1-007-A |  | Water-Source | WBAHP: Heat Pump Packaged Unit | Heat Pump | 115 | 1 |  |  | No Match | No Match |  |  |  | 6800 | 653 | 10.4 | 10 | 9800 | 736 | 3.9 |  | Federally-Regulated Commercial & Industrial Equipment | 11/14/2000 |  | 07/18/2002
Addison Products | Heat Controller | HWPG017-1B-XL |  | Ground-Water-Source | WBAHP: Heat Pump Packaged Unit | Heat Pump | 208 | 1 |  |  | No Match | No Match |  |  |  | 16300 | 1086 | 15 | 9 | 11500 | 1052 | 3.2 |  | Non Federally-Regulated | 10/06/1999 |  | 04/10/2000
Waterfurnace International, Inc. | Waterfurnace International, Inc. | SXH036A0 |  | Water-Source | WBAHP: Heat Pump Packaged Unit | Heat Pump | 230 | 1 |  |  | No Match | No Match |  |  |  | 36000 | 2647 | 13.6 | 10 | 44500 | 2774 | 4.7 |  | Federally-Regulated Commercial & Industrial Equipment | 02/02/1998 |  | 03/31/1998
Waterfurnace International, Inc. | Eagle Mountain | ZS042**3*1 |  | Water-Source | WBAHP: Heat Pump Packaged Unit | Heat Pump | 208 | 3 |  |  | No Match | Single-Speed |  |  |  | 40800 | 2615 | 15.6 | 12 | 45400 | 2661 | 5 | 4.2 | Federally-Regulated Commercial & Industrial Equipment | 01/24/2011 |  | 04/19/2013
Mammoth | Hydrobank II | D036HHA/VHA |  | Water-Source | WBAHP: Heat Pump Packaged Unit | Heat Pump | 230 | 1 |  |  | No Match | No Match |  |  |  | 35800 | 3314 | 10.8 | 10 | 47000 | 3624 | 3.8 |  | Federally-Regulated Commercial & Industrial Equipment | 02/02/1998 |  | 03/31/1998
Waterfurnace International, Inc. | Johnson Controls | RJSV/RJSH048**4*0 |  | Ground-Water-Source | WBAHP: Heat Pump Packaged Unit | Heat Pump | 460 | 3 |  |  | No Match | Single-Speed |  |  |  | 51600 | 2293 | 22.5 | 16.2 | 45100 | 3074 | 4.3 | 3.6 | Non Federally-Regulated | 01/24/2011 |  | 10/24/2014
Waterfurnace International, Inc. | Rybacki - Hart Enterprises | GS015**0*1 |  | Water-Source | WBAHP: Heat Pump Packaged Unit | Heat Pump | 208 | 1 |  |  | No Match | Single-Speed |  |  |  | 14400 | 878 | 16.4 | 11.2 | 18500 | 1043 | 5.2 | 4.2 | Federally-Regulated Commercial & Industrial Equipment | 01/24/2011 |  | 04/19/2013
Command-Aire | Command-Aire | GSUF0421B |  | Ground-Water-Source | WBAHP: Heat Pump Packaged Unit | Heat Pump | 208 | 1 |  |  | No Match | No Match |  |  |  | 40500 | 2700 | 15 | 9 | 29800 | 2911 | 3 |  | Non Federally-Regulated | 12/14/1998 |  | 04/10/2000
Florida Heat Pump | Florida Heat Pump | TA035-1CS | DX035CC/UC | Ground-Source | WBAHP-C: Heat Pump Split Syste | Heat Pump | 208 | 1 |  |  | No Match | Dual-Speed |  |  |  | 38500 | 2278 | 16.9 | 13.4 | 25500 | 2076 | 3.6 | 3.1 | Non Federally-Regulated | 03/02/2012 |  | 04/20/2015
Addison Products | Addison Products | HWPG030-1B** |  | Ground-Water-Source | WBAHP: Heat Pump Packaged Unit | Heat Pump | 230 | 1 |  |  | No Match | No Match |  |  |  | 28800 | 2133 | 13.5 | 11 | 31400 | 2191 | 4.2 | 3.5 | Non Federally-Regulated | 03/31/1998 |  | 05/10/1998
Waterfurnace International, Inc. | Waterfurnace International, Inc. | NSV/NSH022F1*4 |  | Water-Source | WBAHP: Heat Pump Packaged Unit | Heat Pump | 230 | 1 |  |  | No Match | Single-Speed |  |  |  | 21900 | 1123 | 19.5 | 12 | 22800 | 1172 | 5.7 | 4.2 | Federally-Regulated Commercial & Industrial Equipment | 05/02/2012 |  | 04/19/2013
McQuay / Snyder General | Electro-Hydronics | FC630GP |  | Water-Source | WBAHP: Heat Pump Packaged Unit | Heat Pump | 460 | 3 |  |  | No Match | No Match |  |  |  | 63000 | 6430 | 9.8 | 7.5 | 79000 | 6430 | 3.6 | 2.5 | Non Federally-Regulated | 08/29/1986 |  | 05/11/1988
American Air Filter | Enercon | FVW-60 |  | Water-Source | WBAHP: Heat Pump Packaged Unit | Heat Pump | 460 | 3 |  |  | No Match | No Match |  |  |  | 58000 | 5800 | 10 | 9 | 75000 | 6667 | 3.3 | 3.2 | Non Federally-Regulated | 02/22/1990 |  | 07/31/1991
Waterfurnace International, Inc. | Waterfurnace International, Inc. | SXV019*0 |  | Ground-Water-Source | WBAHP: Heat Pump Packaged Unit | Heat Pump | 208 | 1 |  |  | No Match | No Match |  |  |  | 19200 | 1371 | 14 | 9 | 15100 | 1301 | 3.4 |  | Non Federally-Regulated | 10/06/1999 |  | 05/19/2000
Florida Heat Pump | Florida Heat Pump | EM018-2CS | EM018-2AV | Water-Source | WBAHP-C: Heat Pump Split Syste | Heat Pump | 265 | 1 |  |  | No Match | No Match |  |  |  | 18200 | 1368 | 13.3 | 10 | 24500 | 1527 | 4.7 |  | Federally-Regulated Commercial & Industrial Equipment | 12/14/1998 |  | 10/05/1999
Florida Heat Pump | Florida Heat Pump | EM028-3VT |  | Water-Source | WBAHP: Heat Pump Packaged Unit | Heat Pump | 208 | 1 |  |  | No Match | No Match |  |  |  | 28000 | 1971 | 14.2 | 10 | 33400 | 2175 | 4.5 |  | Federally-Regulated Commercial & Industrial Equipment | 02/02/1998 |  | 03/31/1998
Waterfurnace International, Inc. | Standard Range | WSH/WSV019A*2*** |  | Water-Source | WBAHP: Heat Pump Packaged Unit | Heat Pump | 265 | 1 |  |  | No Match | No Match |  |  |  | 18200 | 1733 | 10.5 | 9 | 22600 | 1891 | 3.5 | 3.2 | Federally-Regulated Commercial & Industrial Equipment | 09/13/1989 |  | 10/10/1989
Waterfurnace International, Inc. | Geosmart Energy, Inc. | ZS036**3*4 |  | Water-Source | WBAHP: Heat Pump Packaged Unit | Heat Pump | 230 | 3 |  |  | No Match | Single-Speed |  |  |  | 33300 | 2220 | 15 | 12 | 40600 | 2479 | 4.8 | 4.2 | Federally-Regulated Commercial & Industrial Equipment | 06/14/2011 |  | 03/02/2012
Command-Aire | Command-Aire | SWP844* |  | Water-Source | WBAHP: Heat Pump Packaged Unit | Heat Pump | 460 | 3 |  |  | No Match | No Match |  |  |  | 95000 | 8120 | 11.7 | 10.5 | 120000 | 8370 | 4.2 | 3.8 | Federally-Regulated Commercial & Industrial Equipment | 03/31/1998 |  | 05/10/1998
Singer | Electro-Hydronics | UC500C5 |  | Water-Source | WBAHP: Heat Pump Packaged Unit | Heat Pump | 208 | 1 |  |  | No Match | No Match |  |  |  | 50000 | 5300 | 9.4 | 7.5 | 60000 | 5700 | 3.1 | 2.5 | Non Federally-Regulated | 01/05/1982 |  | 05/16/1984
Florida Heat Pump | Florida Heat Pump | GT024-1CS | GT024-1AH/AV | Water-Source | WBAH: Heating Only Packaged Un | Heat Pump | 208 | 1 |  |  | No Match | No Match |  |  |  | 25000 | 2118 | 11.8 | 9 | 26500 | 2218 | 3.5 | 3.5 | Non Federally-Regulated | 05/23/2001 |  | 07/18/2002
Mammoth | Geox | G45U,I |  | Ground-Water-Source | WBAHP: Heat Pump Packaged Unit | Heat Pump | 230 | 1 |  |  | No Match | No Match |  |  |  | 58000 | 5225 | 11.1 |  | 66000 | 5370 | 3.6 |  | Non Federally-Regulated | 05/11/1988 |  | 03/15/1989
Waterfurnace International, Inc. | Geotility Geothermal Installations | ZS070**3*4 |  | Water-Source | WBAHP: Heat Pump Packaged Unit | Heat Pump | 208 | 3 |  |  | No Match | Single-Speed |  |  |  | 63000 | 4406 | 14.3 | 12 | 79000 | 4926 | 4.7 | 4.2 | Federally-Regulated Commercial & Industrial Equipment | 03/02/2012 |  | 04/19/2013
Power-Save International, Inc. | S.O.E.S.I. | PSD-1200 (4) |  | Water-Source | WBAHP: Heat Pump Packaged Unit | Heat Pump | 230 | 1 |  |  | No Match | No Match |  |  |  | 152000 | 9844 | 15.4 | 9 | 160000 | 9936 | 4.7 |  | Federally-Regulated Commercial & Industrial Equipment | 01/23/1988 |  | 05/11/1988
Mammoth | Hydrobank II | D016CHE |  | Water-Source | WBAHP-O: Heat Pump Packaged Un | Heat Pump | 230 | 1 |  |  | No Match | No Match |  |  |  | 15200 | 1245 | 12.2 | 10 | 19200 | 1406 | 4 |  | Federally-Regulated Commercial & Industrial Equipment | 02/02/1998 |  | 03/31/1998
American Air Filter | Enercon | DCW-12 |  | Water-Source | WBAHP-O: Heat Pump Packaged Un | Heat Pump | 265 | 1 |  |  | No Match | No Match |  |  |  | 11400 | 947 | 12 | 9 | 15000 | 1133 | 3.9 | 3.2 | Non Federally-Regulated | 02/22/1990 |  | 07/31/1991
Florida Heat Pump | Energy Miser | LTV90-1 |  | Ground-Water-Source | WBAHP: Heat Pump Packaged Unit | Heat Pump | 208 | 1 |  |  | No Match | No Match |  |  |  | 87000 | 8615 | 10.1 | 11 | 106000 | 8875 | 3.5 | 3.4 | Non Federally-Regulated | 07/31/1991 |  | 03/31/1998
McQuay / Snyder General | Electro-Hydronics | RC150A3 |  | Water-Source | WBAHP: Heat Pump Packaged Unit | Heat Pump | 230 | 1 |  |  | No Match | No Match |  |  |  | 14500 | 1305 | 11.1 | 7.5 | 20000 | 1465 | 4 | 2.5 | Non Federally-Regulated | 08/29/1986 |  | 05/11/1988
Addison Products | Addison Products | WSH036-1AL |  | Water-Source | WBAHP: Heat Pump Packaged Unit | Heat Pump | 208 | 1 |  |  | No Match | No Match |  |  |  | 35000 | 2868 | 12.2 | 10 | 44000 | 3070 | 4.2 |  | Federally-Regulated Commercial & Industrial Equipment | 02/02/1998 |  | 03/31/1998
Waterfurnace International, Inc. | Geotility Geothermal Installations | ZS060**3*1 |  | Water-Source | WBAHP: Heat Pump Packaged Unit | Heat Pump | 208 | 3 |  |  | No Match | Single-Speed |  |  |  | 58400 | 3817 | 15.3 | 12 | 72500 | 4521 | 4.7 | 4.2 | Federally-Regulated Commercial & Industrial Equipment | 01/24/2011 |  | 04/19/2013
Waterfurnace International, Inc. | Waterfurnace International, Inc. | SXV024A0 |  | Ground-Source | WBAHP: Heat Pump Packaged Unit | Heat Pump | 208 | 1 |  |  | No Match | No Match |  |  |  | 27000 | 1741 | 15.5 |  | 18000 | 1551 | 3.4 |  | Non Federally-Regulated | 03/31/1998 |  | 05/10/1998
Waterfurnace International, Inc. | Eagle Mountain | GS018**0*1 |  | Ground-Water-Source | WBAHP: Heat Pump Packaged Unit | Heat Pump | 208 | 1 |  |  | No Match | Single-Speed |  |  |  | 21000 | 798 | 26.3 | 16.2 | 18900 | 1179 | 4.7 | 3.6 | Non Federally-Regulated | 01/24/2011 |  | 04/19/2013
McQuay International | McQuay | W-FDS/FDL/FDD-1-042-E |  | Water-Source | WBAHP: Heat Pump Packaged Unit | Heat Pump | 208 | 1 |  |  | No Match | No Match |  |  |  | 41800 | 3483 | 12 | 10 | 53000 | 3882 | 4 |  | Federally-Regulated Commercial & Industrial Equipment | 10/05/1999 |  | 09/21/2000
Waterfurnace International, Inc. | Trane Unitary Products Group | T1GX022***1**0 |  | Ground-Source | WBAHP: Heat Pump Packaged Unit | Heat Pump | 230 | 1 |  |  | No Match | Single-Speed |  |  |  | 21200 | 1044 | 20.3 | 13.4 | 15000 | 1158 | 3.8 | 3.1 | Non Federally-Regulated | 08/23/2011 |  | 10/24/2014
Waterfurnace International, Inc. | Eagle Mountain | ZS009**0*0 |  | Ground-Water-Source | WBAHP: Heat Pump Packaged Unit | Heat Pump | 208 | 1 |  |  | No Match | Single-Speed |  |  |  | 10500 | 577 | 18.2 | 16.2 | 9600 | 760 | 3.7 | 3.6 | Non Federally-Regulated | 01/24/2011 |  | 04/19/2013
ClimateMaster Inc. | Climate Master Series | VP/HP/DP036 |  | Ground-Water-Source | WBAHP: Heat Pump Packaged Unit | Heat Pump | 208 | 1 |  |  | No Match | No Match |  |  |  | 36000 | 2608 | 13.8 | 9 | 27000 | 2472 | 3.2 |  | Non Federally-Regulated | 12/14/1998 |  | 04/10/2000
Florida Heat Pump | Florida Heat Pump | CE049-1CS | DX049CC/UC | Water-Source | WBAHP-C: Heat Pump Split Syste | Heat Pump | 230 | 1 |  |  | No Match | Dual-Speed |  |  |  | 48500 | 3012 | 16.1 | 12 | 59000 | 3325 | 5.2 | 4.2 | Federally-Regulated Commercial & Industrial Equipment | 03/02/2012 |  | 05/01/2015
Waterfurnace International, Inc. | Waterfurnace International, Inc. | ATH016C1 |  | Ground-Source | WBAHP: Heat Pump Packaged Unit | Heat Pump | 230 | 1 |  |  | No Match | No Match |  |  |  | 17100 | 1082 | 15.8 |  | 11800 | 987 | 3.5 |  | Non Federally-Regulated | 03/31/1998 |  | 05/10/1998
Waterfurnace International, Inc. | Johnson Controls | RJSV/RJSH048**3*0 |  | Ground-Water-Source | WBAHP: Heat Pump Packaged Unit | Heat Pump | 208 | 3 |  |  | No Match | Single-Speed |  |  |  | 51600 | 2293 | 22.5 | 16.2 | 45100 | 3074 | 4.3 | 3.6 | Non Federally-Regulated | 01/24/2011 |  | 10/24/2014
McQuay / Snyder General | Electro-Hydronics | CW630GD |  | Water-Source | WBAHP: Heat Pump Packaged Unit | Heat Pump | 230 | 3 |  |  | No Match | No Match |  |  |  | 63000 | 6430 | 9.8 | 7.5 | 79000 | 6430 | 3.6 | 2.5 | Non Federally-Regulated | 08/29/1986 |  | 05/11/1988
Geoflex Systems, Inc. | Geoflex Systems, Inc. | GF1S-V/H/D/M-036WADBP |  | Ground-Source | WBAHP: Heat Pump Packaged Unit | Both Heat Pump and Electric Re | 460 | 3 |  |  | No Match | Single-Speed |  |  |  | 34100 | 1616 | 21.1 | 13.4 | 24400 | 1663 | 4.3 | 3.1 | Non Federally-Regulated | 11/30/2011 |  | 03/02/2012
Inter-City Products Corp. | McQuay | CCW024C*N |  | Water-Source | WBAHP: Heat Pump Packaged Unit | Heat Pump | 265 | 1 |  |  | No Match | No Match |  |  |  | 23500 | 2009 | 11.7 | 9.3 | 30400 | 2346 | 3.8 | 3.8 | Non Federally-Regulated | 07/31/1991 |  | 03/31/1998
Snyder General Corp. | McQuay | VE200G5 |  | Water-Source | WBAHP: Heat Pump Packaged Unit | Heat Pump | 208 | 1 |  |  | No Match | No Match |  |  |  | 19000 | 1780 | 10.7 | 9 | 25600 | 1920 | 3.9 | 3.2 | Non Federally-Regulated | 02/22/1990 |  | 07/31/1991
Florida Heat Pump | Florida Heat Pump | GT036-2CF/HZ/VT |  | Ground-Water-Source | WBAHP: Heat Pump Packaged Unit | Heat Pump | 265 | 1 |  |  | No Match | No Match |  |  |  | 35600 | 2389 | 14.9 | 9 | 25600 | 2206 | 3.4 |  | Non Federally-Regulated | 05/29/2001 |  | 07/18/2002
Snyder General Corp. | McQuay | WE075C3 |  | Water-Source | WBAHP-O: Heat Pump Packaged Un | Heat Pump | 208 | 1 |  |  | No Match | No Match |  |  |  | 6900 | 645 | 10.7 | 9 | 9400 | 725 | 3.8 | 3.2 | Non Federally-Regulated | 02/22/1990 |  | 07/31/1991
Florida Heat Pump | Florida Heat Pump | EM012-1HZ |  | Water-Source | WBAHP: Heat Pump Packaged Unit | Heat Pump | 208 | 1 |  |  | No Match | No Match |  |  |  | 11500 | 1008 | 11.4 | 10 | 14600 | 1069 | 4 |  | Federally-Regulated Commercial & Industrial Equipment | 12/14/1998 |  | 10/05/1999
Trane U.S. Inc. | Trane | GEVA036 |  | Ground-Water-Source | WBAHP: Heat Pump Packaged Unit | Heat Pump | 208 | 1 |  |  | No Match | No Match |  |  |  | 35739 | 2335 | 15.3 | 9 | 22200 | 1983 | 3.3 |  | Non Federally-Regulated | 04/10/2000 |  | 07/18/2002
McQuay / Snyder General | Electro-Hydronics | FW420F3 |  | Water-Source | WBAHP: Heat Pump Packaged Unit | Heat Pump | 230 | 1 |  |  | No Match | No Match |  |  |  | 42000 | 3850 | 10.9 | 7.5 | 52000 | 4100 | 3.7 | 2.5 | Non Federally-Regulated | 08/29/1986 |  | 05/11/1988
Waterfurnace International, Inc. | Spectra | SXH036A4 |  | Water-Source | WBAHP: Heat Pump Packaged Unit | Heat Pump | 460 | 3 |  |  | No Match | No Match |  |  |  | 36000 | 2647 | 13.6 | 10 | 44500 | 2774 | 4.7 |  | Federally-Regulated Commercial & Industrial Equipment | 06/02/1993 |  | 06/03/1993
ClimateMaster Inc. | Carrier | RVC018***30*** |  | Water-Source | WBAHP: Heat Pump Packaged Unit | Heat Pump | 208 | 1 |  |  | No Match | No Match |  |  |  | 18900 | 1524 | 12.4 | 10 | 22700 | 1623 | 4.1 |  | Federally-Regulated Commercial & Industrial Equipment | 07/02/2003 |  | 03/12/2009
Addison Products | Heat Controller | HWPH022-1J |  | Water-Source | WBAHP: Heat Pump Packaged Unit | Heat Pump | 230 | 1 |  |  | No Match | No Match |  |  |  | 22000 | 1833 | 12 | 10 | 28000 | 2050 | 4 |  | Federally-Regulated Commercial & Industrial Equipment | 10/05/1999 |  | 04/12/2000
Florida Heat Pump | Florida Heat Pump | TA035-1CS | TA035-1AH/AV | Ground-Source | WBAHP-CB: Heat Pump Split Syst | Heat Pump | 208 | 1 |  |  | No Match | Dual-Speed |  |  |  | 38200 | 2087 | 18.3 | 13.4 | 28200 | 2066 | 4 | 3.1 | Non Federally-Regulated | 06/14/2011 |  | 04/20/2015
Command-Aire | Command-Aire | SWP613E |  | Water-Source | WBAHP: Heat Pump Packaged Unit | Heat Pump | 208 | 3 |  |  | No Match | No Match |  |  |  | 62000 | 5640 | 11 | 9 | 78000 | 5710 | 4 | 3.2 | Federally-Regulated Commercial & Industrial Equipment | 01/23/1988 |  | 05/11/1988
ClimateMaster Inc. | Climate Master Series | VS/VL/HS/HL 015 |  | Water-Source | WBAHP: Heat Pump Packaged Unit | Heat Pump | 265 | 1 |  |  | No Match | No Match |  |  |  | 14100 | 1281 | 11 | 10 | 18800 | 1377 | 4 |  | Federally-Regulated Commercial & Industrial Equipment | 12/14/1998 |  | 10/05/1999
Hydro Delta Corp. | Hydro Delta Corp. | 03-018-WTAR-HE |  | Ground-Water-Source | WBAHP: Heat Pump Packaged Unit | Heat Pump | 208 | 1 |  |  | No Match | No Match |  |  |  | 20100 | 1500 | 13.4 | 9 | 12900 | 1399 | 2.7 |  | Non Federally-Regulated | 10/06/1999 |  | 04/10/2000
Addison Products | Addison Products | VGY042-3A |  | Ground-Water-Source | WBAHP: Heat Pump Packaged Unit | Heat Pump | 230 | 3 |  |  | No Match | No Match |  |  |  | 47000 | 3560 | 13.2 | 9 | 30900 | 3017 | 3 |  | Non Federally-Regulated | 11/14/2000 |  | 07/18/2002
Waterfurnace International, Inc. | Eagle Mountain | YS036**1*0 |  | Water-Source | WBAHP: Heat Pump Packaged Unit | Heat Pump | 208 | 1 |  |  | No Match | Single-Speed |  |  |  | 33300 | 2313 | 14.4 | 12 | 40600 | 2644 | 4.5 | 4.2 | Federally-Regulated Commercial & Industrial Equipment | 01/24/2011 |  | 04/19/2013
ClimateMaster Inc. | Climate Master | TES/P064A | TAC064A | Water-Source | WBAHP-CB: Heat Pump Split Syst | Heat Pump | 208 | 1 |  |  | No Match | Single-Speed |  |  |  | 57400 | 3801 | 15.1 | 12 | 66300 | 4134 | 4.7 | 4.2 | Federally-Regulated Commercial & Industrial Equipment | 12/12/2012 |  | 06/09/2015
Florida Heat Pump | Florida Heat Pump | AP035-3CF/HZ/VT |  | Ground-Water-Source | WBAHP: Heat Pump Packaged Unit | Heat Pump | 208 | 3 |  |  | No Match | Dual-Speed |  |  |  | 41200 | 1753 | 23.5 | 16.2 | 36200 | 2257 | 4.7 | 3.6 | Non Federally-Regulated | 11/30/2011 |  | 05/01/2015
Waterfurnace International, Inc. | Waterfurnace International, Inc. | P045**0 |  | Ground-Water-Source | WBAHP: Heat Pump Packaged Unit | Heat Pump | 208 | 1 |  |  | No Match | No Match |  |  |  | 50000 | 3571 | 14 | 9 | 33000 | 3119 | 3.1 |  | Non Federally-Regulated | 05/19/2000 |  | 07/18/2002
Florida Heat Pump | Florida Heat Pump | EM018-1CS | EM018-1AH/AV | Ground-Water-Source | WBAHP-CB: Heat Pump Split Syst | Heat Pump | 208 | 1 |  |  | No Match | No Match |  |  |  | 19000 | 1428 | 13.3 | 9 | 15000 | 1255 | 3.5 |  | Non Federally-Regulated | 05/29/2001 |  | 07/18/2002
Snyder General Corp. | McQuay | VF140F3 |  | Water-Source | WBAHP: Heat Pump Packaged Unit | Heat Pump | 230 | 1 |  |  | No Match | No Match |  |  |  | 13500 | 1300 | 10.4 | 9 | 16000 | 1320 | 3.5 | 3.2 | Non Federally-Regulated | 02/22/1990 |  | 07/31/1991
Jacobsen Energy Ind., Inc. | Jacobsen Energy Ind., Inc. | 48***3**** |  | Water-Source | WBAHP: Heat Pump Packaged Unit | Heat Pump | 230 | 1 |  |  | No Match | No Match |  |  |  | 49000 | 4350 | 11.3 | 9 | 59000 | 4400 | 3.9 | 3.2 | Non Federally-Regulated | 02/22/1990 |  | 07/31/1991
California Heat Pump | California Heat Pump | CHP-26V*-12-** |  | Water-Source | WBAHP: Heat Pump Packaged Unit | Heat Pump | 230 | 1 |  |  | No Match | No Match |  |  |  | 25500 | 3050 | 8.4 | 7.5 | 31000 | 3200 | 2.8 | 2.5 | Non Federally-Regulated | 01/05/1982 |  | 06/11/1985
Waterfurnace International, Inc. | Eagle Mountain | GTS038A1 | GAH036* | Ground-Source | WBAHP-CB: Heat Pump Split Syst | Heat Pump | 230 | 1 |  |  | No Match | Dual-Speed |  |  |  | 35000 | 2047 | 17.1 | 13.4 | 25700 | 1982 | 3.8 | 3.1 | Non Federally-Regulated | 01/24/2011 |  | 08/23/2011
Geoflex Systems, Inc. | Geoflex Systems, Inc. | GF1T-V/H/D/M-049WAABP |  | Ground-Source | WBAHP: Heat Pump Packaged Unit | Both Heat Pump and Electric Re | 230 | 1 |  |  | No Match | Dual-Speed |  |  |  | 48800 | 2773 | 17.6 | 13.4 | 38500 | 2821 | 4 | 3.1 | Non Federally-Regulated | 11/30/2011 |  | 01/09/2014
Waterfurnace International, Inc. | Geotility Geothermal Installations | ZS042**5*0 |  | Ground-Source | WBAHP: Heat Pump Packaged Unit | Heat Pump | 575 | 3 |  |  | No Match | Single-Speed |  |  |  | 42300 | 2518 | 16.8 | 13.4 | 29900 | 2655 | 3.3 | 3.1 | Non Federally-Regulated | 01/24/2011 |  | 04/19/2013
McQuay International | McQuay | W-FDS/FDL/FDD-1-048-F |  | Water-Source | WBAHP: Heat Pump Packaged Unit | Heat Pump | 230 | 3 |  |  | No Match | No Match |  |  |  | 46000 | 3833 | 12 | 10 | 56000 | 3815 | 4.3 |  | Federally-Regulated Commercial & Industrial Equipment | 10/05/1999 |  | 09/21/2000
Waterfurnace International, Inc. | Rybacki - Hart Enterprises | ZS015**0*0 |  | Ground-Source | WBAHP: Heat Pump Packaged Unit | Heat Pump | 230 | 1 |  |  | No Match | Single-Speed |  |  |  | 14700 | 855 | 17.2 | 13.4 | 11500 | 963 | 3.5 | 3.1 | Non Federally-Regulated | 01/24/2011 |  | 04/19/2013
Florida Heat Pump | Florida Heat Pump | GT024-3CF/HZ/VT |  | Water-Source | WBAHP-CB: Heat Pump Split Syst | Heat Pump | 208 | 3 |  |  | No Match | No Match |  |  |  | 25500 | 2125 | 12 | 9 | 27200 | 2277 | 3.5 | 3.5 | Non Federally-Regulated | 07/16/2001 |  | 07/18/2002
Waterfurnace International, Inc. | Rybacki - Hart Enterprises | ZS012**2*0 |  | Ground-Water-Source | WBAHP: Heat Pump Packaged Unit | Heat Pump | 265 | 1 |  |  | No Match | Single-Speed |  |  |  | 12500 | 687 | 18.2 | 16.2 | 12000 | 925 | 3.8 | 3.6 | Non Federally-Regulated | 01/24/2011 |  | 04/19/2013
Florida Heat Pump | Florida Heat Pump | EM070-4CF/HZ/VT |  | Water-Source | WBAHP-CB: Heat Pump Split Syst | Heat Pump | 460 | 3 |  |  | No Match | No Match |  |  |  | 75500 | 5551 | 13.6 | 9 | 83000 | 6755 | 3.6 | 3.5 | Non Federally-Regulated | 07/22/2002 |  | 03/12/2009
ClimateMaster Inc. | Climate Master Series | CS/CL 007 |  | Water-Source | WBAHP-O: Heat Pump Packaged Un | Heat Pump | 208 | 1 |  |  | No Match | No Match |  |  |  | 6800 | 531 | 12.8 | 9.3 | 8600 | 547 | 4.6 | 3.8 | Federally-Regulated Commercial & Industrial Equipment | 03/31/1998 |  | 05/10/1998
Waterfurnace International, Inc. | Johnson Controls | RJSV/RJSH009**0 |  | Water-Source | WBAHP: Heat Pump Packaged Unit | Heat Pump | 208 | 1 |  |  | No Match | Single-Speed |  |  |  | 9600 | 662 | 14.5 | 11.2 | 13200 | 744 | 5.2 | 4.2 | Federally-Regulated Commercial & Industrial Equipment | 01/24/2011 |  | 10/24/2014
Waterfurnace International, Inc. | Eagle Mountain | ZS012**0*0 |  | Water-Source | WBAHP: Heat Pump Packaged Unit | Heat Pump | 230 | 1 |  |  | No Match | Single-Speed |  |  |  | 10900 | 858 | 12.7 | 11.2 | 14700 | 979 | 4.4 | 4.2 | Federally-Regulated Commercial & Industrial Equipment | 01/24/2011 |  | 04/19/2013
Waterfurnace International, Inc. | Johnson Controls | RGSV/RGSH060**0*4 |  | Ground-Source | WBAHP: Heat Pump Packaged Unit | Heat Pump | 230 | 1 |  |  | No Match | Single-Speed |  |  |  | 60900 | 3402 | 17.9 | 13.4 | 47100 | 3834 | 3.6 | 3.1 | Non Federally-Regulated | 06/14/2011 |  | 03/02/2012
Florida Heat Pump | Florida Heat Pump | EV030-1CF/HZ/VT |  | Water-Source | WBAHP: Heat Pump Packaged Unit | Heat Pump | 230 | 1 |  |  | No Match | No Match |  |  |  | 30000 | 2097 | 14.3 | 10 | 34000 | 2213 | 4.5 |  | Federally-Regulated Commercial & Industrial Equipment | 03/22/2001 |  | 03/02/2012
Phillips Energy, Inc. | Phillips Energy, Inc. | 100WA-36V0100 |  | Water-Source | WBAHP-CB: Heat Pump Split Syst | Heat Pump | 230 | 1 |  |  | No Match | No Match |  |  |  | 36100 | 3312 | 12 | 9 | 39200 | 3240 | 3.5 |  | Non Federally-Regulated | 06/30/1992 |  | 04/07/1996
Friedrich Air Conditioning Co. | Climate Master Series | 803-036-G******** |  | Water-Source | WBAHP: Heat Pump Packaged Unit | Heat Pump | 265 | 1 |  |  | No Match | No Match |  |  |  | 35600 | 3360 | 10.6 | 7.5 | 42500 | 3550 | 3.5 | 2.5 | Non Federally-Regulated | 08/30/1983 |  | 05/16/1984
Waterfurnace International, Inc. | Waterfurnace International, Inc. | SXV036C4 |  | Water-Source | WBAHP: Heat Pump Packaged Unit | Heat Pump | 460 | 3 |  |  | No Match | No Match |  |  |  | 36000 | 2647 | 13.6 | 10 | 44500 | 2774 | 4.7 |  | Federally-Regulated Commercial & Industrial Equipment | 12/14/1998 |  | 10/05/1999
Snyder General Corp. | McQuay | CW1000FP |  | Water-Source | WBAHP: Heat Pump Packaged Unit | Heat Pump | 460 | 3 |  |  | No Match | No Match |  |  |  | 97500 | 10156 | 9.6 | 9.2 | 136000 | 10400 | 3.8 | 2.5 | Non Federally-Regulated | 02/22/1990 |  | 07/31/1991
Florida Heat Pump | Florida Heat Pump | GT026-2VT/HZ/CF |  | Water-Source | WBAHP-CB: Heat Pump Split Syst | Heat Pump | 265 | 1 |  |  | No Match | No Match |  |  |  | 27000 | 2000 | 13.5 | 9 | 30600 | 2299 | 3.9 | 3.5 | Non Federally-Regulated | 02/02/1998 |  | 10/02/1998
Florida Heat Pump | Florida Heat Pump | TA061-1CS | DX061 | Water-Source | WBAHP-CB: Heat Pump Split Syst | Both Heat Pump and Electric Re | 208 | 1 |  |  | No Match | Dual-Speed |  |  |  | 60500 | 4231 | 14.3 | 12 | 76000 | 4640 | 4.8 | 4.2 | Federally-Regulated Commercial & Industrial Equipment | 03/02/2012 |  | 05/01/2015
Florida Heat Pump | Florida Heat Pump | GT024-1CF/HZ/VT |  | Water-Source | WBAHP: Heat Pump Packaged Unit | Heat Pump | 265 | 1 |  |  | No Match | No Match |  |  |  | 23500 | 1766 | 13.3 | 10 | 27200 | 1811 | 4.4 |  | Federally-Regulated Commercial & Industrial Equipment | 05/29/2001 |  | 07/16/2001
McQuay / Snyder General | Electro-Hydronics | FW550FD |  | Water-Source | WBAHP: Heat Pump Packaged Unit | Heat Pump | 230 | 3 |  |  | No Match | No Match |  |  |  | 55000 | 5670 | 9.7 | 7.5 | 67000 | 5610 | 3.5 | 2.5 | Non Federally-Regulated | 08/29/1986 |  | 05/11/1988
Waterfurnace International, Inc. | Waterfurnace International, Inc. | V095**3 |  | Ground-Water-Source | WBAHP: Heat Pump Packaged Unit | Heat Pump | 230 | 3 |  |  | No Match | No Match |  |  |  | 96000 | 7164 | 13.4 | 9 | 66500 | 6958 | 2.8 |  | Non Federally-Regulated | 01/18/2001 |  | 07/18/2002
Enertech Global, LLC | Enertech | H018C | ACD024 | Ground-Source | WBAHP-C: Heat Pump Split Syste | Heat Pump | 230 | 1 |  |  | No Match | Single-Speed |  |  |  | 16700 | 928 | 18 | 13.4 | 13300 | 1114 | 3.5 | 3.1 | Non Federally-Regulated | 04/30/2009 |  | 03/02/2012
Waterfurnace International, Inc. | Waterfurnace International, Inc. | VLV/VXV030*4 |  | Water-Source | WBAHP: Heat Pump Packaged Unit | Heat Pump | 460 | 3 |  |  | No Match | No Match |  |  |  | 29500 | 2107 | 14 | 10 | 35200 | 2291 | 4.5 |  | Federally-Regulated Commercial & Industrial Equipment | 06/20/2003 |  | 02/17/2011
Geoflex Systems, Inc. | Geoflex Systems, Inc. | GS1S-V/H/D/M-024WAABE |  | Ground-Source | WBAHP: Heat Pump Packaged Unit | Both Heat Pump and Electric Re | 230 | 1 |  |  | No Match | Single-Speed |  |  |  | 21200 | 1034 | 20.5 | 13.4 | 15200 | 1142 | 3.9 | 3.1 | Non Federally-Regulated | 03/02/2012 |  | 01/09/2014
Florida Heat Pump | Florida Heat Pump | GT054-3CS | GT054-1AV/AH | Water-Source | WBAH: Heating Only Packaged Un | Heat Pump | 208 | 3 |  |  | No Match | No Match |  |  |  | 52000 | 4193 | 12.4 | 9 | 60000 | 4626 | 3.8 | 3.5 | Non Federally-Regulated | 10/05/1999 |  | 04/12/2000
Florida Heat Pump | Florida Heat Pump | EM009-0HZ |  | Water-Source | WBAHP: Heat Pump Packaged Unit | Heat Pump | 115 | 1 |  |  | No Match | No Match |  |  |  | 9500 | 760 | 12.5 | 10 | 13000 | 846 | 4.5 |  | Federally-Regulated Commercial & Industrial Equipment | 12/14/1998 |  | 10/05/1999
American Air Filter | Enercon | DVW49 |  | Water-Source | WBAHP: Heat Pump Packaged Unit | Heat Pump | 230 | 3 |  |  | No Match | No Match |  |  |  | 49000 | 4470 | 11 | 7.5 | 62000 | 5260 | 3.5 | 2.5 | Non Federally-Regulated | 05/16/1984 |  | 06/11/1985
Climate Control / Snyder General | Electro-Hydronics | UW550FP |  | Water-Source | WBAHP: Heat Pump Packaged Unit | Heat Pump | 460 | 3 |  |  | No Match | No Match |  |  |  | 55000 | 5670 | 9.7 | 7.5 | 67000 | 5610 | 3.5 | 2.5 | Non Federally-Regulated | 06/11/1985 |  | 08/29/1986
Florida Heat Pump | Florida Heat Pump | EM031-1VT |  | Water-Source | WBAHP: Heat Pump Packaged Unit | Heat Pump | 230 | 1 |  |  | No Match | No Match |  |  |  | 32000 | 2285 | 14 | 10 | 42000 | 2735 | 4.5 |  | Federally-Regulated Commercial & Industrial Equipment | 12/14/1998 |  | 10/05/1999
Climate Control / Snyder General | Electro-Hydronics | UC630GK |  | Water-Source | WBAHP: Heat Pump Packaged Unit | Heat Pump | 208 | 3 |  |  | No Match | No Match |  |  |  | 63000 | 6430 | 9.8 | 7.5 | 79000 | 6430 | 3.6 | 2.5 | Non Federally-Regulated | 06/11/1985 |  | 08/29/1986
Mammoth | Hydrobank II | G070HLG |  | Ground-Water-Source | WBAHP: Heat Pump Packaged Unit | Heat Pump | 460 | 3 |  |  | No Match | No Match |  |  |  | 71780 | 5277 | 13.6 | 9 | 55000 | 5371 | 3 |  | Non Federally-Regulated | 05/23/2000 |  | 01/18/2001
Trane U.S. Inc. | Trane | GSCC0281 |  | Water-Source | WBAHP: Heat Pump Packaged Unit | Heat Pump | 208 | 1 |  |  | No Match | No Match |  |  |  | 28500 | 2714 | 10.5 | 10 | 38000 | 2930 | 3.8 |  | Federally-Regulated Commercial & Industrial Equipment | 12/14/1998 |  | 10/05/1999
Waterfurnace International, Inc. | Waterfurnace International, Inc. | SXH068*1 |  | Water-Source | WBAHP: Heat Pump Packaged Unit | Heat Pump | 208 | 1 |  |  | No Match | No Match |  |  |  | 65000 | 5200 | 12.5 | 9 | 84000 | 5469 | 4.5 | 3.8 | Federally-Regulated Commercial & Industrial Equipment | 10/05/1999 |  | 05/19/2000
Snyder General Corp. | McQuay | HC070B3 |  | Water-Source | WBAHP: Heat Pump Packaged Unit | Heat Pump | 208 | 1 |  |  | No Match | No Match |  |  |  | 6900 | 670 | 10.3 | 9 | 8800 | 716 | 3.6 | 3.2 | Non Federally-Regulated | 02/22/1990 |  | 07/31/1991
Enertech Global, LLC | Enertech | TCT060D |  | Ground-Water-Source | WBAHP: Heat Pump Packaged Unit | Heat Pump | 230 | 1 |  |  | No Match | Single-Speed | 2388 | 644 | 1 | 68200 | 3031 | 22.5 | 16.2 | 59900 | 3816 | 4.6 | 3.6 | Non Federally-Regulated | 09/03/2012 |  | 12/12/2012
Command-Aire | Command-Aire | RUWP-201 |  | Water-Source | WBAHP: Heat Pump Packaged Unit | Heat Pump | 208 | 1 |  |  | No Match | No Match |  |  |  | 25000 | 2440 | 10.6 | 7.5 | 31200 | 2420 | 3.8 | 2.5 | Non Federally-Regulated | 01/05/1982 |  | 09/08/1982
ClimateMaster Inc. | Climate Master Series | 805-042G********* |  | Water-Source | WBAHP-CB: Heat Pump Split Syst | Heat Pump | 208 | 1 |  |  | No Match | No Match |  |  |  | 42500 | 4670 | 9.1 | 9 | 53000 | 4705 | 3.3 |  | Non Federally-Regulated | 02/11/1988 |  | 07/27/1992
Florida Heat Pump | Geosystems, LLC | CFS-*036 |  | Ground-Source | WBAHP: Heat Pump Packaged Unit | Heat Pump | 230 | 1 |  |  | No Match | Single-Speed |  |  |  | 35500 | 2017 | 17.6 | 13.4 | 26500 | 2044 | 3.8 | 3.1 | Non Federally-Regulated | 09/03/2012 |  | 12/12/2012
Enertech Global, LLC | Enertech | TRT060A | ACD060 | Ground-Source | WBAHP-CB: Heat Pump Split Syst | Heat Pump | 230 | 1 |  |  | No Match | Single-Speed |  |  |  | 62200 | 3575 | 17.4 | 13.4 | 46000 | 3745 | 3.6 | 3.1 | Non Federally-Regulated | 09/03/2012 |  | 12/12/2012
American Air Filter | Enercon | HW62 |  | Water-Source | WBAHP: Heat Pump Packaged Unit | Heat Pump | 240 | 1 |  |  | No Match | No Match |  |  |  | 62000 | 7100 | 8.7 | 7.5 | 68000 | 6400 | 3.1 | 2.5 | Non Federally-Regulated | 01/05/1982 |  | 05/16/1984
Snyder General Corp. | McQuay | RC090A7 |  | Water-Source | WBAHP: Heat Pump Packaged Unit | Heat Pump | 265 | 1 |  |  | No Match | No Match |  |  |  | 9000 | 780 | 11.5 | 9 | 11200 | 912 | 3.6 | 3.2 | Non Federally-Regulated | 02/22/1990 |  | 07/31/1991
Climate Control / Snyder General | Electro-Hydronics | UC610FD |  | Water-Source | WBAHP: Heat Pump Packaged Unit | Heat Pump | 230 | 3 |  |  | No Match | No Match |  |  |  | 61500 | 5850 | 10.5 | 7.5 | 77000 | 5785 | 3.9 | 2.5 | Non Federally-Regulated | 06/11/1985 |  | 08/29/1986
Florida Heat Pump | Bosch | CP030-1HZ/VT |  | Water-Source | WBAHP: Heat Pump Packaged Unit | Heat Pump | 208 | 1 |  |  |  | Single-Speed |  |  |  | 27000 | 1627 | 16.6 | 12 | 31000 | 1540 | 5.9 | 4.2 | Federally-Regulated Commercial & Industrial Equipment | 04/22/2015 |  | 05/01/2015
Heat Controller | Heat Controller | DWPG060-1B-XL* |  | Water-Source | WBAHP-CB: Heat Pump Split Syst | Heat Pump | 208 | 1 |  |  | No Match | No Match |  |  |  | 59000 | 4538 | 13 | 9 | 66000 | 4959 | 3.9 | 3.5 | Non Federally-Regulated | 12/14/1998 |  | 04/12/2000
Waterfurnace International, Inc. | Eagle Mountain | GS015**0*1 |  | Ground-Water-Source | WBAHP: Heat Pump Packaged Unit | Heat Pump | 208 | 1 |  |  | No Match | Single-Speed |  |  |  | 16300 | 620 | 26.3 | 16.2 | 14800 | 923 | 4.7 | 3.6 | Non Federally-Regulated | 01/24/2011 |  | 04/19/2013
McQuay International | McQuay | FCV/FCW/VWH/VWW060B-W |  | Water-Source | WBAHP: Heat Pump Packaged Unit | Heat Pump | 575 | 3 |  |  | No Match | No Match |  |  |  | 59000 | 5363 | 11 | 10 | 75000 | 5784 | 3.8 |  | Federally-Regulated Commercial & Industrial Equipment | 12/14/1998 |  | 10/05/1999
ClimateMaster Inc. | Climate Master Series | 814-048-G******** |  | Water-Source | WBAHP: Heat Pump Packaged Unit | Heat Pump | 208 | 1 |  |  | No Match | No Match |  |  |  | 48500 | 4410 | 11 | 9 | 57000 | 4395 | 3.8 | 3.2 | Non Federally-Regulated | 02/22/1990 |  | 07/31/1991
Addison Products | Addison Products | DWPG054-3B-XL* |  | Ground-Water-Source | WBAHP: Heat Pump Packaged Unit | Heat Pump | 230 | 3 |  |  | No Match | No Match |  |  |  | 53000 | 3925 | 13.5 | 9 | 40000 | 3907 | 3 |  | Non Federally-Regulated | 05/10/1998 |  | 10/02/1998
Waterfurnace International, Inc. | Geotility Geothermal Installations | ZS036**4*1 |  | Water-Source | WBAHP: Heat Pump Packaged Unit | Heat Pump | 460 | 3 |  |  | No Match | Single-Speed |  |  |  | 33300 | 2220 | 15 | 12 | 40600 | 2479 | 4.8 | 4.2 | Federally-Regulated Commercial & Industrial Equipment | 01/24/2011 |  | 04/19/2013
Trane U.S. Inc. | Trane | WPVE035 |  | Water-Source | WBAHP: Heat Pump Packaged Unit | Heat Pump | 208 | 1 |  |  | No Match | No Match |  |  |  | 34200 | 2923 | 11.7 | 10 | 42200 | 3091 | 4 |  | Federally-Regulated Commercial & Industrial Equipment | 04/12/2000 |  | 11/14/2000
Florida Heat Pump | DeMarco Energy Systems | GT042-5VT/HZ/CF |  | Water-Source | WBAHP-CB: Heat Pump Split Syst | Heat Pump | 575 | 3 |  |  | No Match | No Match |  |  |  | 45000 | 3435 | 13.1 | 9 | 50000 | 3488 | 4.2 | 3.5 | Non Federally-Regulated | 10/05/1999 |  | 04/12/2000
ClimateMaster Inc. | Climate Master Series | 81636E |  | Water-Source | WBAHP-O: Heat Pump Packaged Un | Heat Pump | 265 | 1 |  |  | No Match | No Match |  |  |  | 33000 | 2538 | 13 | 10 | 42000 | 3076 | 4 |  | Federally-Regulated Commercial & Industrial Equipment | 04/12/2000 |  | 03/12/2009
Trane U.S. Inc. | Trane | EXVE0603 |  | Ground-Source | WBAHP: Heat Pump Packaged Unit | Heat Pump | 208 | 3 |  |  | No Match | Single-Speed |  |  |  | 62700 | 3710 | 16.9 | 13.4 | 49500 | 3720 | 3.9 | 3.1 | Non Federally-Regulated | 06/14/2011 |  | 08/15/2014
Waterfurnace International, Inc. | Waterfurnace International, Inc. | ATH034D0 |  | Ground-Water-Source | WBAHP: Heat Pump Packaged Unit | Heat Pump | 230 | 1 |  |  | No Match | No Match |  |  |  | 34400 | 2150 | 16 | 9 | 25000 | 2220 | 3.3 |  | Non Federally-Regulated | 12/14/1998 |  | 10/06/1999
Singer | Electro-Hydronics | CC520B3 |  | Water-Source | WBAHP: Heat Pump Packaged Unit | Heat Pump | 230 | 1 |  |  | No Match | No Match |  |  |  | 47000 | 5500 | 8.5 | 7.5 | 58000 | 5600 | 3 | 2.5 | Non Federally-Regulated | 01/05/1982 |  | 09/08/1982
ClimateMaster Inc. | Climate Master Series | GSV/GSH036AE |  | Water-Source | WBAHP: Heat Pump Packaged Unit | Heat Pump | 265 | 1 |  |  | No Match | No Match |  |  |  | 34600 | 2306 | 15 | 10 | 42900 | 2674 | 4.7 |  | Federally-Regulated Commercial & Industrial Equipment | 04/12/2000 |  | 11/19/2002
ClimateMaster Inc. | Genesis Compact | GCV042BG******* |  | Water-Source | WBAHP: Heat Pump Packaged Unit | Heat Pump | 208 | 1 |  |  | No Match | No Match |  |  |  | 41600 | 3438 | 12.1 | 10 | 54400 | 3798 | 4.2 |  | Federally-Regulated Commercial & Industrial Equipment | 07/02/2003 |  | 12/21/2006
Florida Heat Pump | Florida Heat Pump | GT030-2CF/HZ/VT |  | Ground-Water-Source | WBAHP: Heat Pump Packaged Unit | Heat Pump | 265 | 1 |  |  | No Match | No Match |  |  |  | 29000 | 1812 | 16 | 9 | 20000 | 1627 | 3.6 |  | Non Federally-Regulated | 05/29/2001 |  | 07/18/2002
Singer | Electro-Hydronics | UC240 D |  | Water-Source | WBAHP: Heat Pump Packaged Unit | Heat Pump | 230 | 3 |  |  | No Match | No Match |  |  |  | 24000 | 2850 | 8.4 | 7.5 | 28400 | 2900 | 2.9 | 2.5 | Non Federally-Regulated | 09/08/1982 |  | 05/16/1984
Trane U.S. Inc. | Trane | EXVE0242 |  | Water-Source | WBAHP: Heat Pump Packaged Unit | Heat Pump | 230 | 1 |  |  | No Match | Single-Speed |  |  |  | 24200 | 1541 | 15.7 | 12 | 26500 | 1523 | 5.1 | 4.2 | Federally-Regulated Commercial & Industrial Equipment | 06/14/2011 |  | 08/15/2014
Waterfurnace International, Inc. | Johnson Controls | RGSV/RGSH036**0*4 |  | Ground-Water-Source | WBAHP: Heat Pump Packaged Unit | Heat Pump | 230 | 1 |  |  | No Match | Single-Speed |  |  |  | 37700 | 1639 | 23 | 16.2 | 33000 | 2249 | 4.3 | 3.6 | Non Federally-Regulated | 06/14/2011 |  | 03/02/2012
Climate Control / Snyder General | Electro-Hydronics | UC330FP |  | Water-Source | WBAHP: Heat Pump Packaged Unit | Heat Pump | 460 | 3 |  |  | No Match | No Match |  |  |  | 33000 | 3050 | 10.8 | 7.5 | 39000 | 3090 | 3.7 | 2.5 | Non Federally-Regulated | 05/16/1984 |  | 08/29/1986
Singer | Electro-Hydronics | LE120B5 |  | Water-Source | WBAHP: Heat Pump Packaged Unit | Heat Pump | 208 | 1 |  |  | No Match | No Match |  |  |  | 11500 | 1350 | 8.5 | 7.5 | 16000 | 1600 | 2.9 | 2.5 | Non Federally-Regulated | 01/05/1982 |  | 09/08/1982
McQuay / Snyder General | Electro-Hydronics | CCH042A*F |  | Water-Source | WBAHP: Heat Pump Packaged Unit | Heat Pump | 230 | 3 |  |  | No Match | No Match |  |  |  | 41000 | 3867 | 10.6 | 9 | 52000 | 4119 | 3.7 | 3.2 | Non Federally-Regulated | 05/11/1988 |  | 03/15/1989
Singer | Electro-Hydronics | UC500 3 |  | Water-Source | WBAHP: Heat Pump Packaged Unit | Heat Pump | 230 | 1 |  |  | No Match | No Match |  |  |  | 50000 | 5300 | 9.4 | 7.5 | 60000 | 5700 | 3.1 | 2.5 | Non Federally-Regulated | 09/08/1982 |  | 05/16/1984
Waterfurnace International, Inc. | Waterfurnace International, Inc. | CC/CE/CS/CW07*0 |  | Ground-Water-Source | WBAHP: Heat Pump Packaged Unit | Heat Pump | 208 | 1 |  |  | No Match | No Match |  |  |  | 7300 | 493 | 14.8 | 9 | 5600 | 529 | 3.1 |  | Non Federally-Regulated | 11/14/2000 |  | 07/18/2002
Waterfurnace International, Inc. | Rybacki - Hart Enterprises | GS015**2*1 |  | Water-Source | WBAHP: Heat Pump Packaged Unit | Heat Pump | 265 | 1 |  |  | No Match | Single-Speed |  |  |  | 14400 | 878 | 16.4 | 11.2 | 18500 | 1043 | 5.2 | 4.2 | Federally-Regulated Commercial & Industrial Equipment | 01/24/2011 |  | 04/19/2013
Addison Products | Addison Products | WRH054-1JC | HRH054-1J/1JB | Water-Source | WBAHP-C: Heat Pump Split Syste | Heat Pump | 208 | 1 |  |  | No Match | No Match |  |  |  | 49000 | 4224 | 11.6 | 10 | 66000 | 5090 | 3.8 |  | Federally-Regulated Commercial & Industrial Equipment | 12/14/1998 |  | 04/12/2000
Enertech Global, LLC | Enertech | HST072A2 | MPD060 | Ground-Water-Source | WBAHP-CB: Heat Pump Split Syst | Heat Pump | 208 | 3 |  |  | No Match | Single-Speed | 2863 | 693 | 1 | 73600 | 3556 | 20.7 | 16.2 | 64800 | 4632 | 4.1 | 3.6 | Non Federally-Regulated | 03/02/2012 |  | 09/03/2012
Addison Products | Heat Controller | HWPH064-3JC/3JBC |  | Water-Source | WBAHP: Heat Pump Packaged Unit | Heat Pump | 230 | 3 |  |  | No Match | No Match |  |  |  | 59500 | 4760 | 12.5 | 10 | 78000 | 5859 | 3.9 |  | Federally-Regulated Commercial & Industrial Equipment | 10/05/1999 |  | 04/12/2000
Addison Products | Addison Products | VWPG042-3B-XL* |  | Water-Source | WBAHP-CB: Heat Pump Split Syst | Heat Pump | 230 | 3 |  |  | No Match | No Match |  |  |  | 42000 | 2896 | 14.5 | 9 | 46000 | 3209 | 4.2 | 3.5 | Non Federally-Regulated | 12/14/1998 |  | 10/05/1999
Florida Heat Pump | Florida Heat Pump | EP012-1HZ/VT |  | Water-Source | WBAHP: Heat Pump Packaged Unit | Heat Pump | 208 | 1 |  |  | No Match | Single-Speed |  |  |  | 12200 | 819 | 14.9 | 11.2 | 16500 | 948 | 5.1 | 4.2 | Federally-Regulated Commercial & Industrial Equipment | 01/24/2011 |  | 06/14/2011
Mammoth | Hydrobank II | K084HHG/VHG |  | Water-Source | WBAHP: Heat Pump Packaged Unit | Heat Pump | 575 | 3 |  |  | No Match | No Match |  |  |  | 84000 | 7179 | 11.7 | 9 | 108600 | 8375 | 3.8 | 3.8 | Federally-Regulated Commercial & Industrial Equipment | 12/14/1998 |  | 05/23/2000
ClimateMaster Inc. | Carrier Corp. | 50YPS026 | FV4***003 | Ground-Source | WBAHP-CB: Heat Pump Split Syst | Heat Pump | 208 | 1 |  |  | No Match | Single-Speed |  |  |  | 26400 | 1467 | 18 | 13.4 | 19500 | 1465 | 3.9 | 3.1 | Non Federally-Regulated | 01/24/2011 |  | 03/02/2012
Enertech Global, LLC | Enertech | HST036A | ACD036 | Ground-Source | WBAHP-CB: Heat Pump Split Syst | Heat Pump | 208 | 1 |  |  | No Match | Single-Speed |  |  |  | 37700 | 2218 | 17 | 13.4 | 29200 | 2252 | 3.8 | 3.1 | Non Federally-Regulated | 03/02/2012 |  | 12/12/2012
ClimateMaster Inc. | Trane | WPHA33XF* |  | Water-Source | WBAHP: Heat Pump Packaged Unit | Heat Pump | 230 | 3 |  |  | No Match | No Match |  |  |  | 33000 | 3050 | 10.8 | 9 | 39000 | 3090 | 3.7 | 3.2 | Non Federally-Regulated | 05/11/1988 |  | 03/15/1989
ClimateMaster Inc. | Climate Master Series | HS/HL120F |  | Water-Source | WBAHP: Heat Pump Packaged Unit | Heat Pump | 460 | 3 |  |  | No Match | No Match |  |  |  | 120000 | 10714 | 11.2 | 9 | 150000 | 11565 | 3.8 | 3.8 | Federally-Regulated Commercial & Industrial Equipment | 01/22/2003 |  | 03/12/2009
Mammoth | Geox | GDH40 |  | Water-Source | WBAHP-CB: Heat Pump Split Syst | Heat Pump | 208 | 1 |  |  | No Match | No Match |  |  |  | 44500 | 4120 | 10.8 | 9 | 56500 | 4870 | 3.4 |  | Non Federally-Regulated | 12/28/1990 |  | 07/27/1992
Command-Aire | Command-Aire | SPRD0261 |  | Water-Source | WBAHP-O: Heat Pump Packaged Un | Heat Pump | 265 | 1 |  |  | No Match | No Match |  |  |  | 24000 | 1967 | 12.2 | 10 | 28000 | 2159 | 3.8 |  | Federally-Regulated Commercial & Industrial Equipment | 08/07/1998 |  | 10/02/1998
Enertech Global, LLC | Enertech | TST072A2 | MPD072 | Ground-Source | WBAHP-CB: Heat Pump Split Syst | Heat Pump | 208 | 3 |  |  | No Match | Single-Speed | 3571 | 693 | 1 | 67800 | 4264 | 15.9 | 13.4 | 51200 | 4413 | 3.4 | 3.1 | Non Federally-Regulated | 12/12/2012 |  | 04/29/2015
Mammoth | Hydrobank II | F120HHK |  | Water-Source | WBAHP: Heat Pump Packaged Unit | Heat Pump | 208 | 3 |  |  | No Match | No Match |  |  |  | 114500 | 8544 | 13.4 | 9 | 150000 | 10987 | 4 | 3.8 | Federally-Regulated Commercial & Industrial Equipment | 07/16/2001 |  | 03/12/2009
Power-Save International, Inc. | S.O.E.S.I. | PSS-1000 (2) |  | Water-Source | WBAHP: Heat Pump Packaged Unit | Heat Pump | 230 | 1 |  |  | No Match | No Match |  |  |  | 132000 | 10350 | 12.8 | 10.5 | 148000 | 9936 | 4.3 | 3.8 | Federally-Regulated Commercial & Industrial Equipment | 03/31/1998 |  | 05/10/1998
Singer | Electro-Hydronics | VF400D5 |  | Water-Source | WBAHP: Heat Pump Packaged Unit | Heat Pump | 208 | 1 |  |  | No Match | No Match |  |  |  | 39000 | 4350 | 9 | 7.5 | 42000 | 4500 | 2.7 | 2.5 | Non Federally-Regulated | 09/08/1982 |  | 05/16/1984
Command-Aire | Command-Aire | SWPHXR513E |  | Water-Source | WBAHP: Heat Pump Packaged Unit | Heat Pump | 230 | 3 |  |  | No Match | No Match |  |  |  | 51000 | 4550 | 11.2 | 9 | 64000 | 4690 | 4 | 3.2 | Non Federally-Regulated | 05/11/1988 |  | 03/15/1989
Waterfurnace International, Inc. | Johnson Controls | RJSV/RJSH036**0*0 |  | Ground-Source | WBAHP: Heat Pump Packaged Unit | Heat Pump | 230 | 1 |  |  | No Match | Single-Speed |  |  |  | 34600 | 1765 | 19.6 | 13.4 | 24100 | 1766 | 4 | 3.1 | Non Federally-Regulated | 01/24/2011 |  | 10/24/2014
Jacobsen Energy Ind., Inc. | Thermaflo II | 12***3**** |  | Water-Source | WBAHP: Heat Pump Packaged Unit | Heat Pump | 230 | 1 |  |  | No Match | No Match |  |  |  | 12000 | 1250 | 11 | 9 | 16000 | 1400 | 3.2 | 3.2 | Non Federally-Regulated | 05/11/1988 |  | 03/15/1989
Mammoth | Hydrobank II | E030HHJ |  | Water-Source | WBAHP: Heat Pump Packaged Unit | Heat Pump | 265 | 1 |  |  | No Match | No Match |  |  |  | 30000 | 2727 | 11 | 10 | 38000 | 2854 | 3.9 |  | Federally-Regulated Commercial & Industrial Equipment | 01/18/2001 |  | 03/12/2009
Waterfurnace International, Inc. | Geotility Geothermal Installations | YS024**1*4 |  | Ground-Water-Source | WBAHP: Heat Pump Packaged Unit | Heat Pump | 230 | 1 |  |  | No Match | Single-Speed |  |  |  | 26400 | 1128 | 23.4 | 16.2 | 22300 | 1452 | 4.5 | 3.6 | Non Federally-Regulated | 01/24/2011 |  | 04/19/2013
Econar | Econar | GV291 |  | Ground-Water-Source | WBAHP: Heat Pump Packaged Unit | Heat Pump | 208 | 1 |  |  | No Match | No Match |  |  |  | 28600 | 2087 | 13.7 | 9 | 25800 | 2291 | 3.3 |  | Non Federally-Regulated | 12/14/1998 |  | 03/18/2002
Enertech Global, LLC | Roth Industries, Inc. | RCT024C |  | Ground-Source | WBAHP: Heat Pump Packaged Unit | Heat Pump | 230 | 1 |  |  | No Match | Single-Speed |  |  |  | 25900 | 1289 | 20.1 | 13.4 | 19400 | 1263 | 4.5 | 3.1 | Non Federally-Regulated | 05/02/2012 |  | 04/21/2014
Waterfurnace International, Inc. | Waterfurnace International, Inc. | ATH040D0 |  | Ground-Water-Source | WBAHP: Heat Pump Packaged Unit | Heat Pump | 208 | 1 |  |  | No Match | No Match |  |  |  | 41500 | 2441 | 17 | 9 | 29200 | 2516 | 3.4 |  | Non Federally-Regulated | 01/30/1998 |  | 10/02/1998
Mammoth | Hydrobank II | D025VHG |  | Water-Source | WBAHP: Heat Pump Packaged Unit | Heat Pump | 208 | 1 |  |  | No Match | No Match |  |  |  | 24600 | 1877 | 13.1 | 10 | 31300 | 1951 | 4.7 |  | Federally-Regulated Commercial & Industrial Equipment | 11/14/2000 |  | 01/18/2001
Florida Heat Pump | Florida Heat Pump | AP035-4CF/HZ/VT |  | Water-Source | WBAHP: Heat Pump Packaged Unit | Heat Pump | 460 | 3 |  |  | No Match | Dual-Speed |  |  |  | 36600 | 2288 | 16 | 12 | 43000 | 2471 | 5.1 | 4.2 | Federally-Regulated Commercial & Industrial Equipment | 11/30/2011 |  | 05/01/2015
Florida Heat Pump | Florida Heat Pump | GT042-3CF/HZ/VT |  | Ground-Water-Source | WBAHP: Heat Pump Packaged Unit | Heat Pump | 230 | 3 |  |  | No Match | No Match |  |  |  | 41300 | 2790 | 14.8 | 9 | 31000 | 2595 | 3.5 |  | Non Federally-Regulated | 05/29/2001 |  | 07/18/2002
Command-Aire | Command-Aire | SWPH-1233 |  | Water-Source | WBAHP: Heat Pump Packaged Unit | Heat Pump | 208 | 3 |  |  | No Match | No Match |  |  |  | 140000 | 15400 | 9.1 | 7.5 | 199000 | 14600 | 4 | 2.2 | Non Federally-Regulated | 01/05/1982 |  | 06/11/1985
Marvair | Marvair | WVP57HPD |  | Water-Source | WBAHP: Heat Pump Packaged Unit | Heat Pump | 460 | 3 |  |  | No Match | No Match |  |  |  | 57000 | 5429 | 10.5 | 9 | 72000 | 5703 | 3.7 | 3.2 | Federally-Regulated Commercial & Industrial Equipment | 02/22/1988 |  | 05/11/1988
Florida Heat Pump | Florida Heat Pump | EM042-2VT |  | Water-Source | WBAHP: Heat Pump Packaged Unit | Heat Pump | 265 | 1 |  |  | No Match | No Match |  |  |  | 42000 | 3181 | 13.2 | 10 | 51000 | 3475 | 4.3 |  | Federally-Regulated Commercial & Industrial Equipment | 12/14/1998 |  | 10/05/1999
Waterfurnace International, Inc. | Waterfurnace International, Inc. | NSV/NSH048F1*0 |  | Ground-Water-Source | WBAHP: Heat Pump Packaged Unit | Heat Pump | 230 | 1 |  |  | No Match | Single-Speed |  |  |  | 51600 | 2293 | 22.5 | 16.2 | 43400 | 3028 | 4.2 | 3.6 | Non Federally-Regulated | 05/02/2012 |  | 04/19/2013
Enertech Global, LLC | Enertech | TCT036A |  | Ground-Water-Source | WBAHP: Heat Pump Packaged Unit | Heat Pump | 230 | 1 |  |  | No Match | Single-Speed |  |  |  | 39800 | 1809 | 22 | 16.2 | 34300 | 2234 | 4.5 | 3.6 | Non Federally-Regulated | 06/14/2011 |  | 01/09/2014
Geoflex Systems, Inc. | Geoflex Systems, Inc. | GF1T-V/H/D/M-049WACBE |  | Ground-Source | WBAHP: Heat Pump Packaged Unit | Both Heat Pump and Electric Re | 200 | 3 |  |  | No Match | Dual-Speed |  |  |  | 50300 | 2794 | 18 | 13.4 | 37400 | 2673 | 4.1 | 3.1 | Non Federally-Regulated | 11/30/2011 |  | 01/09/2014
Snyder General Corp. | McQuay | FCV042A*F |  | Water-Source | WBAHP: Heat Pump Packaged Unit | Heat Pump | 208 | 3 |  |  | No Match | No Match |  |  |  | 40500 | 3750 | 10.8 | 9 | 51500 | 4080 | 3.7 | 3.2 | Non Federally-Regulated | 02/22/1990 |  | 07/31/1991
Command-Aire | Command-Aire | SWP353E |  | Water-Source | WBAHP: Heat Pump Packaged Unit | Heat Pump | 230 | 3 |  |  | No Match | No Match |  |  |  | 36000 | 3270 | 11 | 7.5 | 48000 | 3500 | 4 | 2.5 | Non Federally-Regulated | 06/11/1985 |  | 05/11/1988
Carrier Corp. | Carrier | 50QXV0365 |  | Water-Source | WBAHP: Heat Pump Packaged Unit | Heat Pump | 208 | 3 |  |  | No Match | No Match |  |  |  | 35000 | 3180 | 11 | 9 | 41500 | 3131 | 3.9 | 3.2 | Federally-Regulated Commercial & Industrial Equipment | 02/05/1990 |  | 02/22/1990
McQuay / Snyder General | Electro-Hydronics | VE260GK |  | Water-Source | WBAHP: Heat Pump Packaged Unit | Heat Pump | 208 | 3 |  |  | No Match | No Match |  |  |  | 25000 | 2450 | 10.2 | 7.5 | 31600 | 2500 | 3.7 | 2.5 | Non Federally-Regulated | 08/29/1986 |  | 05/11/1988
Hydro Delta Corp. | Hydro Delta Corp. | 03-020-WTARH |  | Water-Source | WBAHP-CB: Heat Pump Split Syst | Heat Pump | 208 | 1 |  |  | No Match | No Match |  |  |  | 21800 | 1676 | 13 | 9 | 25400 | 1908 | 3.9 | 3.5 | Non Federally-Regulated | 10/05/1999 |  | 04/12/2000
Addison Products | Addison Products | HWY036-3A |  | Water-Source | WBAHP: Heat Pump Packaged Unit | Heat Pump | 208 | 3 |  |  | No Match | No Match |  |  |  | 34400 | 2474 | 13.9 | 10 | 42700 | 2606 | 4.8 |  | Federally-Regulated Commercial & Industrial Equipment | 11/17/1999 |  | 11/14/2000
Mammoth | Hydrobank II | F110HHF/VHF |  | Water-Source | WBAHP: Heat Pump Packaged Unit | Heat Pump | 208 | 3 |  |  | No Match | No Match |  |  |  | 104000 | 7536 | 13.8 | 9 | 131000 | 8531 | 4.5 | 3.8 | Federally-Regulated Commercial & Industrial Equipment | 07/29/1998 |  | 10/02/1998
Econar | Econar | GH182 |  | Water-Source | WBAHP-CB: Heat Pump Split Syst | Heat Pump | 208 | 1 |  |  | No Match | No Match |  |  |  | 18400 | 1333 | 13.8 | 9 | 21700 | 1718 | 3.7 | 3.5 | Non Federally-Regulated | 02/02/1998 |  | 10/02/1998
Addison Products | Addison Products | HWPG012-1A* |  | Water-Source | WBAHP: Heat Pump Packaged Unit | Heat Pump | 208 | 1 |  |  | No Match | No Match |  |  |  | 11500 | 751 | 15.3 | 10 | 13600 | 830 | 4.8 |  | Federally-Regulated Commercial & Industrial Equipment | 05/10/1998 |  | 10/02/1998
Addison Products | Addison Products | HGY036-4A |  | Water-Source | WBAHP-CB: Heat Pump Split Syst | Heat Pump | 460 | 3 |  |  | No Match | No Match |  |  |  | 39400 | 2755 | 14.3 | 9 | 42700 | 3381 | 3.7 | 3.5 | Non Federally-Regulated | 07/22/2002 |  | 03/12/2009
Waterfurnace International, Inc. | Waterfurnace International, Inc. | VLH/VXH058*1 |  | Water-Source | WBAHP: Heat Pump Packaged Unit | Heat Pump | 230 | 1 |  |  | No Match | No Match |  |  |  | 57500 | 4563 | 12.6 | 10 | 68000 | 4859 | 4.1 |  | Federally-Regulated Commercial & Industrial Equipment | 10/05/1999 |  | 03/12/2009
Enertech Global, LLC | Enertech | HHT024A2 |  | Ground-Water-Source | WBAHP: Heat Pump Packaged Unit | Heat Pump | 230 | 3 |  |  | No Match | Single-Speed |  |  |  | 24400 | 1232 | 19.8 | 16.2 | 24300 | 1737 | 4.1 | 3.6 | Non Federally-Regulated | 12/12/2012 |  | 05/11/2015
Florida Heat Pump | Florida Heat Pump | EM041-5VT |  | Water-Source | WBAHP: Heat Pump Packaged Unit | Heat Pump | 575 | 3 |  |  | No Match | No Match |  |  |  | 39500 | 2992 | 13.2 | 9.3 | 50000 | 3488 | 4.2 | 3.8 | Federally-Regulated Commercial & Industrial Equipment | 03/31/1998 |  | 05/10/1998
Enertech Global, LLC | Enertech | GCT048C2 |  | Ground-Source | WBAHP: Heat Pump Packaged Unit | Heat Pump | 230 | 3 |  |  | No Match | Single-Speed |  |  |  | 50900 | 2797 | 18.2 | 13.4 | 39700 | 2838 | 4.1 | 3.1 | Non Federally-Regulated | 05/02/2012 |  | 12/12/2012
Addison Products | Addison Products | VWPG020-1B-XL* |  | Ground-Water-Source | WBAHP: Heat Pump Packaged Unit | Heat Pump | 208 | 1 |  |  | No Match | No Match |  |  |  | 19000 | 1258 | 15.1 | 9 | 13400 | 1189 | 3.3 |  | Non Federally-Regulated | 12/14/1998 |  | 04/10/2000
Waterfurnace International, Inc. | Spectra | SXH058A3 |  | Water-Source | WBAHP-CB: Heat Pump Split Syst | Heat Pump | 208 | 3 |  |  | No Match | No Match |  |  |  | 57500 | 4637 | 12.4 | 9 | 65000 | 4883 | 3.9 | 3.5 | Non Federally-Regulated | 06/02/1993 |  | 06/03/1993
Waterfurnace International, Inc. | Waterfurnace International, Inc. | VLH009A1 |  | Water-Source | WBAHP: Heat Pump Packaged Unit | Heat Pump | 208 | 1 |  |  | No Match | No Match |  |  |  | 9300 | 768 | 12.1 | 10 | 13200 | 920 | 4.2 |  | Federally-Regulated Commercial & Industrial Equipment | 12/14/1998 |  | 10/05/1999
Florida Heat Pump | Geomaster, LLC | EP060-3HZ/VT |  | Water-Source | WBAHP: Heat Pump Packaged Unit | Heat Pump | 208 | 3 |  |  | No Match | Single-Speed | 3585 | 207 |  | 62000 | 3626 | 17.1 | 12 | 72000 | 3638 | 5.8 | 4.2 | Federally-Regulated Commercial & Industrial Equipment | 08/23/2011 |  | 04/21/2014
Waterfurnace International, Inc. | Waterfurnace International, Inc. | ATV057*1(P) |  | Ground-Water-Source | WBAHP: Heat Pump Packaged Unit | Heat Pump | 208 | 1 |  |  | No Match | No Match |  |  |  | 34000 | 1808 | 18.8 | 9 | 26000 | 2116 | 3.6 |  | Non Federally-Regulated | 11/17/1999 |  | 05/19/2000
Command-Aire | Command-Aire | SWP-131 |  | Water-Source | WBAHP: Heat Pump Packaged Unit | Heat Pump | 208 | 1 |  |  | No Match | No Match |  |  |  | 13500 | 1400 | 9.6 | 9 | 18800 | 1575 | 3.5 | 3.2 | Non Federally-Regulated | 05/11/1988 |  | 03/15/1989
Waterfurnace International, Inc. | Geotility Geothermal Installations | ZS042**4*0 |  | Ground-Water-Source | WBAHP: Heat Pump Packaged Unit | Heat Pump | 460 | 3 |  |  | No Match | Single-Speed |  |  |  | 45800 | 2082 | 22 | 16.2 | 37000 | 2854 | 3.8 | 3.6 | Non Federally-Regulated | 01/24/2011 |  | 04/19/2013
McQuay / Snyder General | Electro-Hydronics | FW630GK |  | Water-Source | WBAHP: Heat Pump Packaged Unit | Heat Pump | 208 | 3 |  |  | No Match | No Match |  |  |  | 63000 | 6430 | 9.8 | 9 | 79000 | 6430 | 3.6 | 3.2 | Non Federally-Regulated | 05/11/1988 |  | 03/15/1989
Waterfurnace International, Inc. | Waterfurnace International, Inc. | SXV030A0 |  | Ground-Water-Source | WBAHP: Heat Pump Packaged Unit | Heat Pump | 230 | 1 |  |  | No Match | No Match |  |  |  | 31200 | 2181 | 14.3 | 9 | 21600 | 1808 | 3.5 |  | Non Federally-Regulated | 01/30/1998 |  | 03/31/1998
Florida Heat Pump | Energy Miser | HECS15-1 | HEAH15-1 | Water-Source | WBAHP-C: Heat Pump Split Syste | Heat Pump | 230 | 1 |  |  | No Match | No Match |  |  |  | 14400 | 1335 | 10.8 | 9.3 | 19000 | 1394 | 4 | 3.8 | Non Federally-Regulated | 07/31/1991 |  | 03/31/1998
Waterfurnace International, Inc. | Johnson Controls | RJSV/RJSH036**0*0 |  | Water-Source | WBAHP: Heat Pump Packaged Unit | Heat Pump | 208 | 1 |  |  | No Match | Single-Speed |  |  |  | 34100 | 1938 | 17.6 | 12 | 37900 | 1983 | 5.6 | 4.2 | Federally-Regulated Commercial & Industrial Equipment | 01/24/2011 |  | 10/24/2014
McQuay International | McQuay | W-WD*/WL*/WM*-1-007-J |  | Water-Source | WBAHP-O: Heat Pump Packaged Un | Heat Pump | 265 | 1 |  |  | No Match | No Match |  |  |  | 6900 | 575 | 12 | 10 | 8600 | 646 | 3.9 |  | Federally-Regulated Commercial & Industrial Equipment | 09/21/2000 |  | 03/12/2009
Waterfurnace International, Inc. | Waterfurnace International, Inc. | ATV040D1 |  | Water-Source | WBAHP-CB: Heat Pump Split Syst | Heat Pump | 230 | 1 |  |  | No Match | No Match |  |  |  | 42500 | 2656 | 16 | 9 | 44000 | 2930 | 4.4 | 3.5 | Non Federally-Regulated | 02/02/1998 |  | 10/02/1998
Florida Heat Pump | Florida Heat Pump | EM096-4VT |  | Water-Source | WBAHP: Heat Pump Packaged Unit | Heat Pump | 460 | 3 |  |  | No Match | No Match |  |  |  | 96000 | 7111 | 13.5 | 10.5 | 109000 | 6796 | 4.7 | 3.8 | Federally-Regulated Commercial & Industrial Equipment | 03/31/1998 |  | 05/10/1998
McQuay International | McQuay | CCH/CCW060C-G |  | Water-Source | WBAHP: Heat Pump Packaged Unit | Heat Pump | 208 | 1 |  |  | No Match | No Match |  |  |  | 57000 | 5135 | 11.1 | 10 | 76000 | 5709 | 3.9 |  | Federally-Regulated Commercial & Industrial Equipment | 11/17/1999 |  | 09/21/2000
Mammoth | Geox | GDV50 |  | Water-Source | WBAHP-CB: Heat Pump Split Syst | Heat Pump | 208 | 1 |  |  | No Match | No Match |  |  |  | 55500 | 5045 | 11 | 9 | 67000 | 5609 | 3.5 |  | Non Federally-Regulated | 12/28/1990 |  | 07/27/1992
Waterfurnace International, Inc. | WFI Industries, Ltd. | VLV/VXV030*4 |  | Water-Source | WBAHP: Heat Pump Packaged Unit | Heat Pump | 460 | 3 |  |  | No Match | No Match |  |  |  | 29500 | 2107 | 14 | 10 | 35200 | 2291 | 4.5 |  | Federally-Regulated Commercial & Industrial Equipment | 06/20/2003 |  | 02/17/2011
American Air Filter | Enercon | VW62 |  | Water-Source | WBAHP: Heat Pump Packaged Unit | Heat Pump | 460 | 3 |  |  | No Match | No Match |  |  |  | 62000 | 7100 | 8.7 | 7.5 | 68000 | 6400 | 3.1 | 2.5 | Non Federally-Regulated | 01/05/1982 |  | 05/16/1984
Command-Aire | Command-Aire | SWP-541 |  | Water-Source | WBAHP: Heat Pump Packaged Unit | Heat Pump | 208 | 1 |  |  | No Match | No Match |  |  |  | 56000 | 5800 | 9.7 | 7.5 | 71000 | 5800 | 3.6 | 2.5 | Non Federally-Regulated | 01/05/1982 |  | 01/23/1988
Singer | Electro-Hydronics | CC620CD |  | Water-Source | WBAHP: Heat Pump Packaged Unit | Heat Pump | 230 | 3 |  |  | No Match | No Match |  |  |  | 62000 | 7400 | 8.4 | 7.5 | 82000 | 8200 | 2.9 | 2.5 | Non Federally-Regulated | 01/05/1982 |  | 05/16/1984
Command-Aire | Command-Aire | SWP-544 |  | Water-Source | WBAHP: Heat Pump Packaged Unit | Heat Pump | 460 | 3 |  |  | No Match | No Match |  |  |  | 56000 | 5800 | 9.7 | 9 | 71000 | 5800 | 3.6 | 3.2 | Non Federally-Regulated | 05/11/1988 |  | 03/15/1989
Waterfurnace International, Inc. | WFI Industries, Ltd. | VLV/VXV030*3 |  | Water-Source | WBAHP: Heat Pump Packaged Unit | Heat Pump | 230 | 3 |  |  | No Match | No Match |  |  |  | 29500 | 2107 | 14 | 10 | 35200 | 2291 | 4.5 |  | Federally-Regulated Commercial & Industrial Equipment | 06/20/2003 |  | 02/17/2011
ClimateMaster Inc. | Climate Master Series | VP/HP036G |  | Water-Source | WBAHP: Heat Pump Packaged Unit | Heat Pump | 208 | 1 |  |  | No Match | No Match |  |  |  | 35000 | 2692 | 13 | 10 | 43000 | 2929 | 4.3 |  | Federally-Regulated Commercial & Industrial Equipment | 04/12/2000 |  | 11/14/2000
Waterfurnace International, Inc. | Geotility Geothermal Installations | GS015**2*1 |  | Water-Source | WBAHP: Heat Pump Packaged Unit | Heat Pump | 265 | 1 |  |  | No Match | Single-Speed |  |  |  | 14400 | 878 | 16.4 | 11.2 | 18500 | 1043 | 5.2 | 4.2 | Federally-Regulated Commercial & Industrial Equipment | 01/24/2011 |  | 04/19/2013
ClimateMaster Inc. | Climate Master Series | VP/HP/DP030 G/E |  | Water-Source | WBAHP: Heat Pump Packaged Unit | Heat Pump | 265 | 1 |  |  | No Match | No Match |  |  |  | 29000 | 2230 | 13 | 10 | 36000 | 2397 | 4.4 |  | Federally-Regulated Commercial & Industrial Equipment | 12/14/1998 |  | 10/05/1999
Waterfurnace International, Inc. | Waterfurnace International, Inc. | P028**3 |  | Water-Source | WBAHP: Heat Pump Packaged Unit | Heat Pump | 230 | 3 |  |  | No Match | No Match |  |  |  | 28100 | 1745 | 16.1 | 10 | 33600 | 2094 | 4.7 |  | Federally-Regulated Commercial & Industrial Equipment | 05/19/2000 |  | 02/17/2011
Climate Control / Snyder General | Electro-Hydronics | UC230F5 |  | Water-Source | WBAHP: Heat Pump Packaged Unit | Heat Pump | 208 | 1 |  |  | No Match | No Match |  |  |  | 23000 | 2250 | 10.2 | 7.5 | 30000 | 2500 | 3.5 | 2.5 | Non Federally-Regulated | 06/11/1985 |  | 08/29/1986
Waterfurnace International, Inc. | Waterfurnace International, Inc. | SXH030*0 |  | Ground-Water-Source | WBAHP: Heat Pump Packaged Unit | Heat Pump | 230 | 1 |  |  | No Match | No Match |  |  |  | 31200 | 2181 | 14.3 | 9 | 21600 | 1808 | 3.5 |  | Non Federally-Regulated | 10/06/1999 |  | 05/19/2000
Carrier Corp. | Carrier | 50QEV0306 |  | Water-Source | WBAHP: Heat Pump Packaged Unit | Heat Pump | 460 | 3 |  |  | No Match | No Match |  |  |  | 31000 | 2675 | 11.6 | 9 | 36200 | 2658 | 4 | 3.2 | Non Federally-Regulated | 03/15/1989 |  | 02/05/1990
Waterfurnace International, Inc. | Eagle Mountain | ZS030**4*1 |  | Ground-Source | WBAHP: Heat Pump Packaged Unit | Heat Pump | 460 | 3 |  |  | No Match | Single-Speed |  |  |  | 29000 | 1585 | 18.3 | 13.4 | 22800 | 1758 | 3.8 | 3.1 | Non Federally-Regulated | 01/24/2011 |  | 04/19/2013
ClimateMaster Inc. | Carrier | 50HQA/HQD120 3 |  | Water-Source | WBAHP: Heat Pump Packaged Unit | Heat Pump | 230 | 1 |  |  | No Match | No Match |  |  |  | 124000 | 11071 | 11.2 | 9 | 150000 | 11568 | 3.8 | 3.8 | Federally-Regulated Commercial & Industrial Equipment | 12/14/1998 |  | 10/05/1999
McQuay / Snyder General | Electro-Hydronics | CC90F3 |  | Water-Source | WBAHP: Heat Pump Packaged Unit | Heat Pump | 230 | 1 |  |  | No Match | No Match |  |  |  | 9000 | 855 | 10.5 | 7.5 | 11000 | 920 | 3.5 | 2.5 | Non Federally-Regulated | 08/29/1986 |  | 05/11/1988
Waterfurnace International, Inc. | Waterfurnace International, Inc. | SXV036C0 |  | Water-Source | WBAHP: Heat Pump Packaged Unit | Heat Pump | 208 | 1 |  |  | No Match | No Match |  |  |  | 36000 | 2647 | 13.6 | 9.3 | 44500 | 2774 | 4.7 | 3.8 | Federally-Regulated Commercial & Industrial Equipment | 03/31/1998 |  | 05/10/1998
Addison Products | Addison Products | HPY042-5A |  | Water-Source | WBAHP-CB: Heat Pump Split Syst | Heat Pump | 575 | 3 |  |  | No Match | No Match |  |  |  | 48700 | 4058 | 12 | 9 | 52300 | 4378 | 3.5 | 3.5 | Non Federally-Regulated | 07/22/2002 |  | 03/12/2009
Addison Products | Addison Products | HWPG020-1B** |  | Water-Source | WBAHP-CB: Heat Pump Split Syst | Heat Pump | 230 | 1 |  |  | No Match | No Match |  |  |  | 19000 | 1407 | 13.5 | 9 | 20400 | 1494 | 4 | 3.5 | Non Federally-Regulated | 12/14/1998 |  | 10/05/1999
Command-Aire | Command-Aire | SWPHXR514E |  | Water-Source | WBAHP: Heat Pump Packaged Unit | Heat Pump | 460 | 3 |  |  | No Match | No Match |  |  |  | 51000 | 4550 | 11.2 | 7.5 | 64000 | 4690 | 4 | 2.5 | Non Federally-Regulated | 05/16/1984 |  | 01/23/1988
American Air Filter | Enercon | CCW-09 |  | Water-Source | WBAHP-O: Heat Pump Packaged Un | Heat Pump | 208 | 1 |  |  | No Match | No Match |  |  |  | 8400 | 814 | 10.3 | 9 | 10300 | 915 | 3.3 | 3.2 | Non Federally-Regulated | 05/11/1988 |  | 03/15/1989
ClimateMaster Inc. | Climate Master Series | VP/HP060H |  | Water-Source | WBAHP: Heat Pump Packaged Unit | Heat Pump | 208 | 3 |  |  | No Match | No Match |  |  |  | 59000 | 4609 | 12.8 | 10 | 71000 | 4727 | 4.4 |  | Federally-Regulated Commercial & Industrial Equipment | 04/12/2000 |  | 11/14/2000
Power-Save International, Inc. | S.O.E.S.I. | PSS-200 |  | Water-Source | WBAHP: Heat Pump Packaged Unit | Heat Pump | 230 | 1 |  |  | No Match | No Match |  |  |  | 26000 | 2070 | 12.6 | 9 | 27000 | 1980 | 4 | 3.2 | Federally-Regulated Commercial & Industrial Equipment | 01/23/1988 |  | 05/11/1988
Singer | Electro-Hydronics | CC400 5 |  | Water-Source | WBAHP: Heat Pump Packaged Unit | Heat Pump | 208 | 1 |  |  | No Match | No Match |  |  |  | 40000 | 4350 | 9.2 | 7.5 | 43000 | 4500 | 2.8 | 2.5 | Non Federally-Regulated | 08/30/1983 |  | 05/16/1984
Inter-City Products Corp. | McQuay | LHP10D |  | Water-Source | WBAHP: Heat Pump Packaged Unit | Heat Pump | 230 | 3 |  |  | No Match | No Match |  |  |  | 107000 | 8992 | 11.9 | 10.5 | 120000 | 9288 | 3.8 | 3.8 | Non Federally-Regulated | 07/31/1991 |  | 03/31/1998
Florida Heat Pump | Florida Heat Pump | EM024-1HZ |  | Water-Source | WBAHP: Heat Pump Packaged Unit | Heat Pump | 230 | 1 |  |  | No Match | No Match |  |  |  | 24000 | 1714 | 14 | 9.3 | 30000 | 1831 | 4.8 | 3.8 | Federally-Regulated Commercial & Industrial Equipment | 03/31/1998 |  | 05/10/1998
Mammoth | Hydrobank II | E036HHA/VHA |  | Water-Source | WBAHP: Heat Pump Packaged Unit | Heat Pump | 265 | 1 |  |  | No Match | No Match |  |  |  | 35800 | 3314 | 10.8 | 10 | 47000 | 3624 | 3.8 |  | Federally-Regulated Commercial & Industrial Equipment | 02/02/1998 |  | 03/31/1998
Waterfurnace International, Inc. | Rybacki - Hart Enterprises | YS060**1*4 |  | Water-Source | WBAHP: Heat Pump Packaged Unit | Heat Pump | 230 | 1 |  |  | No Match | Single-Speed |  |  |  | 58400 | 3817 | 15.3 | 12 | 72500 | 4521 | 4.7 | 4.2 | Federally-Regulated Commercial & Industrial Equipment | 01/24/2011 |  | 04/19/2013
Waterfurnace International, Inc. | Eagle Mountain | GTS072A1 | GAH060* | Water-Source | WBAHP-CB: Heat Pump Split Syst | Heat Pump | 230 | 1 |  |  | No Match | Dual-Speed |  |  |  | 60400 | 4541 | 13.3 | 12 | 80600 | 5135 | 4.6 | 4.2 | Federally-Regulated Commercial & Industrial Equipment | 01/24/2011 |  | 04/19/2013
American Air Filter | Enercon | GVW-36 |  | Water-Source | WBAHP: Heat Pump Packaged Unit | Heat Pump | 200 | 3 |  |  | No Match | No Match |  |  |  | 35000 | 3125 | 11.2 | 9 | 42500 | 3458 | 3.6 | 3.2 | Non Federally-Regulated | 02/22/1990 |  | 07/31/1991
ClimateMaster Inc. | Carrier Corp. | 38WQS018 3 | FK4CNF002 | Water-Source | WBAHP-CB: Heat Pump Split Syst | Heat Pump | 208 | 1 |  |  | No Match | Single-Speed |  |  |  | 16600 | 1153 | 14.4 | 11.2 | 20300 | 1240 | 4.8 | 4.2 | Federally-Regulated Commercial & Industrial Equipment | 09/15/2009 |  | 02/17/2011
ClimateMaster Inc. | Climate Master Series | PDW 30 | AH14-U23R42W | Ground-Source | WBAHP-CB: Heat Pump Split Syst | Heat Pump | 230 | 1 |  |  | No Match | No Match |  |  |  | 30000 | 2054 | 14.6 |  | 22000 | 2014 | 3.2 |  | Non Federally-Regulated | 03/31/1998 |  | 05/10/1998
Econar | Econar | GH421 |  | Ground-Water-Source | WBAHP: Heat Pump Packaged Unit | Heat Pump | 208 | 1 |  |  | No Match | No Match |  |  |  | 39000 | 2910 | 13.4 | 9 | 37500 | 3545 | 3.1 |  | Non Federally-Regulated | 12/14/1998 |  | 03/18/2002
Waterfurnace International, Inc. | Waterfurnace International, Inc. | SXV048B4 |  | Ground-Water-Source | WBAHP: Heat Pump Packaged Unit | Heat Pump | 460 | 3 |  |  | No Match | No Match |  |  |  | 52000 | 4000 | 13 | 11 | 55500 | 4066 | 4 | 3.5 | Non Federally-Regulated | 03/31/1998 |  | 05/10/1998
Florida Heat Pump | Energy Miser | HECS80-1 | HEAH80-1 | Water-Source | WBAHP-C: Heat Pump Split Syste | Heat Pump | 208 | 1 |  |  | No Match | No Match |  |  |  | 76000 | 7600 | 10 | 9.2 | 112000 | 8005 | 4.1 | 2.5 | Non Federally-Regulated | 02/22/1990 |  | 07/31/1991
Carrier Corp. | Carrier | 50QXV0425 |  | Water-Source | WBAHP: Heat Pump Packaged Unit | Heat Pump | 208 | 3 |  |  | No Match | No Match |  |  |  | 42000 | 3660 | 11.5 | 9 | 50500 | 3764 | 3.9 | 3.2 | Non Federally-Regulated | 10/10/1989 |  | 07/31/1991
Climate Control / Snyder General | Electro-Hydronics | CW70G7 |  | Water-Source | WBAHP: Heat Pump Packaged Unit | Heat Pump | 265 | 1 |  |  | No Match | No Match |  |  |  | 6900 | 645 | 10.7 | 7.5 | 8800 | 680 | 3.8 | 2.5 | Non Federally-Regulated | 05/16/1984 |  | 08/29/1986
Mammoth | Hydrobank II | E019HHH/VHH |  | Water-Source | WBAHP: Heat Pump Packaged Unit | Heat Pump | 265 | 1 |  |  | No Match | No Match |  |  |  | 18400 | 1672 | 11 | 10 | 27000 | 2081 | 3.8 |  | Federally-Regulated Commercial & Industrial Equipment | 10/05/1999 |  | 05/23/2000
Waterfurnace International, Inc. | Waterfurnace International, Inc. | RTV046*1 |  | Ground-Water-Source | WBAHP: Heat Pump Packaged Unit | Heat Pump | 230 | 1 |  |  | No Match | No Match |  |  |  | 46000 | 3066 | 15 | 9 | 34500 | 3158 | 3.2 |  | Non Federally-Regulated | 07/22/2002 |  | 03/12/2009
ClimateMaster Inc. | Climate Master Series | HS/VS048H |  | Water-Source | WBAHP: Heat Pump Packaged Unit | Heat Pump | 208 | 3 |  |  | No Match | No Match |  |  |  | 44000 | 4000 | 11 | 10 | 57000 | 4394 | 3.8 |  | Federally-Regulated Commercial & Industrial Equipment | 01/22/2003 |  | 03/12/2009
Enertech Global, LLC | Enertech | THT024A2 |  | Ground-Source | WBAHP: Heat Pump Packaged Unit | Heat Pump | 208 | 3 |  |  | No Match | Single-Speed |  |  |  | 22200 | 1442 | 15.4 | 13.4 | 19000 | 1638 | 3.4 | 3.1 | Non Federally-Regulated | 12/12/2012 |  | 05/11/2015
Waterfurnace International, Inc. | Geotility Geothermal Installations | ZS036**3*0 |  | Water-Source | WBAHP: Heat Pump Packaged Unit | Heat Pump | 208 | 3 |  |  | No Match | Single-Speed |  |  |  | 33300 | 2313 | 14.4 | 12 | 40600 | 2644 | 4.5 | 4.2 | Federally-Regulated Commercial & Industrial Equipment | 01/24/2011 |  | 04/19/2013
Command-Aire | Command-Aire | SWPH-191 |  | Water-Source | WBAHP: Heat Pump Packaged Unit | Heat Pump | 230 | 1 |  |  | No Match | No Match |  |  |  | 18000 | 1840 | 9.8 | 7.5 | 23000 | 1820 | 3.7 | 2.5 | Non Federally-Regulated | 05/16/1984 |  | 05/11/1988
Waterfurnace International, Inc. | Waterfurnace International, Inc. | SXH024B2 |  | Water-Source | WBAHP-CB: Heat Pump Split Syst | Heat Pump | 265 | 1 |  |  | No Match | No Match |  |  |  | 27400 | 1889 | 14.5 | 9 | 27400 | 1867 | 4.3 | 3.5 | Non Federally-Regulated | 08/21/1998 |  | 10/02/1998
Florida Heat Pump | Florida Heat Pump | EM042-3CF/HZ/VT |  | Water-Source | WBAHP-CB: Heat Pump Split Syst | Heat Pump | 230 | 3 |  |  | No Match | No Match |  |  |  | 42500 | 3455 | 12.3 | 9 | 50000 | 4185 | 3.5 | 3.5 | Non Federally-Regulated | 05/23/2001 |  | 07/18/2002
Waterfurnace International, Inc. | Waterfurnace International, Inc. | NDZ049A3 | NRAC048* | Ground-Source | WBAHP-CB: Heat Pump Split Syst | Heat Pump | 208 | 3 |  |  | No Match | Dual-Speed |  |  |  | 47700 | 2963 | 16.1 | 13.4 | 37000 | 2854 | 3.8 | 3.1 | Non Federally-Regulated | 08/23/2011 |  | 10/24/2014
The Whalen Company | Whalen | VI-A-800-2 |  | Water-Source | WBAHP-O: Heat Pump Packaged Un | Heat Pump | 265 | 1 |  |  | No Match | No Match |  |  |  | 23000 | 2447 | 9.4 | 9 | 29500 | 2620 | 3.3 | 3.2 | Non Federally-Regulated | 02/22/1990 |  | 07/31/1991
Florida Heat Pump | Florida Heat Pump | EM012-1CF/HZ/VT |  | Ground-Water-Source | WBAHP: Heat Pump Packaged Unit | Heat Pump | 230 | 1 |  |  | No Match | No Match |  |  |  | 12000 | 1000 | 12 | 9 | 9000 | 909 | 2.9 |  | Non Federally-Regulated | 07/22/2002 |  | 03/12/2009
Waterfurnace International, Inc. | American Standard, Inc. | A1GX022***1**1 |  | Ground-Source | WBAHP: Heat Pump Packaged Unit | Heat Pump | 208 | 1 |  |  | No Match | Single-Speed |  |  |  | 21700 | 1033 | 21 | 13.4 | 15000 | 1100 | 4 | 3.1 | Non Federally-Regulated | 08/23/2011 |  | 10/24/2014
Climate Control / Snyder General | Electro-Hydronics | FC500FP |  | Water-Source | WBAHP: Heat Pump Packaged Unit | Heat Pump | 460 | 3 |  |  | No Match | No Match |  |  |  | 50000 | 4850 | 10.3 | 7.5 | 65000 | 4900 | 3.9 | 2.5 | Non Federally-Regulated | 05/16/1984 |  | 08/29/1986
Mammoth | Hydrobank II | F031HLG |  | Ground-Water-Source | WBAHP: Heat Pump Packaged Unit | Heat Pump | 230 | 3 |  |  | No Match | No Match |  |  |  | 30000 | 2290 | 13.1 | 9 | 23800 | 2249 | 3.1 |  | Non Federally-Regulated | 01/18/2001 |  | 07/18/2002
Addison Products | Addison Products | HWPH044-1JA/1JBA |  | Water-Source | WBAHP: Heat Pump Packaged Unit | Heat Pump | 230 | 1 |  |  | No Match | No Match |  |  |  | 41000 | 3727 | 11 | 10 | 51000 | 3933 | 3.8 |  | Federally-Regulated Commercial & Industrial Equipment | 02/02/1998 |  | 03/31/1998
McQuay / Snyder General | Electro-Hydronics | VF90F3 |  | Water-Source | WBAHP: Heat Pump Packaged Unit | Heat Pump | 230 | 1 |  |  | No Match | No Match |  |  |  | 9000 | 855 | 10.5 | 7.5 | 11000 | 920 | 3.5 | 2.5 | Non Federally-Regulated | 08/29/1986 |  | 05/11/1988
Enertech Global, LLC | Enertech | HHT036A |  | Ground-Source | WBAHP: Heat Pump Packaged Unit | Heat Pump | 208 | 1 |  |  | No Match | Single-Speed |  |  |  | 33400 | 2242 | 14.9 | 13.4 | 28500 | 2457 | 3.4 | 3.1 | Non Federally-Regulated | 12/12/2012 |  | 05/11/2015
Mammoth | Sol-A-Terra II | D064VSB |  | Ground-Water-Source | WBAHP: Heat Pump Packaged Unit | Heat Pump | 230 | 1 |  |  | No Match | No Match |  |  |  | 61000 | 6100 | 10 | 11 | 76000 | 6960 | 3.2 | 3.4 | Non Federally-Regulated | 07/31/1991 |  | 03/31/1998
Florida Heat Pump | Florida Heat Pump | EM015-2CS | EM015-2AH/AV | Water-Source | Water/Brine to Air Heat Pump S | Heat Pump | 265 | 1 |  |  | No Match | No Match |  |  |  | 14500 | 1271 | 11.4 | 10 | 19700 | 1443 | 4 |  | Federally-Regulated Commercial & Industrial Equipment | 04/12/2000 |  | 03/12/2009
ClimateMaster Inc. | Carrier Corp. | YCS0303 | FK4CNF003 | Water-Source | WBAHP-CB: Heat Pump Split Syst | Heat Pump | 230 | 1 |  |  | No Match | Single-Speed |  |  |  | 28000 | 1905 | 14.7 | 12 | 34000 | 2121 | 4.7 | 4.2 | Federally-Regulated Commercial & Industrial Equipment | 09/15/2009 |  | 02/17/2011
Florida Heat Pump | Florida Heat Pump | EM096-1HZ/VT |  | Water-Source | WBAHP-CB: Heat Pump Split Syst | Heat Pump | 208 | 1 |  |  | No Match | No Match |  |  |  | 104000 | 8062 | 12.9 | 9 | 109000 | 8188 | 3.9 | 3.5 | Non Federally-Regulated | 07/22/2002 |  | 03/12/2009
McQuay / Snyder General | Electro-Hydronics | FW420FD |  | Water-Source | WBAHP: Heat Pump Packaged Unit | Heat Pump | 230 | 3 |  |  | No Match | No Match |  |  |  | 42000 | 3850 | 10.9 | 9 | 52000 | 4100 | 3.7 | 3.2 | Non Federally-Regulated | 05/11/1988 |  | 03/15/1989
Mammoth | Hydrobank II | F025HLH |  | Ground-Water-Source | WBAHP: Heat Pump Packaged Unit | Heat Pump | 208 | 3 |  |  | No Match | No Match |  |  |  | 24800 | 1771 | 14 | 9 | 18800 | 1776 | 3.1 |  | Non Federally-Regulated | 06/27/2003 |  | 03/12/2009
Waterfurnace International, Inc. | Waterfurnace International, Inc. | SXV019C1 |  | Water-Source | WBAHP: Heat Pump Packaged Unit | Heat Pump | 230 | 1 |  |  | No Match | No Match |  |  |  | 18600 | 1338 | 13.9 | 9.3 | 24200 | 1447 | 4.9 | 3.8 | Federally-Regulated Commercial & Industrial Equipment | 03/31/1998 |  | 05/10/1998
Singer | Electro-Hydronics | WM190C5 |  | Water-Source | WBAHP: Heat Pump Packaged Unit | Heat Pump | 208 | 1 |  |  | No Match | No Match |  |  |  | 18200 | 1825 | 10 | 7.5 | 22600 | 2000 | 3.3 | 2.5 | Non Federally-Regulated | 09/08/1982 |  | 05/16/1984
Waterfurnace International, Inc. | Johnson Controls | RKV/RKH049**0*4 |  | Water-Source | WBAHP: Heat Pump Packaged Unit | Heat Pump | 230 | 1 |  |  | No Match | Single-Speed |  |  |  | 50300 | 2942 | 17.1 | 12 | 56100 | 3162 | 5.2 | 4.2 | Federally-Regulated Commercial & Industrial Equipment | 09/03/2012 |  | 01/09/2014
Waterfurnace International, Inc. | Johnson Controls | RJSV/RJSH015**0*0 |  | Water-Source | WBAHP: Heat Pump Packaged Unit | Heat Pump | 230 | 1 |  |  | No Match | Single-Speed |  |  |  | 14400 | 906 | 15.9 | 11.2 | 18500 | 1023 | 5.3 | 4.2 | Federally-Regulated Commercial & Industrial Equipment | 01/24/2011 |  | 10/24/2014
American Air Filter | Enercon | EVW-101 |  | Water-Source | WBAHP: Heat Pump Packaged Unit | Heat Pump | 200 | 3 |  |  | No Match | No Match |  |  |  | 101000 | 9439 | 10.7 | 9.2 | 124000 | 10383 | 3.5 | 2.5 | Non Federally-Regulated | 02/22/1990 |  | 07/31/1991
California Heat Pump | California Heat Pump | CHP-10R*-12-** |  | Water-Source | WBAHP: Heat Pump Packaged Unit | Heat Pump | 230 | 1 |  |  | No Match | No Match |  |  |  | 8500 | 850 | 10 | 7.5 | 10000 | 900 | 3.2 | 2.5 | Non Federally-Regulated | 01/05/1982 |  | 06/11/1985
Waterfurnace International, Inc. | Waterfurnace International, Inc. | SXH030C1 |  | Ground-Water-Source | WBAHP: Heat Pump Packaged Unit | Heat Pump | 208 | 1 |  |  | No Match | No Match |  |  |  | 31200 | 2181 | 14.3 | 9 | 21600 | 1808 | 3.5 |  | Non Federally-Regulated | 12/14/1998 |  | 10/06/1999
Waterfurnace International, Inc. | Waterfurnace International, Inc. | ATV056*1 |  | Ground-Water-Source | WBAHP: Heat Pump Packaged Unit | Heat Pump | 230 | 1 |  |  | No Match | No Match |  |  |  | 58000 | 3790 | 15.3 | 9 | 44500 | 4074 | 3.2 |  | Non Federally-Regulated | 10/06/1999 |  | 05/19/2000
Power-Save International, Inc. | S.O.E.S.I. | PSS-800 (2) |  | Water-Source | WBAHP: Heat Pump Packaged Unit | Heat Pump | 230 | 1 |  |  | No Match | No Match |  |  |  | 100000 | 7682 | 13 | 9.2 | 104000 | 7498 | 4 | 2.5 | Non Federally-Regulated | 02/22/1990 |  | 07/31/1991
Waterfurnace International, Inc. | Waterfurnace International, Inc. | NDZ049A1 | NRAC048* | Ground-Source | WBAHP-CB: Heat Pump Split Syst | Heat Pump | 208 | 1 |  |  | No Match | Dual-Speed |  |  |  | 47700 | 2963 | 16.1 | 13.4 | 37000 | 2855 | 3.8 | 3.1 | Non Federally-Regulated | 04/30/2009 |  | 10/24/2014
Florida Heat Pump | Florida Heat Pump | GT054-1CF/HZ/VT |  | Ground-Water-Source | WBAHP: Heat Pump Packaged Unit | Heat Pump | 208 | 1 |  |  | No Match | No Match |  |  |  | 51500 | 3961 | 13 | 9 | 42500 | 4150 | 3 |  | Non Federally-Regulated | 07/22/2002 |  | 03/12/2009
ClimateMaster Inc. | Climate Master Series | GRV/GRH042AG |  | Water-Source | WBAHP: Heat Pump Packaged Unit | Heat Pump | 230 | 1 |  |  | No Match | No Match |  |  |  | 38900 | 3296 | 11.8 | 10 | 47700 | 3408 | 4.1 |  | Federally-Regulated Commercial & Industrial Equipment | 04/12/2000 |  | 03/12/2009
ClimateMaster Inc. | Climate Master | ACA/B048 |  | Ground-Source | WBAHP: Heat Pump Packaged Unit | Heat Pump | 230 | 1 |  |  | No Match | Single-Speed |  |  |  | 47900 | 3131 | 15.3 | 13.4 | 35400 | 2882 | 3.6 | 3.1 | Non Federally-Regulated | 03/02/2012 |  | 06/09/2015
Command-Aire | Command-Aire | SWPH-091 |  | Water-Source | WBAHP: Heat Pump Packaged Unit | Heat Pump | 230 | 1 |  |  | No Match | No Match |  |  |  | 10600 | 1175 | 9 | 7.5 | 14000 | 1225 | 3.3 | 2.5 | Non Federally-Regulated | 01/05/1982 |  | 05/11/1988
Waterfurnace International, Inc. | Waterfurnace International, Inc. | ATH045D0 |  | Ground-Source | WBAHP: Heat Pump Packaged Unit | Heat Pump | 230 | 1 |  |  | No Match | No Match |  |  |  | 50000 | 3571 | 14 |  | 33000 | 3119 | 3.1 |  | Non Federally-Regulated | 03/31/1998 |  | 05/10/1998
Mammoth | Hydrobank II | D014HLG |  | Ground-Water-Source | WBAHP: Heat Pump Packaged Unit | Heat Pump | 230 | 1 |  |  | No Match | No Match |  |  |  | 14000 | 1000 | 14 | 9 | 11200 | 1058 | 3.1 |  | Non Federally-Regulated | 11/14/2000 |  | 01/18/2001
ClimateMaster Inc. | Carrier Corp. | 50PSH/V/D030K***2 |  | Ground-Source | WBAHP: Heat Pump Packaged Unit | Heat Pump | 208 | 1 |  |  | No Match | Single-Speed |  |  |  | 29200 | 1505 | 19.4 | 13.4 | 22000 | 1573 | 4.1 | 3.1 | Non Federally-Regulated | 10/24/2014 |  | 04/22/2015
The Whalen Company | Whalen | VI-A-300-1 |  | Water-Source | WBAHP-O: Heat Pump Packaged Un | Heat Pump | 208 | 1 |  |  | No Match | No Match |  |  |  | 10700 | 1020 | 10.5 | 9 | 13500 | 1164 | 3.4 | 3.2 | Federally-Regulated Commercial & Industrial Equipment | 04/25/1988 |  | 05/11/1988
Enertech Global, LLC | Enertech | GSC030 | ACD036 | Ground-Source | WBAHP-C: Heat Pump Split Syste | Heat Pump | 208 | 1 |  |  | No Match | Single-Speed |  |  |  | 32300 | 1835 | 17.6 | 13.4 | 25800 | 2162 | 3.5 | 3.1 | Non Federally-Regulated | 04/30/2009 |  | 03/02/2012
Mammoth | Mammoth | F072HHDXXX |  | Water-Source | WBAHP: Heat Pump Packaged Unit | Heat Pump | 230 | 3 |  |  | No Match | No Match |  |  |  | 70000 | 6550 | 10.7 | 9.2 | 81000 | 6430 | 3.7 |  | Non Federally-Regulated | 05/11/1988 |  | 03/15/1989
Florida Heat Pump | Florida Heat Pump | EM042-3CF/HZ/VT |  | Ground-Water-Source | WBAHP: Heat Pump Packaged Unit | Heat Pump | 208 | 3 |  |  | No Match | No Match |  |  |  | 41000 | 3037 | 13.5 | 9 | 30000 | 2929 | 3 |  | Non Federally-Regulated | 05/29/2001 |  | 07/18/2002
Waterfurnace International, Inc. | Waterfurnace International, Inc. | NSV/NSH060F1*0 |  | Water-Source | WBAHP: Heat Pump Packaged Unit | Heat Pump | 230 | 1 |  |  | No Match | Single-Speed |  |  |  | 61300 | 3981 | 15.4 | 12 | 69000 | 4044 | 5 | 4.2 | Federally-Regulated Commercial & Industrial Equipment | 05/02/2012 |  | 04/19/2013
Carrier Corp. | Carrier | 50HQ,VQ0273 |  | Water-Source | WBAHP: Heat Pump Packaged Unit | Heat Pump | 208 | 1 |  |  | No Match | No Match |  |  |  | 22000 | 2800 | 9.6 | 9 | 30000 | 2800 | 3.1 | 3.2 | Non Federally-Regulated | 05/11/1988 |  | 03/15/1989
Waterfurnace International, Inc. | Standard Range | WSH/WSV012A*2*** |  | Water-Source | WBAHP: Heat Pump Packaged Unit | Heat Pump | 265 | 1 |  |  | No Match | No Match |  |  |  | 12300 | 1217 | 10.1 | 9 | 14600 | 1296 | 3.3 | 3.2 | Federally-Regulated Commercial & Industrial Equipment | 09/13/1989 |  | 10/10/1989
Climate Control / Snyder General | Electro-Hydronics | LWP27AD |  | Water-Source | WBAHP: Heat Pump Packaged Unit | Heat Pump | 230 | 3 |  |  | No Match | No Match |  |  |  | 295200 | 25350 | 11.6 |  | 348000 | 28300 | 3.6 | 2.5 | Non Federally-Regulated | 06/11/1985 |  | 08/29/1986
Waterfurnace International, Inc. | Waterfurnace International, Inc. | ATV066*1 |  | Ground-Water-Source | WBAHP: Heat Pump Packaged Unit | Heat Pump | 230 | 1 |  |  | No Match | No Match |  |  |  | 67000 | 5000 | 13.4 | 9 | 50000 | 4883 | 3 |  | Non Federally-Regulated | 10/06/1999 |  | 05/19/2000
Addison Products | Addison Products | DWPG042-1B-XL* |  | Ground-Water-Source | WBAHP: Heat Pump Packaged Unit | Heat Pump | 230 | 1 |  |  | No Match | No Match |  |  |  | 42000 | 2896 | 14.5 | 11 | 46000 | 3209 | 4.2 | 3.5 | Non Federally-Regulated | 03/31/1998 |  | 05/10/1998
California Heat Pump | California Heat Pump | CHP-33H*-32-** |  | Water-Source | WBAHP: Heat Pump Packaged Unit | Heat Pump | 230 | 3 |  |  | No Match | No Match |  |  |  | 32500 | 3700 | 8.8 | 7.5 | 33200 | 3400 | 2.9 | 2.5 | Non Federally-Regulated | 09/08/1982 |  | 06/11/1985
Florida Heat Pump | Florida Heat Pump | GT026-3VT/HZ/CF |  | Ground-Water-Source | WBAHP: Heat Pump Packaged Unit | Heat Pump | 230 | 3 |  |  | No Match | No Match |  |  |  | 27000 | 1901 | 14.2 | 9 | 19500 | 1785 | 3.2 |  | Non Federally-Regulated | 12/14/1998 |  | 04/10/2000
ClimateMaster Inc. | Carrier Corp. | 50PSH/V/D018K |  | Ground-Water-Source | WBAHP: Heat Pump Packaged Unit | Heat Pump | 208 | 1 |  |  | No Match | Single-Speed |  |  |  | 22100 | 840 | 26.3 | 16.2 | 18900 | 1130 | 4.9 | 3.6 | Non Federally-Regulated | 10/24/2014 |  | 04/22/2015
Addison Products | Heat Controller | VWPG042-1B-XL |  | Ground-Water-Source | WBAHP: Heat Pump Packaged Unit | Heat Pump | 208 | 1 |  |  | No Match | No Match |  |  |  | 41500 | 2804 | 14.8 | 9 | 30000 | 2746 | 3.2 |  | Non Federally-Regulated | 10/06/1999 |  | 04/10/2000
Trane U.S. Inc. | Trane | WPHD0283 |  | Water-Source | WBAHP: Heat Pump Packaged Unit | Heat Pump | 208 | 3 |  |  | No Match | No Match |  |  |  | 28500 | 2714 | 10.5 | 10 | 38000 | 2929 | 3.8 |  | Federally-Regulated Commercial & Industrial Equipment | 10/05/1999 |  | 04/12/2000
Florida Heat Pump | Energy Miser | HLTV40-1 |  | Water-Source | WBAH-O: Heating Only Packaged | Heat Pump | 208 | 1 |  |  | No Match | No Match |  |  |  | 0 | 0 | 0 | 9 | 49000 | 4100 | 3.5 |  | Non Federally-Regulated | 03/07/1989 |  | 07/28/1992
California Heat Pump | Trane | WPRB-0202 |  | Water-Source | WBAHP: Heat Pump Packaged Unit | Heat Pump | 208 | 1 |  |  | No Match | No Match |  |  |  | 20000 | 1775 | 11.3 | 7.5 | 19000 | 1600 | 3.4 | 2.5 | Non Federally-Regulated | 06/11/1985 |  | 05/11/1988
Addison Products | Heat Controller | WSH028-3AL |  | Water-Source | WBAHP: Heat Pump Packaged Unit | Heat Pump | 230 | 3 |  |  | No Match | No Match |  |  |  | 27000 | 2177 | 12.4 | 10 | 34600 | 2304 | 4.4 |  | Federally-Regulated Commercial & Industrial Equipment | 10/05/1999 |  | 04/12/2000
Waterfurnace International, Inc. | Eagle Mountain | ZS060**4*1 |  | Water-Source | WBAHP: Heat Pump Packaged Unit | Heat Pump | 460 | 3 |  |  | No Match | Single-Speed |  |  |  | 58400 | 3817 | 15.3 | 12 | 72500 | 4521 | 4.7 | 4.2 | Federally-Regulated Commercial & Industrial Equipment | 01/24/2011 |  | 03/02/2012
Addison Products | Addison Products | DWPG060-3B-XL* |  | Ground-Water-Source | WBAHP: Heat Pump Packaged Unit | Heat Pump | 208 | 3 |  |  | No Match | No Match |  |  |  | 58000 | 4393 | 13.2 | 9 | 44000 | 4298 | 3 |  | Non Federally-Regulated | 12/14/1998 |  | 04/10/2000
Florida Heat Pump | Florida Heat Pump | EM028-1CF |  | Water-Source | WBAHP: Heat Pump Packaged Unit | Heat Pump | 208 | 1 |  |  | No Match | No Match |  |  |  | 28000 | 1971 | 14.2 | 10 | 33400 | 2175 | 4.5 |  | Federally-Regulated Commercial & Industrial Equipment | 12/14/1998 |  | 10/05/1999
Mammoth | Hydrobank II | D064VLG |  | Ground-Water-Source | WBAHP: Heat Pump Packaged Unit | Heat Pump | 208 | 1 |  |  | No Match | No Match |  |  |  | 61500 | 4241 | 14.5 | 9 | 49000 | 4486 | 3.2 |  | Non Federally-Regulated | 01/18/2001 |  | 07/18/2002
Waterfurnace International, Inc. | American Standard, Inc. | AVGX036**1**1 |  | Ground-Water-Source | WBAHP: Heat Pump Packaged Unit | Heat Pump | 208 | 1 |  |  | No Match | Variable-Speed |  |  |  | 38000 | 1206 | 31.5 | 16.2 | 41000 | 2612 | 4.6 | 3.6 | Non Federally-Regulated | 12/12/2012 |  | 10/24/2014
McQuay International | McQuay | W-CMG-1-048-F |  | Ground-Water-Source | WBAHP: Heat Pump Packaged Unit | Heat Pump | 230 | 3 |  |  | No Match | No Match |  |  |  | 48000 | 3692 | 13 | 9 | 34000 | 3320 | 3 |  | Non Federally-Regulated | 09/21/2000 |  | 07/18/2002
Waterfurnace International, Inc. | Waterfurnace International, Inc. | NSZ022A0 | NAH022* | Water-Source | WBAHP-CB: Heat Pump Split Syst | Heat Pump | 208 | 1 |  |  | No Match | Single-Speed |  |  |  | 19700 | 1209 | 16.3 | 12 | 23500 | 1299 | 5.3 | 4.2 | Federally-Regulated Commercial & Industrial Equipment | 01/24/2011 |  | 10/24/2014
Carrier Corp. | Carrier | 50HQ,VQ0333 |  | Water-Source | WBAHP: Heat Pump Packaged Unit | Heat Pump | 208 | 1 |  |  | No Match | No Match |  |  |  | 34000 | 3850 | 8.8 | 7.5 | 40000 | 4350 | 2.7 | 2.5 | Non Federally-Regulated | 01/05/1982 |  | 09/08/1982
ClimateMaster Inc. | Carrier Corp. | 50PRH/V048 5 |  | Ground-Source | WBAHP: Heat Pump Packaged Unit | Heat Pump | 230 | 3 |  |  | No Match | Single-Speed |  |  |  | 49000 | 3333 | 14.7 | 13.4 | 36400 | 3138 | 3.4 | 3.1 | Non Federally-Regulated | 01/24/2011 |  | 08/23/2011
Waterfurnace International, Inc. | Waterfurnace International, Inc. | SXH042B3 |  | Water-Source | WBAHP: Heat Pump Packaged Unit | Heat Pump | 208 | 3 |  |  | No Match | No Match |  |  |  | 42000 | 3000 | 14 | 10 | 54500 | 3131 | 5.1 |  | Federally-Regulated Commercial & Industrial Equipment | 02/02/1998 |  | 03/31/1998
Florida Heat Pump | Geomaster, LLC | AU049-1AV/AH | AU049-1CS | Ground-Water-Source | WBAHP-CB: Heat Pump Split Syst | Heat Pump | 230 | 1 |  |  | No Match | Single-Speed |  |  |  | 53000 | 2849 | 18.6 | 16.2 | 47000 | 2849 | 4.1 | 3.6 | Non Federally-Regulated | 06/23/2011 |  | 12/12/2012
Addison Products | Addison Products | VGY012-1A |  | Water-Source | WBAHP-CB: Heat Pump Split Syst | Heat Pump | 230 | 1 |  |  | No Match | No Match |  |  |  | 11900 | 991 | 12 | 9 | 13500 | 1069 | 3.7 | 3.5 | Non Federally-Regulated | 11/14/2000 |  | 07/18/2002
Addison Products | Addison Products | VWY018-1A |  | Water-Source | WBAHP: Heat Pump Packaged Unit | Heat Pump | 230 | 1 |  |  | No Match | No Match |  |  |  | 17800 | 1262 | 14.1 | 10 | 24200 | 1390 | 5.1 |  | Federally-Regulated Commercial & Industrial Equipment | 05/19/2000 |  | 11/14/2000
Waterfurnace International, Inc. | Rybacki - Hart Enterprises | YS030**1*0 |  | Ground-Source | WBAHP: Heat Pump Packaged Unit | Heat Pump | 208 | 1 |  |  | No Match | Single-Speed |  |  |  | 29000 | 1706 | 17 | 13.4 | 22800 | 1909 | 3.5 | 3.1 | Non Federally-Regulated | 01/24/2011 |  | 04/19/2013
Florida Heat Pump | Florida Heat Pump | AP061-4CF/HZ/VT |  | Ground-Source | WBAHP: Heat Pump Packaged Unit | Heat Pump | 460 | 3 |  |  | No Match | Dual-Speed | 2772 | 730 | 1 | 67000 | 3622 | 18.5 | 13.4 | 49000 | 3503 | 4.1 | 3.1 | Non Federally-Regulated | 11/30/2011 |  | 05/01/2015
Mammoth | Hydrobank II | D013CLF |  | Ground-Water-Source | WBAHP: Heat Pump Packaged Unit | Heat Pump | 208 | 1 |  |  | No Match | No Match |  |  |  | 13200 | 1100 | 12 | 9 | 10500 | 1025 | 3 |  | Non Federally-Regulated | 05/23/2000 |  | 01/18/2001
Florida Heat Pump | Florida Heat Pump | EM072-3CS | EM072-3AH/AV | Water-Source | WBAH: Heating Only Packaged Un | Heat Pump | 230 | 3 |  |  | No Match | No Match |  |  |  | 70500 | 5222 | 13.5 | 9 | 71000 | 5474 | 3.8 | 3.5 | Non Federally-Regulated | 04/12/2000 |  | 07/18/2002
Waterfurnace International, Inc. | Waterfurnace International, Inc. | SXH048B0 |  | Ground-Source | WBAHP: Heat Pump Packaged Unit | Heat Pump | 208 | 1 |  |  | No Match | No Match |  |  |  | 51500 | 3843 | 13.4 |  | 36000 | 3403 | 3.1 |  | Non Federally-Regulated | 03/31/1998 |  | 05/10/1998
Mammoth | Hydrobank II | D035HHS/VHS |  | Water-Source | WBAHP: Heat Pump Packaged Unit | Heat Pump | 208 | 1 |  |  | No Match | No Match |  |  |  | 37000 | 2624 | 14.1 | 9.3 | 45000 | 2866 | 4.6 | 3.8 | Federally-Regulated Commercial & Industrial Equipment | 03/31/1998 |  | 05/10/1998
Waterfurnace International, Inc. | Geotility Geothermal Installations | ZS048**0*4 |  | Ground-Water-Source | WBAHP: Heat Pump Packaged Unit | Heat Pump | 230 | 1 |  |  | No Match | Single-Speed |  |  |  | 52000 | 2222 | 23.4 | 16.2 | 45900 | 3203 | 4.2 | 3.6 | Non Federally-Regulated | 06/14/2011 |  | 04/19/2013
Waterfurnace International, Inc. | Waterfurnace International, Inc. | P010**0 |  | Ground-Water-Source | WBAHP: Heat Pump Packaged Unit | Heat Pump | 230 | 1 |  |  | No Match | No Match |  |  |  | 9900 | 642 | 15.4 | 9 | 7400 | 657 | 3.3 |  | Non Federally-Regulated | 05/19/2000 |  | 07/18/2002
Florida Heat Pump | Geomaster, LLC | EC036-2CF/HZ/VT |  | Ground-Water-Source | WBAHP: Heat Pump Packaged Unit | Heat Pump | 265 | 1 |  |  | No Match | Single-Speed |  |  |  | 40200 | 2062 | 19.5 | 16.2 | 36200 | 2161 | 4 | 3.6 | Non Federally-Regulated | 04/30/2009 |  | 04/20/2015
Enertech Global, LLC | Enertech | HXT024A |  | Ground-Water-Source | WBAHP: Heat Pump Packaged Unit | Heat Pump | 208 | 1 |  |  | No Match | Single-Speed |  |  |  | 29400 | 1000 | 29.4 | 16.2 | 25000 | 1437 | 5.1 | 3.6 | Non Federally-Regulated | 01/25/2011 |  | 06/14/2011
Command-Aire | Command-Aire | SWPH-461 |  | Water-Source | WBAHP: Heat Pump Packaged Unit | Heat Pump | 208 | 1 |  |  | No Match | No Match |  |  |  | 46000 | 4800 | 9.6 | 9 | 55000 | 4600 | 3.5 | 3.2 | Federally-Regulated Commercial & Industrial Equipment | 01/23/1988 |  | 05/11/1988
Florida Heat Pump | Florida Heat Pump | GT062-3CS | GT062-1AH/AV | Water-Source | WBAH: Heating Only Packaged Un | Heat Pump | 230 | 3 |  |  | No Match | No Match |  |  |  | 60500 | 4959 | 12.2 | 9 | 76500 | 6057 | 3.7 | 3.5 | Non Federally-Regulated | 04/12/2000 |  | 07/18/2002
Carrier Corp. | Carrier | 50QXV0303 |  | Water-Source | WBAHP: Heat Pump Packaged Unit | Heat Pump | 230 | 1 |  |  | No Match | No Match |  |  |  | 31200 | 2735 | 11.4 | 9 | 36800 | 2670 | 4 | 3.2 | Non Federally-Regulated | 02/22/1990 |  | 07/31/1991
Florida Heat Pump | Florida Heat Pump | EM012-2VT |  | Water-Source | WBAHP: Heat Pump Packaged Unit | Heat Pump | 265 | 1 |  |  | No Match | No Match |  |  |  | 11500 | 1008 | 11.4 | 10 | 14600 | 1069 | 4 |  | Federally-Regulated Commercial & Industrial Equipment | 02/02/1998 |  | 03/31/1998
McQuay International | McQuay | FCV/FCW/VWH/VWW048B-T |  | Water-Source | WBAHP: Heat Pump Packaged Unit | Heat Pump | 460 | 3 |  |  | No Match | No Match |  |  |  | 46000 | 3833 | 12 | 10 | 56000 | 3816 | 4.3 |  | Federally-Regulated Commercial & Industrial Equipment | 02/02/1998 |  | 03/31/1998
Waterfurnace International, Inc. | Eagle Mountain | ZS048**3*0 |  | Ground-Source | WBAHP: Heat Pump Packaged Unit | Heat Pump | 208 | 3 |  |  | No Match | Single-Speed |  |  |  | 49500 | 2946 | 16.8 | 13.4 | 36900 | 3277 | 3.3 | 3.1 | Non Federally-Regulated | 01/24/2011 |  | 04/19/2013
Trane U.S. Inc. | Trane | GEVA012 |  | Ground-Water-Source | WBAHP: Heat Pump Packaged Unit | Heat Pump | 208 | 1 |  |  | No Match | No Match |  |  |  | 12276 | 847 | 14.5 | 9 | 8700 | 789 | 3.2 |  | Non Federally-Regulated | 07/22/2002 |  | 09/25/2002
Singer | Electro-Hydronics | CC330C5 |  | Water-Source | WBAHP: Heat Pump Packaged Unit | Heat Pump | 208 | 1 |  |  | No Match | No Match |  |  |  | 33000 | 3500 | 9.4 | 7.5 | 35500 | 3550 | 2.9 | 2.5 | Non Federally-Regulated | 01/05/1982 |  | 09/08/1982
Addison Products | Addison Products | VGY042-3A |  | Ground-Water-Source | WBAHP: Heat Pump Packaged Unit | Heat Pump | 208 | 3 |  |  | No Match | No Match |  |  |  | 47000 | 3560 | 13.2 | 9 | 30900 | 3017 | 3 |  | Non Federally-Regulated | 11/14/2000 |  | 07/18/2002
Florida Heat Pump | Florida Heat Pump | GT030-1CS | GT030-1AH/AV | Ground-Water-Source | WBAHP-CB: Heat Pump Split Syst | Heat Pump | 230 | 1 |  |  | No Match | No Match |  |  |  | 30600 | 2081 | 14.7 | 9 | 20200 | 1909 | 3.1 |  | Non Federally-Regulated | 04/10/2000 |  | 05/29/2001
Waterfurnace International, Inc. | Geosmart Energy, Inc. | YS060**1*4 |  | Water-Source | WBAHP: Heat Pump Packaged Unit | Heat Pump | 208 | 1 |  |  | No Match | Single-Speed |  |  |  | 58400 | 3817 | 15.3 | 12 | 72500 | 4521 | 4.7 | 4.2 | Federally-Regulated Commercial & Industrial Equipment | 01/24/2011 |  | 01/09/2014
Power-Save International, Inc. | S.O.E.S.I. | PSS-800 (2) |  | Water-Source | WBAHP: Heat Pump Packaged Unit | Heat Pump | 230 | 1 |  |  | No Match | No Match |  |  |  | 100000 | 7682 | 13 | 9.2 | 104000 | 7498 | 4 |  | Federally-Regulated Commercial & Industrial Equipment | 01/23/1988 |  | 05/11/1988
Waterfurnace International, Inc. | Waterfurnace International, Inc. | VLH/VXH030*1 |  | Water-Source | WBAHP: Heat Pump Packaged Unit | Heat Pump | 230 | 1 |  |  | No Match | No Match |  |  |  | 29700 | 2414 | 12.3 | 10 | 35900 | 2629 | 4 |  | Federally-Regulated Commercial & Industrial Equipment | 10/05/1999 |  | 03/12/2009
Waterfurnace International, Inc. | Eagle Mountain | ZS060**4*4 |  | Ground-Source | WBAHP: Heat Pump Packaged Unit | Heat Pump | 460 | 3 |  |  | No Match | Single-Speed |  |  |  | 60900 | 3402 | 17.9 | 13.4 | 47100 | 3834 | 3.6 | 3.1 | Non Federally-Regulated | 06/14/2011 |  | 03/02/2012
Addison Products | Addison Products | HWY018-1A |  | Water-Source | WBAHP: Heat Pump Packaged Unit | Heat Pump | 230 | 1 |  |  | No Match | No Match |  |  |  | 19500 | 1500 | 13 | 10 | 25800 | 1608 | 4.7 |  | Federally-Regulated Commercial & Industrial Equipment | 11/17/1999 |  | 11/14/2000
Waterfurnace International, Inc. | Spectra | SXH042A0 |  | Water-Source | WBAHP: Heat Pump Packaged Unit | Heat Pump | 208 | 1 |  |  | No Match | No Match |  |  |  | 41000 | 3037 | 13.5 | 10 | 54500 | 3131 | 5.1 |  | Federally-Regulated Commercial & Industrial Equipment | 06/02/1993 |  | 06/03/1993
Waterfurnace International, Inc. | Rybacki - Hart Enterprises | ZS036**3*1 |  | Water-Source | WBAHP: Heat Pump Packaged Unit | Heat Pump | 208 | 3 |  |  | No Match | Single-Speed |  |  |  | 33300 | 2220 | 15 | 12 | 40600 | 2479 | 4.8 | 4.2 | Federally-Regulated Commercial & Industrial Equipment | 01/24/2011 |  | 04/19/2013
Florida Heat Pump | Florida Heat Pump | EM096-4HZ/VT |  | Ground-Water-Source | WBAHP: Heat Pump Packaged Unit | Heat Pump | 460 | 3 |  |  | No Match | No Match |  |  |  | 96000 | 7111 | 13.5 | 9 | 67000 | 6134 | 3.2 |  | Non Federally-Regulated | 07/22/2002 |  | 03/12/2009
Mammoth | Mammoth | D009VHCXXX |  | Water-Source | WBAHP: Heat Pump Packaged Unit | Heat Pump | 208 | 1 |  |  | No Match | No Match |  |  |  | 8400 | 810 | 10.4 | 9 | 12000 | 900 | 3.9 | 3.2 | Non Federally-Regulated | 05/11/1988 |  | 03/15/1989
McQuay / Snyder General | Electro-Hydronics | VF330G5 |  | Water-Source | WBAHP: Heat Pump Packaged Unit | Heat Pump | 208 | 1 |  |  | No Match | No Match |  |  |  | 33000 | 3050 | 10.8 | 7.5 | 35000 | 2900 | 3.5 | 2.5 | Non Federally-Regulated | 08/29/1986 |  | 05/11/1988
California Heat Pump | California Heat Pump | CHP-12HRA-13-** |  | Water-Source | WBAHP: Heat Pump Packaged Unit | Heat Pump | 265 | 1 |  |  | No Match | No Match |  |  |  | 12000 | 1035 | 11.6 | 7.5 | 14000 | 1110 | 3.7 | 2.5 | Non Federally-Regulated | 05/16/1984 |  | 06/11/1985
Addison Products | Addison Products | HGY012-1A |  | Ground-Water-Source | WBAHP: Heat Pump Packaged Unit | Heat Pump | 208 | 1 |  |  | No Match | No Match |  |  |  | 11400 | 820 | 13.9 | 9 | 8200 | 750 | 3.2 |  | Non Federally-Regulated | 07/22/2002 |  | 03/12/2009
ClimateMaster Inc. | Trane | WPRA08HBXBX |  | Water-Source | WBAHP: Heat Pump Packaged Unit | Heat Pump | 208 | 1 |  |  | No Match | No Match |  |  |  | 6900 | 665 | 10.4 | 9 | 9500 | 740 | 3.7 | 3.2 | Non Federally-Regulated | 05/11/1988 |  | 03/15/1989
Enertech Global, LLC | Enertech | HST072A | ACD060 | Ground-Water-Source | WBAHP-CB: Heat Pump Split Syst | Heat Pump | 230 | 1 |  |  | No Match | Single-Speed | 3010 | 627 | 1 | 69100 | 3637 | 19 | 16.2 | 65700 | 4696 | 4.1 | 3.6 | Non Federally-Regulated | 11/30/2011 |  | 03/02/2012
Addison Products | Heat Controller | WPH44-4JA/4JBA |  | Water-Source | WBAHP-CB: Heat Pump Split Syst | Heat Pump | 460 | 3 |  |  | No Match | No Match |  |  |  | 44500 | 4045 | 11 | 9 | 49500 | 4143 | 3.5 | 3.5 | Non Federally-Regulated | 10/05/1999 |  | 04/12/2000
Addison Products | Addison Products | VGY018-8A |  | Water-Source | WBAHP-CB: Heat Pump Split Syst | Heat Pump | 265 | 1 |  |  | No Match | No Match |  |  |  | 18900 | 1524 | 12.4 | 9 | 22800 | 1757 | 3.8 | 3.5 | Non Federally-Regulated | 11/14/2000 |  | 07/18/2002
Florida Heat Pump | Florida Heat Pump | EM096-3CS | EM096-3AH/AV | Ground-Water-Source | WBAHP-CB: Heat Pump Split Syst | Heat Pump | 208 | 3 |  |  | No Match | No Match |  |  |  | 95500 | 7234 | 13.2 | 9 | 65500 | 6190 | 3.1 |  | Non Federally-Regulated | 07/22/2002 |  | 03/12/2009
Addison Products | Addison Products | DWPG030-1B-XL* |  | Ground-Water-Source | WBAHP: Heat Pump Packaged Unit | Heat Pump | 208 | 1 |  |  | No Match | No Match |  |  |  | 28000 | 1866 | 15 | 9 | 19800 | 1871 | 3.1 |  | Non Federally-Regulated | 12/14/1998 |  | 04/10/2000
Enertech Global, LLC | Enertech | TXT048C2 |  | Ground-Source | WBAHP: Heat Pump Packaged Unit | Heat Pump | 208 | 3 |  |  | No Match | No Match |  |  |  | 49900 | 2697 | 18.5 | 13.4 | 39500 | 2756 | 4.2 | 3.1 | No Match | 05/02/2012 |  | 05/08/2012
Geoflex Systems, Inc. | Geoflex Systems, Inc. | GF1S-V/H/D/M-024WAABE |  | Ground-Water-Source | WBAHP: Heat Pump Packaged Unit | Both Heat Pump and Electric Re | 208 | 1 |  |  | No Match | Single-Speed |  |  |  | 22900 | 851 | 26.9 | 16.2 | 19900 | 1241 | 4.7 | 3.6 | Non Federally-Regulated | 11/30/2011 |  | 03/02/2012
Waterfurnace International, Inc. | Waterfurnace International, Inc. | SXH042B1 |  | Ground-Source | WBAHP: Heat Pump Packaged Unit | Heat Pump | 208 | 1 |  |  | No Match | No Match |  |  |  | 44500 | 3201 | 13.9 |  | 31800 | 2824 | 3.3 |  | Non Federally-Regulated | 03/31/1998 |  | 05/10/1998
Addison Products | Addison Products | WPH064-1JC/1JBC |  | Water-Source | WBAHP-CB: Heat Pump Split Syst | Heat Pump | 230 | 1 |  |  | No Match | No Match |  |  |  | 63500 | 5080 | 12.5 | 9 | 76000 | 6364 | 3.5 | 3.5 | Non Federally-Regulated | 12/14/1998 |  | 10/05/1999
Mammoth | Mammoth | D043VSEXXX |  | Water-Source | WBAHP: Heat Pump Packaged Unit | Heat Pump | 230 | 1 |  |  | No Match | No Match |  |  |  | 42000 | 3820 | 11 | 9 | 52000 | 4240 | 3.6 | 3.2 | Non Federally-Regulated | 05/11/1988 |  | 03/15/1989
Econar | Econar | GH232 |  | Ground-Source | WBAHP: Heat Pump Packaged Unit | Heat Pump | 208 | 1 |  |  | No Match | No Match |  |  |  | 24800 | 1710 | 14.5 |  | 21200 | 1827 | 3.4 |  | Non Federally-Regulated | 03/31/1998 |  | 05/10/1998
Florida Heat Pump | Florida Heat Pump | GO060-1CF/HZ/VT(P) |  | Ground-Water-Source | WBAHP: Heat Pump Packaged Unit | Heat Pump | 230 | 1 |  |  | No Match | No Match |  |  |  | 31000 | 1422 | 21.8 | 9 | 18500 | 1505 | 3.6 |  | Non Federally-Regulated | 05/19/2000 |  | 07/18/2002
Mammoth | Hydrobank II | K064HHT/VHT |  | Water-Source | WBAHP: Heat Pump Packaged Unit | Heat Pump | 575 | 3 |  |  | No Match | No Match |  |  |  | 64000 | 4776 | 13.4 | 9.3 | 82000 | 5861 | 4.1 | 3.8 | Federally-Regulated Commercial & Industrial Equipment | 03/31/1998 |  | 05/10/1998
Command-Aire | Command-Aire | SWPV091M |  | Water-Source | WBAHP: Heat Pump Packaged Unit | Heat Pump | 208 | 1 |  |  | No Match | No Match |  |  |  | 9000 | 810 | 11.1 | 7.5 | 12200 | 870 | 4.1 | 2.5 | Non Federally-Regulated | 06/11/1985 |  | 01/23/1988
Waterfurnace International, Inc. | Waterfurnace International, Inc. | NSZ030A1 | NRAC026* | Ground-Water-Source | WBAHP-CB: Heat Pump Split Syst | Heat Pump | 230 | 1 |  |  | No Match | Single-Speed |  |  |  | 28500 | 1145 | 24.9 | 16.2 | 25300 | 1514 | 4.9 | 3.6 | Non Federally-Regulated | 04/30/2009 |  | 10/24/2014
ClimateMaster Inc. | Climate Master Series | VP/HP042 G |  | Water-Source | WBAHP: Heat Pump Packaged Unit | Heat Pump | 208 | 1 |  |  | No Match | No Match |  |  |  | 41000 | 3153 | 13 | 9.3 | 51000 | 3396 | 4.4 | 3.8 | Federally-Regulated Commercial & Industrial Equipment | 03/31/1998 |  | 05/10/1998
Waterfurnace International, Inc. | Waterfurnace International, Inc. | NDV/NDH049G1*4 |  | Ground-Source | WBAHP: Heat Pump Packaged Unit | Heat Pump | 230 | 1 |  |  | No Match | Dual-Speed |  |  |  | 52000 | 2600 | 20 | 13.4 | 37400 | 2740 | 4 | 3.1 | Non Federally-Regulated | 09/03/2012 |  | 04/19/2013
Command-Aire | Command-Aire | SWPHXR411E |  | Water-Source | WBAHP: Heat Pump Packaged Unit | Heat Pump | 208 | 1 |  |  | No Match | No Match |  |  |  | 42000 | 3780 | 11.1 | 7.5 | 53000 | 3880 | 4 | 2.5 | Non Federally-Regulated | 05/16/1984 |  | 01/23/1988
ClimateMaster Inc. | Carrier | 50HQA/HQD/VQA/VQD060 3 |  | Water-Source | WBAHP: Heat Pump Packaged Unit | Heat Pump | 230 | 1 |  |  | No Match | No Match |  |  |  | 62000 | 5535 | 11.2 | 10 | 75000 | 5784 | 3.8 |  | Federally-Regulated Commercial & Industrial Equipment | 02/02/1998 |  | 03/31/1998
Mammoth | Mammoth | F024VLB |  | Ground-Source | WBAHP: Heat Pump Packaged Unit | Heat Pump | 208 | 3 |  |  | No Match | Dual-Speed |  |  |  | 27000 | 1317 | 20.5 | 13.4 | 15500 | 1136 | 4 | 3.1 | Non Federally-Regulated | 05/02/2012 |  | 01/09/2014
Florida Heat Pump | Florida Heat Pump | CW018-1 |  | Ground-Water-Source | WBAHP: Heat Pump Packaged Unit | Heat Pump | 208 | 1 |  |  | No Match | No Match |  |  |  | 17400 | 1234 | 14.1 | 9 | 11000 | 1074 | 3 |  | Non Federally-Regulated | 07/22/2002 |  | 03/12/2009
Waterfurnace International, Inc. | Rybacki - Hart Enterprises | ZS018**0*1 |  | Ground-Source | WBAHP: Heat Pump Packaged Unit | Heat Pump | 208 | 1 |  |  | No Match | Single-Speed |  |  |  | 18500 | 1057 | 17.5 | 13.4 | 13700 | 1085 | 3.7 | 3.1 | Non Federally-Regulated | 01/24/2011 |  | 04/19/2013
McQuay International | McQuay | W-LDE/LDL/LME/LML-1-07 |  | Water-Source | WBAHP: Heat Pump Packaged Unit | Heat Pump | 460 | 3 |  |  | No Match | No Match |  |  |  | 70000 | 6194 | 11.3 | 9 | 83000 | 6235 | 3.9 | 3.8 | Federally-Regulated Commercial & Industrial Equipment | 11/14/2000 |  | 01/18/2001
McQuay / Snyder General | Electro-Hydronics | CC610FK |  | Water-Source | WBAHP: Heat Pump Packaged Unit | Heat Pump | 208 | 3 |  |  | No Match | No Match |  |  |  | 61500 | 5850 | 10.5 | 7.5 | 77000 | 5785 | 3.9 | 2.5 | Non Federally-Regulated | 08/29/1986 |  | 05/11/1988
Mammoth | Hydrobank II | F035HLH |  | Ground-Water-Source | WBAHP: Heat Pump Packaged Unit | Heat Pump | 230 | 3 |  |  | No Match | No Match |  |  |  | 35000 | 2500 | 14 | 9 | 27000 | 2551 | 3.1 |  | Non Federally-Regulated | 06/27/2003 |  | 03/12/2009
ClimateMaster Inc. | Carrier Corp. | 50PRH/V042 5 |  | Water-Source | WBAHP: Heat Pump Packaged Unit | Heat Pump | 230 | 3 |  |  | No Match | Single-Speed |  |  |  | 40100 | 3061 | 13.1 | 12 | 52700 | 3592 | 4.3 | 4.2 | Federally-Regulated Commercial & Industrial Equipment | 01/24/2011 |  | 08/23/2011
Command-Aire | Command-Aire | SWP513E |  | Water-Source | WBAHP: Heat Pump Packaged Unit | Heat Pump | 230 | 3 |  |  | No Match | No Match |  |  |  | 49000 | 4380 | 11.2 | 9 | 65000 | 4760 | 4 | 3.2 | Non Federally-Regulated | 05/11/1988 |  | 03/15/1989
Climate Control / Snyder General | Electro-Hydronics | UC610G5 |  | Water-Source | WBAHP: Heat Pump Packaged Unit | Heat Pump | 208 | 1 |  |  | No Match | No Match |  |  |  | 61500 | 5850 | 10.5 | 7.5 | 77000 | 5785 | 3.9 | 2.5 | Non Federally-Regulated | 06/11/1985 |  | 08/29/1986
Addison Products | Addison Products | WSH032-1AL |  | Water-Source | WBAHP: Heat Pump Packaged Unit | Heat Pump | 208 | 1 |  |  | No Match | No Match |  |  |  | 32600 | 2672 | 12.2 | 10 | 41000 | 2860 | 4.2 |  | Federally-Regulated Commercial & Industrial Equipment | 02/02/1998 |  | 03/31/1998
Waterfurnace International, Inc. | Waterfurnace International, Inc. | SXH013C0 |  | Water-Source | WBAHP: Heat Pump Packaged Unit | Heat Pump | 230 | 1 |  |  | No Match | No Match |  |  |  | 12700 | 858 | 14.8 | 10 | 15100 | 921 | 4.8 |  | Federally-Regulated Commercial & Industrial Equipment | 02/02/1998 |  | 03/31/1998
Florida Heat Pump | Florida Heat Pump | EM096-1VT |  | Water-Source | WBAHP: Heat Pump Packaged Unit | Heat Pump | 230 | 1 |  |  | No Match | No Match |  |  |  | 96000 | 7111 | 13.5 | 9 | 109000 | 6796 | 4.7 | 3.8 | Federally-Regulated Commercial & Industrial Equipment | 02/02/1998 |  | 03/31/1998
ClimateMaster Inc. | Carrier | 50YBV036 |  | Ground-Water-Source | WBAHP: Heat Pump Packaged Unit | Heat Pump | 230 | 1 |  |  | No Match | No Match |  |  |  | 34500 | 2225 | 15.5 | 9 | 26000 | 2240 | 3.4 |  | Non Federally-Regulated | 11/17/1999 |  | 04/10/2000
Mammoth | Hydrobank II | D020VLG |  | Ground-Water-Source | WBAHP: Heat Pump Packaged Unit | Heat Pump | 230 | 1 |  |  | No Match | No Match |  |  |  | 19500 | 1488 | 13.1 | 9 | 15000 | 1417 | 3.1 |  | Non Federally-Regulated | 07/22/2002 |  | 03/12/2009
Command-Aire | Command-Aire | RUWP-1844 |  | Water-Source | WBAHP: Heat Pump Packaged Unit | Heat Pump | 460 | 3 |  |  | No Match | No Match |  |  |  | 195000 | 22800 | 8.5 |  | 257000 | 22700 | 3.3 | 2.5 | Non Federally-Regulated | 06/11/1985 |  | 01/23/1988
Command-Aire | Command-Aire | SWPH1033* |  | Water-Source | WBAHP: Heat Pump Packaged Unit | Heat Pump | 230 | 3 |  |  | No Match | No Match |  |  |  | 124000 | 10690 | 11.6 | 9.2 | 156000 | 10880 | 4.2 |  | Non Federally-Regulated | 05/11/1988 |  | 03/15/1989
Addison Products | Heat Controller | DWPG066-3B-XL |  | Ground-Water-Source | WBAHP: Heat Pump Packaged Unit | Heat Pump | 208 | 3 |  |  | No Match | No Match |  |  |  | 65000 | 5038 | 12.9 | 9 | 48000 | 5022 | 2.8 |  | Non Federally-Regulated | 10/06/1999 |  | 04/10/2000
Addison Products | Addison Products | HGY030-1A |  | Ground-Water-Source | WBAHP: Heat Pump Packaged Unit | Heat Pump | 208 | 1 |  |  | No Match | No Match |  |  |  | 33500 | 2557 | 13.1 | 9 | 23800 | 2179 | 3.2 |  | Non Federally-Regulated | 07/22/2002 |  | 03/12/2009
McQuay International | McQuay | W-FMS/FME/FDE-1-048-E |  | Water-Source | WBAHP: Heat Pump Packaged Unit | Heat Pump | 230 | 1 |  |  | No Match | No Match |  |  |  | 46000 | 3833 | 12 | 10 | 56000 | 3815 | 4.3 |  | Federally-Regulated Commercial & Industrial Equipment | 10/05/1999 |  | 09/21/2000
Addison Products | Heat Controller | WRH044-1JA | HRH044-1J/1JB | Water-Source | WBAHP-C: Heat Pump Split Syste | Heat Pump | 208 | 1 |  |  | No Match | No Match |  |  |  | 40500 | 3681 | 11 | 10 | 50000 | 3855 | 3.8 |  | Federally-Regulated Commercial & Industrial Equipment | 10/05/1999 |  | 04/12/2000
Waterfurnace International, Inc. | Geotility Geothermal Installations | ZS024**3*4 |  | Ground-Source | WBAHP: Heat Pump Packaged Unit | Heat Pump | 230 | 3 |  |  | No Match | Single-Speed |  |  |  | 24400 | 1394 | 17.5 | 13.4 | 17500 | 1350 | 3.8 | 3.1 | Non Federally-Regulated | 06/14/2011 |  | 04/19/2013
Marvair | Marvair | WVP36HPC |  | Water-Source | WBAHP: Heat Pump Packaged Unit | Heat Pump | 208 | 3 |  |  | No Match | No Match |  |  |  | 34300 | 3118 | 11 | 9 | 43300 | 3340 | 3.8 | 3.2 | Federally-Regulated Commercial & Industrial Equipment | 02/22/1988 |  | 05/11/1988
Florida Heat Pump | Florida Heat Pump | EM007-1CF/HZ/VT |  | Ground-Water-Source | WBAHP: Heat Pump Packaged Unit | Heat Pump | 208 | 1 |  |  | No Match | No Match |  |  |  | 7900 | 612 | 12.9 | 9 | 6100 | 525 | 3.4 |  | Non Federally-Regulated | 07/22/2002 |  | 03/12/2009
McQuay International | McQuay | W-CDD/CDE/CMG-1-042-E |  | Water-Source | WBAHP: Heat Pump Packaged Unit | Heat Pump | 230 | 1 |  |  | No Match | No Match |  |  |  | 39000 | 3000 | 13 | 10 | 47000 | 2929 | 4.7 |  | Federally-Regulated Commercial & Industrial Equipment | 10/05/1999 |  | 09/21/2000
Florida Heat Pump | Florida Heat Pump | EM028-4CF |  | Water-Source | WBAHP: Heat Pump Packaged Unit | Heat Pump | 460 | 3 |  |  | No Match | No Match |  |  |  | 28000 | 1971 | 14.2 | 9.3 | 33400 | 2175 | 4.5 | 3.8 | Federally-Regulated Commercial & Industrial Equipment | 03/31/1998 |  | 05/10/1998
Trane U.S. Inc. | Trane | GETE036 |  | Water-Source | WBAHP-O: Heat Pump Packaged Un | Heat Pump | 208 | 1 |  |  | No Match | Single-Speed |  |  |  | 34700 | 2669 | 13 | 12 | 43100 | 2809 | 4.5 | 4.2 | Federally-Regulated Commercial & Industrial Equipment | 11/25/2009 |  | 01/09/2014
McQuay International | McQuay | CCW030E-F |  | Water-Source | WBAHP: Heat Pump Packaged Unit | Heat Pump | 208 | 3 |  |  | No Match | No Match |  |  |  | 30400 | 2268 | 13.4 | 9.3 | 37000 | 2464 | 4.4 | 3.8 | Federally-Regulated Commercial & Industrial Equipment | 03/31/1998 |  | 05/10/1998
ClimateMaster Inc. | Climate Master Series | 814-042-F******** |  | Water-Source | WBAHP: Heat Pump Packaged Unit | Heat Pump | 460 | 3 |  |  | No Match | No Match |  |  |  | 41500 | 3640 | 11.4 | 9 | 54000 | 3859 | 4.1 | 3.2 | Non Federally-Regulated | 02/22/1990 |  | 07/31/1991
Waterfurnace International, Inc. | Waterfurnace International, Inc. | NSZ042A1 | NRAC048* | Ground-Source | WBAHP-CB: Heat Pump Split Syst | Heat Pump | 230 | 1 |  |  | No Match | Single-Speed |  |  |  | 39900 | 2005 | 19.9 | 13.4 | 25300 | 2005 | 3.7 | 3.1 | Non Federally-Regulated | 04/30/2009 |  | 10/24/2014
Waterfurnace International, Inc. | Eagle Mountain | ZS023**4*0 |  | Water-Source | WBAHP: Heat Pump Packaged Unit | Heat Pump | 460 | 3 |  |  | No Match | Single-Speed |  |  |  | 23000 | 1586 | 14.5 | 12 | 26000 | 1693 | 4.5 | 4.2 | Federally-Regulated Commercial & Industrial Equipment | 01/24/2011 |  | 04/19/2013
McQuay / Snyder General | Electro-Hydronics | LHP25BP |  | Water-Source | WBAHP: Heat Pump Packaged Unit | Heat Pump | 460 | 3 |  |  | No Match | No Match |  |  |  | 256000 | 22000 | 11.6 |  | 284000 | 22400 | 3.7 |  | Non Federally-Regulated | 05/11/1988 |  | 03/15/1989
Waterfurnace International, Inc. | Waterfurnace International, Inc. | V095**3 |  | Water-Source | WBAHP: Heat Pump Packaged Unit | Heat Pump | 208 | 3 |  |  | No Match | No Match |  |  |  | 95000 | 7089 | 13.4 | 9 | 118000 | 7516 | 4.6 | 3.8 | Federally-Regulated Commercial & Industrial Equipment | 05/19/2000 |  | 11/14/2000
Waterfurnace International, Inc. | Waterfurnace International, Inc. | VLV009A1 |  | Water-Source | WBAHP: Heat Pump Packaged Unit | Heat Pump | 208 | 1 |  |  | No Match | No Match |  |  |  | 9000 | 703 | 12.8 | 10 | 12000 | 817 | 4.3 |  | Federally-Regulated Commercial & Industrial Equipment | 12/14/1998 |  | 10/05/1999
Waterfurnace International, Inc. | Waterfurnace International, Inc. | ATV057D3(P) |  | Ground-Water-Source | WBAHP: Heat Pump Packaged Unit | Heat Pump | 230 | 3 |  |  | No Match | No Match |  |  |  | 34000 | 1808 | 18.8 | 9 | 26000 | 2116 | 3.6 |  | Non Federally-Regulated | 12/14/1998 |  | 10/06/1999
Jacobsen Energy Ind., Inc. | Thermaflo II | 18***5**** |  | Water-Source | WBAHP: Heat Pump Packaged Unit | Heat Pump | 265 | 1 |  |  | No Match | No Match |  |  |  | 19000 | 1650 | 11.5 | 9 | 23200 | 1850 | 3.7 | 3.2 | Non Federally-Regulated | 05/11/1988 |  | 03/15/1989
Florida Heat Pump | Florida Heat Pump | EM048-1HZ |  | Water-Source | WBAHP: Heat Pump Packaged Unit | Heat Pump | 208 | 1 |  |  | No Match | No Match |  |  |  | 49000 | 3920 | 12.5 | 10 | 58000 | 3863 | 4.4 |  | Federally-Regulated Commercial & Industrial Equipment | 02/02/1998 |  | 03/31/1998
Mammoth | Hydrobank II | E010VLH |  | Ground-Water-Source | WBAHP: Heat Pump Packaged Unit | Heat Pump | 265 | 1 |  |  | No Match | No Match |  |  |  | 10100 | 742 | 13.6 | 9 | 7900 | 746 | 3.1 |  | Non Federally-Regulated | 06/27/2003 |  | 03/12/2009
McQuay / Snyder General | Electro-Hydronics | UW260GK |  | Water-Source | WBAHP: Heat Pump Packaged Unit | Heat Pump | 208 | 3 |  |  | No Match | No Match |  |  |  | 26000 | 2450 | 10.6 | 7.5 | 31600 | 2500 | 3.7 | 2.5 | Non Federally-Regulated | 08/29/1986 |  | 05/11/1988
Mammoth | Hydrobank II | D006CLF |  | Ground-Water-Source | WBAHP: Heat Pump Packaged Unit | Heat Pump | 208 | 1 |  |  | No Match | No Match |  |  |  | 7500 | 625 | 12 | 9 | 5250 | 480 | 3.2 |  | Non Federally-Regulated | 05/23/2000 |  | 01/18/2001
American Air Filter | Enercon | HW30 |  | Water-Source | WBAHP: Heat Pump Packaged Unit | Heat Pump | 200 | 3 |  |  | No Match | No Match |  |  |  | 29800 | 2620 | 11.4 | 7.5 | 34000 | 2620 | 3.8 | 2.5 | Non Federally-Regulated | 06/11/1985 |  | 05/11/1988
Waterfurnace International, Inc. | Triple Function | TFV014A*1*** |  | Ground-Water-Source | WBAHP: Heat Pump Packaged Unit | Heat Pump | 230 | 1 |  |  | No Match | No Match |  |  |  | 14300 | 1416 | 10.1 |  | 17500 | 1602 | 3.2 |  | Non Federally-Regulated | 03/15/1989 |  | 07/31/1991
ClimateMaster Inc. | Climate Master Series | HS/VS030H |  | Water-Source | WBAHP: Heat Pump Packaged Unit | Heat Pump | 208 | 3 |  |  | No Match | No Match |  |  |  | 28900 | 2312 | 12.5 | 10 | 37000 | 2409 | 4.5 |  | Federally-Regulated Commercial & Industrial Equipment | 11/14/2000 |  | 01/18/2001
California Heat Pump | California Heat Pump | CHP-53H*-32-** |  | Water-Source | WBAHP: Heat Pump Packaged Unit | Heat Pump | 208 | 3 |  |  | No Match | No Match |  |  |  | 52000 | 5700 | 9.1 | 7.5 | 59000 | 5700 | 3 | 2.5 | Non Federally-Regulated | 01/05/1982 |  | 06/11/1985
California Heat Pump | California Heat Pump | CHP-61V*B-12-** |  | Water-Source | WBAHP: Heat Pump Packaged Unit | Heat Pump | 230 | 1 |  |  | No Match | No Match |  |  |  | 61000 | 6120 | 10 | 7.5 | 77000 | 6450 | 3.5 | 2.5 | Non Federally-Regulated | 05/16/1984 |  | 06/11/1985
ClimateMaster Inc. | Trane | WPVA40XB* |  | Water-Source | WBAHP: Heat Pump Packaged Unit | Heat Pump | 208 | 1 |  |  | No Match | No Match |  |  |  | 42000 | 3853 | 10.9 | 9 | 52000 | 4119 | 3.7 | 3.2 | Non Federally-Regulated | 05/11/1988 |  | 03/15/1989
ClimateMaster Inc. | Genesis Compact | GCH024BE******* |  | Water-Source | WBAHP: Heat Pump Packaged Unit | Heat Pump | 265 | 1 |  |  | No Match | No Match |  |  |  | 24500 | 1914 | 12.8 | 10 | 30100 | 1918 | 4.6 |  | Federally-Regulated Commercial & Industrial Equipment | 07/02/2003 |  | 12/21/2006
Geosystems, LLC | Geosystems, LLC | RGS-V048 |  | Ground-Source | WBAHP: Heat Pump Packaged Unit | Heat Pump | 208 | 1 |  |  | No Match | Single-Speed |  |  |  | 50200 | 2936 | 17.1 | 13.4 | 36900 | 3004 | 3.6 | 3.1 | Non Federally-Regulated | 12/12/2012 |  | 04/19/2013
Carrier Corp. | Carrier | 50QXV0605 |  | Water-Source | WBAHP: Heat Pump Packaged Unit | Heat Pump | 208 | 3 |  |  | No Match | No Match |  |  |  | 60000 | 5000 | 12 | 9 | 70000 | 5106 | 4 | 3.2 | Federally-Regulated Commercial & Industrial Equipment | 02/05/1990 |  | 02/22/1990
Snyder General Corp. | American Air Filter | FVW-23 |  | Water-Source | WBAHP: Heat Pump Packaged Unit | Heat Pump | 208 | 1 |  |  | No Match | No Match |  |  |  | 21600 | 1999 | 10.8 | 9 | 28000 | 2106 | 3.9 | 3.2 | Federally-Regulated Commercial & Industrial Equipment | 02/04/1988 |  | 07/27/1992
Waterfurnace International, Inc. | Waterfurnace International, Inc. | VL/VX120T*3 |  | Ground-Water-Source | WBAHP: Heat Pump Packaged Unit | Heat Pump | 208 | 3 |  |  | No Match | No Match |  |  |  | 124000 | 9323 | 13.3 | 9 | 95000 | 9278 | 3 |  | Non Federally-Regulated | 07/22/2002 |  | 03/12/2009
Waterfurnace International, Inc. | Spectra | SXH068A1 |  | Water-Source | WBAHP: Heat Pump Packaged Unit | Heat Pump | 208 | 1 |  |  | No Match | No Match |  |  |  | 65000 | 5417 | 12 | 9.2 | 84000 | 5469 | 4.5 |  | Federally-Regulated Commercial & Industrial Equipment | 06/02/1993 |  | 06/03/1993
Waterfurnace International, Inc. | Eagle Mountain | ZS060**3*1 |  | Ground-Source | WBAHP: Heat Pump Packaged Unit | Heat Pump | 208 | 3 |  |  | No Match | Single-Speed |  |  |  | 60900 | 3402 | 17.9 | 13.4 | 47100 | 3834 | 3.6 | 3.1 | Non Federally-Regulated | 01/24/2011 |  | 03/02/2012
Maritime Geothermal, Ltd. | Nordic | W-45-W |  | Ground-Source | WBAH: Heating Only Packaged Un | Heat Pump | 208 | 1 |  |  | No Match | No Match | [7 empty] | 53908 | 3922 | 4 |  | Non Federally-Regulated | 03/31/1998 |  | 05/10/1998
McQuay / Snyder General | Electro-Hydronics | CCW036A*G |  | Water-Source | WBAHP: Heat Pump Packaged Unit | Heat Pump | 208 | 1 |  |  | No Match | No Match |  |  |  | 35000 | 3030 | 11.6 | 9 | 41500 | 3140 | 3.9 | 3.2 | Non Federally-Regulated | 05/11/1988 |  | 03/15/1989
McQuay / Snyder General | Electro-Hydronics | UW350F3 |  | Water-Source | WBAHP: Heat Pump Packaged Unit | Heat Pump | 230 | 1 |  |  | No Match | No Match |  |  |  | 35600 | 3360 | 10.6 | 7.5 | 43000 | 3500 | 3.6 | 2.5 | Non Federally-Regulated | 08/29/1986 |  | 05/11/1988
Enviro Master International llc | America Series | FWS12D |  | Water-Source | WBAHP: Heat Pump Packaged Unit | Heat Pump | 208 | 1 |  |  | No Match | No Match |  |  |  | 11600 | 970 | 12 | 9 | 12900 | 1080 | 3.5 | 3.2 | Non Federally-Regulated | 05/11/1988 |  | 03/15/1989
Waterfurnace International, Inc. | WFI Industries, Ltd. | VLV/VXV036*0 |  | Ground-Water-Source | WBAHP: Heat Pump Packaged Unit | Heat Pump | 208 | 1 |  |  | No Match | No Match |  |  |  | 36100 | 2755 | 13.1 | 9 | 24500 | 2563 | 2.8 |  | Non Federally-Regulated | 06/20/2003 |  | 03/12/2009
McQuay / Snyder General | Electro-Hydronics | UC500FD |  | Water-Source | WBAHP: Heat Pump Packaged Unit | Heat Pump | 230 | 3 |  |  | No Match | No Match |  |  |  | 50000 | 4850 | 10.3 | 7.5 | 65000 | 4900 | 3.9 | 2.5 | Non Federally-Regulated | 08/29/1986 |  | 05/11/1988
Singer | Electro-Hydronics | VF190D5 |  | Water-Source | WBAHP: Heat Pump Packaged Unit | Heat Pump | 208 | 1 |  |  | No Match | No Match |  |  |  | 17500 | 2250 | 7.8 | 7.5 | 21000 | 2350 | 2.6 | 2.5 | Non Federally-Regulated | 09/08/1982 |  | 05/16/1984
Command-Aire | Command-Aire | SWPH-413 |  | Water-Source | WBAHP: Heat Pump Packaged Unit | Heat Pump | 208 | 3 |  |  | No Match | No Match |  |  |  | 42000 | 4250 | 9.5 | 7.5 | 56000 | 4400 | 3.7 | 2.5 | Non Federally-Regulated | 08/30/1983 |  | 08/29/1986
Enertech Global, LLC | Enertech | H072C | MPD060 | Ground-Water-Source | WBAHP-CB: Heat Pump Split Syst | Heat Pump | 230 | 1 |  |  | No Match | Single-Speed | 3154 | 860 | 1 | 75500 | 4314 | 17.5 | 16.2 | 66500 | 5271 | 3.7 | 3.6 | Non Federally-Regulated | 07/16/2009 |  | 03/02/2012
Waterfurnace International, Inc. | Waterfurnace International, Inc. | ATH057*0(P) |  | Ground-Water-Source | WBAHP: Heat Pump Packaged Unit | Heat Pump | 208 | 1 |  |  | No Match | No Match |  |  |  | 34000 | 1808 | 18.8 | 9 | 26000 | 2116 | 3.6 |  | Non Federally-Regulated | 11/17/1999 |  | 05/19/2000
ClimateMaster Inc. | Carrier | 50VQA/VQD100 5/6 |  | Water-Source | WBAHP: Heat Pump Packaged Unit | Heat Pump | 208 | 3 |  |  | No Match | No Match |  |  |  | 101000 | 8782 | 11.5 | 9 | 109000 | 8406 | 3.8 | 3.8 | Federally-Regulated Commercial & Industrial Equipment | 12/14/1998 |  | 04/12/2000
American Air Filter | Enercon | DVW41 |  | Water-Source | WBAHP: Heat Pump Packaged Unit | Heat Pump | 208 | 1 |  |  | No Match | No Match |  |  |  | 41000 | 3540 | 11.6 | 7.5 | 46500 | 3590 | 3.8 | 2.5 | Non Federally-Regulated | 05/16/1984 |  | 06/11/1985
McQuay / Snyder General | Electro-Hydronics | FW330G5 |  | Water-Source | WBAHP: Heat Pump Packaged Unit | Heat Pump | 208 | 1 |  |  | No Match | No Match |  |  |  | 33000 | 3050 | 10.8 | 7.5 | 39000 | 3090 | 3.7 | 2.5 | Non Federally-Regulated | 08/29/1986 |  | 05/11/1988
Florida Heat Pump | Florida Heat Pump | GT026-1CS | GT026-1AH/AV | Water-Source | WBAH: Heating Only Packaged Un | Heat Pump | 230 | 1 |  |  | No Match | No Match |  |  |  | 26500 | 2007 | 13.2 | 9 | 30000 | 2313 | 3.8 | 3.5 | Non Federally-Regulated | 04/12/2000 |  | 05/23/2001
Command-Aire | Command-Aire | SWPH511E |  | Water-Source | WBAHP: Heat Pump Packaged Unit | Heat Pump | 230 | 1 |  |  | No Match | No Match |  |  |  | 49000 | 4380 | 11.2 | 9 | 65000 | 4760 | 4 | 3.2 | Non Federally-Regulated | 05/11/1988 |  | 03/15/1989
Waterfurnace International, Inc. | Waterfurnace International, Inc. | ATH013C1 |  | Water-Source | WBAHP-CB: Heat Pump Split Syst | Heat Pump | 230 | 1 |  |  | No Match | No Match |  |  |  | 13500 | 906 | 14.9 | 9 | 14100 | 961 | 4.3 | 3.5 | Non Federally-Regulated | 02/02/1998 |  | 10/02/1998
Heat Controller | Heat Controller | HWPH64-4JC/4JBC |  | Water-Source | WBAHP-CB: Heat Pump Split Syst | Heat Pump | 460 | 3 |  |  | No Match | No Match |  |  |  | 63500 | 5080 | 12.5 | 9 | 76000 | 6364 | 3.5 | 3.5 | Non Federally-Regulated | 12/14/1998 |  | 04/12/2000
Waterfurnace International, Inc. | Waterfurnace International, Inc. | NSZ060A1 | NRAC060* | Water-Source | WBAHP-CB: Heat Pump Split Syst | Heat Pump | 230 | 1 |  |  | No Match | Single-Speed |  |  |  | 54600 | 3792 | 14.4 | 12 | 66300 | 4227 | 4.6 | 4.2 | Federally-Regulated Commercial & Industrial Equipment | 04/30/2009 |  | 03/02/2012
Mammoth | Mammoth | D104H |  | Water-Source | WBAHP: Heat Pump Packaged Unit | Heat Pump | 208 | 1 |  |  | No Match | No Match |  |  |  | 100000 | 10200 | 9.8 | 7.5 | 112000 | 10200 | 3.2 | 2.2 | Non Federally-Regulated | 01/05/1982 |  | 05/16/1984
Florida Heat Pump | Energy Miser | HE62CF-3 |  | Water-Source | WBAHP: Heat Pump Packaged Unit | Heat Pump | 230 | 3 |  |  | No Match | No Match |  |  |  | 62000 | 5740 | 10.8 | 7.5 | 82000 | 6320 | 3.8 | 2.5 | Non Federally-Regulated | 05/16/1984 |  | 05/11/1988
ClimateMaster Inc. | Climate Master | ACA/B036 |  | Water-Source | WBAHP: Heat Pump Packaged Unit | Heat Pump | 208 | 1 |  |  | No Match | Single-Speed |  |  |  | 33300 | 2523 | 13.2 | 12 | 41700 | 2716 | 4.5 | 4.2 | Federally-Regulated Commercial & Industrial Equipment | 03/02/2012 |  | 06/09/2015
Waterfurnace International, Inc. | Waterfurnace International, Inc. | VLV/VXV048*1 |  | Water-Source | WBAHP: Heat Pump Packaged Unit | Heat Pump | 230 | 1 |  |  | No Match | No Match |  |  |  | 45800 | 3606 | 12.7 | 10 | 57900 | 4039 | 4.2 |  | Federally-Regulated Commercial & Industrial Equipment | 10/05/1999 |  | 06/20/2003
Mammoth | Mammoth | D009VHCXXX |  | Water-Source | WBAHP: Heat Pump Packaged Unit | Heat Pump | 230 | 1 |  |  | No Match | No Match |  |  |  | 8400 | 810 | 10.4 | 9 | 12000 | 900 | 3.9 | 3.2 | Non Federally-Regulated | 05/11/1988 |  | 03/15/1989
Trane U.S. Inc. | Trane | GSUF0481B |  | Ground-Water-Source | WBAHP: Heat Pump Packaged Unit | Heat Pump | 208 | 1 |  |  | No Match | No Match |  |  |  | 48000 | 3000 | 16 | 9 | 34400 | 3252 | 3.1 |  | Non Federally-Regulated | 12/14/1998 |  | 11/19/2001
Enertech Global, LLC | Enertech | GTC024 | MPD024 | Ground-Water-Source | WBAHP-CB: Heat Pump Split Syst | Heat Pump | 230 | 1 |  |  | No Match | Single-Speed |  |  |  | 28800 | 1655 | 17.4 | 16.2 | 24100 | 1767 | 4 | 3.6 | Non Federally-Regulated | 07/16/2009 |  | 04/19/2013
Command-Aire | Command-Aire | SWPH-611 |  | Water-Source | WBAHP: Heat Pump Packaged Unit | Heat Pump | 230 | 1 |  |  | No Match | No Match |  |  |  | 62000 | 6500 | 9.5 | 9 | 78000 | 6600 | 3.5 | 3.2 | Non Federally-Regulated | 05/11/1988 |  | 03/15/1989
Florida Heat Pump | Florida Heat Pump | GT036-2CS | GT036-2AH/AV | Ground-Water-Source | WBAHP-CB: Heat Pump Split Syst | Heat Pump | 265 | 1 |  |  | No Match | No Match |  |  |  | 35000 | 2397 | 14.6 | 9 | 25000 | 2219 | 3.3 |  | Non Federally-Regulated | 07/22/2002 |  | 03/12/2009
Waterfurnace International, Inc. | Waterfurnace International, Inc. | NDV/NDH049F1*4 |  | Ground-Water-Source | WBAHP: Heat Pump Packaged Unit | Heat Pump | 208 | 1 |  |  | No Match | Dual-Speed |  |  |  | 56200 | 2294 | 24.5 | 16.2 | 46300 | 2950 | 4.6 | 3.6 | Non Federally-Regulated | 05/02/2012 |  | 04/19/2013
Waterfurnace International, Inc. | WFI Industries, Ltd. | USV/USH060**3*4 |  | Water-Source | WBAHP: Heat Pump Packaged Unit | Heat Pump | 208 | 3 |  |  | No Match | Single-Speed |  |  |  | 58400 | 3817 | 15.3 | 12 | 72500 | 4521 | 4.7 | 4.2 | Federally-Regulated Commercial & Industrial Equipment | 03/02/2012 |  | 05/01/2015
Command-Aire | Command-Aire | SPVD0803 |  | Water-Source | WBAHP: Heat Pump Packaged Unit | Heat Pump | 460 | 3 |  |  | No Match | No Match |  |  |  | 100000 | 8474 | 11.8 | 9 | 128400 | 9902 | 3.8 | 3.8 | Federally-Regulated Commercial & Industrial Equipment | 08/07/1998 |  | 10/02/1998
ClimateMaster Inc. | Carrier Corp. | 50YEH/V/D042K***3 |  | Ground-Water-Source | WBAHP: Heat Pump Packaged Unit | Heat Pump | 208 | 1 |  |  | No Match | Single-Speed |  |  |  | 44400 | 1505 | 29.5 | 16.2 | 35200 | 1984 | 5.2 | 3.6 | Non Federally-Regulated | 10/24/2014 |  | 04/22/2015
Power-Save International, Inc. | S.O.E.S.I. | PSD-1200 (4) |  | Water-Source | WBAHP: Heat Pump Packaged Unit | Heat Pump | 230 | 1 |  |  | No Match | No Match |  |  |  | 152000 | 9844 | 15.4 |  | 160000 | 9936 | 4.7 |  | Non Federally-Regulated | 05/11/1988 |  | 03/15/1989
Mammoth | Hydrobank II | E036VHA |  | Water-Source | WBAHP: Heat Pump Packaged Unit | Heat Pump | 265 | 1 |  |  | No Match | No Match |  |  |  | 35800 | 3314 | 10.8 | 9 | 47000 | 3624 | 3.8 | 3.2 | Federally-Regulated Commercial & Industrial Equipment | 01/22/1990 |  | 07/27/1992
Singer | Electro-Hydronics | VW160D6 |  | Water-Source | WBAHP: Heat Pump Packaged Unit | Heat Pump | 230 | 1 |  |  | No Match | No Match |  |  |  | 14000 | 1850 | 7.6 | 7.5 | 18000 | 2050 | 2.6 | 2.5 | Non Federally-Regulated | 09/08/1982 |  | 05/16/1984
Econar | Econar | GH981 |  | Ground-Water-Source | WBAHP: Heat Pump Packaged Unit | Heat Pump | 208 | 3 |  |  | No Match | No Match |  |  |  | 92000 | 8761 | 10.5 | 9 | 78100 | 8172 | 2.8 |  | Non Federally-Regulated | 10/06/1999 |  | 04/10/2000
Command-Aire | Command-Aire | RUWP-3533 |  | Water-Source | WBAHP: Heat Pump Packaged Unit | Heat Pump | 208 | 3 |  |  | No Match | No Match |  |  |  | 411000 | 47400 | 8.7 | 9 | 500000 | 43000 | 3.4 |  | Federally-Regulated Commercial & Industrial Equipment | 01/23/1988 |  | 05/11/1988
Florida Heat Pump | Energy Miser | HECS34-4 | HEAH34-4 | Water-Source | WBAHP-C: Heat Pump Split Syste | Heat Pump | 460 | 3 |  |  | No Match | No Match |  |  |  | 32600 | 2785 | 11.7 | 9 | 43000 | 3150 | 4 | 3.2 | Non Federally-Regulated | 05/11/1988 |  | 03/15/1989
Addison Products | Addison Products | HGY072-5A |  | Water-Source | WBAHP-CB: Heat Pump Split Syst | Heat Pump | 575 | 3 |  |  | No Match | No Match |  |  |  | 73900 | 6718 | 11 | 9 | 88800 | 7433 | 3.5 | 3.5 | Non Federally-Regulated | 11/14/2000 |  | 07/18/2002
ClimateMaster Inc. | Climate Master Series | VS/VL/HS/HL 015 |  | Water-Source | WBAHP: Heat Pump Packaged Unit | Heat Pump | 208 | 1 |  |  | No Match | No Match |  |  |  | 14100 | 1281 | 11 | 9.3 | 18800 | 1377 | 4 | 3.8 | Federally-Regulated Commercial & Industrial Equipment | 03/31/1998 |  | 05/10/1998
Waterfurnace International, Inc. | Standard Range | WSH/WSV059A*4*** |  | Water-Source | WBAHP: Heat Pump Packaged Unit | Heat Pump | 460 | 3 |  |  | No Match | No Match |  |  |  | 59000 | 5784 | 10.2 | 9 | 71000 | 5779 | 3.6 | 3.2 | Non Federally-Regulated | 10/10/1989 |  | 07/31/1991
Florida Heat Pump | Florida Heat Pump | CE049-1CS | CE049-1AH/AV | Ground-Water-Source | WBAHP-CB: Heat Pump Split Syst | Heat Pump | 208 | 1 |  |  | No Match | Dual-Speed |  |  |  | 53000 | 2849 | 18.6 | 16.2 | 47000 | 3359 | 4.1 | 3.6 | Non Federally-Regulated | 06/14/2011 |  | 11/30/2011
Waterfurnace International, Inc. | WFI Industries, Ltd. | E024**1 |  | Ground-Water-Source | WBAHP: Heat Pump Packaged Unit | Heat Pump | 230 | 1 |  |  | No Match | No Match |  |  |  | 24700 | 1372 | 18 | 9 | 15700 | 1352 | 3.4 |  | Non Federally-Regulated | 06/20/2003 |  | 03/12/2009
Econar | Econar | GH362 |  | Ground-Source | WBAHP: Heat Pump Packaged Unit | Heat Pump | 208 | 1 |  |  | No Match | No Match |  |  |  | 35200 | 2550 | 13.8 |  | 32000 | 2930 | 3.2 |  | Non Federally-Regulated | 03/31/1998 |  | 05/10/1998
Waterfurnace International, Inc. | Geotility Geothermal Installations | ZS030**3*1 |  | Ground-Source | WBAHP: Heat Pump Packaged Unit | Heat Pump | 208 | 3 |  |  | No Match | Single-Speed |  |  |  | 29000 | 1585 | 18.3 | 13.4 | 22800 | 1758 | 3.8 | 3.1 | Non Federally-Regulated | 01/24/2011 |  | 04/19/2013
Command-Aire | Command-Aire | SWPH833* |  | Water-Source | WBAHP: Heat Pump Packaged Unit | Heat Pump | 230 | 3 |  |  | No Match | No Match |  |  |  | 95000 | 8120 | 11.7 | 9.2 | 120000 | 8370 | 4.2 | 2.5 | Non Federally-Regulated | 08/29/1986 |  | 05/11/1988
Florida Heat Pump | Florida Heat Pump | EM028-3HZ |  | Water-Source | WBAHP: Heat Pump Packaged Unit | Heat Pump | 230 | 1 |  |  | No Match | No Match |  |  |  | 28000 | 1971 | 14.2 | 9.3 | 33400 | 2175 | 4.5 | 3.8 | Federally-Regulated Commercial & Industrial Equipment | 03/31/1998 |  | 05/10/1998
Command-Aire | Command-Aire | RWP-1244 |  | Water-Source | WBAHP: Heat Pump Packaged Unit | Heat Pump | 460 | 3 |  |  | No Match | No Match |  |  |  | 146000 | 15500 | 9.4 | 7.5 | 190000 | 15300 | 3.6 | 2.2 | Non Federally-Regulated | 01/05/1982 |  | 06/11/1985
Waterfurnace International, Inc. | Waterfurnace International, Inc. | SXH042B1 |  | Water-Source | WBAHP-CB: Heat Pump Split Syst | Heat Pump | 208 | 1 |  |  | No Match | No Match |  |  |  | 44000 | 3358 | 13.1 | 9 | 46000 | 3370 | 4 | 3.5 | Non Federally-Regulated | 02/02/1998 |  | 10/02/1998
McQuay / Snyder General | Electro-Hydronics | CCH060A*F |  | Water-Source | WBAHP: Heat Pump Packaged Unit | Heat Pump | 208 | 3 |  |  | No Match | No Match |  |  |  | 61000 | 5754 | 10.6 | 9 | 71000 | 5945 | 3.5 | 3.2 | Non Federally-Regulated | 05/11/1988 |  | 03/15/1989
ClimateMaster Inc. | Climate Master Series | GRV/GRH030AH |  | Ground-Water-Source | WBAHP: Heat Pump Packaged Unit | Heat Pump | 208 | 3 |  |  | No Match | No Match |  |  |  | 28200 | 2088 | 13.5 | 9 | 20500 | 1820 | 3.3 |  | Non Federally-Regulated | 04/10/2000 |  | 07/18/2002
Command-Aire | Command-Aire | RUWP-844 |  | Water-Source | WBAHP: Heat Pump Packaged Unit | Heat Pump | 460 | 3 |  |  | No Match | No Match |  |  |  | 91800 | 9120 | 10.1 | 9.2 | 116000 | 9520 | 3.6 |  | Federally-Regulated Commercial & Industrial Equipment | 01/23/1988 |  | 05/11/1988
Waterfurnace International, Inc. | Eagle Mountain | GS015**0*0 |  | Ground-Water-Source | WBAHP: Heat Pump Packaged Unit | Heat Pump | 208 | 1 |  |  | No Match | Single-Speed |  |  |  | 16200 | 623 | 26 | 16.2 | 14900 | 992 | 4.4 | 3.6 | Non Federally-Regulated | 01/24/2011 |  | 04/19/2013
Florida Heat Pump | Geomaster, LLC | EC042-2CS | EC042-2AH/AV | Water-Source | WBAHP-CB: Heat Pump Split Syst | Heat Pump | 265 | 1 |  |  | No Match | Single-Speed |  |  |  | 41000 | 3203 | 12.8 | 12 | 52000 | 3628 | 4.2 | 4.2 | Federally-Regulated Commercial & Industrial Equipment | 04/30/2009 |  | 04/20/2015
Waterfurnace International, Inc. | Johnson Controls | RJSV/RJSH015**2*1 |  | Ground-Source | WBAHP: Heat Pump Packaged Unit | Heat Pump | 265 | 1 |  |  | No Match | Single-Speed |  |  |  | 15000 | 833 | 18 | 13.4 | 12000 | 925 | 3.8 | 3.1 | Non Federally-Regulated | 01/24/2011 |  | 10/24/2014
Enertech Global, LLC | Enertech | HHT048A |  | Ground-Source | WBAHP: Heat Pump Packaged Unit | Heat Pump | 230 | 1 |  |  | No Match | Single-Speed |  |  |  | 45000 | 2980 | 15.1 | 13.4 | 37800 | 3165 | 3.5 | 3.1 | Non Federally-Regulated | 12/12/2012 |  | 05/11/2015
Florida Heat Pump | Florida Heat Pump | EP009-0HZ/VT |  | Water-Source | WBAHP: Heat Pump Packaged Unit | Heat Pump | 115 | 1 |  |  | No Match | Single-Speed |  |  |  | 9000 | 556 | 16.2 | 11.2 | 11200 | 597 | 5.5 | 4.2 | Federally-Regulated Commercial & Industrial Equipment | 01/24/2011 |  | 06/14/2011
Waterfurnace International, Inc. | Spectra | SXV036A4 |  | Water-Source | WBAHP: Heat Pump Packaged Unit | Heat Pump | 460 | 3 |  |  | No Match | No Match |  |  |  | 36000 | 2647 | 13.6 | 10 | 44500 | 2774 | 4.7 |  | Federally-Regulated Commercial & Industrial Equipment | 06/02/1993 |  | 06/03/1993
Mammoth | Hydrobank II | D016VHJ |  | Water-Source | WBAHP: Heat Pump Packaged Unit | Heat Pump | 208 | 1 |  |  | No Match | No Match |  |  |  | 15800 | 1234 | 12.8 | 10 | 21800 | 1451 | 4.4 |  | Federally-Regulated Commercial & Industrial Equipment | 05/23/2000 |  | 11/14/2000
Hydro Delta Corp. | Hydro Delta Corp. | 03-042-WTARW-MT |  | Ground-Water-Source | WBAHP: Heat Pump Packaged Unit | Heat Pump | 230 | 1 |  |  | No Match | No Match |  |  |  | 46500 | 3321 | 14 | 9 | 33000 | 3021 | 3.2 |  | Non Federally-Regulated | 10/06/1999 |  | 04/10/2000
McQuay / Snyder General | Electro-Hydronics | FC420GP |  | Water-Source | WBAHP: Heat Pump Packaged Unit | Heat Pump | 460 | 3 |  |  | No Match | No Match |  |  |  | 42000 | 3850 | 10.9 | 9 | 52000 | 4100 | 3.7 | 3.2 | Non Federally-Regulated | 05/11/1988 |  | 03/15/1989
Carrier Corp. | Carrier | 50QEV0425 |  | Water-Source | WBAHP: Heat Pump Packaged Unit | Heat Pump | 208 | 3 |  |  | No Match | No Match |  |  |  | 42000 | 3660 | 11.5 | 9 | 50500 | 3764 | 3.9 | 3.2 | Federally-Regulated Commercial & Industrial Equipment | 09/25/1989 |  | 10/10/1989
Florida Heat Pump | Florida Heat Pump | GT042-1CS | GT042-1AH/AV | Water-Source | WBAH: Heating Only Packaged Un | Heat Pump | 230 | 1 |  |  | No Match | No Match |  |  |  | 44000 | 3437 | 12.8 | 9 | 49000 | 3501 | 4.1 | 3.5 | Non Federally-Regulated | 04/12/2000 |  | 05/23/2001
Command-Aire | Command-Aire | SWPH613E |  | Water-Source | WBAHP: Heat Pump Packaged Unit | Heat Pump | 208 | 3 |  |  | No Match | No Match |  |  |  | 62000 | 5640 | 11 | 9 | 78000 | 5710 | 4 | 3.2 | Non Federally-Regulated | 05/11/1988 |  | 03/15/1989
Marvair | Marvair | WVP43HPC |  | Water-Source | WBAHP: Heat Pump Packaged Unit | Heat Pump | 208 | 3 |  |  | No Match | No Match |  |  |  | 42700 | 3882 | 11 | 9 | 54700 | 4111 | 3.9 | 3.2 | Non Federally-Regulated | 05/11/1988 |  | 03/15/1989
ClimateMaster Inc. | Climate Master | ACA/B024B |  | Ground-Water-Source | WBAHP: Heat Pump Packaged Unit | Heat Pump | 230 | 1 |  |  | No Match | Single-Speed |  |  |  | 26300 | 1223 | 21.5 | 16.2 | 22800 | 1671 | 4 | 3.6 | Non Federally-Regulated | 01/09/2014 |  | 06/09/2015
McQuay International | McQuay | W-FDD/FDE/FME1-024-E |  | Water-Source | WBAHP: Heat Pump Packaged Unit | Heat Pump | 208 | 1 |  |  | No Match | No Match |  |  |  | 24400 | 2033 | 12 | 10 | 32000 | 2343 | 4 |  | Federally-Regulated Commercial & Industrial Equipment | 09/21/2000 |  | 03/12/2009
Florida Heat Pump | Florida Heat Pump | GT026-3CF/HZ/VT |  | Water-Source | WBAHP: Heat Pump Packaged Unit | Heat Pump | 208 | 3 |  |  | No Match | No Match |  |  |  | 26500 | 1879 | 14.1 | 10 | 32500 | 2116 | 4.5 |  | Federally-Regulated Commercial & Industrial Equipment | 04/12/2000 |  | 05/29/2001
Waterfurnace International, Inc. | Waterfurnace International, Inc. | NDZ038A0 | NRAC036* | Ground-Source | WBAHP-CB: Heat Pump Split Syst | Heat Pump | 208 | 1 |  |  | No Match | Dual-Speed |  |  |  | 35000 | 2047 | 17.1 | 13.4 | 25700 | 1982 | 3.8 | 3.1 | Non Federally-Regulated | 01/24/2011 |  | 08/23/2011
Waterfurnace International, Inc. | Waterfurnace International, Inc. | VLV048A3 |  | Water-Source | WBAHP: Heat Pump Packaged Unit | Heat Pump | 208 | 3 |  |  | No Match | No Match |  |  |  | 45800 | 3606 | 12.7 | 10 | 57900 | 4040 | 4.2 |  | Federally-Regulated Commercial & Industrial Equipment | 12/14/1998 |  | 10/05/1999
Florida Heat Pump | Energy Miser | HLTV30-1 |  | Water-Source | WBAH-O: Heating Only Packaged | Heat Pump | 208 | 1 |  |  | No Match | No Match |  |  |  | 0 | 0 | 0 | 9 | 38500 | 3315 | 3.4 |  | Non Federally-Regulated | 03/07/1989 |  | 07/28/1992
Addison Products | Addison Products | VGY120-3A |  | Water-Source | WBAHP: Heat Pump Packaged Unit | Heat Pump | 230 | 3 |  |  | No Match | No Match |  |  |  | 119000 | 9834 | 12.1 | 9 | 145000 | 10362 | 4.1 | 3.8 | Federally-Regulated Commercial & Industrial Equipment | 03/22/2001 |  | 01/24/2002
Waterfurnace International, Inc. | Waterfurnace International, Inc. | SXH048C0 |  | Water-Source | WBAHP: Heat Pump Packaged Unit | Heat Pump | 208 | 1 |  |  | No Match | No Match |  |  |  | 49000 | 3629 | 13.5 | 10 | 60500 | 3772 | 4.7 |  | Federally-Regulated Commercial & Industrial Equipment | 12/14/1998 |  | 10/05/1999
Climate Control / Snyder General | Electro-Hydronics | LHP7.5BD |  | Water-Source | WBAHP: Heat Pump Packaged Unit | Heat Pump | 230 | 3 |  |  | No Match | No Match |  |  |  | 76000 | 7100 | 10.7 | 9.2 | 95000 | 7500 | 3.7 | 2.5 | Non Federally-Regulated | 06/11/1985 |  | 08/29/1986
Mammoth | Sol-A-Terra II | G027HSC |  | Ground-Water-Source | WBAHP: Heat Pump Packaged Unit | Heat Pump | 460 | 3 |  |  | No Match | No Match |  |  |  | 27400 | 2490 | 11 | 11 | 32400 | 2714 | 3.5 | 3.4 | Non Federally-Regulated | 07/31/1991 |  | 03/31/1998
Florida Heat Pump | Florida Heat Pump | EP048-3HZ/VT |  | Ground-Source | WBAHP: Heat Pump Packaged Unit | Heat Pump | 230 | 3 |  |  | No Match | Single-Speed |  |  |  | 50200 | 2535 | 19.8 | 13.4 | 33400 | 2646 | 3.7 | 3.1 | Non Federally-Regulated | 01/24/2011 |  | 04/21/2014
ClimateMaster Inc. | Climate Master Series | VE/HE/DE 048 |  | Ground-Water-Source | WBAHP: Heat Pump Packaged Unit | Heat Pump | 208 | 1 |  |  | No Match | No Match |  |  |  | 50000 | 4504 | 11.1 | 9 | 37400 | 3779 | 2.9 |  | Non Federally-Regulated | 01/30/1998 |  | 10/02/1998
Florida Heat Pump | Florida Heat Pump | GT048-1VT/HZ/CF |  | Ground-Water-Source | WBAHP: Heat Pump Packaged Unit | Heat Pump | 230 | 1 |  |  | No Match | No Match |  |  |  | 48000 | 3692 | 13 | 9 | 37000 | 3614 | 3 |  | Non Federally-Regulated | 01/30/1998 |  | 10/02/1998
McQuay International | McQuay | FCV/FCW/VWH/VWW015B-N |  | Water-Source | WBAHP: Heat Pump Packaged Unit | Heat Pump | 265 | 1 |  |  | No Match | No Match |  |  |  | 13100 | 1065 | 12.3 | 10 | 17200 | 1229 | 4.1 |  | Federally-Regulated Commercial & Industrial Equipment | 12/14/1998 |  | 11/17/1999
Trane U.S. Inc. | Trane | GEHA015 |  | Ground-Water-Source | WBAHP: Heat Pump Packaged Unit | Heat Pump | 208 | 1 |  |  | No Match | No Match |  |  |  | 14058 | 861 | 16.3 | 9 | 10200 | 858 | 3.5 |  | Non Federally-Regulated | 07/22/2002 |  | 09/25/2002
Addison Products | Addison Products | HWPG042-3B** |  | Ground-Water-Source | WBAHP: Heat Pump Packaged Unit | Heat Pump | 230 | 3 |  |  | No Match | No Match |  |  |  | 41500 | 2881 | 14.4 | 9 | 30000 | 2930 | 3 |  | Non Federally-Regulated | 12/14/1998 |  | 04/10/2000
Climate Control / Snyder General | Electro-Hydronics | CC400FK |  | Water-Source | WBAHP: Heat Pump Packaged Unit | Heat Pump | 208 | 3 |  |  | No Match | No Match |  |  |  | 39600 | 3960 | 10 | 7.5 | 45000 | 3880 | 3.4 | 2.5 | Non Federally-Regulated | 06/11/1985 |  | 08/29/1986
Johnson Controls | Johnson Controls | VSCS18B1****0 |  | Ground-Source | WBAHP: Heat Pump Packaged Unit | Heat Pump | 208 | 1 |  |  | No Match | Single-Speed |  |  |  | 18800 | 1237 | 15.2 | 13.4 | 14000 | 1324 | 3.1 | 3.1 | Non Federally-Regulated | 03/02/2012 |  | 10/24/2014
American Air Filter | Enercon | VW41 |  | Water-Source | WBAHP: Heat Pump Packaged Unit | Heat Pump | 230 | 3 |  |  | No Match | No Match |  |  |  | 41500 | 3615 | 11.5 | 7.5 | 46500 | 3585 | 3.8 | 2.5 | Non Federally-Regulated | 06/11/1985 |  | 05/11/1988
California Heat Pump | Aqua-Matic | 61-H**-12-** |  | Water-Source | WBAHP: Heat Pump Packaged Unit | Heat Pump | 230 | 1 |  |  | No Match | No Match |  |  |  | 61000 | 6120 | 10 | 7.5 | 77000 | 6450 | 3.5 | 2.5 | Non Federally-Regulated | 06/11/1985 |  | 05/11/1988
Waterfurnace International, Inc. | Waterfurnace International, Inc. | SXH068B1 |  | Ground-Water-Source | WBAHP: Heat Pump Packaged Unit | Heat Pump | 230 | 1 |  |  | No Match | No Match |  |  |  | 69000 | 5750 | 12 | 11 | 80000 | 6169 | 3.8 | 3.5 | Non Federally-Regulated | 03/31/1998 |  | 05/10/1998
Command-Aire | Command-Aire | SWPH-131 |  | Water-Source | WBAHP: Heat Pump Packaged Unit | Heat Pump | 208 | 1 |  |  | No Match | No Match |  |  |  | 13500 | 1400 | 9.6 | 7.5 | 18800 | 1575 | 3.5 | 2.5 | Non Federally-Regulated | 01/05/1982 |  | 01/23/1988
Florida Heat Pump | Florida Heat Pump | TA049-1CS | DX049 | Ground-Water-Source | WBAHP-CB: Heat Pump Split Syst | Both Heat Pump and Electric Re | 230 | 1 |  |  | No Match | Dual-Speed |  |  |  | 57000 | 2201 | 25.9 | 16.2 | 50000 | 2991 | 4.9 | 3.6 | Non Federally-Regulated | 03/02/2012 |  | 04/20/2015
Waterfurnace International, Inc. | Waterfurnace International, Inc. | NDV/NDH049G1*1 |  | Water-Source | WBAHP: Heat Pump Packaged Unit | Heat Pump | 230 | 1 |  |  | No Match | Dual-Speed |  |  |  | 50300 | 2942 | 17.1 | 12 | 56100 | 3162 | 5.2 | 4.2 | Federally-Regulated Commercial & Industrial Equipment | 09/03/2012 |  | 04/19/2013
Addison Products | Addison Products | VPY054-3A |  | Water-Source | WBAHP-CB: Heat Pump Split Syst | Heat Pump | 230 | 3 |  |  | No Match | No Match |  |  |  | 57700 | 4931 | 11.7 | 9 | 67100 | 5461 | 3.6 | 3.5 | Non Federally-Regulated | 11/14/2000 |  | 07/18/2002
Mammoth | Mammoth | D054VSAXXX |  | Ground-Water-Source | WBAHP: Heat Pump Packaged Unit | Heat Pump | 230 | 1 |  |  | No Match | No Match |  |  |  | 58000 | 5225 | 11.1 |  | 66000 | 5370 | 3.6 |  | Non Federally-Regulated | 05/11/1988 |  | 03/15/1989
Addison Products | Addison Products | HPY030-8A |  | Water-Source | WBAHP-CB: Heat Pump Split Syst | Heat Pump | 265 | 1 |  |  | No Match | No Match |  |  |  | 34900 | 2510 | 13.9 | 9 | 42300 | 3541 | 3.5 | 3.5 | Non Federally-Regulated | 07/22/2002 |  | 03/12/2009
Carrier Corp. | Carrier | 50QXH0365 |  | Water-Source | WBAHP: Heat Pump Packaged Unit | Heat Pump | 208 | 3 |  |  | No Match | No Match |  |  |  | 35800 | 2864 | 12.5 | 9 | 41500 | 3040 | 4 | 3.2 | Federally-Regulated Commercial & Industrial Equipment | 09/25/1989 |  | 10/10/1989
Climate Control / Snyder General | Electro-Hydronics | UC550G5 |  | Water-Source | WBAHP: Heat Pump Packaged Unit | Heat Pump | 208 | 1 |  |  | No Match | No Match |  |  |  | 55000 | 5670 | 9.7 | 7.5 | 67000 | 5610 | 3.5 | 2.5 | Non Federally-Regulated | 06/11/1985 |  | 08/29/1986
McQuay / Snyder General | Electro-Hydronics | VF200G7 |  | Water-Source | WBAHP: Heat Pump Packaged Unit | Heat Pump | 265 | 1 |  |  | No Match | No Match |  |  |  | 19000 | 1780 | 10.7 | 7.5 | 25600 | 1920 | 3.9 | 2.5 | Non Federally-Regulated | 08/29/1986 |  | 05/11/1988
Florida Heat Pump | Florida Heat Pump | GT036-4CS | GT036-4AH/AV | Water-Source | WBAH: Heating Only Packaged Un | Heat Pump | 460 | 3 |  |  | No Match | No Match |  |  |  | 35900 | 2740 | 13.1 | 9 | 41200 | 3095 | 3.9 | 3.5 | Non Federally-Regulated | 07/22/2002 |  | 03/12/2009
Waterfurnace International, Inc. | Waterfurnace International, Inc. | VLV/VXV048*0 |  | Ground-Water-Source | WBAHP: Heat Pump Packaged Unit | Heat Pump | 230 | 1 |  |  | No Match | No Match |  |  |  | 47500 | 3682 | 12.9 | 9 | 34500 | 3610 | 2.8 |  | Non Federally-Regulated | 06/20/2003 |  | 03/12/2009
American Air Filter | Enercon | EVW-19 |  | Water-Source | WBAHP: Heat Pump Packaged Unit | Heat Pump | 230 | 1 |  |  | No Match | No Match |  |  |  | 18500 | 1652 | 11.2 | 9 | 24000 | 1795 | 4 | 3.2 | Non Federally-Regulated | 05/11/1988 |  | 03/15/1989
Command-Aire | Command-Aire | SWPH613E |  | Water-Source | WBAHP: Heat Pump Packaged Unit | Heat Pump | 230 | 3 |  |  | No Match | No Match |  |  |  | 62000 | 5640 | 11 | 7.5 | 78000 | 5710 | 4 | 2.5 | Non Federally-Regulated | 06/11/1985 |  | 05/11/1988
Florida Heat Pump | Florida Heat Pump | EV048-4CF/HZ/VT |  | Ground-Water-Source | WBAHP: Heat Pump Packaged Unit | Heat Pump | 460 | 3 |  |  | No Match | Single-Speed |  |  |  | 55000 | 2669 | 20.6 | 16.2 | 47000 | 3279 | 4.2 | 3.6 | Non Federally-Regulated | 06/23/2011 |  | 12/12/2012
Waterfurnace International, Inc. | Waterfurnace International, Inc. | E072**1 |  | Ground-Water-Source | WBAHP: Heat Pump Packaged Unit | Heat Pump | 208 | 1 |  |  | No Match | No Match |  |  |  | 69700 | 5280 | 13.2 | 9 | 51800 | 5059 | 3 |  | Non Federally-Regulated | 05/24/2001 |  | 07/18/2002
Waterfurnace International, Inc. | Waterfurnace International, Inc. | ATH057D1 |  | Ground-Source | WBAHP: Heat Pump Packaged Unit | Heat Pump | 230 | 1 |  |  | No Match | No Match |  |  |  | 61000 | 4841 | 12.6 |  | 42000 | 4103 | 3 |  | Non Federally-Regulated | 03/31/1998 |  | 05/10/1998
ClimateMaster Inc. | Climate Master Series | HS/HL/VS/VL036G |  | Water-Source | WBAHP: Heat Pump Packaged Unit | Heat Pump | 208 | 1 |  |  | No Match | No Match |  |  |  | 35000 | 3181 | 11 | 10 | 42500 | 3192 | 3.9 |  | Federally-Regulated Commercial & Industrial Equipment | 01/18/2001 |  | 11/19/2001
Waterfurnace International, Inc. | Waterfurnace International, Inc. | V120T*3 |  | Ground-Water-Source | WBAHP: Heat Pump Packaged Unit | Heat Pump | 230 | 3 |  |  | No Match | No Match |  |  |  | 124000 | 9323 | 13.3 | 9 | 95000 | 9278 | 3 |  | Non Federally-Regulated | 05/19/2000 |  | 11/14/2000
Waterfurnace International, Inc. | Eagle Mountain | ZS023**3*0 |  | Ground-Water-Source | WBAHP: Heat Pump Packaged Unit | Heat Pump | 208 | 3 |  |  | No Match | Single-Speed |  |  |  | 25400 | 1129 | 22.5 | 16.2 | 21900 | 1646 | 3.9 | 3.6 | Non Federally-Regulated | 01/24/2011 |  | 04/19/2013
McQuay International | McQuay | LHP/LWP12D-D |  | Water-Source | WBAHP: Heat Pump Packaged Unit | Heat Pump | 208 | 3 |  |  | No Match | No Match |  |  |  | 116000 | 9747 | 11.9 | 10.5 | 139000 | 9936 | 4.1 | 3.8 | Federally-Regulated Commercial & Industrial Equipment | 03/31/1998 |  | 05/10/1998
Mammoth | Hydrobank II | F108VHF |  | Water-Source | WBAHP: Heat Pump Packaged Unit | Heat Pump | 230 | 3 |  |  | No Match | No Match |  |  |  | 106000 | 9636 | 11 | 10.5 | 134000 | 10611 | 3.7 | 3.8 | Non Federally-Regulated | 07/31/1991 |  | 03/31/1998
Waterfurnace International, Inc. | Waterfurnace International, Inc. | SXH024C1 |  | Water-Source | WBAHP: Heat Pump Packaged Unit | Heat Pump | 208 | 1 |  |  | No Match | No Match |  |  |  | 25500 | 1688 | 15.1 | 10 | 30700 | 1697 | 5.3 |  | Federally-Regulated Commercial & Industrial Equipment | 12/14/1998 |  | 10/05/1999
ClimateMaster Inc. | Carrier Corp. | 50PSH/V012 |  | Water-Source | WBAHP: Heat Pump Packaged Unit | Heat Pump | 230 | 1 |  |  | No Match | Single-Speed |  |  |  | 11700 | 760 | 15.4 | 11.2 | 13800 | 899 | 4.5 | 4.2 | Federally-Regulated Commercial & Industrial Equipment | 10/24/2014 |  | 04/22/2015
ClimateMaster Inc. | Climate Master | PDW42 | FK4CNF005 | Ground-Water-Source | WBAHP-CB: Heat Pump Split Syst | Heat Pump | 230 | 1 |  |  | No Match | Single-Speed |  |  |  | 44100 | 2239 | 19.7 | 16.2 | 37800 | 2842 | 3.9 | 3.6 | Non Federally-Regulated | 09/15/2009 |  | 02/17/2011
Mammoth | Geox | ZD034HSC |  | Water-Source | WBAHP: Heat Pump Packaged Unit | Heat Pump | 230 | 1 |  |  | No Match | No Match |  |  |  | 31200 | 2920 | 10.7 | 7.5 | 38000 | 3270 | 3.4 | 2.5 | Non Federally-Regulated | 06/11/1985 |  | 05/11/1988
Florida Heat Pump | Florida Heat Pump | GT042-3CF/HZ/VT |  | Ground-Water-Source | WBAHP: Heat Pump Packaged Unit | Heat Pump | 208 | 3 |  |  | No Match | No Match |  |  |  | 41300 | 2790 | 14.8 | 9 | 31000 | 2595 | 3.5 |  | Non Federally-Regulated | 05/29/2001 |  | 07/18/2002
Snyder General Corp. | McQuay | LWP22AD |  | Water-Source | WBAHP: Heat Pump Packaged Unit | Heat Pump | 230 | 3 |  |  | No Match | No Match |  |  |  | 240400 | 20550 | 11.7 |  | 270000 | 21400 | 3.7 | 2.5 | Non Federally-Regulated | 02/22/1990 |  | 07/31/1991
ClimateMaster Inc. | Carrier Corp. | 50RTP03 |  | Water-Source | WBAHP: Heat Pump Packaged Unit | Heat Pump | 230 | 3 |  |  | No Match | Single-Speed |  |  |  | 35000 | 2465 | 14.2 | 12 | 42700 | 2503 | 5 | 4.2 | Federally-Regulated Commercial & Industrial Equipment | 10/24/2014 |  | 04/22/2015
Waterfurnace International, Inc. | Rybacki - Hart Enterprises | ZS024**3*4 |  | Water-Source | WBAHP: Heat Pump Packaged Unit | Heat Pump | 230 | 3 |  |  | No Match | Single-Speed |  |  |  | 23900 | 1583 | 15.1 | 12 | 27000 | 1583 | 5 | 4.2 | Federally-Regulated Commercial & Industrial Equipment | 06/14/2011 |  | 04/19/2013
Waterfurnace International, Inc. | Geotility Geothermal Installations | ZS060**0*4 |  | Water-Source | WBAHP: Heat Pump Packaged Unit | Heat Pump | 208 | 1 |  |  | No Match | Single-Speed |  |  |  | 58400 | 3817 | 15.3 | 12 | 72500 | 4521 | 4.7 | 4.2 | Federally-Regulated Commercial & Industrial Equipment | 06/14/2011 |  | 03/02/2012
Friedrich Air Conditioning Co. | Climate Master Series | 803-036-H******** |  | Water-Source | WBAHP: Heat Pump Packaged Unit | Heat Pump | 230 | 3 |  |  | No Match | No Match |  |  |  | 35600 | 3360 | 10.6 | 7.5 | 42500 | 3550 | 3.5 | 2.5 | Non Federally-Regulated | 08/30/1983 |  | 08/29/1986
Addison Products | Addison Products | VGY012-1A |  | Water-Source | WBAHP-CB: Heat Pump Split Syst | Heat Pump | 230 | 1 |  |  | No Match | No Match |  |  |  | 11900 | 991 | 12 | 9 | 13500 | 1069 | 3.7 | 3.5 | Non Federally-Regulated | 07/22/2002 |  | 03/12/2009
McQuay / Snyder General | Electro-Hydronics | CW610F3 |  | Water-Source | WBAHP: Heat Pump Packaged Unit | Heat Pump | 230 | 1 |  |  | No Match | No Match |  |  |  | 61500 | 5850 | 10.5 | 7.5 | 77000 | 5785 | 3.9 | 2.5 | Non Federally-Regulated | 08/29/1986 |  | 05/11/1988
Command-Aire | Command-Aire | SWP-1033 |  | Water-Source | WBAHP: Heat Pump Packaged Unit | Heat Pump | 230 | 3 |  |  | No Match | No Match |  |  |  | 115000 | 11900 | 9.6 | 7.5 | 156000 | 12100 | 3.8 | 2.2 | Non Federally-Regulated | 08/30/1983 |  | 05/16/1984
Waterfurnace International, Inc. | Trane Unitary Products Group | T1GC060***1**4 |  | Ground-Source | WBAHP: Heat Pump Packaged Unit | Heat Pump | 230 | 1 |  |  | No Match | Single-Speed |  |  |  | 60900 | 3402 | 17.9 | 13.4 | 47100 | 3834 | 3.6 | 3.1 | Non Federally-Regulated | 08/23/2011 |  | 03/02/2012
Inter-City Products Corp. | McQuay | FCV019A*N |  | Water-Source | WBAHP: Heat Pump Packaged Unit | Heat Pump | 265 | 1 |  |  | No Match | No Match |  |  |  | 18200 | 1640 | 11.1 | 9.3 | 23200 | 1796 | 3.8 | 3.8 | Non Federally-Regulated | 07/31/1991 |  | 03/31/1998
Florida Heat Pump | Florida Heat Pump | EV030-1CF/HZ/VT |  | Water-Source | WBAHP-CB: Heat Pump Split Syst | Heat Pump | 230 | 1 |  |  | No Match | No Match |  |  |  | 32000 | 2000 | 16 | 9 | 34000 | 2621 | 3.8 | 3.5 | Non Federally-Regulated | 03/21/2001 |  | 07/18/2002
Addison Products | Addison Products | WSH032-3AL |  | Water-Source | WBAHP: Heat Pump Packaged Unit | Heat Pump | 208 | 3 |  |  | No Match | No Match |  |  |  | 32600 | 2672 | 12.2 | 9.3 | 41000 | 2860 | 4.2 | 3.8 | Federally-Regulated Commercial & Industrial Equipment | 03/31/1998 |  | 05/10/1998
McQuay / Snyder General | Electro-Hydronics | LWP20AP |  | Water-Source | WBAHP: Heat Pump Packaged Unit | Heat Pump | 460 | 3 |  |  | No Match | No Match |  |  |  | 214000 | 18000 | 11.9 |  | 240000 | 18400 | 3.8 |  | Non Federally-Regulated | 05/11/1988 |  | 03/15/1989
McQuay / Snyder General | Electro-Hydronics | FW350F7 |  | Water-Source | WBAHP: Heat Pump Packaged Unit | Heat Pump | 265 | 1 |  |  | No Match | No Match |  |  |  | 35600 | 3360 | 10.6 | 9 | 43000 | 3500 | 3.6 | 3.2 | Non Federally-Regulated | 05/11/1988 |  | 03/15/1989
ClimateMaster Inc. | Climate Master Series | GSV/GSH060 |  | Ground-Water-Source | WBAHP: Heat Pump Packaged Unit | Heat Pump | 230 | 1 |  |  | No Match | No Match |  |  |  | 61100 | 4333 | 14.1 | 9 | 49700 | 4550 | 3.2 |  | Non Federally-Regulated | 10/06/1999 |  | 04/10/2000
Waterfurnace International, Inc. | Eagle Mountain | ZS036**3*1 |  | Ground-Source | WBAHP: Heat Pump Packaged Unit | Heat Pump | 230 | 3 |  |  | No Match | Single-Speed |  |  |  | 34500 | 1994 | 17.3 | 13.4 | 26000 | 2177 | 3.5 | 3.1 | Non Federally-Regulated | 01/24/2011 |  | 03/02/2012
Command-Aire | Command-Aire | SWP-463 |  | Water-Source | WBAHP: Heat Pump Packaged Unit | Heat Pump | 208 | 3 |  |  | No Match | No Match |  |  |  | 46000 | 4800 | 9.6 | 9 | 55000 | 4600 | 3.5 | 3.2 | Non Federally-Regulated | 02/22/1990 |  | 07/31/1991
American Air Filter | Enercon | BCW19 |  | Water-Source | WBAHP: Heat Pump Packaged Unit | Heat Pump | 240 | 1 |  |  | No Match | No Match |  |  |  | 19500 | 2000 | 9.8 | 7.5 | 26500 | 2175 | 3.6 | 2.5 | Non Federally-Regulated | 01/05/1982 |  | 05/16/1984
ClimateMaster Inc. | Climate Master | ACA/B036 |  | Ground-Source | WBAHP: Heat Pump Packaged Unit | Heat Pump | 208 | 1 |  |  | No Match | Single-Speed |  |  |  | 34500 | 2363 | 14.6 | 13.4 | 27700 | 2319 | 3.5 | 3.1 | Non Federally-Regulated | 03/02/2012 |  | 06/09/2015
Singer | Electro-Hydronics | FC400 5 |  | Water-Source | WBAHP: Heat Pump Packaged Unit | Heat Pump | 208 | 1 |  |  | No Match | No Match |  |  |  | 40000 | 4350 | 9.2 | 7.5 | 4300 | 4500 | 2.8 | 2.5 | Non Federally-Regulated | 09/08/1982 |  | 08/30/1983
Tetco | Tetco | ES113.5 |  | Ground-Source | WBAHP: Heat Pump Packaged Unit | Heat Pump | 230 | 1 |  |  | No Match | No Match |  |  |  | 38000 | 2794 | 13.6 |  | 32200 | 2949 | 3.2 |  | Non Federally-Regulated | 03/31/1998 |  | 05/10/1998
Waterfurnace International, Inc. | Waterfurnace International, Inc. | ES072*1 | FV4ANF006 | Ground-Water-Source | WBAHP-CB: Heat Pump Split Syst | Heat Pump | 230 | 1 |  |  | No Match | No Match |  |  |  | 68700 | 5051 | 13.6 | 9 | 47500 | 4639 | 3 |  | Non Federally-Regulated | 05/21/2002 |  | 03/12/2009
Bard Manufacturing Company, Inc. | Bard | QW241-A |  | Ground-Water-Source | WBAHP: Heat Pump Packaged Unit | Heat Pump | 208 | 1 |  |  | No Match | No Match |  |  |  | 25000 | 1533 | 16.3 | 9 | 16200 | 1531 | 3.1 |  | Non Federally-Regulated | 03/21/2001 |  | 07/18/2002
Waterfurnace International, Inc. | Waterfurnace International, Inc. | SXH068B3 |  | Ground-Water-Source | WBAHP: Heat Pump Packaged Unit | Heat Pump | 208 | 3 |  |  | No Match | No Match |  |  |  | 66000 | 5500 | 12 | 9 | 52000 | 5080 | 3 |  | Non Federally-Regulated | 12/14/1998 |  | 10/06/1999
Snyder General Corp. | American Air Filter | DCW-12 |  | Water-Source | WBAHP-O: Heat Pump Packaged Un | Heat Pump | 208 | 1 |  |  | No Match | No Match |  |  |  | 11500 | 958 | 12 | 9 | 14900 | 1120 | 3.9 | 3.2 | Federally-Regulated Commercial & Industrial Equipment | 02/09/1989 |  | 07/27/1992
Mammoth | Mammoth | G034HHC |  | Water-Source | WBAHP: Heat Pump Packaged Unit | Heat Pump | 460 | 3 |  |  | No Match | No Match |  |  |  | 31200 | 2920 | 10.7 | 7.5 | 38000 | 3270 | 3.4 | 2.5 | Non Federally-Regulated | 06/11/1985 |  | 05/11/1988
Singer | Electro-Hydronics | UC140C5 |  | Water-Source | WBAHP: Heat Pump Packaged Unit | Heat Pump | 208 | 1 |  |  | No Match | No Match |  |  |  | 14000 | 1850 | 7.6 | 7.5 | 18000 | 2050 | 2.6 | 2.5 | Non Federally-Regulated | 01/05/1982 |  | 05/16/1984
Command-Aire | Command-Aire | SWP413E |  | Water-Source | WBAHP: Heat Pump Packaged Unit | Heat Pump | 230 | 3 |  |  | No Match | No Match |  |  |  | 42000 | 3780 | 11.1 | 7.5 | 53000 | 3880 | 4 | 2.5 | Non Federally-Regulated | 05/16/1984 |  | 06/11/1985
Florida Heat Pump | Florida Heat Pump | EM028-1CS | EM028-1AH/AV | Ground-Water-Source | WBAHP-CB: Heat Pump Split Syst | Heat Pump | 230 | 1 |  |  | No Match | No Match |  |  |  | 29000 | 2056 | 14.1 | 9 | 20000 | 1831 | 3.2 |  | Non Federally-Regulated | 05/29/2001 |  | 07/18/2002
ClimateMaster Inc. | Carrier | 50HQA/HQD.VQA/VQD019 |  | Water-Source | WBAHP: Heat Pump Packaged Unit | Heat Pump | 265 | 1 |  |  | No Match | No Match |  |  |  | 20000 | 1492 | 13.4 | 10 | 23000 | 1567 | 4.3 |  | Federally-Regulated Commercial & Industrial Equipment | 02/02/1998 |  | 03/31/1998
Waterfurnace International, Inc. | Johnson Controls | RJSV/RJSH042**0*0 |  | Ground-Water-Source | WBAHP: Heat Pump Packaged Unit | Heat Pump | 230 | 1 |  |  | No Match | Single-Speed |  |  |  | 44600 | 1820 | 24.5 | 16.2 | 34900 | 2224 | 4.6 | 3.6 | Non Federally-Regulated | 01/24/2011 |  | 10/24/2014
Addison Products | Addison Products | WPH032-1JA/1JBA |  | Water-Source | WBAHP: Heat Pump Packaged Unit | Heat Pump | 230 | 1 |  |  | No Match | No Match |  |  |  | 31200 | 2761 | 11.3 | 10 | 38500 | 2969 | 3.8 |  | Federally-Regulated Commercial & Industrial Equipment | 12/14/1998 |  | 09/21/2000
Waterfurnace International, Inc. | Waterfurnace International, Inc. | SXH010A0 |  | Water-Source | WBAHP: Heat Pump Packaged Unit | Heat Pump | 230 | 1 |  |  | No Match | No Match |  |  |  | 9800 | 653 | 15 | 9.3 | 12600 | 710 | 5.2 | 3.8 | Federally-Regulated Commercial & Industrial Equipment | 03/31/1998 |  | 05/10/1998
ClimateMaster Inc. | Climate Master Series | 814-048-G******** |  | Water-Source | WBAHP: Heat Pump Packaged Unit | Heat Pump | 208 | 1 |  |  | No Match | No Match |  |  |  | 48500 | 4410 | 11 | 9 | 57000 | 4395 | 3.8 | 3.2 | Non Federally-Regulated | 05/11/1988 |  | 03/15/1989
Florida Heat Pump | Florida Heat Pump | CP036-1HZ/VT |  | Ground-Source | WBAHP: Heat Pump Packaged Unit | Heat Pump | 230 | 1 |  |  | No Match | Single-Speed |  |  |  | 37500 | 1903 | 19.7 | 13.4 | 28000 | 2001 | 4.1 | 3.1 | Non Federally-Regulated | 06/14/2011 |  | 05/01/2015
Command-Aire | Command-Aire | SWP511E |  | Water-Source | WBAHP: Heat Pump Packaged Unit | Heat Pump | 208 | 1 |  |  | No Match | No Match |  |  |  | 49000 | 4380 | 11.2 | 9 | 65000 | 4760 | 4 | 3.2 | Non Federally-Regulated | 02/22/1990 |  | 07/31/1991
Waterfurnace International, Inc. | Rybacki - Hart Enterprises | YS060**1*0 |  | Water-Source | WBAHP: Heat Pump Packaged Unit | Heat Pump | 230 | 1 |  |  | No Match | Single-Speed |  |  |  | 58400 | 3973 | 14.7 | 12 | 72500 | 4829 | 4.4 | 4.2 | Federally-Regulated Commercial & Industrial Equipment | 01/24/2011 |  | 04/19/2013
ClimateMaster Inc. | Climate Master Series | 802051N******** |  | Water-Source | WBAHP: Heat Pump Packaged Unit | Heat Pump | 575 | 3 |  |  | No Match | No Match |  |  |  | 52000 | 5300 | 9.8 | 9 | 62500 | 5720 | 3.2 | 3.2 | Non Federally-Regulated | 02/22/1990 |  | 07/31/1991
Mammoth | Hydrobank II | D035VLH |  | Ground-Water-Source | WBAHP: Heat Pump Packaged Unit | Heat Pump | 208 | 1 |  |  | No Match | No Match |  |  |  | 34500 | 2464 | 14 | 9 | 26500 | 2504 | 3.1 |  | Non Federally-Regulated | 06/27/2003 |  | 03/12/2009
Climate Control / Snyder General | Electro-Hydronics | UC420GK |  | Water-Source | WBAHP: Heat Pump Packaged Unit | Heat Pump | 208 | 3 |  |  | No Match | No Match |  |  |  | 42000 | 3850 | 10.9 | 7.5 | 52000 | 4100 | 3.7 | 2.5 | Non Federally-Regulated | 05/16/1984 |  | 08/29/1986
Florida Heat Pump | Geomaster, LLC | EC051-1CF/HZ/VT |  | Ground-Source | WBAHP: Heat Pump Packaged Unit | Heat Pump | 208 | 1 |  |  | No Match | Single-Speed |  |  |  | 51000 | 3290 | 15.5 | 13.4 | 37800 | 3076 | 3.6 | 3.1 | Non Federally-Regulated | 04/23/2009 |  | 04/20/2015
ClimateMaster Inc. | Climate Master Series | VP/HP/DP048 G |  | Water-Source | WBAHP: Heat Pump Packaged Unit | Heat Pump | 230 | 1 |  |  | No Match | No Match |  |  |  | 48000 | 3555 | 13.5 | 10 | 57000 | 3796 | 4.4 |  | Federally-Regulated Commercial & Industrial Equipment | 12/14/1998 |  | 04/12/2000
Addison Products | Heat Controller | HWPH036-3JC/3JBC |  | Water-Source | WBAHP: Heat Pump Packaged Unit | Heat Pump | 230 | 3 |  |  | No Match | No Match |  |  |  | 33400 | 2982 | 11.2 | 10 | 43000 | 3315 | 3.8 |  | Federally-Regulated Commercial & Industrial Equipment | 10/05/1999 |  | 04/12/2000
Geoflex Systems, Inc. | Geoflex Systems, Inc. | GF1T-V/H/D/M-049WACBP |  | Water-Source | WBAHP: Heat Pump Packaged Unit | Both Heat Pump and Electric Re | 230 | 3 |  |  | No Match | Dual-Speed |  |  |  | 46900 | 3045 | 15.4 | 12 | 60400 | 3540 | 5 | 4.2 | Federally-Regulated Commercial & Industrial Equipment | 11/30/2011 |  | 01/09/2014
Waterfurnace International, Inc. | WFI Industries, Ltd. | ZS070**4*4 |  | Water-Source | WBAHP: Heat Pump Packaged Unit | Heat Pump | 460 | 3 |  |  | No Match | Single-Speed |  |  |  | 63000 | 4406 | 14.3 | 12 | 79000 | 4926 | 4.7 | 4.2 | Federally-Regulated Commercial & Industrial Equipment | 06/14/2011 |  | 03/02/2012
Waterfurnace International, Inc. | Waterfurnace International, Inc. | SXV013*2 |  | Water-Source | WBAHP: Heat Pump Packaged Unit | Heat Pump | 265 | 1 |  |  | No Match | No Match |  |  |  | 12700 | 858 | 14.8 | 10 | 15100 | 921 | 4.8 |  | Federally-Regulated Commercial & Industrial Equipment | 10/05/1999 |  | 05/19/2000
Snyder General Corp. | McQuay | FCV030A*N |  | Water-Source | WBAHP: Heat Pump Packaged Unit | Heat Pump | 265 | 1 |  |  | No Match | No Match |  |  |  | 29400 | 2827 | 10.4 | 9 | 36400 | 2883 | 3.7 | 3.2 | Non Federally-Regulated | 02/22/1990 |  | 07/31/1991
ClimateMaster Inc. | Carrier Corp. | YDS/YPS038 | CNPV*36* | Ground-Water-Source | WBAHP-C: Heat Pump Split Syste | Heat Pump | 208 | 1 |  |  | No Match | Single-Speed |  |  |  | 39800 | 1817 | 21.9 | 16.2 | 36800 | 2624 | 4.1 | 3.6 | Non Federally-Regulated | 11/25/2009 |  | 08/23/2011
McQuay / Snyder General | Electro-Hydronics | LHP12AK |  | Water-Source | WBAHP: Heat Pump Packaged Unit | Heat Pump | 208 | 3 |  |  | No Match | No Match |  |  |  | 128000 | 11000 | 11.6 | 9.2 | 142000 | 11200 | 3.7 | 2.5 | Non Federally-Regulated | 08/29/1986 |  | 05/11/1988
Heat Controller | Heat Controller | HWPG066-1B** |  | Water-Source | WBAHP-CB: Heat Pump Split Syst | Heat Pump | 208 | 1 |  |  | No Match | No Match |  |  |  | 67000 | 5153 | 13 | 9 | 75000 | 5940 | 3.7 | 3.5 | Non Federally-Regulated | 12/14/1998 |  | 04/12/2000
Florida Heat Pump | Florida Heat Pump | EM012-2CF/HZ/VT |  | Water-Source | WBAHP-CB: Heat Pump Split Syst | Heat Pump | 265 | 1 |  |  | No Match | No Match |  |  |  | 12500 | 1136 | 11 | 9 | 14600 | 1222 | 3.5 | 3.5 | Non Federally-Regulated | 05/23/2001 |  | 07/18/2002
Trane U.S. Inc. | Trane | GSUF0421A |  | Ground-Water-Source | WBAHP: Heat Pump Packaged Unit | Heat Pump | 208 | 1 |  |  | No Match | No Match |  |  |  | 39500 | 2904 | 13.6 | 9 | 30400 | 3072 | 2.9 |  | Non Federally-Regulated | 01/30/1998 |  | 10/02/1998
ClimateMaster Inc. | Carrier Corp. | 50PRH/V042 3 |  | Ground-Water-Source | WBAHP: Heat Pump Packaged Unit | Heat Pump | 208 | 1 |  |  | No Match | Single-Speed |  |  |  | 45900 | 2342 | 19.6 | 16.2 | 44000 | 3393 | 3.8 | 3.6 | Non Federally-Regulated | 01/24/2011 |  | 08/23/2011
Waterfurnace International, Inc. | Waterfurnace International, Inc. | ATH046D0 |  | Ground-Water-Source | WBAHP: Heat Pump Packaged Unit | Heat Pump | 208 | 1 |  |  | No Match | No Match |  |  |  | 47000 | 2919 | 16.1 | 9 | 34500 | 3063 | 3.3 |  | Non Federally-Regulated | 01/30/1998 |  | 10/02/1998
Carrier Corp. - Syracuse | Carrier | 50YAV/YAH 048 |  | Ground-Source | WBAHP: Heat Pump Packaged Unit | Heat Pump | 208 | 1 |  |  | No Match | No Match |  |  |  | 48000 | 3555 | 13.5 |  | 38000 | 3480 | 3.2 |  | Non Federally-Regulated | 03/31/1998 |  | 05/10/1998
Waterfurnace International, Inc. | Rybacki - Hart Enterprises | ZS030**3*0 |  | Water-Source | WBAHP: Heat Pump Packaged Unit | Heat Pump | 208 | 3 |  |  | No Match | Single-Speed |  |  |  | 29500 | 1980 | 14.9 | 12 | 34600 | 2113 | 4.8 | 4.2 | Federally-Regulated Commercial & Industrial Equipment | 01/24/2011 |  | 04/19/2013
Geoflex Systems, Inc. | Geoflex Systems, Inc. | GF1T-V/H/D/M-038WAEBE |  | Water-Source | WBAHP: Heat Pump Packaged Unit | Both Heat Pump and Electric Re | 575 | 3 |  |  | No Match | Dual-Speed |  |  |  | 37600 | 2293 | 16.4 | 12 | 43500 | 2361 | 5.4 | 4.2 | Federally-Regulated Commercial & Industrial Equipment | 11/30/2011 |  | 04/19/2013
Addison Products | Addison Products | HGY096-3A |  | Ground-Water-Source | WBAHP: Heat Pump Packaged Unit | Heat Pump | 208 | 3 |  |  | No Match | No Match |  |  |  | 95700 | 7909 | 12.1 | 9 | 78200 | 8486 | 2.7 |  | Non Federally-Regulated | 11/14/2000 |  | 01/24/2002
Mammoth | Hydrobank II | E043HHE |  | Water-Source | WBAHP: Heat Pump Packaged Unit | Heat Pump | 265 | 1 |  |  | No Match | No Match |  |  |  | 41500 | 3773 | 11 | 9.3 | 51500 | 4191 | 3.6 | 3.8 | Non Federally-Regulated | 07/31/1991 |  | 03/31/1998
Waterfurnace International, Inc. | Waterfurnace International, Inc. | SXH068B1 |  | Water-Source | WBAHP: Heat Pump Packaged Unit | Heat Pump | 208 | 1 |  |  | No Match | No Match |  |  |  | 65000 | 5200 | 12.5 | 9 | 84000 | 5470 | 4.5 | 3.8 | Federally-Regulated Commercial & Industrial Equipment | 02/02/1998 |  | 03/31/1998
Command-Aire | Command-Aire | SWPH091E |  | Water-Source | WBAHP: Heat Pump Packaged Unit | Heat Pump | 208 | 1 |  |  | No Match | No Match |  |  |  | 9000 | 860 | 10.5 | 7.5 | 12000 | 880 | 4 | 2.5 | Non Federally-Regulated | 05/16/1984 |  | 06/11/1985
ClimateMaster Inc. | Climate Master | TTP/S049A | TAH049A | Ground-Water-Source | WBAHP-CB: Heat Pump Split Syst | Heat Pump | 208 | 1 |  |  | No Match | Single-Speed |  |  |  | 52300 | 2433 | 21.5 | 16.2 | 48600 | 2967 | 4.8 | 3.6 | Non Federally-Regulated | 01/24/2011 |  | 06/09/2015
Waterfurnace International, Inc. | Waterfurnace International, Inc. | NDV/NDH026G1*4 |  | Water-Source | WBAHP: Heat Pump Packaged Unit | Heat Pump | 208 | 1 |  |  | No Match | Dual-Speed |  |  |  | 26000 | 1503 | 17.3 | 12 | 30300 | 1615 | 5.5 | 4.2 | Federally-Regulated Commercial & Industrial Equipment | 09/03/2012 |  | 04/19/2013
Waterfurnace International, Inc. | Waterfurnace International, Inc. | SXH058B3 |  | Ground-Water-Source | WBAHP: Heat Pump Packaged Unit | Heat Pump | 230 | 3 |  |  | No Match | No Match |  |  |  | 58500 | 4365 | 13.4 | 11 | 67500 | 4945 | 4 | 3.5 | Non Federally-Regulated | 03/31/1998 |  | 05/10/1998
Climate Control / Snyder General | Electro-Hydronics | CC330GK |  | Water-Source | WBAHP: Heat Pump Packaged Unit | Heat Pump | 208 | 3 |  |  | No Match | No Match |  |  |  | 33000 | 3050 | 10.8 | 7.5 | 39000 | 3090 | 3.7 | 2.5 | Non Federally-Regulated | 05/16/1984 |  | 08/29/1986
Addison Products | Addison Products | HPY030-1A |  | Water-Source | WBAHP-CB: Heat Pump Split Syst | Heat Pump | 208 | 1 |  |  | No Match | No Match |  |  |  | 34900 | 2510 | 13.9 | 9 | 42300 | 3541 | 3.5 | 3.5 | Non Federally-Regulated | 07/22/2002 |  | 03/12/2009
Carrier Corp. | Carrier | 50QXH0183 |  | Water-Source | WBAHP: Heat Pump Packaged Unit | Heat Pump | 230 | 1 |  |  | No Match | No Match |  |  |  | 18500 | 1581 | 11.7 | 9 | 21800 | 1681 | 3.8 | 3.2 | Non Federally-Regulated | 03/15/1989 |  | 09/25/1989
Heat Controller | Heat Controller | DWPG060-1B-XL* |  | Ground-Water-Source | WBAHP: Heat Pump Packaged Unit | Heat Pump | 208 | 1 |  |  | No Match | No Match |  |  |  | 59000 | 4538 | 13 | 11 | 66000 | 4959 | 3.9 | 3.5 | Non Federally-Regulated | 03/31/1998 |  | 05/10/1998
Climate Control / Snyder General | Electro-Hydronics | FW330GD |  | Water-Source | WBAHP: Heat Pump Packaged Unit | Heat Pump | 230 | 3 |  |  | No Match | No Match |  |  |  | 33000 | 3050 | 10.8 | 7.5 | 39000 | 3090 | 3.7 | 2.5 | Non Federally-Regulated | 05/16/1984 |  | 08/29/1986
Florida Heat Pump | Florida Heat Pump | EM028-1CF/HZ/VT |  | Ground-Water-Source | WBAHP: Heat Pump Packaged Unit | Heat Pump | 230 | 1 |  |  | No Match | No Match |  |  |  | 29500 | 2048 | 14.4 | 9 | 20500 | 1820 | 3.3 |  | Non Federally-Regulated | 05/29/2001 |  | 07/18/2002
Trane U.S. Inc. | Trane | EXVE0368 |  | Ground-Water-Source | WBAHP: Heat Pump Packaged Unit | Heat Pump | 230 | 3 |  |  | No Match | Single-Speed |  |  |  | 38200 | 1654 | 23.1 | 16.2 | 34700 | 2164 | 4.7 | 3.6 | Non Federally-Regulated | 06/14/2011 |  | 08/15/2014
Addison Products | Addison Products | VGY036-1A |  | Ground-Water-Source | WBAHP: Heat Pump Packaged Unit | Heat Pump | 230 | 1 |  |  | No Match | No Match |  |  |  | 38100 | 2627 | 14.5 | 9 | 23600 | 2095 | 3.3 |  | Non Federally-Regulated | 07/22/2002 |  | 03/12/2009
California Heat Pump | Trane | WPVB-0616 |  | Water-Source | WBAHP: Heat Pump Packaged Unit | Heat Pump | 208 | 3 |  |  | No Match | No Match |  |  |  | 60000 | 6000 | 10 | 7.5 | 77000 | 6450 | 3.5 | 2.5 | Non Federally-Regulated | 06/11/1985 |  | 05/11/1988
Mammoth | Geox | ZG062HHF |  | Water-Source | WBAHP: Heat Pump Packaged Unit | Heat Pump | 460 | 3 |  |  | No Match | No Match |  |  |  | 60000 | 5660 | 10.6 | 9 | 80000 | 6510 | 3.6 | 3.2 | Federally-Regulated Commercial & Industrial Equipment | 12/26/1990 |  | 07/27/1992
Mammoth | Hydrobank II | F043HHG/VHG |  | Water-Source | WBAHP: Heat Pump Packaged Unit | Heat Pump | 208 | 3 |  |  | No Match | No Match |  |  |  | 42000 | 3589 | 11.7 | 10 | 54300 | 4187 | 3.8 |  | Federally-Regulated Commercial & Industrial Equipment | 12/14/1998 |  | 10/05/1999
Waterfurnace International, Inc. | Waterfurnace International, Inc. | P040**0 |  | Water-Source | WBAHP: Heat Pump Packaged Unit | Heat Pump | 208 | 1 |  |  | No Match | No Match |  |  |  | 40200 | 2350 | 17.1 | 10 | 46700 | 2911 | 4.7 |  | Federally-Regulated Commercial & Industrial Equipment | 05/19/2000 |  | 02/17/2011
Waterfurnace International, Inc. | Waterfurnace International, Inc. | VLV/VXV024*1 |  | Water-Source | WBAHP: Heat Pump Packaged Unit | Heat Pump | 230 | 1 |  |  | No Match | No Match |  |  |  | 23800 | 1676 | 14.2 | 10 | 28200 | 1757 | 4.7 |  | Federally-Regulated Commercial & Industrial Equipment | 10/05/1999 |  | 06/20/2003
Command-Aire | Command-Aire | RUWP-1833 |  | Water-Source | WBAHP: Heat Pump Packaged Unit | Heat Pump | 208 | 3 |  |  | No Match | No Match |  |  |  | 195000 | 22800 | 8.6 |  | 257000 | 22700 | 3.3 |  | Non Federally-Regulated | 05/11/1988 |  | 03/15/1989
Climate Control / Snyder General | Electro-Hydronics | UC260G3 |  | Water-Source | WBAHP: Heat Pump Packaged Unit | Heat Pump | 230 | 1 |  |  | No Match | No Match |  |  |  | 26000 | 2450 | 10.6 | 7.5 | 31600 | 2500 | 3.7 | 2.5 | Non Federally-Regulated | 05/16/1984 |  | 08/29/1986
Snyder General Corp. | McQuay | LWP12BD |  | Water-Source | WBAHP: Heat Pump Packaged Unit | Heat Pump | 230 | 3 |  |  | No Match | No Match |  |  |  | 128000 | 11000 | 11.6 | 9.2 | 142000 | 11200 | 3.7 | 2.5 | Non Federally-Regulated | 02/22/1990 |  | 07/31/1991
Waterfurnace International, Inc. | Waterfurnace International, Inc. | VLV009*2 |  | Water-Source | WBAHP: Heat Pump Packaged Unit | Heat Pump | 265 | 1 |  |  | No Match | No Match |  |  |  | 9000 | 703 | 12.8 | 10 | 12000 | 817 | 4.3 |  | Federally-Regulated Commercial & Industrial Equipment | 04/12/2000 |  | 02/17/2011
Waterfurnace International, Inc. | Rybacki - Hart Enterprises | ZS060**4*4 |  | Water-Source | WBAHP: Heat Pump Packaged Unit | Heat Pump | 460 | 3 |  |  | No Match | Single-Speed |  |  |  | 58400 | 3817 | 15.3 | 12 | 72500 | 4521 | 4.7 | 4.2 | Federally-Regulated Commercial & Industrial Equipment | 03/02/2012 |  | 04/19/2013
Snyder General Corp. | McQuay | LE120E3 |  | Water-Source | WBAHP-O: Heat Pump Packaged Un | Heat Pump | 208 | 1 |  |  | No Match | No Match |  |  |  | 11500 | 927 | 12.4 | 9 | 12800 | 1103 | 3.4 | 3.2 | Non Federally-Regulated | 02/22/1990 |  | 07/31/1991
McQuay International | McQuay | W-LDE/LDL/LME/LML-1-10 |  | Water-Source | WBAHP: Heat Pump Packaged Unit | Heat Pump | 230 | 3 |  |  | No Match | No Match |  |  |  | 107000 | 9727 | 11 | 9 | 120000 | 9252 | 3.8 | 3.8 | Federally-Regulated Commercial & Industrial Equipment | 09/21/2000 |  | 11/14/2000
Waterfurnace International, Inc. | Waterfurnace International, Inc. | SXV036B1 |  | Water-Source | WBAHP: Heat Pump Packaged Unit | Heat Pump | 230 | 1 |  |  | No Match | No Match |  |  |  | 36000 | 2647 | 13.6 | 10 | 44500 | 2774 | 4.7 |  | Federally-Regulated Commercial & Industrial Equipment | 08/21/1998 |  | 10/02/1998
Florida Heat Pump | Florida Heat Pump | EM036-2CS | EM036-2AH/AV | Ground-Water-Source | WBAHP-CB: Heat Pump Split Syst | Heat Pump | 265 | 1 |  |  | No Match | No Match |  |  |  | 36000 | 2553 | 14.1 | 9 | 25000 | 2289 | 3.2 |  | Non Federally-Regulated | 07/22/2002 |  | 03/12/2009
Innovative Air Systems | E-Series | HE35ECHP-CUV |  | Ground-Source | WBAHP: Heat Pump Packaged Unit | Heat Pump | 460 | 3 |  |  | No Match | No Match |  |  |  | 42268 | 2087 | 20.3 |  | 60992 | 2526 | 7.1 |  | Non Federally-Regulated | 03/31/1998 |  | 05/10/1998
Snyder General Corp. | McQuay | LHP20AD |  | Water-Source | WBAHP: Heat Pump Packaged Unit | Heat Pump | 230 | 3 |  |  | No Match | No Match |  |  |  | 214000 | 18000 | 11.9 |  | 240000 | 18400 | 3.8 | 2.5 | Non Federally-Regulated | 02/22/1990 |  | 07/31/1991
Mammoth | Mammoth | G086VSEXXX |  | Water-Source | WBAHP: Heat Pump Packaged Unit | Heat Pump | 460 | 3 |  |  | No Match | No Match |  |  |  | 84000 | 7640 | 11 | 9.2 | 104000 | 8480 | 3.6 |  | Non Federally-Regulated | 05/11/1988 |  | 03/15/1989
Trane U.S. Inc. | Trane | GEVB015 |  | Ground-Water-Source | WBAHP: Heat Pump Packaged Unit | Heat Pump | 208 | 1 |  |  | No Match | No Match |  |  |  | 14200 | 887 | 16 | 9 | 10200 | 866 | 3.5 |  | Non Federally-Regulated | 07/22/2002 |  | 03/12/2009
Mammoth | Hydrobank II | E016CHF |  | Water-Source | WBAHP-O: Heat Pump Packaged Un | Heat Pump | 265 | 1 |  |  | No Match | No Match |  |  |  | 15200 | 1245 | 12.2 | 10 | 19200 | 1406 | 4 |  | Federally-Regulated Commercial & Industrial Equipment | 05/23/2000 |  | 01/18/2001
Command-Aire | Command-Aire | SWP281E |  | Water-Source | WBAHP: Heat Pump Packaged Unit | Heat Pump | 208 | 1 |  |  | No Match | No Match |  |  |  | 30000 | 2720 | 11 | 9 | 42000 | 3000 | 4 | 3.2 | Non Federally-Regulated | 02/22/1990 |  | 07/31/1991
Jacobsen Energy Ind., Inc. | Jacobsen Energy Ind., Inc. | 60***3**** |  | Water-Source | WBAHP: Heat Pump Packaged Unit | Heat Pump | 230 | 1 |  |  | No Match | No Match |  |  |  | 60000 | 5350 | 11.2 | 7.5 | 73000 | 6100 | 3.9 | 2.5 | Non Federally-Regulated | 06/11/1985 |  | 05/11/1988
McQuay / Snyder General | Electro-Hydronics | FW500FP |  | Water-Source | WBAHP: Heat Pump Packaged Unit | Heat Pump | 460 | 3 |  |  | No Match | No Match |  |  |  | 50000 | 4850 | 10.3 | 7.5 | 65000 | 4900 | 3.9 | 2.5 | Non Federally-Regulated | 08/29/1986 |  | 05/11/1988
Waterfurnace International, Inc. | Waterfurnace International, Inc. | ATH022C0 |  | Ground-Source | WBAHP: Heat Pump Packaged Unit | Heat Pump | 230 | 1 |  |  | No Match | No Match |  |  |  | 23400 | 1392 | 16.8 |  | 15700 | 1353 | 3.4 |  | Non Federally-Regulated | 03/31/1998 |  | 05/10/1998
Florida Heat Pump | Florida Heat Pump | GT054-5CF/HZ/VT |  | Ground-Water-Source | WBAHP: Heat Pump Packaged Unit | Heat Pump | 575 | 3 |  |  | No Match | No Match |  |  |  | 51500 | 3961 | 13 | 9 | 42500 | 4150 | 3 |  | Non Federally-Regulated | 04/10/2000 |  | 07/18/2002
Mammoth | Hydrobank II | D006CHF |  | Water-Source | WBAHP-O: Heat Pump Packaged Un | Heat Pump | 208 | 1 |  |  | No Match | No Match |  |  |  | 7400 | 672 | 11 | 10 | 10500 | 769 | 4 |  | Federally-Regulated Commercial & Industrial Equipment | 05/23/2000 |  | 01/18/2001
McQuay International | McQuay | FCV/FCW/VWH/VWW030B-G |  | Water-Source | WBAHP: Heat Pump Packaged Unit | Heat Pump | 208 | 1 |  |  | No Match | No Match |  |  |  | 29600 | 2487 | 11.9 | 10 | 39000 | 2930 | 3.9 |  | Federally-Regulated Commercial & Industrial Equipment | 12/14/1998 |  | 11/17/1999
Climate Control / Snyder General | Electro-Hydronics | CW610FP |  | Water-Source | WBAHP: Heat Pump Packaged Unit | Heat Pump | 460 | 3 |  |  | No Match | No Match |  |  |  | 61500 | 5850 | 10.5 | 7.5 | 77000 | 5785 | 3.9 | 2.5 | Non Federally-Regulated | 06/11/1985 |  | 08/29/1986
Florida Heat Pump | Florida Heat Pump | GT048-4CF/HZ/VT |  | Water-Source | WBAHP-CB: Heat Pump Split Syst | Heat Pump | 460 | 3 |  |  | No Match | No Match |  |  |  | 50200 | 4016 | 12.5 | 9 | 60000 | 4507 | 3.9 | 3.5 | Non Federally-Regulated | 07/22/2002 |  | 03/12/2009
ClimateMaster Inc. | Carrier Corp. | 50PEC12 |  | Ground-Water-Source | WBAHP-O: Heat Pump Packaged Un | Heat Pump | 208 | 1 |  |  | No Match | Single-Speed |  |  |  | 12500 | 668 | 18.7 | 16.2 | 12100 | 865 | 4.1 | 3.6 | Non Federally-Regulated | 10/24/2014 |  | 04/22/2015
Florida Heat Pump | Geomaster, LLC | ES036-3CF/HZ/VT |  | Water-Source | WBAHP: Heat Pump Packaged Unit | Heat Pump | 208 | 3 |  |  | No Match | Single-Speed |  |  |  | 33000 | 2115 | 15.6 | 12 | 39000 | 2197 | 5.2 | 4.2 | Federally-Regulated Commercial & Industrial Equipment | 02/09/2009 |  | 04/20/2015
American Air Filter | Enercon | FVW-23 |  | Water-Source | WBAHP: Heat Pump Packaged Unit | Heat Pump | 265 | 1 |  |  | No Match | No Match |  |  |  | 22400 | 2036 | 11 | 9 | 28200 | 2117 | 3.9 | 3.2 | Non Federally-Regulated | 05/11/1988 |  | 03/15/1989
Waterfurnace International, Inc. | Waterfurnace International, Inc. | NTV036A1(P) |  | Ground-Water-Source | WBAH: Heating Only Packaged Un | Heat Pump | 230 | 1 |  |  | No Match | No Match |  |  |  | 0 | 0 | 0 | 9 | 31400 | 2875 | 3.2 |  | Non Federally-Regulated | 01/30/1998 |  | 10/02/1998
Addison Products | Addison Products | HWPG036-1B** |  | Water-Source | WBAHP-CB: Heat Pump Split Syst | Heat Pump | 230 | 1 |  |  | No Match | No Match |  |  |  | 36000 | 2627 | 13.7 | 9 | 37800 | 2701 | 4.1 | 3.5 | Non Federally-Regulated | 02/02/1998 |  | 10/02/1998
Snyder General Corp. | McQuay | LE120E5 |  | Water-Source | WBAHP-O: Heat Pump Packaged Un | Heat Pump | 208 | 1 |  |  | No Match | No Match |  |  |  | 11500 | 927 | 12.4 | 9 | 12800 | 1103 | 3.4 | 3.2 | Non Federally-Regulated | 02/22/1990 |  | 07/31/1991
Florida Heat Pump | Energy Miser | HECS42-4 | HEAH42-4 | Water-Source | WBAHP-C: Heat Pump Split Syste | Heat Pump | 460 | 3 |  |  | No Match | No Match |  |  |  | 41500 | 3770 | 11 | 9.3 | 51000 | 3830 | 3.9 | 3.8 | Non Federally-Regulated | 07/31/1991 |  | 03/31/1998
Addison Products | Addison Products | HGY007-0A |  | Ground-Water-Source | WBAHP: Heat Pump Packaged Unit | Heat Pump | 115 | 1 |  |  | No Match | No Match |  |  |  | 8900 | 613 | 14.5 | 9 | 6700 | 594 | 3.3 |  | Non Federally-Regulated | 07/22/2002 |  | 03/12/2009
Florida Heat Pump | Florida Heat Pump | EM036-4CF/HZ/VT |  | Ground-Water-Source | WBAHP: Heat Pump Packaged Unit | Heat Pump | 460 | 3 |  |  | No Match | No Match |  |  |  | 36600 | 2541 | 14.4 | 9 | 25800 | 2290 | 3.3 |  | Non Federally-Regulated | 07/22/2002 |  | 03/12/2009
Enertech Global, LLC | Enertech | GST036A2 | ACD036 | Ground-Water-Source | WBAHP-CB: Heat Pump Split Syst | Heat Pump | 208 | 3 |  |  | No Match | Single-Speed |  |  |  | 38800 | 1813 | 21.4 | 16.2 | 35700 | 2325 | 4.5 | 3.6 | Non Federally-Regulated | 12/12/2012 |  | 04/29/2015
Waterfurnace International, Inc. | Waterfurnace International, Inc. | ATH046D1 |  | Ground-Water-Source | WBAHP: Heat Pump Packaged Unit | Heat Pump | 230 | 1 |  |  | No Match | No Match |  |  |  | 47000 | 2919 | 16.1 | 9 | 34500 | 3063 | 3.3 |  | Non Federally-Regulated | 12/14/1998 |  | 10/06/1999
Enertech Global, LLC | Roth Industries, Inc. | RCT048A |  | Ground-Source | WBAHP: Heat Pump Packaged Unit | Heat Pump | 230 | 1 |  |  | No Match | Single-Speed |  |  |  | 51400 | 2904 | 17.7 | 13.4 | 39100 | 2865 | 4 | 3.1 | Non Federally-Regulated | 06/14/2011 |  | 01/09/2014
Enertech Global, LLC | Enertech | TST066 | ACD060 | Ground-Water-Source | WBAHP-C: Heat Pump Split Syste | Heat Pump | 208 | 1 |  |  | No Match | Single-Speed | 2509 | 682 | 1 | 65100 | 3426 | 19 | 16.2 | 57000 | 4386 | 3.8 | 3.6 | Non Federally-Regulated | 11/25/2009 |  | 08/23/2011
Florida Heat Pump | Energy Miser | HECS62-1 | HEAH62-1 | Water-Source | WBAHP-C: Heat Pump Split Syste | Heat Pump | 230 | 1 |  |  | No Match | No Match |  |  |  | 60000 | 5610 | 10.7 | 9 | 80000 | 6335 | 3.7 | 3.2 | Non Federally-Regulated | 05/11/1988 |  | 03/15/1989
Mammoth | Hydrobank II | G110HHF/VHF |  | Water-Source | WBAHP: Heat Pump Packaged Unit | Heat Pump | 460 | 3 |  |  | No Match | No Match |  |  |  | 104000 | 7536 | 13.8 | 9 | 131000 | 8529 | 4.5 | 3.8 | Federally-Regulated Commercial & Industrial Equipment | 10/05/1999 |  | 05/23/2000
Florida Heat Pump | Geomaster, LLC | AU025-1CF/HZ/VT |  | Water-Source | WBAHP: Heat Pump Packaged Unit | Heat Pump | 230 | 1 |  |  | No Match | Single-Speed |  |  |  | 26000 | 1625 | 16 | 12 | 30000 | 1758 | 5 | 4.2 | Federally-Regulated Commercial & Industrial Equipment | 04/23/2009 |  | 10/03/2011
Marvair | Marvair | H360-B2 |  | Water-Source | WBAHP: Heat Pump Packaged Unit | Heat Pump | 230 | 1 |  |  | No Match | No Match |  |  |  | 36000 | 3500 | 10.2 | 7.5 | 45000 | 3800 | 3.5 | 2.5 | Non Federally-Regulated | 01/05/1982 |  | 05/16/1984
McQuay / Snyder General | Electro-Hydronics | UW420G3 |  | Water-Source | WBAHP: Heat Pump Packaged Unit | Heat Pump | 230 | 1 |  |  | No Match | No Match |  |  |  | 42000 | 3850 | 10.9 | 7.5 | 52000 | 4100 | 3.7 | 2.5 | Non Federally-Regulated | 08/29/1986 |  | 05/11/1988
Florida Heat Pump | Geomaster, LLC | EC030-1CS | EC030-1AH/AV | Water-Source | WBAHP-CB: Heat Pump Split Syst | Heat Pump | 230 | 1 |  |  | No Match | Single-Speed |  |  |  | 28500 | 2244 | 12.7 | 12 | 34300 | 2393 | 4.2 | 4.2 | Federally-Regulated Commercial & Industrial Equipment | 04/23/2009 |  | 04/20/2015
Enertech Global, LLC | Enertech | GXT024B |  | Ground-Water-Source | WBAHP: Heat Pump Packaged Unit | Heat Pump | 208 | 1 |  |  | No Match | Single-Speed |  |  |  | 28700 | 1011 | 28.4 | 16.2 | 26500 | 1412 | 5.5 | 3.6 | Non Federally-Regulated | 06/14/2011 |  | 04/19/2013
Mammoth | Sol-A-Terra II | F027HSC |  | Ground-Water-Source | WBAHP: Heat Pump Packaged Unit | Heat Pump | 208 | 3 |  |  | No Match | No Match |  |  |  | 27200 | 2472 | 11 | 11 | 32200 | 2695 | 3.5 | 3.4 | Non Federally-Regulated | 07/31/1991 |  | 03/31/1998
Waterfurnace International, Inc. | Waterfurnace International, Inc. | SXH095A3 |  | Ground-Source | WBAHP: Heat Pump Packaged Unit | Heat Pump | 208 | 3 |  |  | No Match | No Match |  |  |  | 96000 | 7164 | 13.4 |  | 66500 | 6960 | 2.8 |  | Non Federally-Regulated | 03/31/1998 |  | 05/10/1998
ClimateMaster Inc. | Carrier Corp. | 50PRH/V036 5 |  | Ground-Source | WBAHP: Heat Pump Packaged Unit | Heat Pump | 200 | 3 |  |  | No Match | Single-Speed |  |  |  | 35300 | 2369 | 14.9 | 13.4 | 29600 | 2629 | 3.3 | 3.1 | Non Federally-Regulated | 01/24/2011 |  | 08/23/2011
ClimateMaster Inc. | Climate Master Series | HS/HL 006 |  | Water-Source | WBAHP: Heat Pump Packaged Unit | Heat Pump | 265 | 1 |  |  | No Match | No Match |  |  |  | 7400 | 627 | 11.8 | 10 | 8800 | 644 | 4 |  | Federally-Regulated Commercial & Industrial Equipment | 12/14/1998 |  | 10/05/1999
American Air Filter | Enercon | FHW-09 |  | Water-Source | WBAHP: Heat Pump Packaged Unit | Heat Pump | 208 | 1 |  |  | No Match | No Match |  |  |  | 8200 | 796 | 10.3 | 9 | 11500 | 911 | 3.7 | 3.2 | Non Federally-Regulated | 05/11/1988 |  | 03/15/1989
Florida Heat Pump | Florida Heat Pump | EM096-1HZ/VT |  | Ground-Water-Source | WBAHP: Heat Pump Packaged Unit | Heat Pump | 208 | 1 |  |  | No Match | No Match |  |  |  | 96000 | 7111 | 13.5 | 9 | 67000 | 6134 | 3.2 |  | Non Federally-Regulated | 07/22/2002 |  | 03/12/2009
Friedrich Air Conditioning Co. | Climate Master Series | 805-024-G******** |  | Water-Source | WBAHP: Heat Pump Packaged Unit | Heat Pump | 208 | 1 |  |  | No Match | No Match |  |  |  | 24000 | 2350 | 10.2 | 7.5 | 33500 | 2500 | 3.9 | 2.5 | Non Federally-Regulated | 08/30/1983 |  | 08/29/1986
McQuay International | McQuay | W-CDL/CDS/CMS-1-007-A |  | Water-Source | WBAHP: Heat Pump Packaged Unit | Heat Pump | 115 | 1 |  |  | No Match | No Match |  |  |  | 7000 | 654 | 10.7 | 10 | 9800 | 736 | 3.9 |  | Federally-Regulated Commercial & Industrial Equipment | 09/21/2000 |  | 03/12/2009
Addison Products | Addison Products | WSH029-3AL |  | Water-Source | WBAHP: Heat Pump Packaged Unit | Heat Pump | 230 | 3 |  |  | No Match | No Match |  |  |  | 28300 | 2021 | 14 | 10 | 34900 | 2176 | 4.7 |  | Federally-Regulated Commercial & Industrial Equipment | 02/02/1998 |  | 03/31/1998
Waterfurnace International, Inc. | Waterfurnace International, Inc. | SXV036A3 |  | Water-Source | WBAHP: Heat Pump Packaged Unit | Heat Pump | 208 | 3 |  |  | No Match | No Match |  |  |  | 36000 | 2647 | 13.6 | 10 | 44500 | 2774 | 4.7 |  | Federally-Regulated Commercial & Industrial Equipment | 02/02/1998 |  | 03/31/1998
California Heat Pump | Trane | WPCB-0197 |  | Water-Source | WBAHP: Heat Pump Packaged Unit | Heat Pump | 265 | 1 |  |  | No Match | No Match |  |  |  | 18200 | 2020 | 9 | 7.5 | 22000 | 2220 | 2.9 | 2.5 | Non Federally-Regulated | 06/11/1985 |  | 05/11/1988
Enertech Global, LLC | Enertech | GXT024C |  | Ground-Water-Source | WBAHP: Heat Pump Packaged Unit | Heat Pump | 208 | 1 |  |  | No Match | Single-Speed |  |  |  | 30100 | 1034 | 29.1 | 16.2 | 25100 | 1337 | 5.5 | 3.6 | Non Federally-Regulated | 11/30/2011 |  | 04/21/2014
Geoflex Systems, Inc. | Geoflex Systems, Inc. | GF1S-V/H/D/M-030WACBP |  | Ground-Source | WBAHP: Heat Pump Packaged Unit | Both Heat Pump and Electric Re | 200 | 3 |  |  | No Match | Single-Speed |  |  |  | 28300 | 1415 | 20 | 13.4 | 20800 | 1524 | 4 | 3.1 | Non Federally-Regulated | 11/30/2011 |  | 03/02/2012
Florida Heat Pump | Geosystems, LLC | CFS-*042 |  | Ground-Water-Source | WBAHP: Heat Pump Packaged Unit | Heat Pump | 230 | 1 |  |  | No Match | Single-Speed |  |  |  | 48000 | 2182 | 22 | 16.2 | 41000 | 2861 | 4.2 | 3.6 | Non Federally-Regulated | 09/03/2012 |  | 12/12/2012
Waterfurnace International, Inc. | Standard Range | WSH/WSV019A*1*** |  | Water-Source | WBAHP: Heat Pump Packaged Unit | Heat Pump | 230 | 1 |  |  | No Match | No Match |  |  |  | 18200 | 1733 | 10.5 | 9 | 22600 | 1891 | 3.5 | 3.2 | Non Federally-Regulated | 10/10/1989 |  | 07/31/1991
Waterfurnace International, Inc. | Geotility Geothermal Installations | ZS041**5*0 |  | Water-Source | WBAHP: Heat Pump Packaged Unit | Heat Pump | 575 | 3 |  |  | No Match | Single-Speed |  |  |  | 40000 | 2899 | 13.8 | 12 | 45000 | 3067 | 4.3 | 4.2 | Federally-Regulated Commercial & Industrial Equipment | 01/24/2011 |  | 04/19/2013
Waterfurnace International, Inc. | Geosmart Energy, Inc. | ZS036**3*4 |  | Ground-Source | WBAHP: Heat Pump Packaged Unit | Heat Pump | 208 | 3 |  |  | No Match | Single-Speed |  |  |  | 34500 | 1994 | 17.3 | 13.4 | 26000 | 2177 | 3.5 | 3.1 | Non Federally-Regulated | 06/14/2011 |  | 03/02/2012
Addison Products | Addison Products | DWPG060-3B-XL* |  | Water-Source | WBAHP-CB: Heat Pump Split Syst | Heat Pump | 230 | 3 |  |  | No Match | No Match |  |  |  | 59000 | 4538 | 13 | 9 | 66000 | 4959 | 3.9 | 3.5 | Non Federally-Regulated | 02/02/1998 |  | 10/02/1998
Waterfurnace International, Inc. | Waterfurnace International, Inc. | NDZ049A0 | NRAC048* | Ground-Source | WBAHP-CB: Heat Pump Split Syst | Heat Pump | 230 | 1 |  |  | No Match | Dual-Speed |  |  |  | 47700 | 2963 | 16.1 | 13.4 | 37000 | 2854 | 3.8 | 3.1 | Non Federally-Regulated | 01/24/2011 |  | 10/24/2014
California Heat Pump | Aqua-Matic | 09H**-12-** |  | Water-Source | WBAHP: Heat Pump Packaged Unit | Heat Pump | 230 | 1 |  |  | No Match | No Match |  |  |  | 8700 | 765 | 11.3 | 7.5 | 9600 | 800 | 3.5 | 2.5 | Non Federally-Regulated | 06/11/1985 |  | 05/11/1988
Waterfurnace International, Inc. | Eagle Mountain | ZS070**0*4 |  | Water-Source | WBAHP: Heat Pump Packaged Unit | Heat Pump | 208 | 1 |  |  | No Match | Single-Speed |  |  |  | 63000 | 4406 | 14.3 | 12 | 79000 | 4926 | 4.7 | 4.2 | Federally-Regulated Commercial & Industrial Equipment | 06/14/2011 |  | 03/02/2012
Enertech Global, LLC | Enertech | GXT060D |  | Ground-Water-Source | WBAHP: Heat Pump Packaged Unit | Heat Pump | 230 | 1 |  |  | No Match | Single-Speed | 2383 | 644 | 1 | 69000 | 3026 | 22.8 | 16.2 | 61000 | 3886 | 4.6 | 3.6 | Non Federally-Regulated | 09/03/2012 |  | 12/12/2012
Mammoth | Hydrobank II | A006HHJ |  | Water-Source | WBAHP: Heat Pump Packaged Unit | Heat Pump | 115 | 1 |  |  | No Match | No Match |  |  |  | 7000 | 642 | 10.9 | 10 | 9200 | 691 | 3.9 |  | Federally-Regulated Commercial & Industrial Equipment | 01/18/2001 |  | 11/19/2002
Addison Products | Addison Products | WRH044-1JA | HRH044-1J/1JB | Water-Source | WBAHP-C: Heat Pump Split Syste | Heat Pump | 208 | 1 |  |  | No Match | No Match |  |  |  | 40500 | 3681 | 11 | 10 | 50000 | 3856 | 3.8 |  | Federally-Regulated Commercial & Industrial Equipment | 12/14/1998 |  | 04/12/2000
Command-Aire | Command-Aire | SWP-137 |  | Water-Source | WBAHP: Heat Pump Packaged Unit | Heat Pump | 265 | 1 |  |  | No Match | No Match |  |  |  | 13500 | 1400 | 9.6 | 7.5 | 18800 | 1575 | 3.5 | 2.5 | Non Federally-Regulated | 01/05/1982 |  | 01/23/1988
Command-Aire | Command-Aire | SWP131E |  | Water-Source | WBAHP: Heat Pump Packaged Unit | Heat Pump | 208 | 1 |  |  | No Match | No Match |  |  |  | 12000 | 1050 | 11.4 | 9 | 18000 | 1290 | 4.1 | 3.2 | Federally-Regulated Commercial & Industrial Equipment | 01/23/1988 |  | 05/11/1988
ClimateMaster Inc. | Climate Master Series | VS/VL/HS/HL030 |  | Water-Source | WBAHP: Heat Pump Packaged Unit | Heat Pump | 208 | 3 |  |  | No Match | No Match |  |  |  | 29000 | 2478 | 11.7 | 9.3 | 39000 | 2657 | 4.3 | 3.8 | Non Federally-Regulated | 07/31/1991 |  | 03/31/1998
Enertech Global, LLC | Enertech | HRT036A | MPD036 | Ground-Source | WBAHP-CB: Heat Pump Split Syst | Heat Pump | 230 | 1 |  |  | No Match | Single-Speed |  |  |  | 36000 | 2156 | 16.7 | 13.4 | 27200 | 2098 | 3.8 | 3.1 | Non Federally-Regulated | 12/12/2012 |  | 04/29/2015
Waterfurnace International, Inc. | Geotility Geothermal Installations | ZS030**3*4 |  | Water-Source | WBAHP: Heat Pump Packaged Unit | Heat Pump | 208 | 3 |  |  | No Match | Single-Speed |  |  |  | 29500 | 1879 | 15.7 | 12 | 34600 | 1988 | 5.1 | 4.2 | Federally-Regulated Commercial & Industrial Equipment | 06/14/2011 |  | 04/19/2013
Waterfurnace International, Inc. | Waterfurnace International, Inc. | P034**4 |  | Ground-Water-Source | WBAHP: Heat Pump Packaged Unit | Heat Pump | 460 | 3 |  |  | No Match | No Match |  |  |  | 34400 | 2150 | 16 | 9 | 25000 | 2219 | 3.3 |  | Non Federally-Regulated | 05/19/2000 |  | 07/18/2002
Waterfurnace International, Inc. | Johnson Controls | RKV/RKH024**0*4 |  | Ground-Water-Source | WBAHP: Heat Pump Packaged Unit | Heat Pump | 230 | 1 |  |  | No Match | Single-Speed |  |  |  | 28100 | 1171 | 24 | 16.2 | 23900 | 1629 | 4.3 | 3.6 | Non Federally-Regulated | 09/03/2012 |  | 01/09/2014
Florida Heat Pump | Geomaster, LLC | EC012-1CF/HZ/VT |  | Ground-Source | WBAHP: Heat Pump Packaged Unit | Heat Pump | 208 | 1 |  |  | No Match | Single-Speed |  |  |  | 11500 | 793 | 14.5 | 13.4 | 8700 | 822 | 3.1 | 3.1 | Non Federally-Regulated | 04/30/2009 |  | 05/01/2015
Waterfurnace International, Inc. | Waterfurnace International, Inc. | SXH048B0 |  | Ground-Water-Source | WBAHP: Heat Pump Packaged Unit | Heat Pump | 208 | 1 |  |  | No Match | No Match |  |  |  | 51500 | 3843 | 13.4 | 9 | 36000 | 3403 | 3.1 |  | Non Federally-Regulated | 12/14/1998 |  | 10/06/1999
Addison Products | Addison Products | VGY042-3A |  | Ground-Water-Source | WBAHP: Heat Pump Packaged Unit | Heat Pump | 230 | 3 |  |  | No Match | No Match |  |  |  | 47000 | 3560 | 13.2 | 9 | 30900 | 3017 | 3 |  | Non Federally-Regulated | 07/22/2002 |  | 03/12/2009
Florida Heat Pump | Florida Heat Pump | EM028-1CS | EM028-1AV | Water-Source | WBAHP-C: Heat Pump Split Syste | Heat Pump | 230 | 1 |  |  | No Match | No Match |  |  |  | 27500 | 1964 | 14 | 9.3 | 33000 | 2198 | 4.4 | 3.8 | Federally-Regulated Commercial & Industrial Equipment | 03/31/1998 |  | 05/10/1998
Waterfurnace International, Inc. | Waterfurnace International, Inc. | SXV120*4 |  | Ground-Water-Source | WBAHP: Heat Pump Packaged Unit | Heat Pump | 460 | 3 |  |  | No Match | No Match |  |  |  | 124000 | 9323 | 13.3 | 9 | 95000 | 9278 | 3 |  | Non Federally-Regulated | 10/06/1999 |  | 05/19/2000
Enertech Global, LLC | Roth Industries, Inc. | RXT072D2 |  | Ground-Source | WBAHP: Heat Pump Packaged Unit | Heat Pump | 230 | 3 |  |  | No Match | Single-Speed | 3533 | 710 | 1 | 73400 | 4243 | 17.3 | 13.4 | 57000 | 4515 | 3.7 | 3.1 | Non Federally-Regulated | 09/03/2012 |  | 12/12/2012
McQuay International | McQuay | CCH/CCW/HWH/HWW024C-F |  | Water-Source | WBAHP: Heat Pump Packaged Unit | Heat Pump | 208 | 3 |  |  | No Match | No Match |  |  |  | 25000 | 2066 | 12.1 | 9.3 | 30000 | 2313 | 3.8 | 3.8 | Federally-Regulated Commercial & Industrial Equipment | 03/31/1998 |  | 05/10/1998
Florida Heat Pump | Florida Heat Pump | EM042-3CF/HZ/VT |  | Ground-Water-Source | WBAHP: Heat Pump Packaged Unit | Heat Pump | 230 | 3 |  |  | No Match | No Match |  |  |  | 41000 | 3037 | 13.5 | 9 | 30000 | 2929 | 3 |  | Non Federally-Regulated | 07/22/2002 |  | 03/12/2009
Addison Products | Addison Products | VGY120-4A |  | Ground-Water-Source | WBAHP: Heat Pump Packaged Unit | Heat Pump | 460 | 3 |  |  | No Match | No Match |  |  |  | 119000 | 9444 | 12.6 | 9 | 92000 | 9295 | 2.9 |  | Non Federally-Regulated | 07/22/2002 |  | 03/12/2009
ClimateMaster Inc. | Carrier Corp. | 50YCS0423 | FK4CNF005 | Ground-Water-Source | WBAHP-CB: Heat Pump Split Syst | Heat Pump | 208 | 1 |  |  | No Match | Single-Speed |  |  |  | 44100 | 2239 | 19.7 | 16.2 | 37800 | 2842 | 3.9 | 3.6 | Non Federally-Regulated | 09/15/2009 |  | 02/17/2011
McQuay / Snyder General | Electro-Hydronics | CW400FP |  | Water-Source | WBAHP: Heat Pump Packaged Unit | Heat Pump | 460 | 3 |  |  | No Match | No Match |  |  |  | 39600 | 3960 | 10 | 7.5 | 45000 | 3880 | 3.4 | 2.5 | Non Federally-Regulated | 08/29/1986 |  | 05/11/1988
Waterfurnace International, Inc. | Waterfurnace International, Inc. | SXH016C1 |  | Ground-Water-Source | WBAHP: Heat Pump Packaged Unit | Heat Pump | 230 | 1 |  |  | No Match | No Match |  |  |  | 16800 | 1253 | 13.4 | 11 | 18700 | 1336 | 4.1 | 3.5 | Non Federally-Regulated | 03/31/1998 |  | 05/10/1998
ClimateMaster Inc. | Trane | WPHC0482 |  | Water-Source | WBAHP: Heat Pump Packaged Unit | Heat Pump | 208 | 1 |  |  | No Match | No Match |  |  |  | 48493 | 4402 | 11 | 9 | 56843 | 5228 | 3.8 | 3.2 | Federally-Regulated Commercial & Industrial Equipment | 07/05/1988 |  | 02/22/1990
Addison Products | Addison Products | HWY009-1A |  | Water-Source | WBAHP: Heat Pump Packaged Unit | Heat Pump | 230 | 1 |  |  | No Match | No Match |  |  |  | 9700 | 836 | 11.6 | 10 | 13600 | 926 | 4.3 |  | Federally-Regulated Commercial & Industrial Equipment | 11/17/1999 |  | 01/18/2001
Enertech Global, LLC | Enertech | GTC060 | MPD060 | Ground-Source | WBAHP-CB: Heat Pump Split Syst | Heat Pump | 208 | 1 |  |  | No Match | Single-Speed |  |  |  | 62100 | 3857 | 16.1 | 13.4 | 49500 | 4145 | 3.5 | 3.1 | Non Federally-Regulated | 08/23/2011 |  | 04/19/2013
Florida Heat Pump | Geomaster, LLC | EC041-1CF/HZ/VT |  | Ground-Source | WBAHP: Heat Pump Packaged Unit | Heat Pump | 208 | 1 |  |  | No Match | Single-Speed |  |  |  | 39200 | 2780 | 14.1 | 13.4 | 28500 | 2694 | 3.1 | 3.1 | Non Federally-Regulated | 04/23/2009 |  | 04/20/2015
Florida Heat Pump | Florida Heat Pump | EM096-4CS | EM096-4AH/AV | Ground-Water-Source | WBAHP-CB: Heat Pump Split Syst | Heat Pump | 460 | 3 |  |  | No Match | No Match |  |  |  | 95500 | 7234 | 13.2 | 9 | 65500 | 6190 | 3.1 |  | Non Federally-Regulated | 04/10/2000 |  | 07/18/2002
Waterfurnace International, Inc. | Rybacki - Hart Enterprises | ZS024**3*0 |  | Ground-Water-Source | WBAHP: Heat Pump Packaged Unit | Heat Pump | 230 | 3 |  |  | No Match | Single-Speed |  |  |  | 26400 | 1158 | 22.8 | 16.2 | 22300 | 1634 | 4 | 3.6 | Non Federally-Regulated | 01/24/2011 |  | 04/19/2013
Florida Heat Pump | Florida Heat Pump | GT026-3VT/HZ/CF |  | Ground-Water-Source | WBAHP: Heat Pump Packaged Unit | Heat Pump | 208 | 3 |  |  | No Match | No Match |  |  |  | 27000 | 1901 | 14.2 | 9 | 19500 | 1785 | 3.2 |  | Non Federally-Regulated | 12/14/1998 |  | 04/10/2000
McQuay / Snyder General | Electro-Hydronics | CC330F7 |  | Water-Source | WBAHP: Heat Pump Packaged Unit | Heat Pump | 265 | 1 |  |  | No Match | No Match |  |  |  | 33000 | 3050 | 10.8 | 7.5 | 39000 | 3090 | 3.7 | 2.5 | Non Federally-Regulated | 08/29/1986 |  | 05/11/1988
Singer | Electro-Hydronics | UC240C7 |  | Water-Source | WBAHP: Heat Pump Packaged Unit | Heat Pump | 265 | 1 |  |  | No Match | No Match |  |  |  | 24000 | 2850 | 8.4 | 7.5 | 28500 | 2900 | 2.9 | 2.5 | Non Federally-Regulated | 01/05/1982 |  | 09/08/1982
California Heat Pump | Trane | WPVB-0132 |  | Water-Source | WBAHP: Heat Pump Packaged Unit | Heat Pump | 208 | 1 |  |  | No Match | No Match |  |  |  | 11500 | 1525 | 7.5 | 7.5 | 14200 | 1550 | 2.7 | 2.5 | Non Federally-Regulated | 06/11/1985 |  | 05/11/1988
Waterfurnace International, Inc. | Rybacki - Hart Enterprises | ZS060**4*4 |  | Water-Source | WBAHP: Heat Pump Packaged Unit | Heat Pump | 460 | 3 |  |  | No Match | Single-Speed |  |  |  | 58400 | 3817 | 15.3 | 12 | 72500 | 4521 | 4.7 | 4.2 | Federally-Regulated Commercial & Industrial Equipment | 06/14/2011 |  | 03/02/2012
ClimateMaster Inc. | Carrier | 50VQG/HQG024 |  | Ground-Water-Source | WBAHP: Heat Pump Packaged Unit | Heat Pump | 208 | 1 |  |  | No Match | No Match |  |  |  | 25500 | 1821 | 14 | 9 | 19000 | 1739 | 3.2 |  | Non Federally-Regulated | 11/17/1999 |  | 04/10/2000
Geoflex Systems, Inc. | Geoflex Systems, Inc. | GF1S-V/H/D/M-048WAABP |  | Water-Source | WBAHP: Heat Pump Packaged Unit | Both Heat Pump and Electric Re | 208 | 1 |  |  | No Match | Single-Speed |  |  |  | 47300 | 3071 | 15.4 | 12 | 58400 | 3423 | 5 | 4.2 | Federally-Regulated Commercial & Industrial Equipment | 03/02/2012 |  | 01/09/2014
Waterfurnace International, Inc. | Waterfurnace International, Inc. | SXV095*5 |  | Ground-Water-Source | WBAHP: Heat Pump Packaged Unit | Heat Pump | 575 | 3 |  |  | No Match | No Match |  |  |  | 99000 | 6875 | 14.4 | 9 | 65500 | 6397 | 3 |  | Non Federally-Regulated | 10/06/1999 |  | 04/10/2000
Friedrich Air Conditioning Co. | Climate Master Series | 803-042-F******** |  | Water-Source | WBAHP: Heat Pump Packaged Unit | Heat Pump | 460 | 3 |  |  | No Match | No Match |  |  |  | 43000 | 4000 | 10.8 | 7.5 | 57000 | 4200 | 4 | 2.5 | Non Federally-Regulated | 08/30/1983 |  | 08/29/1986
Addison Products | Heat Controller | DWPG017-1B-XL |  | Ground-Water-Source | WBAHP: Heat Pump Packaged Unit | Heat Pump | 208 | 1 |  |  | No Match | No Match |  |  |  | 16300 | 1086 | 15 | 9 | 11500 | 1052 | 3.2 |  | Non Federally-Regulated | 10/06/1999 |  | 04/10/2000
Power-Save International, Inc. | S.O.E.S.I. | PSD-600 (2) |  | Water-Source | WBAHP: Heat Pump Packaged Unit | Heat Pump | 230 | 1 |  |  | No Match | No Match |  |  |  | 76000 | 4922 | 15.4 | 9.2 | 80000 | 4968 | 4.7 |  | Federally-Regulated Commercial & Industrial Equipment | 01/23/1988 |  | 05/11/1988
Trane U.S. Inc. | Trane | WPVD019 |  | Water-Source | WBAHP: Heat Pump Packaged Unit | Heat Pump | 208 | 1 |  |  | No Match | No Match |  |  |  | 20000 | 1754 | 11.4 | 10 | 26700 | 1862 | 4.2 |  | Federally-Regulated Commercial & Industrial Equipment | 04/12/2000 |  | 11/14/2000
Waterfurnace International, Inc. | Waterfurnace International, Inc. | SXV010C1 |  | Ground-Water-Source | WBAHP: Heat Pump Packaged Unit | Heat Pump | 208 | 1 |  |  | No Match | No Match |  |  |  | 10100 | 687 | 14.7 | 11 | 11500 | 783 | 4.3 | 3.5 | Non Federally-Regulated | 03/31/1998 |  | 05/10/1998
Waterfurnace International, Inc. | American Standard, Inc. | A1GC024***1**0 |  | Water-Source | WBAHP: Heat Pump Packaged Unit | Heat Pump | 208 | 1 |  |  | No Match | Single-Speed |  |  |  | 23900 | 1637 | 14.6 | 12 | 27000 | 1684 | 4.7 | 4.2 | Federally-Regulated Commercial & Industrial Equipment | 08/23/2011 |  | 10/24/2014
Waterfurnace International, Inc. | Geotility Geothermal Installations | GCC/GCW/GCS/GCE12*0 |  | Ground-Water-Source | WBAHP-O: Heat Pump Packaged Un | Heat Pump | 230 | 1 |  |  | No Match | Single-Speed |  |  |  | 12400 | 636 | 19.5 | 16.2 | 11800 | 935 | 3.7 | 3.6 | Non Federally-Regulated | 01/24/2011 |  | 04/19/2013
Econar | Econar | GH491 |  | Water-Source | WBAHP-CB: Heat Pump Split Syst | Heat Pump | 208 | 1 |  |  | No Match | No Match |  |  |  | 43500 | 3717 | 11.7 | 9 | 66000 | 5227 | 3.7 | 3.5 | Non Federally-Regulated | 12/14/1998 |  | 04/12/2000
McQuay International | McQuay | CCH/CCW120C-F |  | Water-Source | WBAHP: Heat Pump Packaged Unit | Heat Pump | 208 | 3 |  |  | No Match | No Match |  |  |  | 118500 | 10486 | 11.3 | 9 | 148000 | 10084 | 4.3 | 3.8 | Federally-Regulated Commercial & Industrial Equipment | 11/17/1999 |  | 09/21/2000
Waterfurnace International, Inc. | Waterfurnace International, Inc. | SXH019B0 |  | Water-Source | WBAHP-CB: Heat Pump Split Syst | Heat Pump | 230 | 1 |  |  | No Match | No Match |  |  |  | 19500 | 1402 | 13.9 | 9 | 22800 | 1629 | 4.1 | 3.5 | Non Federally-Regulated | 08/21/1998 |  | 10/02/1998
Waterfurnace International, Inc. | Eagle Mountain | ZS036**3*0 |  | Ground-Source | WBAHP: Heat Pump Packaged Unit | Heat Pump | 208 | 3 |  |  | No Match | Single-Speed |  |  |  | 34500 | 2078 | 16.6 | 13.4 | 26000 | 2309 | 3.3 | 3.1 | Non Federally-Regulated | 01/24/2011 |  | 04/19/2013
Florida Heat Pump | Florida Heat Pump | EM096-5HZ/VT |  | Ground-Water-Source | WBAHP: Heat Pump Packaged Unit | Heat Pump | 575 | 3 |  |  | No Match | No Match |  |  |  | 96000 | 7111 | 13.5 | 9 | 67000 | 6134 | 3.2 |  | Non Federally-Regulated | 07/22/2002 |  | 03/12/2009
Mammoth | Hydrobank II | F/G027VLE/HLE/DLE |  | Ground-Water-Source | WBAHP: Heat Pump Packaged Unit | Heat Pump | 460 | 3 |  |  | No Match | No Match |  |  |  | 25500 | 1847 | 13.8 | 9 | 20000 | 1890 | 3.1 |  | Non Federally-Regulated | 01/30/1998 |  | 10/02/1998
Command-Aire | Command-Aire | RWP-844 |  | Water-Source | WBAHP: Heat Pump Packaged Unit | Heat Pump | 460 | 3 |  |  | No Match | No Match |  |  |  | 91800 | 9120 | 10.1 | 9.2 | 116000 | 9520 | 3.6 |  | Non Federally-Regulated | 05/11/1988 |  | 03/15/1989
Carrier Corp. | Carrier | 50HQ.VQ0223 |  | Water-Source | WBAHP: Heat Pump Packaged Unit | Heat Pump | 230 | 1 |  |  | No Match | No Match |  |  |  | 22000 | 2100 | 10.4 | 7.5 | 24000 | 2100 | 3.3 | 2.5 | Non Federally-Regulated | 09/08/1982 |  | 08/30/1983
ClimateMaster Inc. | Climate Master Series | 814-027-E******** |  | Water-Source | WBAHP: Heat Pump Packaged Unit | Heat Pump | 265 | 1 |  |  | No Match | No Match |  |  |  | 27000 | 2328 | 11.6 | 9 | 29500 | 2275 | 3.8 | 3.2 | Non Federally-Regulated | 02/22/1990 |  | 07/31/1991
McQuay International | McQuay | LHP/LWP7D-T |  | Water-Source | WBAHP: Heat Pump Packaged Unit | Heat Pump | 460 | 3 |  |  | No Match | No Match |  |  |  | 70000 | 6194 | 11.3 | 9 | 83000 | 6401 | 3.8 | 3.8 | Federally-Regulated Commercial & Industrial Equipment | 02/02/1998 |  | 03/31/1998
Mammoth | Hydrobank II | D030HHJ |  | Water-Source | WBAHP: Heat Pump Packaged Unit | Heat Pump | 230 | 1 |  |  | No Match | No Match |  |  |  | 30000 | 2727 | 11 | 10 | 38000 | 2854 | 3.9 |  | Federally-Regulated Commercial & Industrial Equipment | 01/18/2001 |  | 03/12/2009
Addison Products | Heat Controller | WPH54-1JC/1JBC |  | Water-Source | WBAHP-CB: Heat Pump Split Syst | Heat Pump | 230 | 1 |  |  | No Match | No Match |  |  |  | 53500 | 4458 | 12 | 9 | 64000 | 5357 | 3.5 | 3.5 | Non Federally-Regulated | 10/05/1999 |  | 04/12/2000
Geoflex Systems, Inc. | Geoflex Systems, Inc. | GS1S-V/H/D/M-024WAABE |  | Ground-Water-Source | WBAHP: Heat Pump Packaged Unit | Both Heat Pump and Electric Re | 230 | 1 |  |  | No Match | Single-Speed |  |  |  | 22900 | 798 | 28.7 | 16.2 | 19900 | 1166 | 5 | 3.6 | Non Federally-Regulated | 03/02/2012 |  | 01/09/2014
Friedrich Air Conditioning Co. | Climate Master Series | 803-060-H******** |  | Water-Source | WBAHP: Heat Pump Packaged Unit | Heat Pump | 208 | 3 |  |  | No Match | No Match |  |  |  | 62000 | 6100 | 10.2 | 7.5 | 68000 | 5600 | 3.6 | 2.5 | Non Federally-Regulated | 08/30/1983 |  | 08/29/1986
McQuay International | McQuay | W-CMG-1-024-F |  | Ground-Water-Source | WBAHP: Heat Pump Packaged Unit | Heat Pump | 230 | 3 |  |  | No Match | No Match |  |  |  | 26200 | 1858 | 14.1 | 9 | 18400 | 1797 | 3 |  | Non Federally-Regulated | 07/22/2002 |  | 03/12/2009
Climate Control / Snyder General | Electro-Hydronics | UC230G7 |  | Water-Source | WBAHP: Heat Pump Packaged Unit | Heat Pump | 265 | 1 |  |  | No Match | No Match |  |  |  | 23000 | 2250 | 10.2 | 7.5 | 30000 | 2500 | 3.5 | 2.5 | Non Federally-Regulated | 06/11/1985 |  | 08/29/1986
Snyder General Corp. | McQuay | LWP25AD |  | Water-Source | WBAHP: Heat Pump Packaged Unit | Heat Pump | 230 | 3 |  |  | No Match | No Match |  |  |  | 256000 | 22000 | 11.6 |  | 284000 | 22400 | 3.7 | 2.5 | Non Federally-Regulated | 02/22/1990 |  | 07/31/1991
ClimateMaster Inc. | Carrier | 50VQA/VQD100 3 |  | Water-Source | WBAHP: Heat Pump Packaged Unit | Heat Pump | 208 | 1 |  |  | No Match | No Match |  |  |  | 101000 | 8782 | 11.5 | 9 | 109000 | 8406 | 3.8 | 3.8 | Federally-Regulated Commercial & Industrial Equipment | 12/14/1998 |  | 10/05/1999
Waterfurnace International, Inc. | Waterfurnace International, Inc. | SXV068B0 |  | Water-Source | WBAHP: Heat Pump Packaged Unit | Heat Pump | 208 | 1 |  |  | No Match | No Match |  |  |  | 65000 | 5200 | 12.5 | 10.5 | 84000 | 5470 | 4.5 | 3.8 | Federally-Regulated Commercial & Industrial Equipment | 03/31/1998 |  | 05/10/1998
Florida Heat Pump | Florida Heat Pump | GO048-1VT/HZ/CF(P) |  | Ground-Water-Source | WBAHP: Heat Pump Packaged Unit | Heat Pump | 230 | 1 |  |  | No Match | No Match |  |  |  | 25800 | 1162 | 22.2 | 9 | 17000 | 1245 | 4 |  | Non Federally-Regulated | 11/17/1999 |  | 04/10/2000
Command-Aire | Command-Aire | SWPHXR261E |  | Water-Source | WBAHP: Heat Pump Packaged Unit | Heat Pump | 230 | 1 |  |  | No Match | No Match |  |  |  | 24000 | 2160 | 11.1 | 7.5 | 32000 | 2340 | 4.1 | 2.5 | Non Federally-Regulated | 05/16/1984 |  | 05/11/1988
Addison Products | Addison Products | HPY012-8A |  | Water-Source | WBAHP-CB: Heat Pump Split Syst | Heat Pump | 265 | 1 |  |  | No Match | No Match |  |  |  | 11900 | 991 | 12 | 9 | 13500 | 1069 | 3.7 | 3.5 | Non Federally-Regulated | 11/14/2000 |  | 07/18/2002
Friedrich Climate Master | Climate Master Series | V120-32********** |  | Water-Source | WBAHP: Heat Pump Packaged Unit | Heat Pump | 230 | 3 |  |  | No Match | No Match |  |  |  | 119000 | 11900 | 10 | 9.2 | 131000 | 11000 | 3.5 | 2.5 | Non Federally-Regulated | 08/29/1986 |  | 05/11/1988
Johnson Controls | Johnson Controls | VSCS24B1****0 |  | Ground-Water-Source | WBAHP: Heat Pump Packaged Unit | Heat Pump | 208 | 1 |  |  | No Match | Single-Speed |  |  |  | 27600 | 1284 | 21.5 | 16.2 | 23800 | 1836 | 3.8 | 3.6 | Non Federally-Regulated | 03/02/2012 |  | 10/24/2014
Waterfurnace International, Inc. | Rybacki - Hart Enterprises | ZS023**3*4 |  | Ground-Source | WBAHP: Heat Pump Packaged Unit | Heat Pump | 208 | 3 |  |  | No Match | Single-Speed |  |  |  | 23900 | 1406 | 17 | 13.4 | 17000 | 1384 | 3.6 | 3.1 | Non Federally-Regulated | 06/14/2011 |  | 04/19/2013
ClimateMaster Inc. | Climate Master Series | GRV/GRH036AF |  | Ground-Water-Source | WBAHP: Heat Pump Packaged Unit | Heat Pump | 460 | 3 |  |  | No Match | No Match |  |  |  | 34300 | 2578 | 13.3 | 9 | 26300 | 2408 | 3.2 |  | Non Federally-Regulated | 07/22/2002 |  | 03/12/2009
Econar | Econar | GH182 |  | Ground-Water-Source | WBAHP: Heat Pump Packaged Unit | Heat Pump | 208 | 1 |  |  | No Match | No Match |  |  |  | 16700 | 1274 | 13.1 | 9 | 16500 | 1465 | 3.3 |  | Non Federally-Regulated | 01/30/1998 |  | 03/31/1998
Mammoth | Hydrobank II | F072HHH/VHH |  | Water-Source | WBAHP: Heat Pump Packaged Unit | Heat Pump | 230 | 3 |  |  | No Match | No Match |  |  |  | 70000 | 5833 | 12 | 9 | 85000 | 6555 | 3.8 | 3.8 | Federally-Regulated Commercial & Industrial Equipment | 12/14/1998 |  | 05/23/2000
Carrier Corp. | Carrier | 50Q*V03633 |  | Water-Source | WBAHP: Heat Pump Packaged Unit | Heat Pump | 208 | 1 |  |  | No Match | No Match |  |  |  | 36000 | 3273 | 11 | 10 | 42000 | 3239 | 3.8 |  | Federally-Regulated Commercial & Industrial Equipment | 08/02/1993 |  | 03/08/1996
Florida Heat Pump | Florida Heat Pump | EM120-1VT |  | Ground-Water-Source | WBAHP: Heat Pump Packaged Unit | Heat Pump | 208 | 1 |  |  | No Match | No Match |  |  |  | 124000 | 8611 | 14.4 | 9 | 94000 | 8345 | 3.3 |  | Non Federally-Regulated | 04/10/2000 |  | 07/18/2002
Enertech Global, LLC | Enertech | TXT048A |  | Ground-Water-Source | WBAHP: Heat Pump Packaged Unit | Heat Pump | 230 | 1 |  |  | No Match | Single-Speed |  |  |  | 56500 | 2604 | 21.7 | 16.2 | 53300 | 3396 | 4.6 | 3.6 | Non Federally-Regulated | 01/24/2011 |  | 04/19/2013
Waterfurnace International, Inc. | Waterfurnace International, Inc. | VLV048A1 |  | Water-Source | WBAHP: Heat Pump Packaged Unit | Heat Pump | 230 | 1 |  |  | No Match | No Match |  |  |  | 45800 | 3606 | 12.7 | 10 | 57900 | 4040 | 4.2 |  | Federally-Regulated Commercial & Industrial Equipment | 07/29/1998 |  | 10/02/1998
Bard Manufacturing Company, Inc. | Bard | QW601-B |  | Ground-Water-Source | WBAHP: Heat Pump Packaged Unit | Heat Pump | 230 | 3 |  |  | No Match | No Match |  |  |  | 53500 | 4022 | 13.3 | 9 | 44200 | 4177 | 3.1 |  | Non Federally-Regulated | 07/22/2002 |  | 03/12/2009
Waterfurnace International, Inc. | Eagle Mountain | YS048**1*0 |  | Ground-Source | WBAHP: Heat Pump Packaged Unit | Heat Pump | 208 | 1 |  |  | No Match | Single-Speed |  |  |  | 49500 | 2946 | 16.8 | 13.4 | 36900 | 3277 | 3.3 | 3.1 | Non Federally-Regulated | 01/24/2011 |  | 04/19/2013
Waterfurnace International, Inc. | Rybacki - Hart Enterprises | USV/USH060**3*4 |  | Water-Source | WBAHP: Heat Pump Packaged Unit | Heat Pump | 208 | 3 |  |  | No Match | Single-Speed |  |  |  | 58400 | 3817 | 15.3 | 12 | 72500 | 4521 | 4.7 | 4.2 | Federally-Regulated Commercial & Industrial Equipment | 03/02/2012 |  | 04/19/2013
Florida Heat Pump | Florida Heat Pump | EM031-1HZ |  | Water-Source | WBAHP: Heat Pump Packaged Unit | Heat Pump | 230 | 1 |  |  | No Match | No Match |  |  |  | 32000 | 2285 | 14 | 10 | 42000 | 2735 | 4.5 |  | Federally-Regulated Commercial & Industrial Equipment | 02/02/1998 |  | 03/31/1998
McQuay International | McQuay | W-CDD/CDE/CME-1-012-E |  | Water-Source | WBAHP: Heat Pump Packaged Unit | Heat Pump | 208 | 1 |  |  | No Match | No Match |  |  |  | 11700 | 1063 | 11 | 10 | 142000 | 10948 | 3.8 |  | Federally-Regulated Commercial & Industrial Equipment | 09/21/2000 |  | 11/14/2000
American Air Filter | Enercon | BCW12 |  | Water-Source | WBAHP: Heat Pump Packaged Unit | Heat Pump | 208 | 1 |  |  | No Match | No Match |  |  |  | 12200 | 1225 | 10.2 | 7.5 | 14400 | 1275 | 3.4 | 2.5 | Non Federally-Regulated | 05/16/1984 |  | 06/11/1985
Florida Heat Pump | Florida Heat Pump | AP049-1CF/HZ/VT |  | Ground-Water-Source | WBAHP: Heat Pump Packaged Unit | Heat Pump | 230 | 1 |  |  | No Match | Single-Speed |  |  |  | 56000 | 2333 | 24 | 16.2 | 45500 | 2333 | 4.8 | 3.6 | Non Federally-Regulated | 07/06/2011 |  | 04/20/2015
ClimateMaster Inc. | Carrier Corp. | 50YEH/V/D024****3 |  | Ground-Source | WBAHP: Heat Pump Packaged Unit | Heat Pump | 208 | 1 |  |  | No Match | Single-Speed |  |  |  | 25300 | 1339 | 18.9 | 13.4 | 19200 | 1407 | 4 | 3.1 | Non Federally-Regulated | 10/24/2014 |  | 04/22/2015
Singer | Electro-Hydronics | FV140B7 |  | Water-Source | WBAHP: Heat Pump Packaged Unit | Heat Pump | 265 | 1 |  |  | No Match | No Match |  |  |  | 14000 | 1850 | 7.6 | 7.5 | 18000 | 2050 | 2.6 | 2.5 | Non Federally-Regulated | 01/05/1982 |  | 09/08/1982
Climate Control / Snyder General | Electro-Hydronics | UW630G5 |  | Water-Source | WBAHP: Heat Pump Packaged Unit | Heat Pump | 208 | 1 |  |  | No Match | No Match |  |  |  | 63000 | 6430 | 9.8 | 7.5 | 79000 | 6430 | 3.6 | 2.5 | Non Federally-Regulated | 06/11/1985 |  | 08/29/1986
Florida Heat Pump | Energy Miser | HE9CF-1 |  | Water-Source | WBAHP: Heat Pump Packaged Unit | Heat Pump | 208 | 1 |  |  | No Match | No Match |  |  |  | 8800 | 810 | 10.9 | 7.5 | 12400 | 880 | 4 | 2.5 | Non Federally-Regulated | 06/11/1985 |  | 05/11/1988
Enertech Global, LLC | Enertech | TCT024C2 |  | Ground-Source | WBAHP: Heat Pump Packaged Unit | Heat Pump | 208 | 3 |  |  | No Match | Single-Speed |  |  |  | 25900 | 1289 | 20.1 | 13.4 | 19400 | 1263 | 4.5 | 3.1 | Non Federally-Regulated | 05/02/2012 |  | 04/21/2014
Waterfurnace International, Inc. | Waterfurnace International, Inc. | ATH010C1 |  | Ground-Water-Source | WBAHP: Heat Pump Packaged Unit | Heat Pump | 208 | 1 |  |  | No Match | No Match |  |  |  | 9900 | 642 | 15.4 | 9 | 7400 | 657 | 3.3 |  | Non Federally-Regulated | 05/10/1998 |  | 10/02/1998
Waterfurnace International, Inc. | Geotility Geothermal Installations | ZS030**2*4 |  | Ground-Source | WBAHP: Heat Pump Packaged Unit | Heat Pump | 265 | 1 |  |  | No Match | Single-Speed |  |  |  | 29000 | 1585 | 18.3 | 13.4 | 22800 | 1758 | 3.8 | 3.1 | Non Federally-Regulated | 06/14/2011 |  | 04/19/2013
Command-Aire | Command-Aire | SWPH1044* |  | Water-Source | WBAHP: Heat Pump Packaged Unit | Heat Pump | 460 | 3 |  |  | No Match | No Match |  |  |  | 124000 | 10690 | 11.6 | 10.5 | 156000 | 10880 | 4.2 | 3.8 | Federally-Regulated Commercial & Industrial Equipment | 03/31/1998 |  | 05/10/1998
Enertech Global, LLC | Enertech | GST072A | ACD060 | Ground-Source | WBAHP-CB: Heat Pump Split Syst | Heat Pump | 208 | 1 |  |  | No Match | Single-Speed | 3713 | 627 | 1 | 69000 | 4452 | 15.5 | 13.4 | 52600 | 4404 | 3.5 | 3.1 | Non Federally-Regulated | 03/02/2012 |  | 12/12/2012
Waterfurnace International, Inc. | Waterfurnace International, Inc. | SXV013A0 |  | Water-Source | WBAHP: Heat Pump Packaged Unit | Heat Pump | 230 | 1 |  |  | No Match | No Match |  |  |  | 12700 | 858 | 14.8 | 9.3 | 15100 | 921 | 4.8 | 3.8 | Federally-Regulated Commercial & Industrial Equipment | 03/31/1998 |  | 05/10/1998
Florida Heat Pump | Florida Heat Pump | GT030-2VT/HZ/CF |  | Ground-Water-Source | WBAHP: Heat Pump Packaged Unit | Heat Pump | 265 | 1 |  |  | No Match | No Match |  |  |  | 31200 | 2080 | 15 | 9 | 20600 | 1886 | 3.2 |  | Non Federally-Regulated | 12/14/1998 |  | 04/10/2000
McQuay International | McQuay | W-CMG-1-036-K |  | Ground-Water-Source | WBAHP: Heat Pump Packaged Unit | Heat Pump | 460 | 3 |  |  | No Match | No Match |  |  |  | 36200 | 2701 | 13.4 | 9 | 25400 | 2566 | 2.9 |  | Non Federally-Regulated | 09/21/2000 |  | 07/18/2002
ClimateMaster Inc. | Climate Master Series | VS/VL/HS/HL 048 G |  | Water-Source | WBAHP: Heat Pump Packaged Unit | Heat Pump | 208 | 1 |  |  | No Match | No Match |  |  |  | 47500 | 4318 | 11 | 10 | 57000 | 4396 | 3.8 |  | Federally-Regulated Commercial & Industrial Equipment | 02/02/1998 |  | 03/31/1998
Mammoth | Hydrobank II | G052HHG/VHG |  | Water-Source | WBAHP: Heat Pump Packaged Unit | Heat Pump | 460 | 3 |  |  | No Match | No Match |  |  |  | 53500 | 4734 | 11.3 | 10 | 69500 | 5222 | 3.9 |  | Federally-Regulated Commercial & Industrial Equipment | 12/14/1998 |  | 05/23/2000
Geoflex Systems, Inc. | Geoflex Systems, Inc. | GF1S-V/H/D/M-048WADBP |  | Ground-Water-Source | WBAHP: Heat Pump Packaged Unit | Both Heat Pump and Electric Re | 460 | 3 |  |  | No Match | Single-Speed |  |  |  | 53400 | 2332 | 22.9 | 16.2 | 47600 | 3171 | 4.4 | 3.6 | Non Federally-Regulated | 03/02/2012 |  | 01/09/2014
Florida Heat Pump | Florida Heat Pump | GT048-3CF/HZ/VT |  | Water-Source | WBAHP-CB: Heat Pump Split Syst | Heat Pump | 230 | 3 |  |  | No Match | No Match |  |  |  | 50200 | 4016 | 12.5 | 9 | 60000 | 4507 | 3.9 | 3.5 | Non Federally-Regulated | 05/23/2001 |  | 07/18/2002
Addison Products | Addison Products | HWPH064-1JC/1JBC |  | Water-Source | WBAHP-CB: Heat Pump Split Syst | Heat Pump | 230 | 1 |  |  | No Match | No Match |  |  |  | 63500 | 5080 | 12.5 | 9 | 76000 | 6364 | 3.5 | 3.5 | Non Federally-Regulated | 12/14/1998 |  | 10/05/1999
Trane U.S. Inc. | Trane | EXHE0483 |  | Ground-Water-Source | WBAHP: Heat Pump Packaged Unit | Heat Pump | 208 | 3 |  |  | No Match | Single-Speed |  |  |  | 52100 | 2336 | 22.3 | 16.2 | 46900 | 2925 | 4.7 | 3.6 | Non Federally-Regulated | 06/14/2011 |  | 08/15/2014
Climate Control / Snyder General | Electro-Hydronics | CC330F5 |  | Water-Source | WBAHP: Heat Pump Packaged Unit | Heat Pump | 208 | 1 |  |  | No Match | No Match |  |  |  | 33000 | 3050 | 10.8 | 7.5 | 39000 | 3090 | 3.7 | 2.5 | Non Federally-Regulated | 05/16/1984 |  | 08/29/1986
Snyder General Corp. | American Air Filter | GVW-23 |  | Water-Source | WBAHP: Heat Pump Packaged Unit | Heat Pump | 208 | 1 |  |  | No Match | No Match |  |  |  | 23400 | 2228 | 10.5 | 9 | 29000 | 2300 | 3.7 | 3.2 | Federally-Regulated Commercial & Industrial Equipment | 01/22/1990 |  | 07/27/1992
Addison Products | Addison Products | HWPG012-8A* |  | Ground-Water-Source | WBAHP: Heat Pump Packaged Unit | Heat Pump | 265 | 1 |  |  | No Match | No Match |  |  |  | 12000 | 745 | 16.1 | 9 | 8900 | 766 | 3.4 |  | Non Federally-Regulated | 12/14/1998 |  | 04/10/2000
ClimateMaster Inc. | Carrier Corp. | 50PSH/V012 |  | Water-Source | WBAHP: Heat Pump Packaged Unit | Heat Pump | 208 | 1 |  |  | No Match | Single-Speed |  |  |  | 11700 | 760 | 15.4 | 11.2 | 13800 | 899 | 4.5 | 4.2 | Federally-Regulated Commercial & Industrial Equipment | 10/24/2014 |  | 04/22/2015
Addison Products | Addison Products | WSH028-1AL |  | Water-Source | WBAHP: Heat Pump Packaged Unit | Heat Pump | 230 | 1 |  |  | No Match | No Match |  |  |  | 27000 | 2177 | 12.4 | 9.3 | 34600 | 2304 | 4.4 | 3.8 | Federally-Regulated Commercial & Industrial Equipment | 03/31/1998 |  | 05/10/1998
Florida Heat Pump | Bosch | CP042-1HZ/VT |  | Ground-Water-Source | WBAHP: Heat Pump Packaged Unit | Heat Pump | 208 | 1 |  |  |  | Single-Speed |  |  |  | 46200 | 1798 | 25.7 | 16.2 | 35000 | 2331 | 4.4 | 3.6 | Non Federally-Regulated | 04/22/2015 |  | 05/01/2015
Florida Heat Pump | Energy Miser | LTCS 40-3 | LTAH 40-1 | Ground-Water-Source | WBAHP-CB: Heat Pump Split Syst | Heat Pump | 208 | 3 |  |  | No Match | No Match |  |  |  | 35400 | 3220 | 11 | 11 | 41000 | 3535 | 3.4 | 3.4 | Non Federally-Regulated | 07/31/1991 |  | 03/31/1998
Mammoth | Hydrobank II | F130VLF/HLF |  | Ground-Water-Source | WBAHP: Heat Pump Packaged Unit | Heat Pump | 230 | 3 |  |  | No Match | No Match |  |  |  | 126100 | 9700 | 13 | 9 | 97000 | 9803 | 2.9 |  | Non Federally-Regulated | 12/14/1998 |  | 04/10/2000
Trane U.S. Inc. | Command-Aire | GSHC0481A |  | Ground-Water-Source | WBAHP: Heat Pump Packaged Unit | Heat Pump | 208 | 1 |  |  | No Match | No Match |  |  |  | 47000 | 3430 | 13.7 | 9 | 37000 | 3613 | 3 |  | Non Federally-Regulated | 10/06/1999 |  | 04/10/2000
Waterfurnace International, Inc. | Waterfurnace International, Inc. | NSV/NSH030G1*1 |  | Ground-Water-Source | WBAHP: Heat Pump Packaged Unit | Heat Pump | 208 | 1 |  |  | No Match | Single-Speed |  |  |  | 31200 | 1058 | 29.5 | 16.2 | 24400 | 1490 | 4.8 | 3.6 | Non Federally-Regulated | 09/03/2012 |  | 04/19/2013
ClimateMaster Inc. | Climate Master Series | 80113B |  | Water-Source | WBAHP: Heat Pump Packaged Unit | Heat Pump | 208 | 1 |  |  | No Match | No Match |  |  |  | 12300 | 1025 | 12 | 9 | 13700 | 934 | 4.3 | 3.2 | Federally-Regulated Commercial & Industrial Equipment | 02/07/1988 |  | 05/11/1988
Waterfurnace International, Inc. | WFI Industries, Ltd. | VLV/VXV024*2 |  | Water-Source | WBAHP: Heat Pump Packaged Unit | Heat Pump | 265 | 1 |  |  | No Match | No Match |  |  |  | 23800 | 1676 | 14.2 | 10 | 28200 | 1757 | 4.7 |  | Federally-Regulated Commercial & Industrial Equipment | 06/20/2003 |  | 02/17/2011
Enertech Global, LLC | Enertech | HCT048C |  | Ground-Water-Source | WBAHP: Heat Pump Packaged Unit | Heat Pump | 208 | 1 |  |  | No Match | Single-Speed |  |  |  | 55600 | 2356 | 23.6 | 16.2 | 49700 | 3035 | 4.8 | 3.6 | Non Federally-Regulated | 05/02/2012 |  | 12/12/2012
ClimateMaster Inc. | Climate Master Series | 804-031-H********* |  | Water-Source | WBAHP: Heat Pump Packaged Unit | Heat Pump | 208 | 3 |  |  | No Match | No Match |  |  |  | 30000 | 2900 | 10.3 | 9 | 40500 | 3200 | 3.7 | 3.2 | Federally-Regulated Commercial & Industrial Equipment | 01/23/1988 |  | 07/27/1992
Florida Heat Pump | Florida Heat Pump | EP042-1HZ/VT |  | Ground-Water-Source | WBAHP: Heat Pump Packaged Unit | Heat Pump | 208 | 1 |  |  | No Match | Single-Speed |  |  |  | 46200 | 1797 | 25.7 | 16.2 | 35000 | 2331 | 4.4 | 3.6 | Non Federally-Regulated | 06/23/2011 |  | 04/21/2014
Snyder General Corp. | American Air Filter | HWH015C*G |  | Water-Source | WBAHP: Heat Pump Packaged Unit | Heat Pump | 208 | 1 |  |  | No Match | No Match |  |  |  | 13200 | 1128 | 11.7 | 9.3 | 16000 | 1203 | 3.9 | 3.8 | Non Federally-Regulated | 07/31/1991 |  | 03/31/1998
Waterfurnace International, Inc. | Waterfurnace International, Inc. | P034**0 |  | Water-Source | WBAHP: Heat Pump Packaged Unit | Heat Pump | 208 | 1 |  |  | No Match | No Match |  |  |  | 33300 | 2068 | 16.1 | 10 | 40000 | 2547 | 4.6 |  | Federally-Regulated Commercial & Industrial Equipment | 05/19/2000 |  | 02/17/2011
Geoflex Systems, Inc. | Geoflex Systems, Inc. | GF1S-V/H/D/M-048WACBP |  | Ground-Source | WBAHP: Heat Pump Packaged Unit | Both Heat Pump and Electric Re | 200 | 3 |  |  | No Match | Single-Speed |  |  |  | 50000 | 2857 | 17.5 | 13.4 | 37600 | 2978 | 3.7 | 3.1 | Non Federally-Regulated | 03/02/2012 |  | 01/09/2014
Climate Control / Snyder General | Electro-Hydronics | CC750FD |  | Water-Source | WBAHP: Heat Pump Packaged Unit | Heat Pump | 230 | 3 |  |  | No Match | No Match |  |  |  | 74000 | 7000 | 10.5 | 9.2 | 92000 | 7500 | 3.6 | 2.5 | Non Federally-Regulated | 05/16/1984 |  | 08/29/1986
Waterfurnace International, Inc. | Waterfurnace International, Inc. | NSV/NSH022G1*4 |  | Ground-Source | WBAHP: Heat Pump Packaged Unit | Heat Pump | 208 | 1 |  |  | No Match | Single-Speed |  |  |  | 23000 | 1000 | 23 | 13.4 | 14200 | 1067 | 3.9 | 3.1 | Non Federally-Regulated | 09/03/2012 |  | 04/19/2013
Florida Heat Pump | Energy Miser | HLTV50-1 |  | Water-Source | WBAH-O: Heating Only Packaged | Heat Pump | 208 | 1 |  |  | No Match | No Match |  |  |  | 0 | 0 | 0 | 9 | 56500 | 5015 | 3.3 |  | Non Federally-Regulated | 03/07/1989 |  | 07/28/1992
Carrier Corp. | Carrier | 50QEV0304 |  | Water-Source | WBAHP: Heat Pump Packaged Unit | Heat Pump | 265 | 1 |  |  | No Match | No Match |  |  |  | 31200 | 2695 | 11.6 | 9 | 36800 | 2661 | 4 | 3.2 | Non Federally-Regulated | 03/15/1989 |  | 02/05/1990
ClimateMaster Inc. | Climate Master Series | VS/VL/HS/HL 060 G |  | Water-Source | WBAHP: Heat Pump Packaged Unit | Heat Pump | 230 | 1 |  |  | No Match | No Match |  |  |  | 62000 | 5535 | 11.2 | 10 | 75000 | 5784 | 3.8 |  | Federally-Regulated Commercial & Industrial Equipment | 02/02/1998 |  | 03/31/1998
McQuay International | McQuay | CCH/CCW/HWH/HWW048C-F |  | Water-Source | WBAHP: Heat Pump Packaged Unit | Heat Pump | 230 | 3 |  |  | No Match | No Match |  |  |  | 47000 | 3790 | 12.4 | 10 | 54000 | 3768 | 4.2 |  | Federally-Regulated Commercial & Industrial Equipment | 12/14/1998 |  | 11/17/1999
Waterfurnace International, Inc. | American Standard, Inc. | A1GX048***1**0 |  | Water-Source | WBAHP: Heat Pump Packaged Unit | Heat Pump | 230 | 1 |  |  | No Match | Single-Speed |  |  |  | 46400 | 2994 | 15.5 | 12 | 55400 | 3249 | 5 | 4.2 | Federally-Regulated Commercial & Industrial Equipment | 08/23/2011 |  | 10/24/2014
ClimateMaster Inc. | Carrier Corp. | 50PSH/V/D030****2 |  | Water-Source | WBAHP: Heat Pump Packaged Unit | Heat Pump | 230 | 1 |  |  | No Match | Single-Speed |  |  |  | 28000 | 1718 | 16.3 | 12 | 35500 | 1892 | 5.5 | 4.2 | Federally-Regulated Commercial & Industrial Equipment | 10/24/2014 |  | 04/22/2015
ClimateMaster Inc. | Genesis Compact | GCH018BE******* |  | Water-Source | WBAHP: Heat Pump Packaged Unit | Heat Pump | 265 | 1 |  |  | No Match | No Match |  |  |  | 18900 | 1524 | 12.4 | 10 | 22700 | 1623 | 4.1 |  | Federally-Regulated Commercial & Industrial Equipment | 07/02/2003 |  | 12/21/2006
Enertech Global, LLC | Enertech | TST072A | ACD060 | Ground-Water-Source | WBAHP-CB: Heat Pump Split Syst | Heat Pump | 208 | 1 |  |  | No Match | Single-Speed | 3010 | 627 | 1 | 69100 | 3637 | 19 | 16.2 | 65700 | 4696 | 4.1 | 3.6 | Non Federally-Regulated | 11/30/2011 |  | 03/02/2012
American Air Filter | Enercon | DVW-188 |  | Water-Source | WBAHP: Heat Pump Packaged Unit | Heat Pump | 460 | 3 |  |  | No Match | No Match |  |  |  | 188000 | 16621 | 11.3 |  | 222000 | 17583 | 3.7 | 2.5 | Non Federally-Regulated | 02/22/1990 |  | 07/31/1991
Singer | Electro-Hydronics | FC400CK |  | Water-Source | WBAHP: Heat Pump Packaged Unit | Heat Pump | 208 | 3 |  |  | No Match | No Match |  |  |  | 40000 | 4350 | 9.2 | 7.5 | 43000 | 4500 | 2.8 | 2.5 | Non Federally-Regulated | 01/05/1982 |  | 05/16/1984
Mammoth | Mammoth | F052VHCXXX |  | Water-Source | WBAHP: Heat Pump Packaged Unit | Heat Pump | 208 | 3 |  |  | No Match | No Match |  |  |  | 52000 | 4680 | 11.1 | 9 | 61500 | 4870 | 3.7 | 3.2 | Non Federally-Regulated | 05/11/1988 |  | 03/15/1989
Carrier Corp. | Carrier | 50QXH0305 |  | Water-Source | WBAHP: Heat Pump Packaged Unit | Heat Pump | 230 | 3 |  |  | No Match | No Match |  |  |  | 30500 | 2521 | 12.1 | 9 | 39000 | 2858 | 4 | 3.2 | Non Federally-Regulated | 03/15/1989 |  | 02/22/1990
American Air Filter | Enercon | CCW-06 |  | Water-Source | WBAHP-O: Heat Pump Packaged Un | Heat Pump | 230 | 1 |  |  | No Match | No Match |  |  |  | 6900 | 649 | 10.6 | 9 | 8300 | 675 | 3.6 | 3.2 | Non Federally-Regulated | 05/11/1988 |  | 03/15/1989
Snyder General Corp. | McQuay | LWP10AK |  | Water-Source | WBAHP: Heat Pump Packaged Unit | Heat Pump | 208 | 3 |  |  | No Match | No Match |  |  |  | 107000 | 9000 | 11.9 | 9.2 | 120000 | 9200 | 3.8 | 2.5 | Non Federally-Regulated | 02/22/1990 |  | 07/31/1991
Waterfurnace International, Inc. | Eagle Mountain | ZS042**5*0 |  | Ground-Water-Source | WBAHP: Heat Pump Packaged Unit | Heat Pump | 575 | 3 |  |  | No Match | Single-Speed |  |  |  | 45800 | 2009 | 22.8 | 16.2 | 37000 | 2854 | 3.8 | 3.6 | Non Federally-Regulated | 01/24/2011 |  | 04/19/2013
Mammoth | Hydrobank II | D013HHJ |  | Water-Source | WBAHP: Heat Pump Packaged Unit | Heat Pump | 208 | 1 |  |  | No Match | No Match |  |  |  | 12300 | 1171 | 10.5 | 10 | 17000 | 1310 | 3.8 |  | Federally-Regulated Commercial & Industrial Equipment | 05/23/2000 |  | 01/18/2001
Waterfurnace International, Inc. | Waterfurnace International, Inc. | SXH024C0 |  | Water-Source | WBAHP-CB: Heat Pump Split Syst | Heat Pump | 230 | 1 |  |  | No Match | No Match |  |  |  | 27400 | 1889 | 14.5 | 9 | 27400 | 1867 | 4.3 | 3.5 | Non Federally-Regulated | 02/02/1998 |  | 10/02/1998
Florida Heat Pump | Florida Heat Pump | GT024-3CS | GT024-1AH/AV | Water-Source | WBAH: Heating Only Packaged Un | Heat Pump | 208 | 3 |  |  | No Match | No Match |  |  |  | 25000 | 2118 | 11.8 | 9 | 26500 | 2218 | 3.5 | 3.5 | Non Federally-Regulated | 07/16/2001 |  | 07/18/2002
Climate Control / Snyder General | Electro-Hydronics | VE140F7 |  | Water-Source | WBAHP: Heat Pump Packaged Unit | Heat Pump | 265 | 1 |  |  | No Match | No Match |  |  |  | 13500 | 1300 | 10.4 | 7.5 | 16000 | 1320 | 3.5 | 2.5 | Non Federally-Regulated | 05/16/1984 |  | 08/29/1986
ClimateMaster Inc. | Carrier Corp. | 50YGV/H/D072 |  | Ground-Source | WBAHP: Heat Pump Packaged Unit | Heat Pump | 230 | 1 |  |  | No Match | Single-Speed | 3880 | 100 | 130 | 71500 | 4281 | 16.7 | 13.4 | 55600 | 4526 | 3.6 | 3.1 | Non Federally-Regulated | 12/12/2012 |  | 04/22/2015
Addison Products | Addison Products | HGY007-8A |  | Water-Source | WBAHP-CB: Heat Pump Split Syst | Heat Pump | 265 | 1 |  |  | No Match | No Match |  |  |  | 9300 | 688 | 13.5 | 9 | 10900 | 778 | 4.1 | 3.5 | Non Federally-Regulated | 07/22/2002 |  | 03/12/2009
Waterfurnace International, Inc. | Eagle Mountain | YS048**1*0 |  | Ground-Source | WBAHP: Heat Pump Packaged Unit | Heat Pump | 230 | 1 |  |  | No Match | Single-Speed |  |  |  | 49500 | 2946 | 16.8 | 13.4 | 36900 | 3277 | 3.3 | 3.1 | Non Federally-Regulated | 01/24/2011 |  | 04/19/2013
Addison Products | Heat Controller | VWPG012-1A* |  | Water-Source | WBAHP: Heat Pump Packaged Unit | Heat Pump | 208 | 1 |  |  | No Match | No Match |  |  |  | 11500 | 751 | 15.3 | 10 | 13600 | 830 | 4.8 |  | Federally-Regulated Commercial & Industrial Equipment | 10/05/1999 |  | 04/12/2000
ClimateMaster Inc. | Carrier Corp. | 50YEH/V/D018K |  | Ground-Water-Source | WBAHP: Heat Pump Packaged Unit | Heat Pump | 230 | 1 |  |  | No Match | Single-Speed |  |  |  | 22100 | 840 | 26.3 | 16.2 | 18900 | 1130 | 4.9 | 3.6 | Non Federally-Regulated | 10/24/2014 |  | 04/22/2015
Waterfurnace International, Inc. | Eagle Mountain | ZS024**0*1 |  | Water-Source | WBAHP: Heat Pump Packaged Unit | Heat Pump | 208 | 1 |  |  | No Match | Single-Speed |  |  |  | 23900 | 1583 | 15.1 | 12 | 27000 | 1684 | 4.7 | 4.2 | Federally-Regulated Commercial & Industrial Equipment | 09/03/2012 |  | 04/19/2013
Carrier Corp. | Carrier | 50HQ.VQ0335 |  | Water-Source | WBAHP: Heat Pump Packaged Unit | Heat Pump | 208 | 3 |  |  | No Match | No Match |  |  |  | 33000 | 3837 | 8.6 | 7.5 | 40000 | 4350 | 2.7 | 2.5 | Non Federally-Regulated | 09/08/1982 |  | 08/30/1983
Heat Controller | Heat Controller | VWPG030-1B-XL* |  | Water-Source | WBAHP-CB: Heat Pump Split Syst | Heat Pump | 208 | 1 |  |  | No Match | No Match |  |  |  | 28800 | 2133 | 13.5 | 9 | 31400 | 2191 | 4.2 | 3.5 | Non Federally-Regulated | 12/14/1998 |  | 04/12/2000
Florida Heat Pump | Florida Heat Pump | GT018-1CS | GT018-1AH/AV | Water-Source | Water/Brine to Air Heat Pump S | Heat Pump | 208 | 1 |  |  | No Match | No Match |  |  |  | 15800 | 1039 | 15.2 | 10 | 18500 | 1084 | 5 |  | Federally-Regulated Commercial & Industrial Equipment | 04/12/2000 |  | 11/14/2000
McQuay / Snyder General | Electro-Hydronics | CCH042A*G |  | Water-Source | WBAHP: Heat Pump Packaged Unit | Heat Pump | 230 | 1 |  |  | No Match | No Match |  |  |  | 41000 | 3775 | 10.9 | 9 | 52000 | 4045 | 3.8 | 3.2 | Non Federally-Regulated | 05/11/1988 |  | 03/15/1989
Command-Aire | Command-Aire | SWP-281 |  | Water-Source | WBAHP: Heat Pump Packaged Unit | Heat Pump | 208 | 1 |  |  | No Match | No Match |  |  |  | 22000 | 2275 | 9.7 | 7.5 | 28500 | 2350 | 3.6 | 2.5 | Non Federally-Regulated | 01/05/1982 |  | 01/23/1988
Trane U.S. Inc. | Command-Aire | GSCC0351 |  | Water-Source | WBAHP: Heat Pump Packaged Unit | Heat Pump | 208 | 1 |  |  | No Match | No Match |  |  |  | 36100 | 3281 | 11 | 10 | 45800 | 3531 | 3.8 |  | Federally-Regulated Commercial & Industrial Equipment | 10/05/1999 |  | 04/12/2000
Addison Products | Addison Products | HPY048-1A |  | Water-Source | WBAHP-CB: Heat Pump Split Syst | Heat Pump | 208 | 1 |  |  | No Match | No Match |  |  |  | 54400 | 4689 | 11.6 | 9 | 61800 | 5029 | 3.6 | 3.5 | Non Federally-Regulated | 07/22/2002 |  | 03/12/2009
McQuay / Snyder General | Electro-Hydronics | VE70G3 |  | Water-Source | WBAHP: Heat Pump Packaged Unit | Heat Pump | 230 | 1 |  |  | No Match | No Match |  |  |  | 6900 | 645 | 10.7 | 7.5 | 8800 | 700 | 3.7 | 2.5 | Non Federally-Regulated | 08/29/1986 |  | 05/11/1988
ClimateMaster Inc. | Climate Master Series | VS/VL/HS/HL048 |  | Water-Source | WBAHP: Heat Pump Packaged Unit | Heat Pump | 460 | 3 |  |  | No Match | No Match |  |  |  | 47500 | 4318 | 11 | 9.3 | 57000 | 4394 | 3.8 | 3.8 | Non Federally-Regulated | 07/31/1991 |  | 03/31/1998
Hydro Delta Corp. | Hydro Delta Corp. | 03-042-WTARW-MT(P) |  | Ground-Water-Source | WBAHP: Heat Pump Packaged Unit | Heat Pump | 230 | 1 |  |  | No Match | No Match |  |  |  | 22500 | 1086 | 20.7 | 9 | 17000 | 1215 | 4.1 |  | Non Federally-Regulated | 01/30/1998 |  | 10/02/1998
Waterfurnace International, Inc. | Rybacki - Hart Enterprises | ZS024**3*1 |  | Ground-Source | WBAHP: Heat Pump Packaged Unit | Heat Pump | 230 | 3 |  |  | No Match | Single-Speed |  |  |  | 24400 | 1394 | 17.5 | 13.4 | 17500 | 1350 | 3.8 | 3.1 | Non Federally-Regulated | 01/24/2011 |  | 04/19/2013
Waterfurnace International, Inc. | Eagle Mountain | ZS060**4*1 |  | Ground-Source | WBAHP: Heat Pump Packaged Unit | Heat Pump | 460 | 3 |  |  | No Match | Single-Speed |  |  |  | 60900 | 3402 | 17.9 | 13.4 | 47100 | 3834 | 3.6 | 3.1 | Non Federally-Regulated | 03/02/2012 |  | 04/19/2013
Waterfurnace International, Inc. | Eagle Mountain | ZS023**3*1 |  | Water-Source | WBAHP: Heat Pump Packaged Unit | Heat Pump | 230 | 3 |  |  | No Match | Single-Speed |  |  |  | 23000 | 1533 | 15 | 12 | 26000 | 1621 | 4.7 | 4.2 | Federally-Regulated Commercial & Industrial Equipment | 01/24/2011 |  | 04/19/2013
Florida Heat Pump | Florida Heat Pump | EM048-3VT/HZ/CF |  | Water-Source | WBAHP: Heat Pump Packaged Unit | Heat Pump | 230 | 3 |  |  | No Match | No Match |  |  |  | 49000 | 3920 | 12.5 | 10 | 58000 | 3862 | 4.4 |  | Federally-Regulated Commercial & Industrial Equipment | 10/05/1999 |  | 04/12/2000
Enertech Global, LLC | Enertech | TXT036C |  | Ground-Source | WBAHP: Heat Pump Packaged Unit | Heat Pump | 208 | 1 |  |  | No Match | Single-Speed |  |  |  | 39300 | 1985 | 19.8 | 13.4 | 28600 | 1905 | 4.4 | 3.1 | Non Federally-Regulated | 11/30/2011 |  | 12/12/2012
Florida Heat Pump | Florida Heat Pump | GT054-3VT/HZ/CF |  | Ground-Water-Source | WBAHP: Heat Pump Packaged Unit | Heat Pump | 208 | 3 |  |  | No Match | No Match |  |  |  | 51500 | 3961 | 13 | 9 | 42500 | 4151 | 3 |  | Non Federally-Regulated | 01/30/1998 |  | 03/31/1998
McQuay / Snyder General | Electro-Hydronics | UC550FK |  | Water-Source | WBAHP: Heat Pump Packaged Unit | Heat Pump | 208 | 3 |  |  | No Match | No Match |  |  |  | 55000 | 5670 | 9.7 | 7.5 | 67000 | 5610 | 3.5 | 2.5 | Non Federally-Regulated | 08/29/1986 |  | 05/11/1988
Florida Heat Pump | Florida Heat Pump | EM096-1HZ/VT |  | Water-Source | WBAHP: Heat Pump Packaged Unit | Heat Pump | 208 | 1 |  |  | No Match | No Match |  |  |  | 96000 | 7111 | 13.5 | 9 | 109000 | 6795 | 4.7 | 3.8 | Federally-Regulated Commercial & Industrial Equipment | 04/12/2000 |  | 02/17/2011
California Heat Pump | Trane | WPHB-0522 |  | Water-Source | WBAHP: Heat Pump Packaged Unit | Heat Pump | 208 | 1 |  |  | No Match | No Match |  |  |  | 52000 | 5000 | 10.4 | 7.5 | 59000 | 4900 | 3.5 | 2.5 | Non Federally-Regulated | 06/11/1985 |  | 05/11/1988
Florida Heat Pump | Florida Heat Pump | GT048-1CS | GT048-1AH/AV | Ground-Water-Source | WBAHP-CB: Heat Pump Split Syst | Heat Pump | 208 | 1 |  |  | No Match | No Match |  |  |  | 47000 | 3671 | 12.8 | 9 | 36000 | 3637 | 2.9 |  | Non Federally-Regulated | 04/10/2000 |  | 05/29/2001
Snyder General Corp. | McQuay | FCV012A*A |  | Water-Source | WBAHP: Heat Pump Packaged Unit | Heat Pump | 115 | 1 |  |  | No Match | No Match |  |  |  | 12500 | 1147 | 10.9 | 9 | 15000 | 1157 | 3.8 | 3.2 | Non Federally-Regulated | 02/22/1990 |  | 07/31/1991
ClimateMaster Inc. | Climate Master Series | VS/VL/HS/HL030 |  | Water-Source | WBAHP: Heat Pump Packaged Unit | Heat Pump | 208 | 1 |  |  | No Match | No Match |  |  |  | 29000 | 2478 | 11.7 | 9.3 | 39000 | 2657 | 4.3 | 3.8 | Non Federally-Regulated | 07/31/1991 |  | 03/31/1998
Waterfurnace International, Inc. | Waterfurnace International, Inc. | SXV024C0 |  | Water-Source | WBAHP: Heat Pump Packaged Unit | Heat Pump | 208 | 1 |  |  | No Match | No Match |  |  |  | 25500 | 1688 | 15.1 | 10 | 30700 | 1697 | 5.3 |  | Federally-Regulated Commercial & Industrial Equipment | 02/02/1998 |  | 03/31/1998
Climate Control / Snyder General | Electro-Hydronics | VF140F3 |  | Water-Source | WBAHP: Heat Pump Packaged Unit | Heat Pump | 230 | 1 |  |  | No Match | No Match |  |  |  | 13500 | 1300 | 10.4 | 7.5 | 16000 | 1320 | 3.5 | 2.5 | Non Federally-Regulated | 05/16/1984 |  | 08/29/1986
Waterfurnace International, Inc. | Waterfurnace International, Inc. | SXH042C3 |  | Water-Source | WBAHP: Heat Pump Packaged Unit | Heat Pump | 208 | 3 |  |  | No Match | No Match |  |  |  | 42000 | 3000 | 14 | 10 | 54500 | 3131 | 5.1 |  | Federally-Regulated Commercial & Industrial Equipment | 12/14/1998 |  | 10/05/1999
Geoflex Systems, Inc. | Geoflex Systems, Inc. | GS1S-V/H/D/M-024WAABP |  | Ground-Water-Source | WBAHP: Heat Pump Packaged Unit | Both Heat Pump and Electric Re | 230 | 1 |  |  | No Match | Single-Speed |  |  |  | 22900 | 851 | 26.9 | 16.2 | 19900 | 1241 | 4.7 | 3.6 | Non Federally-Regulated | 03/02/2012 |  | 01/09/2014
Florida Heat Pump | Clean Energy Developments Corp. | PS048-1CF/HZ/VT |  | Ground-Source | WBAHP: Heat Pump Packaged Unit | Heat Pump | 230 | 1 |  |  | No Match | Single-Speed |  |  |  | 51000 | 2849 | 17 | 13.4 | 38000 | 3010 | 3.7 | 3.1 | Non Federally-Regulated | 07/06/2011 |  | 09/03/2012
Waterfurnace International, Inc. | Waterfurnace International, Inc. | NSV/NSH048F1*1 |  | Ground-Water-Source | WBAHP: Heat Pump Packaged Unit | Heat Pump | 230 | 1 |  |  | No Match | Single-Speed |  |  |  | 53000 | 2031 | 26.1 | 16.2 | 43400 | 2706 | 4.7 | 3.6 | Non Federally-Regulated | 05/02/2012 |  | 04/19/2013
Inter-City Products Corp. | McQuay | LWP20AD |  | Water-Source | WBAHP: Heat Pump Packaged Unit | Heat Pump | 230 | 3 |  |  | No Match | No Match |  |  |  | 214000 | 18000 | 11.9 |  | 240000 | 18400 | 3.8 | 3.8 | Non Federally-Regulated | 07/31/1991 |  | 03/31/1998
Carrier Corp. - Syracuse | Carrier | 50YAV/YAH015 |  | Ground-Source | WBAHP: Heat Pump Packaged Unit | Heat Pump | 208 | 1 |  |  | No Match | No Match |  |  |  | 15000 | 1048 | 14.3 |  | 11200 | 1025 | 3.2 |  | Non Federally-Regulated | 03/31/1998 |  | 05/10/1998
Trane U.S. Inc. | Trane | EXHE0307 |  | Ground-Source | WBAHP: Heat Pump Packaged Unit | Heat Pump | 265 | 1 |  |  | No Match | Single-Speed |  |  |  | 30600 | 1769 | 17.3 | 13.4 | 22400 | 1774 | 3.7 | 3.1 | Non Federally-Regulated | 06/14/2011 |  | 08/15/2014
Waterfurnace International, Inc. | Waterfurnace International, Inc. | VLV/VXV048*1 |  | Ground-Water-Source | WBAHP: Heat Pump Packaged Unit | Heat Pump | 208 | 1 |  |  | No Match | No Match |  |  |  | 47500 | 3682 | 12.9 | 9 | 34500 | 3610 | 2.8 |  | Non Federally-Regulated | 06/20/2003 |  | 03/12/2009
McQuay / Snyder General | Electro-Hydronics | FC330GP |  | Water-Source | WBAHP: Heat Pump Packaged Unit | Heat Pump | 460 | 3 |  |  | No Match | No Match |  |  |  | 30800 | 2852 | 10.8 | 9 | 39000 | 3090 | 3.7 | 3.2 | Non Federally-Regulated | 05/11/1988 |  | 03/15/1989
Enertech Global, LLC | Enertech | GSC036 | MPD036 | Ground-Water-Source | WBAHP-CB: Heat Pump Split Syst | Heat Pump | 230 | 1 |  |  | No Match | Single-Speed |  |  |  | 39400 | 2000 | 19.7 | 16.2 | 34400 | 2587 | 3.9 | 3.6 | Non Federally-Regulated | 07/16/2009 |  | 03/02/2012
Addison Products | Heat Controller | HWPG066-1B-XL |  | Ground-Water-Source | WBAHP: Heat Pump Packaged Unit | Heat Pump | 208 | 1 |  |  | No Match | No Match |  |  |  | 65000 | 5038 | 12.9 | 9 | 48000 | 5022 | 2.8 |  | Non Federally-Regulated | 10/06/1999 |  | 04/10/2000
Mammoth | Hydrobank II | F043HHJ |  | Water-Source | WBAHP: Heat Pump Packaged Unit | Heat Pump | 230 | 3 |  |  | No Match | No Match |  |  |  | 42000 | 3589 | 11.7 | 10 | 54300 | 4186 | 3.8 |  | Federally-Regulated Commercial & Industrial Equipment | 05/23/2000 |  | 01/18/2001
ClimateMaster Inc. | Climate Master | TES/P038A | TAH038B | Water-Source | WBAHP-CB: Heat Pump Split Syst | Heat Pump | 208 | 1 |  |  | No Match | Single-Speed |  |  |  | 38200 | 2208 | 17.3 | 12 | 40500 | 2240 | 5.3 | 4.2 | Federally-Regulated Commercial & Industrial Equipment | 12/12/2012 |  | 06/09/2015
Waterfurnace International, Inc. | Waterfurnace International, Inc. | ATH034D0 |  | Ground-Water-Source | WBAHP: Heat Pump Packaged Unit | Heat Pump | 208 | 1 |  |  | No Match | No Match |  |  |  | 34400 | 2150 | 16 | 9 | 25000 | 2220 | 3.3 |  | Non Federally-Regulated | 12/14/1998 |  | 10/06/1999
Maritime Geothermal, Ltd. | Nordic | 0-45-HPCW |  | Ground-Source | WBAH: Heating Only Packaged Un | Heat Pump | 208 | 1 |  |  | No Match | No Match | [7 empty] | 58702 | 3983 | 4.3 |  | Non Federally-Regulated | 03/31/1998 |  | 05/10/1998
Waterfurnace International, Inc. | Rybacki - Hart Enterprises | ZS048**0*0 |  | Water-Source | WBAHP: Heat Pump Packaged Unit | Heat Pump | 230 | 1 |  |  | No Match | Single-Speed |  |  |  | 47700 | 3245 | 14.7 | 12 | 56000 | 3730 | 4.4 | 4.2 | Federally-Regulated Commercial & Industrial Equipment | 01/24/2011 |  | 04/19/2013
Mammoth | Hydrobank II | G030VHJ |  | Water-Source | WBAHP: Heat Pump Packaged Unit | Heat Pump | 460 | 3 |  |  | No Match | No Match |  |  |  | 31000 | 2818 | 11 | 10 | 39000 | 2929 | 3.9 |  | Federally-Regulated Commercial & Industrial Equipment | 11/14/2000 |  | 01/18/2001
Mammoth | Geox | ZD072VHF |  | Water-Source | WBAHP: Heat Pump Packaged Unit | Heat Pump | 230 | 1 |  |  | No Match | No Match |  |  |  | 69000 | 6272 | 11 | 10.5 | 87000 | 6889 | 3.7 | 3.8 | Non Federally-Regulated | 07/31/1991 |  | 03/31/1998
Florida Heat Pump | Bosch | EC012-2CF/HZ/VT |  | Ground-Water-Source | WBAHP: Heat Pump Packaged Unit | Heat Pump | 265 | 1 |  |  |  | Single-Speed |  |  |  | 12400 | 653 | 19 | 16.2 | 11500 | 936 | 3.6 | 3.6 | Non Federally-Regulated | 04/22/2015 |  | 05/01/2015
American Air Filter | Enercon | VW23 |  | Water-Source | WBAHP: Heat Pump Packaged Unit | Heat Pump | 265 | 1 |  |  | No Match | No Match |  |  |  | 22800 | 1990 | 11.5 | 7.5 | 27400 | 2130 | 3.8 | 2.5 | Non Federally-Regulated | 06/11/1985 |  | 05/11/1988
Trane U.S. Inc. | Trane | GSUG0601 |  | Ground-Water-Source | WBAHP: Heat Pump Packaged Unit | Heat Pump | 208 | 1 |  |  | No Match | No Match |  |  |  | 61500 | 4730 | 13 | 9 | 40000 | 4041 | 2.9 |  | Non Federally-Regulated | 04/10/2000 |  | 11/19/2001
McQuay International | McQuay | FCV/FCW/VWH/VWW030B-N |  | Water-Source | WBAHP: Heat Pump Packaged Unit | Heat Pump | 265 | 1 |  |  | No Match | No Match |  |  |  | 29600 | 2487 | 11.9 | 10 | 39000 | 2930 | 3.9 |  | Federally-Regulated Commercial & Industrial Equipment | 12/14/1998 |  | 11/17/1999
ClimateMaster Inc. | Trane | WPCC0157 |  | Water-Source | WBAHP-O: Heat Pump Packaged Un | Heat Pump | 265 | 1 |  |  | No Match | No Match |  |  |  | 14600 | 1390 | 10.5 | 9 | 16800 | 1365 | 3.6 | 3.2 | Federally-Regulated Commercial & Industrial Equipment | 07/05/1988 |  | 02/22/1990
McQuay International | McQuay | W-FDL/FDS/FMS-1-060-E |  | Water-Source | WBAHP: Heat Pump Packaged Unit | Heat Pump | 230 | 1 |  |  | No Match | No Match |  |  |  | 58000 | 5321 | 10.9 | 10 | 78000 | 5859 | 3.9 |  | Federally-Regulated Commercial & Industrial Equipment | 09/21/2000 |  | 03/12/2009
California Heat Pump | Aqua-Matic | 22V*-12-** |  | Water-Source | WBAHP: Heat Pump Packaged Unit | Heat Pump | 208 | 1 |  |  | No Match | No Match |  |  |  | 20500 | 2325 | 8.8 | 7.5 | 24000 | 2400 | 2.9 | 2.5 | Non Federally-Regulated | 06/11/1985 |  | 05/11/1988
California Heat Pump | Climate Master Series | 816-036 |  | Water-Source | WBAHP: Heat Pump Packaged Unit | Heat Pump | 230 | 1 |  |  | No Match | No Match |  |  |  | 32400 | 3240 | 10 | 9 | 37600 | 3340 | 3.3 | 3.2 | Non Federally-Regulated | 05/11/1988 |  | 03/15/1989
Waterfurnace International, Inc. | Geotility Geothermal Installations | ZS024**0*1 |  | Water-Source | WBAHP: Heat Pump Packaged Unit | Heat Pump | 208 | 1 |  |  | No Match | Single-Speed |  |  |  | 23900 | 1583 | 15.1 | 12 | 27000 | 1583 | 5 | 4.2 | Federally-Regulated Commercial & Industrial Equipment | 01/24/2011 |  | 04/19/2013
Addison Products | Heat Controller | WPH64-3JC/3JBC |  | Water-Source | WBAHP-CB: Heat Pump Split Syst | Heat Pump | 230 | 3 |  |  | No Match | No Match |  |  |  | 63500 | 5080 | 12.5 | 9 | 76000 | 6362 | 3.5 | 3.5 | Non Federally-Regulated | 10/05/1999 |  | 04/12/2000
Florida Heat Pump | Florida Heat Pump | GT048-1VT/HZ/CF |  | Ground-Water-Source | WBAHP: Heat Pump Packaged Unit | Heat Pump | 208 | 1 |  |  | No Match | No Match |  |  |  | 48000 | 3692 | 13 | 9 | 37000 | 3614 | 3 |  | Non Federally-Regulated | 01/30/1998 |  | 03/31/1998
Waterfurnace International, Inc. | Eagle Mountain | ZS041**5*0 |  | Water-Source | WBAHP: Heat Pump Packaged Unit | Heat Pump | 575 | 3 |  |  | No Match | Single-Speed |  |  |  | 40000 | 2899 | 13.8 | 12 | 45000 | 3067 | 4.3 | 4.2 | Federally-Regulated Commercial & Industrial Equipment | 01/24/2011 |  | 04/19/2013
Jacobsen Energy Ind., Inc. | Jacobsen Energy Ind., Inc. | 60***2**** |  | Water-Source | WBAHP: Heat Pump Packaged Unit | Heat Pump | 208 | 3 |  |  | No Match | No Match |  |  |  | 60000 | 5350 | 11.2 | 9 | 73000 | 6100 | 3.9 | 3.2 | Non Federally-Regulated | 05/11/1988 |  | 03/15/1989
Enertech Global, LLC | Enertech | TXT060D2 |  | Ground-Source | WBAHP: Heat Pump Packaged Unit | Heat Pump | 230 | 3 |  |  | No Match | Single-Speed |  |  |  | 64500 | 3544 | 18.2 | 13.4 | 48600 | 3652 | 3.9 | 3.1 | Non Federally-Regulated | 09/03/2012 |  | 12/12/2012
Addison Products | Addison Products | HGY120-3A |  | Water-Source | WBAHP: Heat Pump Packaged Unit | Heat Pump | 230 | 3 |  |  | No Match | No Match |  |  |  | 108000 | 9391 | 11.5 | 9 | 136000 | 9961 | 4 | 3.8 | Federally-Regulated Commercial & Industrial Equipment | 11/19/2001 |  | 03/12/2009
McQuay / Snyder General | Electro-Hydronics | FW330G7 |  | Water-Source | WBAHP: Heat Pump Packaged Unit | Heat Pump | 265 | 1 |  |  | No Match | No Match |  |  |  | 30800 | 2852 | 10.8 | 9 | 39000 | 3090 | 3.7 | 3.2 | Non Federally-Regulated | 05/11/1988 |  | 03/15/1989
Command-Aire | Command-Aire | RWP-844 |  | Water-Source | WBAHP: Heat Pump Packaged Unit | Heat Pump | 460 | 3 |  |  | No Match | No Match |  |  |  | 91800 | 9120 | 10.1 | 9.2 | 116000 | 9520 | 3.6 |  | Federally-Regulated Commercial & Industrial Equipment | 01/23/1988 |  | 05/11/1988
Florida Heat Pump | Florida Heat Pump | TA049-1CF/HZ/VT |  | Water-Source | WBAHP: Heat Pump Packaged Unit | Heat Pump | 230 | 1 |  |  | No Match | Dual-Speed |  |  |  | 50000 | 2958 | 16.9 | 12 | 53000 | 2987 | 5.2 | 4.2 | Federally-Regulated Commercial & Industrial Equipment | 06/14/2011 |  | 04/20/2015
Waterfurnace International, Inc. | Standard Range | WSH/WSV031A*2*** |  | Water-Source | WBAHP: Heat Pump Packaged Unit | Heat Pump | 265 | 1 |  |  | No Match | No Match |  |  |  | 31600 | 2953 | 10.7 | 9 | 39500 | 3307 | 3.5 | 3.2 | Non Federally-Regulated | 03/15/1989 |  | 09/13/1989
Waterfurnace International, Inc. | Eagle Mountain | ZS042**0*4 |  | Ground-Source | WBAHP: Heat Pump Packaged Unit | Heat Pump | 208 | 1 |  |  | No Match | Single-Speed |  |  |  | 42300 | 2286 | 18.5 | 13.4 | 29900 | 2368 | 3.7 | 3.1 | Non Federally-Regulated | 06/14/2011 |  | 04/19/2013
Florida Heat Pump | Energy Miser | LT 60 CF -4 |  | Ground-Water-Source | WBAHP: Heat Pump Packaged Unit | Heat Pump | 460 | 3 |  |  | No Match | No Match |  |  |  | 55000 | 4780 | 11.5 |  | 65000 | 5440 | 3.5 |  | Non Federally-Regulated | 02/22/1990 |  | 07/31/1991
Command-Aire | Command-Aire | GSCC0281 |  | Water-Source | WBAHP: Heat Pump Packaged Unit | Heat Pump | 208 | 1 |  |  | No Match | No Match |  |  |  | 28500 | 2714 | 10.5 | 10 | 38000 | 2930 | 3.8 |  | Federally-Regulated Commercial & Industrial Equipment | 08/07/1998 |  | 10/02/1998
Waterfurnace International, Inc. | WFI Industries, Ltd. | VLV/VXV036*1 |  | Ground-Water-Source | WBAHP: Heat Pump Packaged Unit | Heat Pump | 208 | 1 |  |  | No Match | No Match |  |  |  | 36100 | 2755 | 13.1 | 9 | 24500 | 2563 | 2.8 |  | Non Federally-Regulated | 06/20/2003 |  | 03/12/2009
California Heat Pump | California Heat Pump | CHP-28R*-12-** |  | Water-Source | WBAHP: Heat Pump Packaged Unit | Heat Pump | 230 | 1 |  |  | No Match | No Match |  |  |  | 25500 | 2600 | 9.8 | 7.5 | 32000 | 2625 | 3.6 | 2.5 | Non Federally-Regulated | 01/05/1982 |  | 09/08/1982
Waterfurnace International, Inc. | Waterfurnace International, Inc. | SXH036A0 |  | Ground-Water-Source | WBAHP: Heat Pump Packaged Unit | Heat Pump | 230 | 1 |  |  | No Match | No Match |  |  |  | 37600 | 2870 | 13.1 | 11 | 40500 | 2967 | 4 | 3.5 | Non Federally-Regulated | 03/31/1998 |  | 05/10/1998
Waterfurnace International, Inc. | Waterfurnace International, Inc. | SXH013A1 |  | Ground-Water-Source | WBAHP: Heat Pump Packaged Unit | Heat Pump | 208 | 1 |  |  | No Match | No Match |  |  |  | 13500 | 906 | 14.9 | 11 | 14100 | 961 | 4.3 | 3.5 | Non Federally-Regulated | 03/31/1998 |  | 05/10/1998
Waterfurnace International, Inc. | Waterfurnace International, Inc. | SXV016B1 |  | Water-Source | WBAHP: Heat Pump Packaged Unit | Heat Pump | 208 | 1 |  |  | No Match | No Match |  |  |  | 16000 | 1185 | 13.5 | 10 | 20400 | 1195 | 5 |  | Federally-Regulated Commercial & Industrial Equipment | 08/21/1998 |  | 10/02/1998
Florida Heat Pump | Florida Heat Pump | GT036-4CF/HZ/VT |  | Water-Source | WBAHP-CB: Heat Pump Split Syst | Heat Pump | 460 | 3 |  |  | No Match | No Match |  |  |  | 36000 | 2589 | 13.9 | 9 | 39000 | 3007 | 3.8 | 3.5 | Non Federally-Regulated | 04/12/2000 |  | 05/23/2001
Command-Aire | Command-Aire | SPRD0261 |  | Water-Source | WBAHP-O: Heat Pump Packaged Un | Heat Pump | 208 | 1 |  |  | No Match | No Match |  |  |  | 24000 | 1967 | 12.2 | 10 | 28000 | 2159 | 3.8 |  | Federally-Regulated Commercial & Industrial Equipment | 08/07/1998 |  | 10/02/1998
Waterfurnace International, Inc. | Waterfurnace International, Inc. | SXH024C2 |  | Ground-Source | WBAHP: Heat Pump Packaged Unit | Heat Pump | 265 | 1 |  |  | No Match | No Match |  |  |  | 27000 | 1741 | 15.5 |  | 18000 | 1551 | 3.4 |  | Non Federally-Regulated | 03/31/1998 |  | 05/10/1998
Addison Products | Addison Products | HGY048-4A |  | Water-Source | WBAHP-CB: Heat Pump Split Syst | Heat Pump | 460 | 3 |  |  | No Match | No Match |  |  |  | 54400 | 4689 | 11.6 | 9 | 61800 | 5029 | 3.6 | 3.5 | Non Federally-Regulated | 11/14/2000 |  | 07/18/2002
Waterfurnace International, Inc. | Waterfurnace International, Inc. | SXH036A3 |  | Water-Source | WBAHP: Heat Pump Packaged Unit | Heat Pump | 208 | 3 |  |  | No Match | No Match |  |  |  | 36000 | 2647 | 13.6 | 9.3 | 44500 | 2774 | 4.7 | 3.8 | Federally-Regulated Commercial & Industrial Equipment | 03/31/1998 |  | 05/10/1998
Florida Heat Pump | Florida Heat Pump | EV048-3CF/HZ/VT |  | Ground-Water-Source | WBAHP: Heat Pump Packaged Unit | Heat Pump | 208 | 3 |  |  | No Match | Multiple-Speed |  |  |  | 55000 | 2670 | 20.6 | 16.2 | 47000 | 2670 | 4.2 | 3.6 | Non Federally-Regulated | 07/06/2011 |  | 12/12/2012
Mammoth | Hydrobank II | D043VHJ |  | Water-Source | WBAHP: Heat Pump Packaged Unit | Heat Pump | 230 | 1 |  |  | No Match | No Match |  |  |  | 41500 | 3705 | 11.2 | 10 | 51500 | 3869 | 3.9 |  | Federally-Regulated Commercial & Industrial Equipment | 03/22/2001 |  | 03/12/2009
Florida Heat Pump | Florida Heat Pump | EM007-2CF/HZ/VT |  | Ground-Water-Source | WBAHP: Heat Pump Packaged Unit | Heat Pump | 265 | 1 |  |  | No Match | No Match |  |  |  | 7900 | 612 | 12.9 | 9 | 6100 | 525 | 3.4 |  | Non Federally-Regulated | 05/29/2001 |  | 07/18/2002
Waterfurnace International, Inc. | Eagle Mountain | YS060**1*4 |  | Ground-Source | WBAHP: Heat Pump Packaged Unit | Heat Pump | 230 | 1 |  |  | No Match | Single-Speed |  |  |  | 60900 | 3402 | 17.9 | 13.4 | 47100 | 3834 | 3.6 | 3.1 | Non Federally-Regulated | 01/24/2011 |  | 03/02/2012
Bard Manufacturing Company, Inc. | Bard | GSVS301-A |  | Ground-Water-Source | WBAHP: Heat Pump Packaged Unit | Heat Pump | 230 | 1 |  |  | No Match | No Match |  |  |  | 27400 | 1712 | 16 | 9 | 20400 | 1758 | 3.4 |  | Non Federally-Regulated | 12/14/1998 |  | 03/18/2002
Addison Products | Heat Controller | HWY007-8A |  | Water-Source | WBAHP: Heat Pump Packaged Unit | Heat Pump | 265 | 1 |  |  | No Match | No Match |  |  |  | 7600 | 633 | 12 | 10 | 10100 | 657 | 4.5 |  | Federally-Regulated Commercial & Industrial Equipment | 11/17/1999 |  | 04/12/2000
Waterfurnace International, Inc. | Eagle Mountain | ZS015**2*0 |  | Water-Source | WBAHP: Heat Pump Packaged Unit | Heat Pump | 265 | 1 |  |  | No Match | Single-Speed |  |  |  | 14000 | 933 | 15 | 11.2 | 16500 | 1007 | 4.8 | 4.2 | Federally-Regulated Commercial & Industrial Equipment | 01/24/2011 |  | 04/19/2013
Trane U.S. Inc. | Trane | WPHD0803 |  | Water-Source | WBAHP: Heat Pump Packaged Unit | Heat Pump | 460 | 3 |  |  | No Match | No Match |  |  |  | 100000 | 8474 | 11.8 | 10.5 | 128400 | 9902 | 3.8 | 3.8 | Federally-Regulated Commercial & Industrial Equipment | 03/31/1998 |  | 05/10/1998
Waterfurnace International, Inc. | Eagle Mountain | ZS030**3*0 |  | Ground-Source | WBAHP: Heat Pump Packaged Unit | Heat Pump | 230 | 3 |  |  | No Match | Single-Speed |  |  |  | 29000 | 1706 | 17 | 13.4 | 22800 | 1909 | 3.5 | 3.1 | Non Federally-Regulated | 01/24/2011 |  | 04/19/2013
Florida Heat Pump | Florida Heat Pump | EM060-3VT |  | Water-Source | WBAHP: Heat Pump Packaged Unit | Heat Pump | 208 | 3 |  |  | No Match | No Match |  |  |  | 60000 | 4615 | 13 | 9.3 | 80000 | 5328 | 4.4 | 3.8 | Federally-Regulated Commercial & Industrial Equipment | 03/31/1998 |  | 05/10/1998
Florida Heat Pump | Florida Heat Pump | EM028-3VT |  | Water-Source | WBAHP: Heat Pump Packaged Unit | Heat Pump | 230 | 1 |  |  | No Match | No Match |  |  |  | 28000 | 1971 | 14.2 | 10 | 33400 | 2175 | 4.5 |  | Federally-Regulated Commercial & Industrial Equipment | 02/02/1998 |  | 03/31/1998
Mammoth | Mammoth | F124VHC |  | Water-Source | WBAHP: Heat Pump Packaged Unit | Heat Pump | 208 | 3 |  |  | No Match | No Match |  |  |  | 116000 | 11590 | 10 | 9.2 | 142000 | 11364 | 3.7 | 2.5 | Non Federally-Regulated | 05/16/1984 |  | 05/11/1988
Waterfurnace International, Inc. | Waterfurnace International, Inc. | P066**3 |  | Water-Source | WBAHP: Heat Pump Packaged Unit | Heat Pump | 208 | 3 |  |  | No Match | No Match |  |  |  | 64900 | 4807 | 13.5 | 10 | 75000 | 5232 | 4.2 |  | Federally-Regulated Commercial & Industrial Equipment | 05/19/2000 |  | 02/17/2011
Addison Products | Addison Products | HWY042-3A |  | Water-Source | WBAHP: Heat Pump Packaged Unit | Heat Pump | 208 | 3 |  |  | No Match | No Match |  |  |  | 43100 | 3265 | 13.2 | 10 | 52600 | 3424 | 4.5 |  | Federally-Regulated Commercial & Industrial Equipment | 11/17/1999 |  | 11/14/2000
Bard Manufacturing Company, Inc. | Bard | QW481-B |  | Ground-Water-Source | WBAHP: Heat Pump Packaged Unit | Heat Pump | 208 | 3 |  |  | No Match | No Match |  |  |  | 45000 | 3020 | 14.9 | 9 | 30200 | 2854 | 3.1 |  | Non Federally-Regulated | 03/21/2001 |  | 07/18/2002
ClimateMaster Inc. | Carrier Corp. | 50YGV/H/D072 |  | Water-Source | WBAHP: Heat Pump Packaged Unit | Heat Pump | 230 | 1 |  |  | No Match | Single-Speed | 4289 | 100 | 130 | 68100 | 4570 | 14.9 | 12 | 85100 | 5307 | 4.7 | 4.2 | Federally-Regulated Commercial & Industrial Equipment | 12/12/2012 |  | 04/22/2015
Carrier Corp. | Carrier | 50QEH0606 |  | Water-Source | WBAHP: Heat Pump Packaged Unit | Heat Pump | 460 | 3 |  |  | No Match | No Match |  |  |  | 58000 | 5000 | 11.6 | 9 | 65000 | 4763 | 4 | 3.2 | Federally-Regulated Commercial & Industrial Equipment | 12/12/1988 |  | 02/22/1990
Florida Heat Pump | Energy Miser | HEV104-4 |  | Water-Source | WBAHP: Heat Pump Packaged Unit | Heat Pump | 460 | 3 |  |  | No Match | No Match |  |  |  | 102000 | 8720 | 11.7 | 10.5 | 130000 | 9600 | 4 | 3.8 | Non Federally-Regulated | 07/31/1991 |  | 03/31/1998
Addison Products | Addison Products | VGY060-3A |  | Water-Source | WBAHP-CB: Heat Pump Split Syst | Heat Pump | 208 | 3 |  |  | No Match | No Match |  |  |  | 68000 | 5354 | 12.7 | 9 | 77200 | 6113 | 3.7 | 3.5 | Non Federally-Regulated | 07/22/2002 |  | 03/12/2009
McQuay / Snyder General | Electro-Hydronics | UW630F3 |  | Water-Source | WBAHP: Heat Pump Packaged Unit | Heat Pump | 230 | 1 |  |  | No Match | No Match |  |  |  | 63000 | 6430 | 9.8 | 7.5 | 79000 | 6430 | 3.6 | 2.5 | Non Federally-Regulated | 08/29/1986 |  | 05/11/1988
Mammoth | Geox | GDH60 |  | Water-Source | WBAHP-CB: Heat Pump Split Syst | Heat Pump | 230 | 1 |  |  | No Match | No Match |  |  |  | 61000 | 6100 | 10 | 9 | 76000 | 6960 | 3.2 |  | Non Federally-Regulated | 12/28/1990 |  | 07/27/1992
Florida Heat Pump | Florida Heat Pump | EM041-4CS | EM041-4AH/AV | Ground-Water-Source | WBAHP-CB: Heat Pump Split Syst | Heat Pump | 460 | 3 |  |  | No Match | No Match |  |  |  | 40000 | 3030 | 13.2 | 9 | 26500 | 2677 | 2.9 |  | Non Federally-Regulated | 07/22/2002 |  | 03/12/2009
Waterfurnace International, Inc. | Johnson Controls | RKV/RKH060**0*1 |  | Water-Source | WBAHP: Heat Pump Packaged Unit | Heat Pump | 230 | 1 |  |  | No Match | Single-Speed |  |  |  | 61300 | 3981 | 15.4 | 12 | 69000 | 4044 | 5 | 4.2 | Federally-Regulated Commercial & Industrial Equipment | 09/03/2012 |  | 01/09/2014
Waterfurnace International, Inc. | Waterfurnace International, Inc. | VLV030A2 |  | Water-Source | WBAHP: Heat Pump Packaged Unit | Heat Pump | 265 | 1 |  |  | No Match | No Match |  |  |  | 29500 | 2107 | 14 | 9.3 | 35200 | 2292 | 4.5 | 3.8 | Federally-Regulated Commercial & Industrial Equipment | 03/31/1998 |  | 05/10/1998
Florida Heat Pump | Florida Heat Pump | TA035-1CF/HZ/VT |  | Water-Source | WBAHP: Heat Pump Packaged Unit | Heat Pump | 230 | 1 |  |  | No Match | Dual-Speed |  |  |  | 36600 | 2287 | 16 | 12 | 43000 | 2471 | 5.1 | 4.2 | Federally-Regulated Commercial & Industrial Equipment | 06/14/2011 |  | 04/20/2015
Waterfurnace International, Inc. | Waterfurnace International, Inc. | NSZ036A3 | NRAC036* | Water-Source | WBAHP-CB: Heat Pump Split Syst | Heat Pump | 208 | 3 |  |  | No Match | Single-Speed |  |  |  | 31400 | 1784 | 17.6 | 12 | 37600 | 2004 | 5.5 | 4.2 | Federally-Regulated Commercial & Industrial Equipment | 08/23/2011 |  | 10/24/2014
Climate Control / Snyder General | Electro-Hydronics | LHP25AP |  | Water-Source | WBAHP: Heat Pump Packaged Unit | Heat Pump | 460 | 3 |  |  | No Match | No Match |  |  |  | 256000 | 22000 | 11.6 |  | 284000 | 22400 | 3.7 | 2.5 | Non Federally-Regulated | 06/11/1985 |  | 08/29/1986
Waterfurnace International, Inc. | Waterfurnace International, Inc. | ATH066D1 |  | Ground-Water-Source | WBAHP: Heat Pump Packaged Unit | Heat Pump | 208 | 1 |  |  | No Match | No Match |  |  |  | 67000 | 5000 | 13.4 | 9 | 50000 | 4884 | 3 |  | Non Federally-Regulated | 12/14/1998 |  | 10/06/1999
Waterfurnace International, Inc. | Geotility Geothermal Installations | GS015**0*0 |  | Water-Source | WBAHP: Heat Pump Packaged Unit | Heat Pump | 230 | 1 |  |  | No Match | Single-Speed |  |  |  | 14400 | 929 | 15.5 | 11.2 | 17800 | 1110 | 4.7 | 4.2 | Federally-Regulated Commercial & Industrial Equipment | 01/24/2011 |  | 04/19/2013
Climate Control / Snyder General | Electro-Hydronics | UC140G5 |  | Water-Source | WBAHP: Heat Pump Packaged Unit | Heat Pump | 208 | 1 |  |  | No Match | No Match |  |  |  | 13500 | 1300 | 10.4 | 7.5 | 17500 | 1350 | 3.8 | 2.5 | Non Federally-Regulated | 05/16/1984 |  | 08/29/1986
Addison Products | Heat Controller | WPH64-1JC/1JBC |  | Ground-Water-Source | WBAHP: Heat Pump Packaged Unit | Heat Pump | 208 | 1 |  |  | No Match | No Match |  |  |  | 16300 | 1086 | 15 | 9 | 11500 | 1052 | 3.2 |  | Non Federally-Regulated | 10/06/1999 |  | 04/10/2000
Climate Control / Snyder General | Trane | WPRA33HGXBX |  | Water-Source | WBAHP: Heat Pump Packaged Unit | Heat Pump | 460 | 3 |  |  | No Match | No Match |  |  |  | 33000 | 3050 | 10.8 | 7.5 | 35000 | 2900 | 3.5 | 2.5 | Non Federally-Regulated | 05/16/1984 |  | 05/11/1988
Enertech Global, LLC | Enertech | GCT036C |  | Ground-Water-Source | WBAHP: Heat Pump Packaged Unit | Heat Pump | 208 | 1 |  |  | No Match | Single-Speed |  |  |  | 41800 | 1720 | 24.3 | 16.2 | 35900 | 2023 | 5.2 | 3.6 | Non Federally-Regulated | 05/02/2012 |  | 12/12/2012
California Heat Pump | Aqua-Matic | 26V*-32-** |  | Water-Source | WBAHP: Heat Pump Packaged Unit | Heat Pump | 208 | 3 |  |  | No Match | No Match |  |  |  | 24500 | 3050 | 8 | 7.5 | 30000 | 3200 | 2.7 | 2.5 | Non Federally-Regulated | 06/11/1985 |  | 05/11/1988
Addison Products | Heat Controller | HWY042-1A |  | Water-Source | WBAHP: Heat Pump Packaged Unit | Heat Pump | 208 | 1 |  |  | No Match | No Match |  |  |  | 43100 | 3265 | 13.2 | 10 | 52600 | 3424 | 4.5 |  | Federally-Regulated Commercial & Industrial Equipment | 11/17/1999 |  | 04/12/2000
Florida Heat Pump | Florida Heat Pump | GT036-3CS | GT036-1AH/AV | Water-Source | WBAH: Heating Only Packaged Un | Heat Pump | 230 | 3 |  |  | No Match | No Match |  |  |  | 35900 | 2740 | 13.1 | 9 | 38000 | 2854 | 3.9 | 3.5 | Non Federally-Regulated | 07/22/2002 |  | 03/12/2009
Singer | Electro-Hydronics | LE120C5 |  | Water-Source | WBAHP: Heat Pump Packaged Unit | Heat Pump | 208 | 1 |  |  | No Match | No Match |  |  |  | 11500 | 1200 | 9.6 | 7.5 | 14000 | 1300 | 3.3 | 2.5 | Non Federally-Regulated | 09/08/1982 |  | 05/16/1984
Addison Products | Heat Controller | VWPG042-1B-XL |  | Ground-Water-Source | WBAHP: Heat Pump Packaged Unit | Heat Pump | 230 | 1 |  |  | No Match | No Match |  |  |  | 41500 | 2881 | 14.4 | 9 | 30000 | 2929 | 3 |  | Non Federally-Regulated | 10/06/1999 |  | 04/10/2000
Econar | Econar | GH291 |  | Water-Source | WBAHP-CB: Heat Pump Split Syst | Heat Pump | 208 | 1 |  |  | No Match | No Match |  |  |  | 29800 | 2274 | 13.1 | 9 | 35800 | 2623 | 4 | 3.5 | Non Federally-Regulated | 12/14/1998 |  | 04/12/2000
Waterfurnace International, Inc. | Waterfurnace International, Inc. | SXV068C1 |  | Ground-Water-Source | WBAHP: Heat Pump Packaged Unit | Heat Pump | 208 | 1 |  |  | No Match | No Match |  |  |  | 66000 | 5500 | 12 | 9 | 52000 | 5080 | 3 |  | Non Federally-Regulated | 12/14/1998 |  | 10/06/1999
Mammoth | Mammoth | D124H |  | Water-Source | WBAHP: Heat Pump Packaged Unit | Heat Pump | 208 | 1 |  |  | No Match | No Match |  |  |  | 130000 | 13200 | 9.8 | 7.5 | 142000 | 13600 | 3.1 | 2.2 | Non Federally-Regulated | 01/05/1982 |  | 09/08/1982
California Heat Pump | California Heat Pump | CHP-33V*-13-** |  | Water-Source | WBAHP: Heat Pump Packaged Unit | Heat Pump | 265 | 1 |  |  | No Match | No Match |  |  |  | 32500 | 3500 | 9.3 | 7.5 | 37000 | 3550 | 3.1 | 2.5 | Non Federally-Regulated | 01/05/1982 |  | 09/08/1982
ClimateMaster Inc. | Climate Master | PDW24 | FK4CNF003 | Ground-Source | WBAHP-CB: Heat Pump Split Syst | Heat Pump | 208 | 1 |  |  | No Match | Single-Speed |  |  |  | 25200 | 1518 | 16.6 | 13.4 | 18600 | 1558 | 3.5 | 3.1 | Non Federally-Regulated | 09/15/2009 |  | 02/17/2011
McQuay / Snyder General | Electro-Hydronics | VF70F3 |  | Water-Source | WBAHP: Heat Pump Packaged Unit | Heat Pump | 230 | 1 |  |  | No Match | No Match |  |  |  | 6900 | 645 | 10.7 | 7.5 | 8800 | 700 | 3.7 | 2.5 | Non Federally-Regulated | 08/29/1986 |  | 05/11/1988
Marvair | Marvair | WVP25HPA |  | Water-Source | WBAHP: Heat Pump Packaged Unit | Heat Pump | 230 | 1 |  |  | No Match | No Match |  |  |  | 25000 | 2252 | 11.1 | 9 | 30400 | 2285 | 3.9 | 3.2 | Non Federally-Regulated | 05/11/1988 |  | 03/15/1989
Waterfurnace International, Inc. | Waterfurnace International, Inc. | VLV048A4 |  | Water-Source | WBAHP: Heat Pump Packaged Unit | Heat Pump | 460 | 3 |  |  | No Match | No Match |  |  |  | 45800 | 3606 | 12.7 | 10 | 57900 | 4040 | 4.2 |  | Federally-Regulated Commercial & Industrial Equipment | 02/02/1998 |  | 03/31/1998
Snyder General Corp. | McQuay | CCH030A*T |  | Water-Source | WBAHP: Heat Pump Packaged Unit | Heat Pump | 460 | 3 |  |  | No Match | No Match |  |  |  | 29400 | 2800 | 10.5 | 9 | 37400 | 3045 | 3.6 | 3.2 | Non Federally-Regulated | 02/22/1990 |  | 07/31/1991
Waterfurnace International, Inc. | Eagle Mountain | ZS023**0*0 |  | Ground-Source | WBAHP: Heat Pump Packaged Unit | Heat Pump | 230 | 1 |  |  | No Match | Single-Speed |  |  |  | 23900 | 1423 | 16.8 | 13.4 | 17000 | 1465 | 3.4 | 3.1 | Non Federally-Regulated | 01/24/2011 |  | 04/19/2013
Waterfurnace International, Inc. | Waterfurnace International, Inc. | E035**1 |  | Ground-Water-Source | WBAHP: Heat Pump Packaged Unit | Heat Pump | 208 | 1 |  |  | No Match | No Match |  |  |  | 34400 | 2150 | 16 | 9 | 25000 | 2219 | 3.3 |  | Non Federally-Regulated | 07/22/2002 |  | 06/27/2003
Mammoth | Hydrobank II | F035HLG |  | Ground-Water-Source | WBAHP: Heat Pump Packaged Unit | Heat Pump | 230 | 3 |  |  | No Match | No Match |  |  |  | 37000 | 2642 | 14 | 9 | 28500 | 2693 | 3.1 |  | Non Federally-Regulated | 05/23/2000 |  | 11/14/2000
Florida Heat Pump | Florida Heat Pump | GT030-1CF/HZ/VT |  | Water-Source | WBAHP-CB: Heat Pump Split Syst | Heat Pump | 208 | 1 |  |  | No Match | No Match |  |  |  | 30000 | 2112 | 14.2 | 9 | 34500 | 2350 | 4.3 | 3.5 | Non Federally-Regulated | 05/23/2001 |  | 07/18/2002
Mammoth | Hydrobank II | F108HHF |  | Water-Source | WBAHP: Heat Pump Packaged Unit | Heat Pump | 230 | 3 |  |  | No Match | No Match |  |  |  | 106000 | 9636 | 11 | 10.5 | 134000 | 10611 | 3.7 | 3.8 | Non Federally-Regulated | 07/31/1991 |  | 03/31/1998
McQuay / Snyder General | Electro-Hydronics | FC400FD |  | Water-Source | WBAHP: Heat Pump Packaged Unit | Heat Pump | 230 | 3 |  |  | No Match | No Match |  |  |  | 39600 | 3960 | 10 | 7.5 | 45000 | 3880 | 3.4 | 2.5 | Non Federally-Regulated | 08/29/1986 |  | 05/11/1988
Waterfurnace International, Inc. | Waterfurnace International, Inc. | ATV045D1 |  | Ground-Water-Source | WBAHP: Heat Pump Packaged Unit | Heat Pump | 230 | 1 |  |  | No Match | No Match |  |  |  | 50000 | 3571 | 14 | 9 | 33000 | 3119 | 3.1 |  | Non Federally-Regulated | 01/30/1998 |  | 03/31/1998
McQuay / Snyder General | Electro-Hydronics | CW610FD |  | Water-Source | WBAHP: Heat Pump Packaged Unit | Heat Pump | 230 | 3 |  |  | No Match | No Match |  |  |  | 61500 | 5850 | 10.5 | 7.5 | 77000 | 5785 | 3.9 | 2.5 | Non Federally-Regulated | 08/29/1986 |  | 05/11/1988
Waterfurnace International, Inc. | Waterfurnace International, Inc. | SXH042B0 |  | Ground-Water-Source | WBAHP: Heat Pump Packaged Unit | Heat Pump | 208 | 1 |  |  | No Match | No Match |  |  |  | 44000 | 3358 | 13.1 | 11 | 46000 | 3370 | 4 | 3.5 | Non Federally-Regulated | 03/31/1998 |  | 05/10/1998
McQuay / Snyder General | Electro-Hydronics | CW400GD |  | Water-Source | WBAHP: Heat Pump Packaged Unit | Heat Pump | 230 | 3 |  |  | No Match | No Match |  |  |  | 39600 | 3960 | 10 | 7.5 | 45000 | 3880 | 3.4 | 2.5 | Non Federally-Regulated | 08/29/1986 |  | 05/11/1988
Climate Control / Snyder General | Electro-Hydronics | CC1000GP |  | Water-Source | WBAHP: Heat Pump Packaged Unit | Heat Pump | 460 | 3 |  |  | No Match | No Match |  |  |  | 107000 | 10000 | 10.7 | 9.2 | 136000 | 10400 | 3.8 | 2.5 | Non Federally-Regulated | 05/16/1984 |  | 08/29/1986
Waterfurnace International, Inc. | Waterfurnace International, Inc. | SXV016A0 |  | Water-Source | WBAHP: Heat Pump Packaged Unit | Heat Pump | 230 | 1 |  |  | No Match | No Match |  |  |  | 16000 | 1185 | 13.5 | 10 | 20400 | 1195 | 5 |  | Federally-Regulated Commercial & Industrial Equipment | 02/02/1998 |  | 03/31/1998
Waterfurnace International, Inc. | Rybacki - Hart Enterprises | QT049**1 |  | Ground-Water-Source | WBAHP: Heat Pump Packaged Unit | Heat Pump | 230 | 1 |  |  | No Match | Dual-Speed |  |  |  | 44200 | 2037 | 21.7 | 16.2 | 38600 | 2571 | 4.4 | 3.6 | Non Federally-Regulated | 01/24/2011 |  | 04/19/2013
Enertech Global, LLC | Enertech | HCT060D |  | Ground-Water-Source | WBAHP: Heat Pump Packaged Unit | Heat Pump | 230 | 1 |  |  | No Match | Single-Speed | 2388 | 644 | 1 | 68200 | 3031 | 22.5 | 16.2 | 59900 | 3816 | 4.6 | 3.6 | Non Federally-Regulated | 09/03/2012 |  | 12/12/2012
Singer | Electro-Hydronics | LM190C5 |  | Water-Source | WBAHP: Heat Pump Packaged Unit | Heat Pump | 208 | 1 |  |  | No Match | No Match |  |  |  | 18200 | 1825 | 10 | 7.5 | 22600 | 2000 | 3.3 | 2.5 | Non Federally-Regulated | 09/08/1982 |  | 05/16/1984
Waterfurnace International, Inc. | Waterfurnace International, Inc. | SXV048*1 |  | Ground-Water-Source | WBAHP: Heat Pump Packaged Unit | Heat Pump | 230 | 1 |  |  | No Match | No Match |  |  |  | 51500 | 3843 | 13.4 | 9 | 36000 | 3402 | 3.1 |  | Non Federally-Regulated | 10/06/1999 |  | 05/19/2000
Thermal Energy Systems | Jacobsen Energy Ind., Inc. | 90***6**** |  | Water-Source | WBAHP: Heat Pump Packaged Unit | Heat Pump | 460 | 3 |  |  | No Match | No Match |  |  |  | 96500 | 9500 | 10.2 | 10.5 | 112500 | 9700 | 3.4 | 3.8 | Non Federally-Regulated | 07/31/1991 |  | 03/31/1998
Florida Heat Pump | Geomaster, LLC | EV048-1CF/HZ/VT |  | Ground-Water-Source | WBAHP: Heat Pump Packaged Unit | Heat Pump | 208 | 1 |  |  | No Match | Single-Speed |  |  |  | 55000 | 2670 | 20.6 | 16.2 | 47000 | 2670 | 4.2 | 3.6 | Non Federally-Regulated | 07/06/2011 |  | 12/12/2012
Carrier Corp. | Carrier | 50QEV0603 |  | Water-Source | WBAHP: Heat Pump Packaged Unit | Heat Pump | 230 | 1 |  |  | No Match | No Match |  |  |  | 59500 | 5040 | 11.8 | 9 | 70000 | 5106 | 4 | 3.2 | Non Federally-Regulated | 02/22/1990 |  | 07/31/1991
McQuay International | McQuay | FCV/FCW/VWH/VWW060B-T |  | Water-Source | WBAHP: Heat Pump Packaged Unit | Heat Pump | 460 | 3 |  |  | No Match | No Match |  |  |  | 58000 | 5321 | 10.9 | 9.3 | 78000 | 5861 | 3.9 | 3.8 | Federally-Regulated Commercial & Industrial Equipment | 03/31/1998 |  | 05/10/1998
Enertech Global, LLC | Enertech | HCT048C |  | Ground-Source | WBAHP: Heat Pump Packaged Unit | Heat Pump | 208 | 1 |  |  | No Match | Single-Speed |  |  |  | 50900 | 2797 | 18.2 | 13.4 | 39700 | 2838 | 4.1 | 3.1 | Non Federally-Regulated | 05/02/2012 |  | 12/12/2012
Waterfurnace International, Inc. | Rybacki - Hart Enterprises | GS015**0*0 |  | Water-Source | WBAHP: Heat Pump Packaged Unit | Heat Pump | 208 | 1 |  |  | No Match | Single-Speed |  |  |  | 14400 | 929 | 15.5 | 11.2 | 17800 | 1110 | 4.7 | 4.2 | Federally-Regulated Commercial & Industrial Equipment | 01/24/2011 |  | 04/19/2013
ClimateMaster Inc. | Trane | WPHB0132 |  | Water-Source | WBAHP: Heat Pump Packaged Unit | Heat Pump | 208 | 1 |  |  | No Match | No Match |  |  |  | 12402 | 1191 | 10.4 | 9 | 14094 | 1499 | 3.3 | 3.2 | Non Federally-Regulated | 02/22/1990 |  | 07/31/1991
Florida Heat Pump | Florida Heat Pump | GT030-1VT/HZ/CF |  | Ground-Source | WBAHP: Heat Pump Packaged Unit | Heat Pump | 230 | 1 |  |  | No Match | No Match |  |  |  | 31200 | 2080 | 15 |  | 20600 | 1886 | 3.2 |  | Non Federally-Regulated | 03/31/1998 |  | 05/10/1998
Waterfurnace International, Inc. | Waterfurnace International, Inc. | SXV024C0 |  | Water-Source | WBAHP-CB: Heat Pump Split Syst | Heat Pump | 230 | 1 |  |  | No Match | No Match |  |  |  | 27400 | 1889 | 14.5 | 9 | 27400 | 1867 | 4.3 | 3.5 | Non Federally-Regulated | 02/02/1998 |  | 10/02/1998
Addison Products | Heat Controller | HWPG020-1B-XL |  | Ground-Water-Source | WBAHP: Heat Pump Packaged Unit | Heat Pump | 208 | 1 |  |  | No Match | No Match |  |  |  | 19000 | 1258 | 15.1 | 9 | 13400 | 1189 | 3.3 |  | Non Federally-Regulated | 10/06/1999 |  | 04/10/2000
Carrier Corp. | Carrier | 50QXH0366 |  | Water-Source | WBAHP: Heat Pump Packaged Unit | Heat Pump | 460 | 3 |  |  | No Match | No Match |  |  |  | 35800 | 2841 | 12.6 | 9 | 41500 | 3040 | 4 | 3.2 | Non Federally-Regulated | 03/15/1989 |  | 09/25/1989
Geoflex Systems, Inc. | Geoflex Systems, Inc. | GF1S-V/H/D/M-030WAABE |  | Ground-Water-Source | WBAHP: Heat Pump Packaged Unit | Both Heat Pump and Electric Re | 230 | 1 |  |  | No Match | Single-Speed |  |  |  | 30300 | 1148 | 26.4 | 16.2 | 26300 | 1606 | 4.8 | 3.6 | Non Federally-Regulated | 03/02/2012 |  | 01/09/2014
Florida Heat Pump | Florida Heat Pump | GO036-1CF/HZ/VT |  | Water-Source | WBAHP: Heat Pump Packaged Unit | Heat Pump | 230 | 3 |  |  | No Match | No Match |  |  |  | 33800 | 2166 | 15.6 | 10 | 41500 | 2210 | 5.5 |  | Federally-Regulated Commercial & Industrial Equipment | 05/29/2001 |  | 07/16/2001
Geoflex Systems, Inc. | Geoflex Systems, Inc. | GF1S-V/H/D/M-042WABBP |  | Water-Source | WBAHP: Heat Pump Packaged Unit | Both Heat Pump and Electric Re | 265 | 1 |  |  | No Match | Single-Speed |  |  |  | 38600 | 2121 | 18.2 | 12 | 45500 | 2299 | 5.8 | 4.2 | Federally-Regulated Commercial & Industrial Equipment | 11/30/2011 |  | 03/02/2012
Waterfurnace International, Inc. | Waterfurnace International, Inc. | NSV/NSH022F1*1 |  | Ground-Source | WBAHP: Heat Pump Packaged Unit | Heat Pump | 208 | 1 |  |  | No Match | Single-Speed |  |  |  | 23000 | 1000 | 23 | 13.4 | 14200 | 1067 | 3.9 | 3.1 | Non Federally-Regulated | 05/02/2012 |  | 04/19/2013
Florida Heat Pump | Florida Heat Pump | EM031-1CS | EM031-1AH/AV | Ground-Water-Source | WBAHP-CB: Heat Pump Split Syst | Heat Pump | 230 | 1 |  |  | No Match | No Match |  |  |  | 33000 | 2340 | 14.1 | 9 | 25200 | 2307 | 3.2 |  | Non Federally-Regulated | 07/22/2002 |  | 03/12/2009
Enertech Global, LLC | Enertech | HCT036C |  | Ground-Source | WBAHP: Heat Pump Packaged Unit | Heat Pump | 230 | 1 |  |  | No Match | Single-Speed |  |  |  | 37500 | 2072 | 18.1 | 13.4 | 28100 | 2009 | 4.1 | 3.1 | Non Federally-Regulated | 12/12/2012 |  | 04/21/2014
Trane U.S. Inc. | Trane | WPHD0351 |  | Water-Source | WBAHP: Heat Pump Packaged Unit | Heat Pump | 265 | 1 |  |  | No Match | No Match |  |  |  | 36100 | 3281 | 11 | 9.3 | 45800 | 3532 | 3.8 | 3.8 | Federally-Regulated Commercial & Industrial Equipment | 03/31/1998 |  | 05/10/1998
Waterfurnace International, Inc. | Spectra | SXV036A2 |  | Water-Source | WBAHP-CB: Heat Pump Split Syst | Heat Pump | 265 | 1 |  |  | No Match | No Match |  |  |  | 37600 | 2870 | 13.1 | 9 | 40500 | 3043 | 3.9 | 3.5 | Non Federally-Regulated | 06/02/1993 |  | 06/03/1993
McQuay International | McQuay | W-W**-1-007-E |  | Water-Source | WBAHP-O: Heat Pump Packaged Un | Heat Pump | 208 | 1 |  |  | No Match | No Match |  |  |  | 6900 | 575 | 12 | 10 | 8600 | 646 | 3.9 |  | Federally-Regulated Commercial & Industrial Equipment | 10/05/1999 |  | 09/21/2000
Waterfurnace International, Inc. | Waterfurnace International, Inc. | VLH070A3 |  | Water-Source | WBAHP: Heat Pump Packaged Unit | Heat Pump | 230 | 3 |  |  | No Match | No Match |  |  |  | 68000 | 5528 | 12.3 | 9 | 83200 | 5805 | 4.2 | 3.8 | Federally-Regulated Commercial & Industrial Equipment | 12/14/1998 |  | 10/05/1999
Florida Heat Pump | Florida Heat Pump | GT070-4CS | GT070-4AH/AV | Water-Source | WBAH: Heating Only Packaged Un | Heat Pump | 460 | 3 |  |  | No Match | No Match |  |  |  | 67500 | 5037 | 13.4 | 9 | 77500 | 5975 | 3.8 | 3.5 | Non Federally-Regulated | 05/19/2000 |  | 07/18/2002
Enertech Global, LLC | Enertech | HST060A | ACD060 | Ground-Source | WBAHP-CB: Heat Pump Split Syst | Heat Pump | 208 | 1 |  |  | No Match | Single-Speed |  |  |  | 61500 | 3683 | 16.7 | 13.4 | 44800 | 3549 | 3.7 | 3.1 | Non Federally-Regulated | 11/30/2011 |  | 03/02/2012
Trane U.S. Inc. | Trane | GXHA0191 |  | Water-Source | WBAHP: Heat Pump Packaged Unit | Heat Pump | 208 | 1 |  |  | No Match | No Match |  |  |  | 18900 | 1657 | 11.4 | 10 | 24100 | 1810 | 3.9 |  | Federally-Regulated Commercial & Industrial Equipment | 02/02/1998 |  | 03/31/1998
Waterfurnace International, Inc. | Waterfurnace International, Inc. | SXV058C0 |  | Water-Source | WBAHP: Heat Pump Packaged Unit | Heat Pump | 208 | 1 |  |  | No Match | No Match |  |  |  | 55000 | 4044 | 13.6 | 9.3 | 69000 | 4493 | 4.5 | 3.8 | Federally-Regulated Commercial & Industrial Equipment | 03/31/1998 |  | 05/10/1998
Waterfurnace International, Inc. | Waterfurnace International, Inc. | SXV058C0 |  | Water-Source | WBAHP: Heat Pump Packaged Unit | Heat Pump | 230 | 1 |  |  | No Match | No Match |  |  |  | 55000 | 4044 | 13.6 | 10 | 69000 | 4493 | 4.5 |  | Federally-Regulated Commercial & Industrial Equipment | 12/14/1998 |  | 10/05/1999
ClimateMaster Inc. | Trane | WPVC0304 |  | Water-Source | WBAHP: Heat Pump Packaged Unit | Heat Pump | 460 | 3 |  |  | No Match | No Match |  |  |  | 30000 | 2900 | 10.3 | 9 | 40500 | 3200 | 3.7 | 3.2 | Federally-Regulated Commercial & Industrial Equipment | 07/05/1988 |  | 02/22/1990
ClimateMaster Inc. | Climate Master Series | 81610G |  | Water-Source | WBAHP-O: Heat Pump Packaged Un | Heat Pump | 265 | 1 |  |  | No Match | No Match |  |  |  | 8300 | 728 | 11.4 | 9.3 | 10600 | 817 | 3.8 | 3.8 | Non Federally-Regulated | 07/31/1991 |  | 02/02/1998
Florida Heat Pump | Florida Heat Pump | EM060-1CF/HZ/VT |  | Water-Source | WBAHP-CB: Heat Pump Split Syst | Heat Pump | 230 | 1 |  |  | No Match | No Match |  |  |  | 65000 | 5200 | 12.5 | 9 | 80000 | 6335 | 3.7 | 3.5 | Non Federally-Regulated | 05/23/2001 |  | 07/18/2002
McQuay / Snyder General | Electro-Hydronics | UC140F7 |  | Water-Source | WBAHP: Heat Pump Packaged Unit | Heat Pump | 265 | 1 |  |  | No Match | No Match |  |  |  | 13500 | 1300 | 10.4 | 7.5 | 17500 | 1350 | 3.8 | 2.5 | Non Federally-Regulated | 08/29/1986 |  | 05/11/1988
Florida Heat Pump | Energy Miser | EMH41-3 |  | Water-Source | WBAHP: Heat Pump Packaged Unit | Heat Pump | 230 | 3 |  |  | No Match | No Match |  |  |  | 40000 | 4000 | 10 | 9 | 45000 | 4120 | 3.2 | 3.2 | Federally-Regulated Commercial & Industrial Equipment | 01/26/1989 |  | 07/27/1992
McQuay International | McQuay | FCV/FCW007B-G |  | Water-Source | WBAHP: Heat Pump Packaged Unit | Heat Pump | 230 | 1 |  |  | No Match | No Match |  |  |  | 6800 | 653 | 10.4 | 10 | 9800 | 755 | 3.8 |  | Federally-Regulated Commercial & Industrial Equipment | 11/17/1999 |  | 09/21/2000
ClimateMaster Inc. | Carrier Corp. | YDS/YPS049 | CNPV*48* | Ground-Water-Source | WBAHP-C: Heat Pump Split Syste | Heat Pump | 230 | 1 |  |  | No Match | Single-Speed |  |  |  | 54600 | 2493 | 21.9 | 16.2 | 46200 | 3142 | 4.3 | 3.6 | Non Federally-Regulated | 11/25/2009 |  | 08/23/2011
California Heat Pump | California Heat Pump | CHP-42H*-34-** |  | Water-Source | WBAHP: Heat Pump Packaged Unit | Heat Pump | 460 | 3 |  |  | No Match | No Match |  |  |  | 42000 | 4800 | 8.8 | 7.5 | 48000 | 4700 | 3 | 2.5 | Non Federally-Regulated | 01/05/1982 |  | 05/16/1984
Addison Products | Heat Controller | HWPG048-1B-XL |  | Ground-Water-Source | WBAHP: Heat Pump Packaged Unit | Heat Pump | 208 | 1 |  |  | No Match | No Match |  |  |  | 47500 | 3298 | 14.4 | 9 | 34000 | 3213 | 3.1 |  | Non Federally-Regulated | 10/06/1999 |  | 04/10/2000
Addison Products | Addison Products | VGY054-3A |  | Water-Source | WBAHP-CB: Heat Pump Split Syst | Heat Pump | 208 | 3 |  |  | No Match | No Match |  |  |  | 57700 | 4931 | 11.7 | 9 | 67100 | 5461 | 3.6 | 3.5 | Non Federally-Regulated | 07/22/2002 |  | 03/12/2009
Florida Heat Pump | Florida Heat Pump | EM031-3CS | EM031-1AV | Water-Source | WBAHP-C: Heat Pump Split Syste | Heat Pump | 230 | 3 |  |  | No Match | No Match |  |  |  | 31400 | 2275 | 13.8 | 10 | 41000 | 2730 | 4.4 |  | Federally-Regulated Commercial & Industrial Equipment | 02/02/1998 |  | 03/31/1998
Addison Products | Addison Products | VGY048-3A |  | Ground-Water-Source | WBAHP: Heat Pump Packaged Unit | Heat Pump | 208 | 3 |  |  | No Match | No Match |  |  |  | 53900 | 4052 | 13.3 | 9 | 36800 | 3478 | 3.1 |  | Non Federally-Regulated | 07/22/2002 |  | 03/12/2009
ClimateMaster Inc. | Climate Master | TEV/H/D038 |  | Ground-Water-Source | WBAHP: Heat Pump Packaged Unit | Heat Pump | 208 | 1 |  |  | No Match | Single-Speed |  |  |  | 43300 | 1598 | 27.1 | 16.2 | 37200 | 2097 | 5.2 | 3.6 | Non Federally-Regulated | 05/02/2012 |  | 06/09/2015
Waterfurnace International, Inc. | Waterfurnace International, Inc. | NSV/NSH060G1*4 |  | Water-Source | WBAHP: Heat Pump Packaged Unit | Heat Pump | 230 | 1 |  |  | No Match | Single-Speed |  |  |  | 61300 | 3693 | 16.6 | 12 | 69000 | 3816 | 5.3 | 4.2 | Federally-Regulated Commercial & Industrial Equipment | 09/03/2012 |  | 04/19/2013
Enertech Global, LLC | Enertech | TCT048A |  | Ground-Water-Source | WBAHP: Heat Pump Packaged Unit | Heat Pump | 208 | 1 |  |  | No Match | Single-Speed |  |  |  | 55600 | 2562 | 21.7 | 16.2 | 50000 | 3186 | 4.6 | 3.6 | Non Federally-Regulated | 06/14/2011 |  | 01/09/2014
Addison Products | Addison Products | HGY042-3A |  | Ground-Water-Source | WBAHP: Heat Pump Packaged Unit | Heat Pump | 208 | 3 |  |  | No Match | No Match |  |  |  | 47000 | 3560 | 13.2 | 9 | 30900 | 3017 | 3 |  | Non Federally-Regulated | 11/14/2000 |  | 07/18/2002
ClimateMaster Inc. | Climate Master Series | GSS24 | AH08-U17R30K | Ground-Water-Source | WBAHP-CB: Heat Pump Split Syst | Heat Pump | 208 | 1 |  |  | No Match | No Match |  |  |  | 24500 | 1655 | 14.8 | 9 | 19500 | 1843 | 3.1 |  | Non Federally-Regulated | 10/06/1999 |  | 04/10/2000
Econar | Econar | GC360 |  | Ground-Water-Source | WBAHP: Heat Pump Packaged Unit | Heat Pump | 208 | 1 |  |  | No Match | No Match |  |  |  | 35200 | 2550 | 13.8 | 9 | 32000 | 2929 | 3.2 |  | Non Federally-Regulated | 07/22/2002 |  | 03/12/2009
Florida Heat Pump | Florida Heat Pump | EM096-3VT |  | Water-Source | WBAHP: Heat Pump Packaged Unit | Heat Pump | 208 | 3 |  |  | No Match | No Match |  |  |  | 96000 | 7111 | 13.5 | 9 | 109000 | 6796 | 4.7 | 3.8 | Federally-Regulated Commercial & Industrial Equipment | 02/02/1998 |  | 03/31/1998
McQuay / Snyder General | Electro-Hydronics | CC330FP |  | Water-Source | WBAHP: Heat Pump Packaged Unit | Heat Pump | 460 | 3 |  |  | No Match | No Match |  |  |  | 33000 | 3050 | 10.8 | 7.5 | 39000 | 3090 | 3.7 | 2.5 | Non Federally-Regulated | 08/29/1986 |  | 05/11/1988
Trane U.S. Inc. | Trane | GETE024 |  | Ground-Source | WBAHP-O: Heat Pump Packaged Un | Heat Pump | 208 | 1 |  |  | No Match | Single-Speed |  |  |  | 24700 | 1614 | 15.3 | 13.4 | 19300 | 1665 | 3.4 | 3.1 | Non Federally-Regulated | 11/25/2009 |  | 01/09/2014
McQuay International | McQuay | W-CMG-1-048-F |  | Ground-Water-Source | WBAHP: Heat Pump Packaged Unit | Heat Pump | 208 | 3 |  |  | No Match | No Match |  |  |  | 48000 | 3692 | 13 | 9 | 34000 | 3320 | 3 |  | Non Federally-Regulated | 07/22/2002 |  | 03/12/2009
California Heat Pump | California Heat Pump | CHP-15R*-12-** |  | Water-Source | WBAHP: Heat Pump Packaged Unit | Heat Pump | 208 | 1 |  |  | No Match | No Match |  |  |  | 13000 | 1450 | 9 | 7.5 | 17000 | 1450 | 3.4 | 2.5 | Non Federally-Regulated | 09/08/1982 |  | 06/11/1985
ClimateMaster Inc. | Genesis Compact | GCH060BF******* |  | Water-Source | WBAHP: Heat Pump Packaged Unit | Heat Pump | 460 | 3 |  |  | No Match | No Match |  |  |  | 57900 | 4865 | 11.9 | 10 | 79200 | 5530 | 4.2 |  | Federally-Regulated Commercial & Industrial Equipment | 07/02/2003 |  | 12/21/2006
Addison Products | Addison Products | HWY120-5A |  | Water-Source | WBAHP: Heat Pump Packaged Unit | Heat Pump | 575 | 3 |  |  | No Match | No Match |  |  |  | 110000 | 10000 | 11 | 9 | 135200 | 9661 | 4.1 | 3.8 | Federally-Regulated Commercial & Industrial Equipment | 01/18/2001 |  | 11/19/2001
ClimateMaster Inc. | Climate Master | TES/P038A | TAH038B | Ground-Water-Source | WBAHP-CB: Heat Pump Split Syst | Heat Pump | 208 | 1 |  |  | No Match | Single-Speed |  |  |  | 42100 | 1671 | 25.2 | 16.2 | 34500 | 2106 | 4.8 | 3.6 | Non Federally-Regulated | 12/12/2012 |  | 06/09/2015
Econar | Econar | GH232 |  | Ground-Water-Source | WBAHP: Heat Pump Packaged Unit | Heat Pump | 208 | 1 |  |  | No Match | No Match |  |  |  | 24800 | 1710 | 14.5 | 9 | 21200 | 1827 | 3.4 |  | Non Federally-Regulated | 01/30/1998 |  | 03/31/1998
California Heat Pump | Trane | WPHB-0137 |  | Water-Source | WBAHP: Heat Pump Packaged Unit | Heat Pump | 265 | 1 |  |  | No Match | No Match |  |  |  | 13600 | 1248 | 10.9 | 7.5 | 16400 | 1373 | 3.5 | 2.5 | Non Federally-Regulated | 06/11/1985 |  | 05/11/1988
Florida Heat Pump | Energy Miser | HEV 104-4 |  | Water-Source | WBAHP: Heat Pump Packaged Unit | Heat Pump | 460 | 3 |  |  | No Match | No Match |  |  |  | 100000 | 9100 | 11 | 9.2 | 130000 | 9600 | 4 | 2.5 | Non Federally-Regulated | 06/11/1985 |  | 05/11/1988
Mammoth | Hydrobank II | F024HHG/VHG |  | Water-Source | WBAHP: Heat Pump Packaged Unit | Heat Pump | 208 | 3 |  |  | No Match | No Match |  |  |  | 24600 | 2157 | 11.4 | 9.3 | 31700 | 2444 | 3.8 | 3.8 | Federally-Regulated Commercial & Industrial Equipment | 03/31/1998 |  | 05/10/1998
Enertech Global, LLC | Enertech | HXT072B3 |  | Ground-Source | WBAHP: Heat Pump Packaged Unit | Heat Pump | 460 | 3 |  |  | No Match | Single-Speed | 3667 | 693 | 1 | 65400 | 4360 | 15 | 13.4 | 57000 | 4515 | 3.7 | 3.1 | Non Federally-Regulated | 05/02/2012 |  | 01/09/2014
Addison Products | Addison Products | DWPG054-1B-XL* |  | Ground-Water-Source | WBAHP: Heat Pump Packaged Unit | Heat Pump | 208 | 1 |  |  | No Match | No Match |  |  |  | 53000 | 3868 | 13.7 | 9 | 40000 | 3907 | 3 |  | Non Federally-Regulated | 07/29/1998 |  | 10/02/1998
Snyder General Corp. | McQuay | LWP12AP |  | Water-Source | WBAHP: Heat Pump Packaged Unit | Heat Pump | 460 | 3 |  |  | No Match | No Match |  |  |  | 128000 | 11000 | 11.6 | 9.2 | 142000 | 11200 | 3.7 | 2.5 | Non Federally-Regulated | 02/22/1990 |  | 07/31/1991
Florida Heat Pump | Energy Miser | LT 50 CF -3 |  | Ground-Water-Source | WBAHP: Heat Pump Packaged Unit | Heat Pump | 208 | 3 |  |  | No Match | No Match |  |  |  | 44500 | 4045 | 11 | 11 | 48000 | 4135 | 3.4 | 3.4 | Non Federally-Regulated | 07/31/1991 |  | 03/31/1998
Florida Heat Pump | Geomaster, LLC | EC042-3CS | EC042-1AH/AV | Water-Source | WBAHP-CB: Heat Pump Split Syst | Heat Pump | 208 | 3 |  |  | No Match | Single-Speed |  |  |  | 41000 | 3203 | 12.8 | 12 | 52000 | 3628 | 4.2 | 4.2 | Federally-Regulated Commercial & Industrial Equipment | 04/30/2009 |  | 04/20/2015
Addison Products | Addison Products | HWPH028-1J |  | Water-Source | WBAHP: Heat Pump Packaged Unit | Heat Pump | 230 | 1 |  |  | No Match | No Match |  |  |  | 27600 | 2509 | 11 | 10 | 36400 | 2735 | 3.9 |  | Federally-Regulated Commercial & Industrial Equipment | 02/02/1998 |  | 03/31/1998
Waterfurnace International, Inc. | Waterfurnace International, Inc. | SXV024A1 |  | Ground-Water-Source | WBAHP: Heat Pump Packaged Unit | Heat Pump | 230 | 1 |  |  | No Match | No Match |  |  |  | 27000 | 1741 | 15.5 | 9 | 18000 | 1551 | 3.4 |  | Non Federally-Regulated | 01/30/1998 |  | 03/31/1998
McQuay International | McQuay | W-CDD/CDE/CME-1-009-J |  | Water-Source | WBAHP: Heat Pump Packaged Unit | Heat Pump | 265 | 1 |  |  | No Match | No Match |  |  |  | 8700 | 790 | 11 | 10 | 12000 | 901 | 3.9 |  | Federally-Regulated Commercial & Industrial Equipment | 09/21/2000 |  | 01/24/2002
Addison Products | Addison Products | VWPG030-1B-XL* |  | Ground-Water-Source | WBAHP: Heat Pump Packaged Unit | Heat Pump | 208 | 1 |  |  | No Match | No Match |  |  |  | 28000 | 9032 | 3.1 | 9 | 19800 | 1871 | 3.1 |  | Non Federally-Regulated | 05/15/1998 |  | 07/29/1998
Command-Aire | Command-Aire | RUWP-1244 |  | Water-Source | WBAHP: Heat Pump Packaged Unit | Heat Pump | 460 | 3 |  |  | No Match | No Match |  |  |  | 146000 | 15500 | 9.4 |  | 190000 | 15300 | 3.6 |  | Non Federally-Regulated | 05/11/1988 |  | 03/15/1989
McQuay International | McQuay | W-CDL/CDS/CMS-1-007-E |  | Water-Source | WBAHP: Heat Pump Packaged Unit | Heat Pump | 208 | 1 |  |  | No Match | No Match |  |  |  | 7000 | 654 | 10.7 | 10 | 9800 | 736 | 3.9 |  | Federally-Regulated Commercial & Industrial Equipment | 09/21/2000 |  | 03/12/2009
Climate Control / Snyder General | Electro-Hydronics | FC350F5 |  | Water-Source | WBAHP: Heat Pump Packaged Unit | Heat Pump | 208 | 1 |  |  | No Match | No Match |  |  |  | 35600 | 3360 | 10.6 | 7.5 | 43000 | 3500 | 3.6 | 2.5 | Non Federally-Regulated | 06/11/1985 |  | 08/29/1986
Hydro Delta Corp. | Hydro Delta Corp. | 03-036-WTARD-HE |  | Water-Source | WBAHP-CB: Heat Pump Split Syst | Heat Pump | 230 | 1 |  |  | No Match | No Match |  |  |  | 38000 | 2923 | 13 | 9 | 43000 | 3149 | 4 | 3.5 | Non Federally-Regulated | 10/05/1999 |  | 11/17/1999
Mammoth | Hydrobank II | F120HHG/VHG |  | Water-Source | WBAHP: Heat Pump Packaged Unit | Heat Pump | 208 | 3 |  |  | No Match | No Match |  |  |  | 122000 | 10796 | 11.3 | 9 | 169000 | 13034 | 3.8 | 3.8 | Federally-Regulated Commercial & Industrial Equipment | 12/14/1998 |  | 10/05/1999
Climate Control / Snyder General | Electro-Hydronics | UW500F5 |  | Water-Source | WBAHP: Heat Pump Packaged Unit | Heat Pump | 208 | 1 |  |  | No Match | No Match |  |  |  | 50000 | 4850 | 10.3 | 7.5 | 65000 | 4900 | 3.9 | 2.5 | Non Federally-Regulated | 05/16/1984 |  | 08/29/1986
Command-Aire | Command-Aire | SWPXR411E |  | Water-Source | WBAHP: Heat Pump Packaged Unit | Heat Pump | 208 | 1 |  |  | No Match | No Match |  |  |  | 42000 | 3780 | 11.1 | 9 | 53000 | 3880 | 4 | 3.2 | Non Federally-Regulated | 05/11/1988 |  | 03/15/1989
Heat Controller | Heat Controller | HWPG054-1B** |  | Water-Source | WBAHP-CB: Heat Pump Split Syst | Heat Pump | 208 | 1 |  |  | No Match | No Match |  |  |  | 55000 | 4166 | 13.2 | 9 | 61500 | 4506 | 4 | 3.5 | Non Federally-Regulated | 02/02/1998 |  | 10/02/1998
Enertech Global, LLC | Enertech | THT036A |  | Ground-Source | WBAHP: Heat Pump Packaged Unit | Heat Pump | 230 | 1 |  |  | No Match | Single-Speed |  |  |  | 36800 | 2067 | 17.8 | 13.4 | 28900 | 1970 | 4.3 | 3.1 | Non Federally-Regulated | 08/23/2011 |  | 12/12/2012
Waterfurnace International, Inc. | Rybacki - Hart Enterprises | ZS041**0*4 |  | Ground-Source | WBAHP: Heat Pump Packaged Unit | Heat Pump | 208 | 1 |  |  | No Match | Single-Speed |  |  |  | 41000 | 2485 | 16.5 | 13.4 | 29000 | 2428 | 3.5 | 3.1 | Non Federally-Regulated | 06/14/2011 |  | 04/19/2013
Command-Aire | Command-Aire | SWP-351 |  | Water-Source | WBAHP: Heat Pump Packaged Unit | Heat Pump | 208 | 1 |  |  | No Match | No Match |  |  |  | 29000 | 3050 | 9.5 | 9 | 38000 | 3150 | 3.5 | 3.2 | Non Federally-Regulated | 02/22/1990 |  | 07/31/1991
Power-Save International, Inc. | S.O.E.S.I. | PSS-600 (2) |  | Water-Source | WBAHP: Heat Pump Packaged Unit | Heat Pump | 230 | 1 |  |  | No Match | No Match |  |  |  | 76000 | 4922 | 15.4 | 9.2 | 80000 | 4968 | 4.7 |  | Non Federally-Regulated | 05/11/1988 |  | 03/15/1989
Addison Products | Addison Products | WSH036-3AL |  | Water-Source | WBAHP: Heat Pump Packaged Unit | Heat Pump | 230 | 3 |  |  | No Match | No Match |  |  |  | 35000 | 2868 | 12.2 | 10 | 44000 | 3070 | 4.2 |  | Federally-Regulated Commercial & Industrial Equipment | 02/02/1998 |  | 03/31/1998
ClimateMaster Inc. | Carrier Corp. | 50YEH/V/D048K***3 |  | Ground-Water-Source | WBAHP: Heat Pump Packaged Unit | Heat Pump | 230 | 1 |  |  | No Match | Single-Speed |  |  |  | 53700 | 2247 | 23.9 | 16.2 | 45700 | 3044 | 4.4 | 3.6 | Non Federally-Regulated | 10/24/2014 |  | 04/22/2015
Command-Aire | Command-Aire | GXUB0281 |  | Water-Source | WBAHP: Heat Pump Packaged Unit | Heat Pump | 208 | 1 |  |  | No Match | No Match |  |  |  | 27000 | 2288 | 11.8 | 10 | 34700 | 2480 | 4.1 |  | Federally-Regulated Commercial & Industrial Equipment | 08/07/1998 |  | 10/02/1998
Command-Aire | Command-Aire | RUWP-2044 |  | Water-Source | WBAHP: Heat Pump Packaged Unit | Heat Pump | 460 | 3 |  |  | No Match | No Match |  |  |  | 244000 | 27300 | 8.9 |  | 307000 | 25300 | 3.6 |  | Non Federally-Regulated | 05/11/1988 |  | 03/15/1989
Florida Heat Pump | Florida Heat Pump | EM015-1CS | EM015-1AH/AV | Water-Source | Water/Brine to Air Heat Pump S | Heat Pump | 208 | 1 |  |  | No Match | No Match |  |  |  | 14500 | 1271 | 11.4 | 10 | 19700 | 1443 | 4 |  | Federally-Regulated Commercial & Industrial Equipment | 04/12/2000 |  | 03/12/2009
Snyder General Corp. | American Air Filter | HWH036C*G |  | Water-Source | WBAHP: Heat Pump Packaged Unit | Heat Pump | 208 | 1 |  |  | No Match | No Match |  |  |  | 35600 | 3017 | 11.8 | 9.3 | 43000 | 3243 | 3.9 | 3.8 | Non Federally-Regulated | 07/31/1991 |  | 03/31/1998
Snyder General Corp. | American Air Filter | HWH036C*N |  | Water-Source | WBAHP: Heat Pump Packaged Unit | Heat Pump | 265 | 1 |  |  | No Match | No Match |  |  |  | 35600 | 3017 | 11.8 | 9.3 | 43000 | 3243 | 3.9 | 3.8 | Non Federally-Regulated | 07/31/1991 |  | 03/31/1998
Florida Heat Pump | Florida Heat Pump | EM041-1CS | EM041-1AH/AV | Water-Source | WBAH: Heating Only Packaged Un | Heat Pump | 230 | 1 |  |  | No Match | No Match |  |  |  | 42000 | 3500 | 12 | 9 | 49000 | 4101 | 3.5 | 3.5 | Non Federally-Regulated | 05/23/2001 |  | 07/18/2002
Thermal Energy Systems | Thermaflo II | 48***3**** |  | Water-Source | WBAHP: Heat Pump Packaged Unit | Heat Pump | 230 | 1 |  |  | No Match | No Match |  |  |  | 49000 | 4350 | 11.3 | 9 | 59000 | 4400 | 3.9 | 3.2 | Non Federally-Regulated | 02/22/1990 |  | 07/31/1991
Addison Products | Addison Products | DWPG060-3B-XL* |  | Ground-Water-Source | WBAHP: Heat Pump Packaged Unit | Heat Pump | 230 | 3 |  |  | No Match | No Match |  |  |  | 58000 | 4461 | 13 | 9 | 44000 | 4446 | 2.9 |  | Non Federally-Regulated | 12/14/1998 |  | 04/10/2000
McQuay / Snyder General | Electro-Hydronics | CCW007A*A |  | Water-Source | WBAHP: Heat Pump Packaged Unit | Heat Pump | 115 | 1 |  |  | No Match | No Match |  |  |  | 7100 | 645 | 11 | 9 | 9200 | 705 | 3.8 | 3.2 | Non Federally-Regulated | 05/11/1988 |  | 03/15/1989
Waterfurnace International, Inc. | Waterfurnace International, Inc. | CC/CE/CS/CW07*0 |  | Water-Source | WBAHP-O: Heat Pump Packaged Un | Heat Pump | 208 | 1 |  |  | No Match | No Match |  |  |  | 7100 | 507 | 14 | 10 | 9300 | 579 | 4.7 |  | Federally-Regulated Commercial & Industrial Equipment | 11/14/2000 |  | 02/09/2009
Mammoth | Hydrobank II | G070VLF/HLF |  | Ground-Water-Source | WBAHP: Heat Pump Packaged Unit | Heat Pump | 460 | 3 |  |  | No Match | No Match |  |  |  | 71780 | 5277 | 13.6 | 9 | 55000 | 5373 | 3 |  | Non Federally-Regulated | 12/14/1998 |  | 04/10/2000
Power-Save International, Inc. | S.O.E.S.I. | PSD-500 |  | Water-Source | WBAHP: Heat Pump Packaged Unit | Heat Pump | 230 | 1 |  |  | No Match | No Match |  |  |  | 66000 | 5175 | 12.8 | 9.2 | 74000 | 4968 | 4.3 | 2.5 | Non Federally-Regulated | 02/22/1990 |  | 07/31/1991
Command-Aire | Command-Aire | SWPXR514E |  | Water-Source | WBAHP: Heat Pump Packaged Unit | Heat Pump | 460 | 3 |  |  | No Match | No Match |  |  |  | 51000 | 4550 | 11.2 | 9 | 64000 | 4690 | 4 | 3.2 | Federally-Regulated Commercial & Industrial Equipment | 01/23/1988 |  | 05/11/1988
Command-Aire | Command-Aire | RUWP-1533 |  | Water-Source | WBAHP: Heat Pump Packaged Unit | Heat Pump | 208 | 3 |  |  | No Match | No Match |  |  |  | 172000 | 18400 | 9.3 |  | 225000 | 18300 | 3.6 | 2.5 | Non Federally-Regulated | 02/22/1990 |  | 07/31/1991
Waterfurnace International, Inc. | Waterfurnace International, Inc. | NSV/NSH022G1*4 |  | Water-Source | WBAHP: Heat Pump Packaged Unit | Heat Pump | 230 | 1 |  |  | No Match | Single-Speed |  |  |  | 21900 | 1123 | 19.5 | 12 | 22800 | 1172 | 5.7 | 4.2 | Federally-Regulated Commercial & Industrial Equipment | 09/03/2012 |  | 04/19/2013
Florida Heat Pump | Florida Heat Pump | GT018-1CF/HZ/VT |  | Ground-Water-Source | WBAHP: Heat Pump Packaged Unit | Heat Pump | 230 | 1 |  |  | No Match | No Match |  |  |  | 16500 | 1018 | 16.2 | 9 | 11500 | 1021 | 3.3 |  | Non Federally-Regulated | 07/22/2002 |  | 03/12/2009
Command-Aire | Command-Aire | SWPXR281E |  | Water-Source | WBAHP: Heat Pump Packaged Unit | Heat Pump | 230 | 1 |  |  | No Match | No Match |  |  |  | 30000 | 2702 | 11.1 | 9 | 42000 | 3000 | 4 | 3.2 | Non Federally-Regulated | 05/11/1988 |  | 03/15/1989
Waterfurnace International, Inc. | Waterfurnace International, Inc. | SXH036C4 |  | Ground-Water-Source | WBAHP: Heat Pump Packaged Unit | Heat Pump | 460 | 3 |  |  | No Match | No Match |  |  |  | 36400 | 2676 | 13.6 | 9 | 26000 | 2381 | 3.2 |  | Non Federally-Regulated | 01/30/1998 |  | 03/31/1998
Waterfurnace International, Inc. | Spectra | SXH016A0 |  | Water-Source | WBAHP: Heat Pump Packaged Unit | Heat Pump | 208 | 1 |  |  | No Match | No Match |  |  |  | 16100 | 1193 | 13.5 | 10 | 20400 | 1195 | 5 |  | Federally-Regulated Commercial & Industrial Equipment | 06/02/1993 |  | 06/03/1993
Enertech Global, LLC | Enertech | HRT036A | ACD036 | Ground-Source | WBAHP-CB: Heat Pump Split Syst | Heat Pump | 230 | 1 |  |  | No Match | Single-Speed |  |  |  | 35600 | 2145 | 16.6 | 13.4 | 27500 | 2121 | 3.8 | 3.1 | Non Federally-Regulated | 12/12/2012 |  | 04/29/2015
ClimateMaster Inc. | Carrier Corp. | 50YCS0243 | FK4CNF003 | Ground-Source | WBAHP-CB: Heat Pump Split Syst | Heat Pump | 208 | 1 |  |  | No Match | Single-Speed |  |  |  | 25200 | 1518 | 16.6 | 13.4 | 18600 | 1558 | 3.5 | 3.1 | Non Federally-Regulated | 09/15/2009 |  | 02/17/2011
Enertech Global, LLC | Roth Industries, Inc. | RXT072B |  | Ground-Source | WBAHP: Heat Pump Packaged Unit | Heat Pump | 230 | 1 |  |  | No Match | Single-Speed | 3411 | 937 | 1 | 65400 | 4360 | 15 | 13.4 | 57000 | 4515 | 3.7 | 3.1 | Non Federally-Regulated | 11/30/2011 |  | 01/09/2014
Command-Aire | Command-Aire | SWPHR351E |  | Water-Source | WBAHP: Heat Pump Packaged Unit | Heat Pump | 208 | 1 |  |  | No Match | No Match |  |  |  | 36000 | 3270 | 11 | 9 | 49000 | 3500 | 4 | 3.2 | Federally-Regulated Commercial & Industrial Equipment | 01/23/1988 |  | 05/11/1988
Carrier Corp. | Carrier | 50QEH0183 |  | Water-Source | WBAHP: Heat Pump Packaged Unit | Heat Pump | 208 | 1 |  |  | No Match | No Match |  |  |  | 18100 | 1550 | 11.7 | 9 | 21800 | 1681 | 3.8 | 3.2 | Federally-Regulated Commercial & Industrial Equipment | 02/05/1990 |  | 02/22/1990
Mammoth | Mammoth | E013HHC |  | Water-Source | WBAHP: Heat Pump Packaged Unit | Heat Pump | 265 | 1 |  |  | No Match | No Match |  |  |  | 12800 | 1260 | 10.2 | 7.5 | 16500 | 1400 | 3.5 | 2.5 | Non Federally-Regulated | 05/16/1984 |  | 05/11/1988
Addison Products | Addison Products | VWY120-4A |  | Water-Source | WBAHP: Heat Pump Packaged Unit | Heat Pump | 460 | 3 |  |  | No Match | No Match |  |  |  | 123800 | 9523 | 13 | 9 | 148000 | 10084 | 4.3 | 3.8 | Federally-Regulated Commercial & Industrial Equipment | 05/19/2000 |  | 03/22/2001
McQuay International | McQuay | W-CDD/CDE/CMG-1-024-J |  | Ground-Water-Source | WBAHP: Heat Pump Packaged Unit | Heat Pump | 265 | 1 |  |  | No Match | No Match |  |  |  | 26200 | 1858 | 14.1 | 9 | 18400 | 1797 | 3 |  | Non Federally-Regulated | 10/06/1999 |  | 04/10/2000
Waterfurnace International, Inc. | Waterfurnace International, Inc. | SXH013B0 |  | Ground-Water-Source | WBAHP: Heat Pump Packaged Unit | Heat Pump | 208 | 1 |  |  | No Match | No Match |  |  |  | 13300 | 847 | 15.7 | 9 | 9700 | 861 | 3.3 |  | Non Federally-Regulated | 08/21/1998 |  | 10/02/1998
Command-Aire | Command-Aire | RWP-603 |  | Water-Source | WBAHP: Heat Pump Packaged Unit | Heat Pump | 208 | 3 |  |  | No Match | No Match |  |  |  | 73900 | 7590 | 9.7 | 7.5 | 94300 | 7500 | 3.7 | 2.2 | Non Federally-Regulated | 01/05/1982 |  | 05/16/1984
McQuay International | McQuay | FCV/FCW/VWH/VWW007B-G |  | Water-Source | WBAHP: Heat Pump Packaged Unit | Heat Pump | 230 | 1 |  |  | No Match | No Match |  |  |  | 6800 | 653 | 10.4 | 10 | 9800 | 755 | 3.8 |  | Federally-Regulated Commercial & Industrial Equipment | 12/14/1998 |  | 11/17/1999
Florida Heat Pump | Florida Heat Pump | TA071-1CS | DX071 | Water-Source | WBAHP-CB: Heat Pump Split Syst | Both Heat Pump and Electric Re | 208 | 1 |  |  | No Match | Dual-Speed |  |  |  | 64500 | 4962 | 13 | 12 | 86000 | 5363 | 4.7 | 4.2 | Federally-Regulated Commercial & Industrial Equipment | 03/02/2012 |  | 05/01/2015
Mammoth | Hydrobank II | F070VHG |  | Water-Source | WBAHP: Heat Pump Packaged Unit | Heat Pump | 230 | 3 |  |  | No Match | No Match |  |  |  | 67500 | 5152 | 13.1 | 9 | 84100 | 5730 | 4.3 | 3.8 | Federally-Regulated Commercial & Industrial Equipment | 01/18/2001 |  | 11/19/2001
ClimateMaster Inc. | Trane | WPCC0192 |  | Water-Source | WBAHP-O: Heat Pump Packaged Un | Heat Pump | 208 | 1 |  |  | No Match | No Match |  |  |  | 19000 | 1705 | 11.1 | 9 | 21200 | 1735 | 3.6 | 3.2 | Non Federally-Regulated | 02/22/1990 |  | 07/31/1991
Waterfurnace International, Inc. | Johnson Controls | RJSV/RJSH048**0*0 |  | Water-Source | WBAHP: Heat Pump Packaged Unit | Heat Pump | 230 | 1 |  |  | No Match | Single-Speed |  |  |  | 46400 | 2994 | 15.5 | 12 | 55400 | 3247 | 5 | 4.2 | Federally-Regulated Commercial & Industrial Equipment | 01/24/2011 |  | 10/24/2014
Singer | Electro-Hydronics | LE150B3 |  | Water-Source | WBAHP: Heat Pump Packaged Unit | Heat Pump | 230 | 1 |  |  | No Match | No Match |  |  |  | 14700 | 1875 | 7.8 | 7.5 | 19000 | 1900 | 2.9 | 2.5 | Non Federally-Regulated | 01/05/1982 |  | 05/16/1984
Waterfurnace International, Inc. | Waterfurnace International, Inc. | VLV009*0 |  | Water-Source | WBAHP: Heat Pump Packaged Unit | Heat Pump | 230 | 1 |  |  | No Match | No Match |  |  |  | 9000 | 703 | 12.8 | 10 | 12000 | 817 | 4.3 |  | Federally-Regulated Commercial & Industrial Equipment | 11/14/2000 |  | 06/20/2003
Command-Aire | Command-Aire | SWPXR514E |  | Water-Source | WBAHP: Heat Pump Packaged Unit | Heat Pump | 460 | 3 |  |  | No Match | No Match |  |  |  | 51000 | 4550 | 11.2 | 9 | 64000 | 4690 | 4 | 3.2 | Non Federally-Regulated | 05/11/1988 |  | 03/15/1989
McQuay International | McQuay | CCW036E-F |  | Water-Source | WBAHP: Heat Pump Packaged Unit | Heat Pump | 230 | 3 |  |  | No Match | No Match |  |  |  | 35300 | 2674 | 13.2 | 10 | 40500 | 2825 | 4.2 |  | Federally-Regulated Commercial & Industrial Equipment | 12/14/1998 |  | 09/21/2000
Mammoth | Hydrobank II | E025HHG |  | Water-Source | WBAHP: Heat Pump Packaged Unit | Heat Pump | 230 | 3 |  |  | No Match | No Match |  |  |  | 24600 | 1822 | 13.5 | 10 | 29300 | 1866 | 4.6 |  | Federally-Regulated Commercial & Industrial Equipment | 01/18/2001 |  | 07/16/2001
Singer | Electro-Hydronics | FC500 D |  | Water-Source | WBAHP: Heat Pump Packaged Unit | Heat Pump | 230 | 3 |  |  | No Match | No Match |  |  |  | 50000 | 5300 | 9.4 | 7.5 | 60000 | 5700 | 3.1 | 2.5 | Non Federally-Regulated | 09/08/1982 |  | 05/16/1984
Waterfurnace International, Inc. | Waterfurnace International, Inc. | NSV/NSH018F1*1 |  | Ground-Source | WBAHP: Heat Pump Packaged Unit | Heat Pump | 208 | 1 |  |  | No Match | Single-Speed |  |  |  | 18500 | 974 | 19 | 13.4 | 14700 | 1051 | 4.1 | 3.1 | Non Federally-Regulated | 05/02/2012 |  | 04/19/2013
Thermal Energy Systems | Thermaflo II | 48***1**** |  | Water-Source | WBAHP: Heat Pump Packaged Unit | Heat Pump | 208 | 1 |  |  | No Match | No Match |  |  |  | 49000 | 4350 | 11.3 | 9 | 59000 | 4400 | 3.9 | 3.2 | Federally-Regulated Commercial & Industrial Equipment | 01/23/1988 |  | 02/22/1990
Climate Control / Snyder General | Electro-Hydronics | CW500G5 |  | Water-Source | WBAHP: Heat Pump Packaged Unit | Heat Pump | 208 | 1 |  |  | No Match | No Match |  |  |  | 50000 | 4850 | 10.3 | 7.5 | 65000 | 4900 | 3.9 | 2.5 | Non Federally-Regulated | 05/16/1984 |  | 08/29/1986
Climate Control / Snyder General | Electro-Hydronics | LHP22AP |  | Water-Source | WBAHP: Heat Pump Packaged Unit | Heat Pump | 460 | 3 |  |  | No Match | No Match |  |  |  | 240400 | 20550 | 11.7 |  | 270000 | 21400 | 3.7 | 2.5 | Non Federally-Regulated | 06/11/1985 |  | 08/29/1986
American Air Filter | Enercon | DVW23 |  | Water-Source | WBAHP: Heat Pump Packaged Unit | Heat Pump | 230 | 1 |  |  | No Match | No Match |  |  |  | 22800 | 1990 | 11.5 | 7.5 | 27400 | 2130 | 3.8 | 2.5 | Non Federally-Regulated | 05/16/1984 |  | 06/11/1985
Waterfurnace International, Inc. | Geotility Geothermal Installations | GS018**0*0 |  | Ground-Water-Source | WBAHP: Heat Pump Packaged Unit | Heat Pump | 230 | 1 |  |  | No Match | Single-Speed |  |  |  | 20700 | 812 | 25.5 | 16.2 | 18400 | 1226 | 4.4 | 3.6 | Non Federally-Regulated | 01/24/2011 |  | 04/19/2013
Florida Heat Pump | Florida Heat Pump | EM012-1VT/HZ/CF |  | Water-Source | WBAHP: Heat Pump Packaged Unit | Heat Pump | 230 | 1 |  |  | No Match | No Match |  |  |  | 11500 | 1008 | 11.4 | 10 | 14600 | 1069 | 4 |  | Federally-Regulated Commercial & Industrial Equipment | 10/05/1999 |  | 04/12/2000
Waterfurnace International, Inc. | Eagle Mountain | ZS060**3*0 |  | Water-Source | WBAHP: Heat Pump Packaged Unit | Heat Pump | 230 | 3 |  |  | No Match | Single-Speed |  |  |  | 58400 | 3973 | 14.7 | 12 | 72500 | 4829 | 4.4 | 4.2 | Federally-Regulated Commercial & Industrial Equipment | 01/24/2011 |  | 04/19/2013
McQuay / Snyder General | Electro-Hydronics | LWP15BK |  | Water-Source | WBAHP: Heat Pump Packaged Unit | Heat Pump | 208 | 3 |  |  | No Match | No Match |  |  |  | 178000 | 16950 | 10.5 |  | 227000 | 17600 | 3.8 | 2.5 | Non Federally-Regulated | 08/29/1986 |  | 05/11/1988
McQuay International | McQuay | CCH/CCW/HWH/HWW012C-G |  | Water-Source | WBAHP: Heat Pump Packaged Unit | Heat Pump | 208 | 1 |  |  | No Match | No Match |  |  |  | 11700 | 1063 | 11 | 10 | 14200 | 1094 | 3.8 |  | Federally-Regulated Commercial & Industrial Equipment | 02/02/1998 |  | 03/31/1998
Florida Heat Pump | Bosch | AP061-1CF/HZ/VT |  | Ground-Water-Source | WBAHP: Heat Pump Packaged Unit | Heat Pump | 230 | 1 |  |  |  | Dual-Speed | 3079 | 730 |  | 71000 | 2983 | 23.8 | 16.2 | 65000 | 3810 | 5 | 3.6 | Non Federally-Regulated | 04/22/2015 |  | 05/01/2015
Waterfurnace International, Inc. | Waterfurnace International, Inc. | SXV019*2 |  | Ground-Water-Source | WBAHP: Heat Pump Packaged Unit | Heat Pump | 265 | 1 |  |  | No Match | No Match |  |  |  | 19200 | 1371 | 14 | 9 | 15100 | 1301 | 3.4 |  | Non Federally-Regulated | 10/06/1999 |  | 05/19/2000
Geoflex Systems, Inc. | Geoflex Systems, Inc. | GF1T-V/H/D/M-049WACBP |  | Ground-Water-Source | WBAHP: Heat Pump Packaged Unit | Both Heat Pump and Electric Re | 200 | 3 |  |  | No Match | Dual-Speed |  |  |  | 52300 | 2356 | 22.2 | 16.2 | 49100 | 3128 | 4.6 | 3.6 | Non Federally-Regulated | 11/30/2011 |  | 01/09/2014
ClimateMaster Inc. | Climate Master Series | ME048 | AE048 | Ground-Water-Source | WBAHP-CB: Heat Pump Split Syst | Heat Pump | 208 | 1 |  |  | No Match | No Match |  |  |  | 54000 | 4900 | 11 | 11 | 61000 | 5250 | 3.4 | 3.4 | Non Federally-Regulated | 07/31/1991 |  | 03/31/1998
McQuay International | McQuay | WCCH/WCCW-009-E |  | Ground-Water-Source | WBAHP: Heat Pump Packaged Unit | Heat Pump | 230 | 1 |  |  | No Match | No Match |  |  |  | 8900 | 787 | 11.3 | 9 | 7900 | 826 | 2.8 |  | Non Federally-Regulated | 11/19/2002 |  | 03/12/2009
Mammoth | Hydrobank II | F030HHJ |  | Water-Source | WBAHP: Heat Pump Packaged Unit | Heat Pump | 230 | 3 |  |  | No Match | No Match |  |  |  | 30000 | 2727 | 11 | 10 | 38000 | 2854 | 3.9 |  | Federally-Regulated Commercial & Industrial Equipment | 01/18/2001 |  | 03/12/2009
McQuay / Snyder General | Electro-Hydronics | VF90F7 |  | Water-Source | WBAHP: Heat Pump Packaged Unit | Heat Pump | 265 | 1 |  |  | No Match | No Match |  |  |  | 9000 | 855 | 10.5 | 7.5 | 11000 | 920 | 3.5 | 2.5 | Non Federally-Regulated | 08/29/1986 |  | 05/11/1988
Command-Aire | Command-Aire | SWPXR287E |  | Water-Source | WBAHP: Heat Pump Packaged Unit | Heat Pump | 265 | 1 |  |  | No Match | No Match |  |  |  | 30000 | 2702 | 11.1 | 9 | 42000 | 3000 | 4 | 3.2 | Non Federally-Regulated | 05/11/1988 |  | 03/15/1989
Waterfurnace International, Inc. | Waterfurnace International, Inc. | SXV058C3 |  | Ground-Water-Source | WBAHP: Heat Pump Packaged Unit | Heat Pump | 230 | 3 |  |  | No Match | No Match |  |  |  | 56500 | 4216 | 13.4 | 9 | 45500 | 4301 | 3.1 |  | Non Federally-Regulated | 01/30/1998 |  | 03/31/1998
Addison Products | Addison Products | WPH044-1JA/1JBA |  | Water-Source | WBAHP: Heat Pump Packaged Unit | Heat Pump | 230 | 1 |  |  | No Match | No Match |  |  |  | 41000 | 3727 | 11 | 10 | 51000 | 3933 | 3.8 |  | Federally-Regulated Commercial & Industrial Equipment | 12/14/1998 |  | 09/21/2000
Waterfurnace International, Inc. | Waterfurnace International, Inc. | P070**1 |  | Ground-Water-Source | WBAHP: Heat Pump Packaged Unit | Heat Pump | 208 | 1 |  |  | No Match | No Match |  |  |  | 71000 | 6698 | 10.6 | 9 | 52000 | 5441 | 2.8 |  | Non Federally-Regulated | 05/19/2000 |  | 07/18/2002
ClimateMaster Inc. | Climate Master Series | 81628H |  | Water-Source | WBAHP-O: Heat Pump Packaged Un | Heat Pump | 208 | 1 |  |  | No Match | No Match |  |  |  | 25500 | 2073 | 12.3 | 10 | 35000 | 2384 | 4.3 |  | Federally-Regulated Commercial & Industrial Equipment | 10/05/1999 |  | 04/12/2000
Florida Heat Pump | Florida Heat Pump | AP049-1CF/HZ/VT |  | Ground-Source | WBAHP: Heat Pump Packaged Unit | Heat Pump | 230 | 1 |  |  | No Match | Single-Speed |  |  |  | 52000 | 2737 | 19 | 13.4 | 38000 | 2716 | 4.1 | 3.1 | Non Federally-Regulated | 06/23/2011 |  | 04/20/2015
Climate Control / Snyder General | Electro-Hydronics | CW550GK |  | Water-Source | WBAHP: Heat Pump Packaged Unit | Heat Pump | 208 | 3 |  |  | No Match | No Match |  |  |  | 55000 | 5670 | 9.7 | 7.5 | 67000 | 5610 | 3.5 | 2.5 | Non Federally-Regulated | 06/11/1985 |  | 08/29/1986
Climate Control / Snyder General | Electro-Hydronics | FW420FK |  | Water-Source | WBAHP: Heat Pump Packaged Unit | Heat Pump | 208 | 3 |  |  | No Match | No Match |  |  |  | 42000 | 3850 | 10.9 | 7.5 | 52000 | 4100 | 3.7 | 2.5 | Non Federally-Regulated | 05/16/1984 |  | 08/29/1986
Florida Heat Pump | Florida Heat Pump | EM028-2CF/HZ/VT |  | Water-Source | WBAHP-CB: Heat Pump Split Syst | Heat Pump | 265 | 1 |  |  | No Match | No Match |  |  |  | 30500 | 2382 | 12.8 | 9 | 33400 | 2796 | 3.5 | 3.5 | Non Federally-Regulated | 05/23/2001 |  | 07/18/2002
McQuay International | McQuay | CCH/CCW/HWH/HWW048C-F |  | Water-Source | WBAHP: Heat Pump Packaged Unit | Heat Pump | 208 | 3 |  |  | No Match | No Match |  |  |  | 47000 | 3790 | 12.4 | 10 | 54000 | 3768 | 4.2 |  | Federally-Regulated Commercial & Industrial Equipment | 02/02/1998 |  | 03/31/1998
Addison Products | Addison Products | WPH036-4JC/4JBC |  | Water-Source | WBAHP: Heat Pump Packaged Unit | Heat Pump | 460 | 3 |  |  | No Match | No Match |  |  |  | 33400 | 2982 | 11.2 | 9.3 | 43000 | 3316 | 3.8 | 3.8 | Federally-Regulated Commercial & Industrial Equipment | 03/31/1998 |  | 05/10/1998
Waterfurnace International, Inc. | Eagle Mountain | ZS060**3*0 |  | Ground-Source | WBAHP: Heat Pump Packaged Unit | Heat Pump | 208 | 3 |  |  | No Match | Single-Speed |  |  |  | 60900 | 3669 | 16.6 | 13.4 | 47100 | 4183 | 3.3 | 3.1 | Non Federally-Regulated | 01/24/2011 |  | 04/19/2013
Climate Control / Snyder General | Electro-Hydronics | CW550F3 |  | Water-Source | WBAHP: Heat Pump Packaged Unit | Heat Pump | 230 | 1 |  |  | No Match | No Match |  |  |  | 55000 | 5670 | 9.7 | 7.5 | 67000 | 5610 | 3.5 | 2.5 | Non Federally-Regulated | 06/11/1985 |  | 08/29/1986
ClimateMaster Inc. | Carrier Corp. | 50YEH/V/D070****3 |  | Ground-Source | WBAHP: Heat Pump Packaged Unit | Heat Pump | 208 | 1 |  |  | No Match | Single-Speed | 3917 | 899 | 152 | 72900 | 4500 | 16.2 | 13.4 | 53800 | 4637 | 3.4 | 3.1 | Non Federally-Regulated | 10/24/2014 |  | 04/22/2015
Florida Heat Pump | Florida Heat Pump | GT036-1CF/HZ/VT |  | Water-Source | WBAHP-CB: Heat Pump Split Syst | Heat Pump | 230 | 1 |  |  | No Match | No Match |  |  |  | 36600 | 2731 | 13.4 | 9 | 42000 | 3076 | 4 | 3.5 | Non Federally-Regulated | 07/22/2002 |  | 03/12/2009
Florida Heat Pump | Florida Heat Pump | EM042-5CS | EM042-5AH/AV | Ground-Water-Source | WBAHP-CB: Heat Pump Split Syst | Heat Pump | 575 | 3 |  |  | No Match | No Match |  |  |  | 43000 | 3257 | 13.2 | 9 | 30000 | 2929 | 3 |  | Non Federally-Regulated | 07/22/2002 |  | 03/12/2009
American Air Filter | Enercon | DHW41 |  | Water-Source | WBAHP: Heat Pump Packaged Unit | Heat Pump | 230 | 1 |  |  | No Match | No Match |  |  |  | 41500 | 3615 | 11.5 | 7.5 | 46500 | 3585 | 3.8 | 2.5 | Non Federally-Regulated | 05/16/1984 |  | 06/11/1985
American Air Filter | Enercon | DHW30 |  | Water-Source | WBAHP: Heat Pump Packaged Unit | Heat Pump | 230 | 3 |  |  | No Match | No Match |  |  |  | 29800 | 2620 | 11.4 | 7.5 | 34000 | 2620 | 3.8 | 2.5 | Non Federally-Regulated | 05/16/1984 |  | 06/11/1985
Econar | Econar | GV181 |  | Ground-Water-Source | WBAHP: Heat Pump Packaged Unit | Heat Pump | 208 | 1 |  |  | No Match | No Match |  |  |  | 16700 | 1274 | 13.1 | 9 | 16500 | 1465 | 3.3 |  | Non Federally-Regulated | 12/14/1998 |  | 03/18/2002
McQuay / Snyder General | Electro-Hydronics | CW550GD |  | Water-Source | WBAHP: Heat Pump Packaged Unit | Heat Pump | 230 | 3 |  |  | No Match | No Match |  |  |  | 55000 | 5670 | 9.7 | 7.5 | 67000 | 5610 | 3.5 | 2.5 | Non Federally-Regulated | 08/29/1986 |  | 05/11/1988
Waterfurnace International, Inc. | Waterfurnace International, Inc. | SXV036B1 |  | Ground-Water-Source | WBAHP: Heat Pump Packaged Unit | Heat Pump | 208 | 1 |  |  | No Match | No Match |  |  |  | 36400 | 2676 | 13.6 | 9 | 26000 | 2381 | 3.2 |  | Non Federally-Regulated | 08/21/1998 |  | 10/02/1998
Command-Aire | Command-Aire | SWPH-603 |  | Water-Source | WBAHP: Heat Pump Packaged Unit | Heat Pump | 208 | 3 |  |  | No Match | No Match |  |  |  | 71300 | 7500 | 9.5 | 9.2 | 98700 | 7150 | 4 |  | Non Federally-Regulated | 05/11/1988 |  | 03/15/1989
Command-Aire | Command-Aire | SWPH-2544 |  | Water-Source | WBAHP: Heat Pump Packaged Unit | Heat Pump | 460 | 3 |  |  | No Match | No Match |  |  |  | 292000 | 31600 | 9.2 | 9 | 405000 | 33100 | 3.6 |  | Federally-Regulated Commercial & Industrial Equipment | 01/23/1988 |  | 05/11/1988
Waterfurnace International, Inc. | Geotility Geothermal Installations | ZS041**0*4 |  | Ground-Source | WBAHP: Heat Pump Packaged Unit | Heat Pump | 208 | 1 |  |  | No Match | Single-Speed |  |  |  | 41000 | 2485 | 16.5 | 13.4 | 29000 | 2428 | 3.5 | 3.1 | Non Federally-Regulated | 06/14/2011 |  | 04/19/2013
Waterfurnace International, Inc. | Waterfurnace International, Inc. | SXV024B2 |  | Ground-Water-Source | WBAHP: Heat Pump Packaged Unit | Heat Pump | 265 | 1 |  |  | No Match | No Match |  |  |  | 27000 | 1741 | 15.5 | 9 | 18000 | 1551 | 3.4 |  | Non Federally-Regulated | 12/14/1998 |  | 10/06/1999
Waterfurnace International, Inc. | Geotility Geothermal Installations | ZS036**0*0 |  | Ground-Source | WBAHP: Heat Pump Packaged Unit | Heat Pump | 208 | 1 |  |  | No Match | Single-Speed |  |  |  | 34500 | 2078 | 16.6 | 13.4 | 26000 | 2309 | 3.3 | 3.1 | Non Federally-Regulated | 01/24/2011 |  | 04/19/2013
ClimateMaster Inc. | Climate Master Series | GRV/GRH015AE |  | Water-Source | WBAHP: Heat Pump Packaged Unit | Heat Pump | 265 | 1 |  |  | No Match | No Match |  |  |  | 13700 | 1113 | 12.3 | 10 | 17100 | 1138 | 4.4 |  | Federally-Regulated Commercial & Industrial Equipment | 04/12/2000 |  | 05/19/2000
ClimateMaster Inc. | Climate Master Series | CVL036 |  | Water-Source | WBAHP-O: Heat Pump Packaged Un | Heat Pump | 208 | 3 |  |  | No Match | No Match |  |  |  | 35000 | 2966 | 11.8 | 9.3 | 41000 | 3160 | 3.8 | 3.8 | Non Federally-Regulated | 07/31/1991 |  | 03/31/1998
Heat Controller | Heat Controller | DWPG024-1B-XL* |  | Ground-Water-Source | WBAHP: Heat Pump Packaged Unit | Heat Pump | 208 | 1 |  |  | No Match | No Match |  |  |  | 21800 | 1639 | 13.3 | 11 | 24200 | 1729 | 4.1 | 3.5 | Non Federally-Regulated | 03/31/1998 |  | 05/10/1998
Singer | Electro-Hydronics | CC400 P |  | Water-Source | WBAHP: Heat Pump Packaged Unit | Heat Pump | 460 | 3 |  |  | No Match | No Match |  |  |  | 40000 | 4350 | 9.2 | 7.5 | 4300 | 4500 | 2.8 | 2.5 | Non Federally-Regulated | 09/08/1982 |  | 08/30/1983
Waterfurnace International, Inc. | Waterfurnace International, Inc. | CC/CE/CS/CW09*0 |  | Water-Source | WBAHP-O: Heat Pump Packaged Un | Heat Pump | 208 | 1 |  |  | No Match | No Match |  |  |  | 9000 | 600 | 15 | 10 | 12200 | 744 | 4.8 |  | Federally-Regulated Commercial & Industrial Equipment | 11/14/2000 |  | 02/17/2011
Waterfurnace International, Inc. | American Standard, Inc. | A1GC036***1**0 |  | Water-Source | WBAHP: Heat Pump Packaged Unit | Heat Pump | 230 | 1 |  |  | No Match | Single-Speed |  |  |  | 33300 | 2313 | 14.4 | 12 | 40600 | 2644 | 4.5 | 4.2 | Federally-Regulated Commercial & Industrial Equipment | 08/23/2011 |  | 10/24/2014
Florida Heat Pump | Geomaster, LLC | ES042-3CF/HZ/VT |  | Ground-Source | WBAHP: Heat Pump Packaged Unit | Heat Pump | 208 | 3 |  |  | No Match | Single-Speed |  |  |  | 44500 | 2697 | 16.5 | 13.4 | 30500 | 2708 | 3.3 | 3.1 | Non Federally-Regulated | 02/09/2009 |  | 04/20/2015
American Air Filter | Enercon | GVW-23 |  | Water-Source | WBAHP: Heat Pump Packaged Unit | Heat Pump | 265 | 1 |  |  | No Match | No Match |  |  |  | 23600 | 2226 | 10.6 | 9 | 29000 | 2296 | 3.7 | 3.2 | Non Federally-Regulated | 02/22/1990 |  | 07/31/1991
Florida Heat Pump | Florida Heat Pump | EM009-0CF/HZ/VT |  | Water-Source | WBAHP-CB: Heat Pump Split Syst | Heat Pump | 115 | 1 |  |  | No Match | No Match |  |  |  | 10300 | 858 | 12 | 9 | 13000 | 1029 | 3.7 | 3.5 | Non Federally-Regulated | 07/22/2002 |  | 03/12/2009
Enertech Global, LLC | Enertech | GSC042 | ACD060 | Water-Source | WBAHP-C: Heat Pump Split Syste | Heat Pump | 230 | 1 |  |  | No Match | Single-Speed |  |  |  | 39400 | 3078 | 12.8 | 12 | 47300 | 3015 | 4.6 | 4.2 | Federally-Regulated Commercial & Industrial Equipment | 04/30/2009 |  | 06/15/2009
Florida Heat Pump | Florida Heat Pump | CP048-1HZ/VT |  | Ground-Source | WBAHP: Heat Pump Packaged Unit | Heat Pump | 230 | 1 |  |  | No Match | Single-Speed |  |  |  | 50200 | 2535 | 19.8 | 13.4 | 33400 | 2645 | 3.7 | 3.1 | Non Federally-Regulated | 06/14/2011 |  | 05/01/2015
Climate Control / Snyder General | Electro-Hydronics | FW330FD |  | Water-Source | WBAHP: Heat Pump Packaged Unit | Heat Pump | 230 | 3 |  |  | No Match | No Match |  |  |  | 33000 | 3050 | 10.8 | 7.5 | 39000 | 3090 | 3.7 | 2.5 | Non Federally-Regulated | 05/16/1984 |  | 08/29/1986
Waterfurnace International, Inc. | Waterfurnace International, Inc. | VLH/VXH012*1 |  | Water-Source | WBAHP: Heat Pump Packaged Unit | Heat Pump | 208 | 1 |  |  | No Match | No Match |  |  |  | 11800 | 1053 | 11.2 | 10 | 17200 | 1326 | 3.8 |  | Federally-Regulated Commercial & Industrial Equipment | 10/05/1999 |  | 03/12/2009
Enviro Master International llc | Enviro Master International | FWH09D******A*B |  | Water-Source | WBAHP-O: Heat Pump Packaged Un | Heat Pump | 230 | 1 |  |  | No Match | No Match |  |  |  | 9400 | 750 | 12.5 | 9.3 | 12400 | 865 | 4.2 | 3.8 | Non Federally-Regulated | 07/31/1991 |  | 03/31/1998
ClimateMaster Inc. | Climate Master Series | VP/HP042 G |  | Water-Source | WBAHP: Heat Pump Packaged Unit | Heat Pump | 208 | 1 |  |  | No Match | No Match |  |  |  | 41000 | 3153 | 13 | 10 | 51000 | 3396 | 4.4 |  | Federally-Regulated Commercial & Industrial Equipment | 02/02/1998 |  | 03/31/1998
ClimateMaster Inc. | Trane | WPLA11XF* |  | Water-Source | WBAHP: Heat Pump Packaged Unit | Heat Pump | 230 | 3 |  |  | No Match | No Match |  |  |  | 128000 | 11000 | 11.6 | 9.2 | 142000 | 11200 | 3.7 |  | Non Federally-Regulated | 05/11/1988 |  | 03/15/1989
Florida Heat Pump | Florida Heat Pump | GT062-4CS | GT062-4AH/AV | Ground-Water-Source | WBAHP-CB: Heat Pump Split Syst | Heat Pump | 460 | 3 |  |  | No Match | No Match |  |  |  | 59500 | 4685 | 12.7 | 9 | 49000 | 4950 | 2.9 |  | Non Federally-Regulated | 07/22/2002 |  | 03/12/2009
Addison Products | Heat Controller | VWPG0G0-3B-XL |  | Ground-Water-Source | WBAHP: Heat Pump Packaged Unit | Heat Pump | 208 | 3 |  |  | No Match | No Match |  |  |  | 58000 | 4393 | 13.2 | 9 | 44000 | 4297 | 3 |  | Non Federally-Regulated | 10/06/1999 |  | 04/10/2000
Waterfurnace International, Inc. | Eagle Mountain | ZS036**2*4 |  | Water-Source | WBAHP: Heat Pump Packaged Unit | Heat Pump | 265 | 1 |  |  | No Match | Single-Speed |  |  |  | 33300 | 2220 | 15 | 12 | 40600 | 2479 | 4.8 | 4.2 | Federally-Regulated Commercial & Industrial Equipment | 03/02/2012 |  | 04/19/2013
California Heat Pump | California Heat Pump | CHP-26H*-32-** |  | Water-Source | WBAHP: Heat Pump Packaged Unit | Heat Pump | 208 | 3 |  |  | No Match | No Match |  |  |  | 24500 | 3500 | 8 | 7.5 | 30000 | 3200 | 2.7 | 2.5 | Non Federally-Regulated | 09/08/1982 |  | 06/11/1985
McQuay International | McQuay | W-FDD/FDE/FME-1-060-K |  | Water-Source | WBAHP: Heat Pump Packaged Unit | Heat Pump | 460 | 3 |  |  | No Match | No Match |  |  |  | 58000 | 5321 | 10.9 | 10 | 78000 | 5859 | 3.9 |  | Federally-Regulated Commercial & Industrial Equipment | 09/21/2000 |  | 03/12/2009
ClimateMaster Inc. | Climate Master Series | GRV/GRH036BF |  | Water-Source | WBAHP: Heat Pump Packaged Unit | Heat Pump | 460 | 3 |  |  | No Match | No Match |  |  |  | 33100 | 2805 | 11.8 | 10 | 42500 | 3113 | 4 |  | Federally-Regulated Commercial & Industrial Equipment | 01/22/2003 |  | 03/12/2009
Enertech Global, LLC | Enertech | TXT072D2 |  | Ground-Water-Source | WBAHP: Heat Pump Packaged Unit | Heat Pump | 208 | 3 |  |  | No Match | Single-Speed | 2875 | 710 | 1 | 78500 | 3584 | 21.9 | 16.2 | 71900 | 4789 | 4.4 | 3.6 | Non Federally-Regulated | 09/03/2012 |  | 12/12/2012
Florida Heat Pump | Florida Heat Pump | GT010-1VT/HZ/CF |  | Ground-Water-Source | WBAHP: Heat Pump Packaged Unit | Heat Pump | 208 | 1 |  |  | No Match | No Match |  |  |  | 11200 | 695 | 16.1 | 9 | 8000 | 732 | 3.2 |  | Non Federally-Regulated | 10/06/1999 |  | 04/10/2000
American Air Filter | Enercon | HW12 |  | Water-Source | WBAHP: Heat Pump Packaged Unit | Heat Pump | 230 | 1 |  |  | No Match | No Match |  |  |  | 12100 | 1105 | 11 | 7.5 | 14600 | 1140 | 3.8 | 2.5 | Non Federally-Regulated | 06/11/1985 |  | 05/11/1988
Waterfurnace International, Inc. | Waterfurnace International, Inc. | ATH057D1(P) |  | Ground-Water-Source | WBAHP: Heat Pump Packaged Unit | Heat Pump | 208 | 1 |  |  | No Match | No Match |  |  |  | 36000 | 1914 | 18.8 | 9 | 26000 | 2116 | 3.6 |  | Non Federally-Regulated | 01/30/1998 |  | 03/31/1998
Addison Products | Addison Products | WPH064-4JC/4JBC |  | Water-Source | WBAHP: Heat Pump Packaged Unit | Heat Pump | 460 | 3 |  |  | No Match | No Match |  |  |  | 59500 | 4760 | 12.5 | 9.3 | 78000 | 5861 | 3.9 | 3.8 | Federally-Regulated Commercial & Industrial Equipment | 03/31/1998 |  | 05/10/1998
Waterfurnace International, Inc. | Rybacki - Hart Enterprises | ZS060**3*1 |  | Ground-Source | WBAHP: Heat Pump Packaged Unit | Heat Pump | 230 | 3 |  |  | No Match | Single-Speed |  |  |  | 60900 | 3402 | 17.9 | 13.4 | 47100 | 3834 | 3.6 | 3.1 | Non Federally-Regulated | 01/24/2011 |  | 04/19/2013
Florida Heat Pump | Florida Heat Pump | EM031-1CS | EM031-1AV/AH | Water-Source | WBAHP-C: Heat Pump Split Syste | Heat Pump | 230 | 1 |  |  | No Match | No Match |  |  |  | 31400 | 2275 | 13.8 | 10 | 41000 | 2730 | 4.4 |  | Federally-Regulated Commercial & Industrial Equipment | 10/05/1999 |  | 04/12/2000
Econar | Econar | GH420 |  | Ground-Water-Source | WBAHP: Heat Pump Packaged Unit | Heat Pump | 208 | 1 |  |  | No Match | No Match |  |  |  | 39000 | 2910 | 13.4 | 9 | 37500 | 3544 | 3.1 |  | Non Federally-Regulated | 07/22/2002 |  | 03/12/2009
Snyder General Corp. | McQuay | CCW009A*G |  | Water-Source | WBAHP: Heat Pump Packaged Unit | Heat Pump | 208 | 1 |  |  | No Match | No Match |  |  |  | 8800 | 802 | 11 | 9 | 11200 | 850 | 3.9 | 3.2 | Non Federally-Regulated | 02/22/1990 |  | 07/31/1991
Waterfurnace International, Inc. | Waterfurnace International, Inc. | SXV058B3 |  | Ground-Water-Source | WBAHP: Heat Pump Packaged Unit | Heat Pump | 230 | 3 |  |  | No Match | No Match |  |  |  | 56500 | 4216 | 13.4 | 9 | 45500 | 4301 | 3.1 |  | Non Federally-Regulated | 12/14/1998 |  | 10/06/1999
Waterfurnace International, Inc. | Waterfurnace International, Inc. | SXH058C0 |  | Water-Source | WBAHP: Heat Pump Packaged Unit | Heat Pump | 230 | 1 |  |  | No Match | No Match |  |  |  | 55000 | 4074 | 13.5 | 10 | 69000 | 4493 | 4.5 |  | Federally-Regulated Commercial & Industrial Equipment | 02/02/1998 |  | 03/31/1998
Enertech Global, LLC | Enertech | HCT060A |  | Ground-Source | WBAHP: Heat Pump Packaged Unit | Heat Pump | 230 | 1 |  |  | No Match | Single-Speed |  |  |  | 62800 | 3716 | 16.9 | 13.4 | 48400 | 3733 | 3.8 | 3.1 | Non Federally-Regulated | 06/14/2011 |  | 01/09/2014
Waterfurnace International, Inc. | Eagle Mountain | GS012**2*0 |  | Water-Source | WBAHP: Heat Pump Packaged Unit | Heat Pump | 265 | 1 |  |  | No Match | Single-Speed |  |  |  | 11700 | 760 | 15.4 | 11.2 | 14000 | 837 | 4.9 | 4.2 | Federally-Regulated Commercial & Industrial Equipment | 12/12/2012 |  | 04/19/2013
Geoflex Systems, Inc. | Geoflex Systems, Inc. | GF1S-V/H/D/M-030WACBP |  | Ground-Source | WBAHP: Heat Pump Packaged Unit | Both Heat Pump and Electric Re | 200 | 3 |  |  | No Match | Single-Speed |  |  |  | 28000 | 1443 | 19.4 | 13.4 | 20600 | 1589 | 3.8 | 3.1 | Non Federally-Regulated | 03/02/2012 |  | 01/09/2014
Florida Heat Pump | Florida Heat Pump | GT030-3CS | GT030-1AV/AH | Ground-Water-Source | WBAHP-CB: Heat Pump Split Syst | Heat Pump | 230 | 3 |  |  | No Match | No Match |  |  |  | 30600 | 2081 | 14.7 | 9 | 18800 | 1776 | 3.1 |  | Non Federally-Regulated | 10/06/1999 |  | 04/10/2000
ClimateMaster Inc. | Carrier | 50HQA/HQD/VQA/VQD042 5 |  | Water-Source | WBAHP: Heat Pump Packaged Unit | Heat Pump | 460 | 3 |  |  | No Match | No Match |  |  |  | 41500 | 3705 | 11.2 | 10 | 52500 | 3846 | 4 |  | Federally-Regulated Commercial & Industrial Equipment | 12/14/1998 |  | 10/05/1999
Friedrich Climate Master | Climate Master Series | 814-031-G******** |  | Water-Source | WBAHP: Heat Pump Packaged Unit | Heat Pump | 208 | 1 |  |  | No Match | No Match |  |  |  | 31000 | 2897 | 10.7 | 7.5 | 39500 | 3046 | 3.8 | 2.5 | Non Federally-Regulated | 08/29/1986 |  | 05/11/1988
Enertech Global, LLC | Enertech | GHT060A |  | Ground-Water-Source | WBAHP: Heat Pump Packaged Unit | Heat Pump | 208 | 1 |  |  | No Match | Single-Speed |  |  |  | 62800 | 2976 | 21.1 | 16.2 | 58600 | 3903 | 4.4 | 3.6 | Non Federally-Regulated | 08/23/2011 |  | 12/12/2012
Trane U.S. Inc. | Trane | WPHD0513 |  | Water-Source | WBAHP: Heat Pump Packaged Unit | Heat Pump | 208 | 3 |  |  | No Match | No Match |  |  |  | 50000 | 4237 | 11.8 | 10 | 64000 | 4464 | 4.2 |  | Federally-Regulated Commercial & Industrial Equipment | 10/05/1999 |  | 04/12/2000
Florida Heat Pump | Geosystems, LLC | CFS-*018 |  | Water-Source | WBAHP: Heat Pump Packaged Unit | Heat Pump | 208 | 1 |  |  | No Match | Single-Speed |  |  |  | 19000 | 1195 | 15.9 | 12 | 22500 | 1268 | 5.2 | 4.2 | Federally-Regulated Commercial & Industrial Equipment | 09/03/2012 |  | 12/12/2012
Addison Products | Addison Products | VWPG030-3B-XL* |  | Water-Source | WBAHP-CB: Heat Pump Split Syst | Heat Pump | 230 | 3 |  |  | No Match | No Match |  |  |  | 28800 | 2133 | 13.5 | 9 | 31400 | 2191 | 4.2 | 3.5 | Non Federally-Regulated | 12/14/1998 |  | 10/05/1999
Waterfurnace International, Inc. | American Standard, Inc. | A1GX048***1**1 |  | Ground-Source | WBAHP: Heat Pump Packaged Unit | Heat Pump | 208 | 1 |  |  | No Match | Single-Speed |  |  |  | 49300 | 2503 | 19.7 | 13.4 | 35300 | 2588 | 4 | 3.1 | Non Federally-Regulated | 08/23/2011 |  | 10/24/2014
Mammoth | Sol-A-Terra II | D064HSB |  | Ground-Water-Source | WBAHP: Heat Pump Packaged Unit | Heat Pump | 230 | 1 |  |  | No Match | No Match |  |  |  | 61000 | 6100 | 10 | 11 | 76000 | 6960 | 3.2 | 3.4 | Non Federally-Regulated | 07/31/1991 |  | 03/31/1998
Geoflex Systems, Inc. | Geoflex Systems, Inc. | GS1S-V/H/D/M-024WABBP |  | Ground-Water-Source | WBAHP: Heat Pump Packaged Unit | Both Heat Pump and Electric Re | 265 | 1 |  |  | No Match | Single-Speed |  |  |  | 22900 | 798 | 28.7 | 16.2 | 19900 | 1166 | 5 | 3.6 | Non Federally-Regulated | 11/30/2011 |  | 03/02/2012
Waterfurnace International, Inc. | Rybacki - Hart Enterprises | ZS024**3*4 |  | Ground-Water-Source | WBAHP: Heat Pump Packaged Unit | Heat Pump | 208 | 3 |  |  | No Match | Single-Speed |  |  |  | 26400 | 1128 | 23.4 | 16.2 | 22300 | 1452 | 4.5 | 3.6 | Non Federally-Regulated | 06/14/2011 |  | 04/19/2013
Florida Heat Pump | Florida Heat Pump | EM036-3CS | EM036-1AH/AV | Ground-Water-Source | WBAHP-CB: Heat Pump Split Syst | Heat Pump | 208 | 3 |  |  | No Match | No Match |  |  |  | 36000 | 2553 | 14.1 | 9 | 25000 | 2289 | 3.2 |  | Non Federally-Regulated | 07/22/2002 |  | 03/12/2009
Trane U.S. Inc. | Command-Aire | GSUF0301A |  | Ground-Water-Source | WBAHP: Heat Pump Packaged Unit | Heat Pump | 208 | 1 |  |  | No Match | No Match |  |  |  | 29600 | 1947 | 15.2 | 9 | 22600 | 2283 | 2.9 |  | Non Federally-Regulated | 10/06/1999 |  | 04/10/2000
Waterfurnace International, Inc. | Waterfurnace International, Inc. | SXV068*3 |  | Ground-Water-Source | WBAHP: Heat Pump Packaged Unit | Heat Pump | 230 | 3 |  |  | No Match | No Match |  |  |  | 66000 | 5500 | 12 | 9 | 52000 | 5078 | 3 |  | Non Federally-Regulated | 10/06/1999 |  | 05/19/2000
Mammoth | Hydrobank II | E035HHE/VHE |  | Water-Source | WBAHP: Heat Pump Packaged Unit | Heat Pump | 265 | 1 |  |  | No Match | No Match |  |  |  | 37000 | 2624 | 14.1 | 10 | 45000 | 2866 | 4.6 |  | Federally-Regulated Commercial & Industrial Equipment | 07/29/1998 |  | 10/02/1998
Mammoth | Hydrobank II | F070VHG |  | Water-Source | WBAHP: Heat Pump Packaged Unit | Heat Pump | 208 | 3 |  |  | No Match | No Match |  |  |  | 67000 | 5114 | 13.1 | 9 | 83600 | 5696 | 4.3 | 3.8 | Federally-Regulated Commercial & Industrial Equipment | 01/18/2001 |  | 11/19/2001
McQuay International | McQuay | CCH/CCW/HWH/HWW024C-N |  | Water-Source | WBAHP: Heat Pump Packaged Unit | Heat Pump | 265 | 1 |  |  | No Match | No Match |  |  |  | 25000 | 2066 | 12.1 | 10 | 30000 | 2313 | 3.8 |  | Federally-Regulated Commercial & Industrial Equipment | 02/02/1998 |  | 03/31/1998
Waterfurnace International, Inc. | Waterfurnace International, Inc. | ATH057D1(P) |  | Ground-Source | WBAHP: Heat Pump Packaged Unit | Heat Pump | 208 | 1 |  |  | No Match | No Match |  |  |  | 36000 | 1914 | 18.8 |  | 26000 | 2116 | 3.6 |  | Non Federally-Regulated | 03/31/1998 |  | 05/10/1998
ClimateMaster Inc. | Climate Master Series | VS/VL/HS/HL 030 G/E |  | Water-Source | WBAHP: Heat Pump Packaged Unit | Heat Pump | 265 | 1 |  |  | No Match | No Match |  |  |  | 29000 | 2478 | 11.7 | 9.3 | 39000 | 2657 | 4.3 | 3.8 | Federally-Regulated Commercial & Industrial Equipment | 03/31/1998 |  | 05/10/1998
American Air Filter | Enercon | BCW06 |  | Water-Source | WBAHP: Heat Pump Packaged Unit | Heat Pump | 208 | 1 |  |  | No Match | No Match |  |  |  | 6500 | 675 | 9.6 | 7.5 | 7700 | 625 | 3.6 | 2.5 | Non Federally-Regulated | 01/05/1982 |  | 05/16/1984
Mammoth | Mammoth | F042HHA |  | Water-Source | WBAHP: Heat Pump Packaged Unit | Heat Pump | 208 | 3 |  |  | No Match | Dual-Speed |  |  |  | 47100 | 2837 | 16.6 | 12 | 47100 | 3068 | 4.5 | 4.2 | Federally-Regulated Commercial & Industrial Equipment | 11/30/2011 |  | 12/12/2012
Trane U.S. Inc. | Trane | GETE0157 |  | Ground-Source | WBAHP-O: Heat Pump Packaged Un | Heat Pump | 265 | 1 |  |  | No Match | Single-Speed |  |  |  | 15600 | 994 | 15.7 | 13.4 | 11800 | 1048 | 3.3 | 3.1 | Non Federally-Regulated | 06/14/2011 |  | 01/09/2014
Addison Products | Addison Products | WPH044-3JA/3JBA |  | Water-Source | WBAHP: Heat Pump Packaged Unit | Heat Pump | 208 | 3 |  |  | No Match | No Match |  |  |  | 41000 | 3727 | 11 | 9.3 | 51000 | 3933 | 3.8 | 3.8 | Federally-Regulated Commercial & Industrial Equipment | 03/31/1998 |  | 05/10/1998
Florida Heat Pump | Florida Heat Pump | TA025-1CS | DX025 | Water-Source | WBAHP-CB: Heat Pump Split Syst | Heat Pump | 208 | 1 |  |  | No Match | Dual-Speed |  |  |  | 25000 | 1724 | 14.5 | 12 | 32500 | 1905 | 5 | 4.2 | Federally-Regulated Commercial & Industrial Equipment | 03/02/2012 |  | 04/20/2015
American Air Filter | Enercon | EHW-15 |  | Water-Source | WBAHP: Heat Pump Packaged Unit | Heat Pump | 230 | 1 |  |  | No Match | No Match |  |  |  | 15000 | 1327 | 11.3 | 9 | 17000 | 1278 | 3.9 | 3.2 | Non Federally-Regulated | 02/22/1990 |  | 07/31/1991
ClimateMaster Inc. | Climate Master Series | GRV/GRH018AE |  | Water-Source | WBAHP: Heat Pump Packaged Unit | Heat Pump | 265 | 1 |  |  | No Match | No Match |  |  |  | 18500 | 1554 | 11.9 | 10 | 22800 | 1757 | 3.8 |  | Federally-Regulated Commercial & Industrial Equipment | 01/18/2001 |  | 11/19/2001
McQuay International | McQuay | W-FDD/FDE/FME-1-007-J |  | Water-Source | WBAHP: Heat Pump Packaged Unit | Heat Pump | 265 | 1 |  |  | No Match | No Match |  |  |  | 6800 | 653 | 10.4 | 10 | 9800 | 736 | 3.9 |  | Federally-Regulated Commercial & Industrial Equipment | 09/25/2002 |  | 03/12/2009
Waterfurnace International, Inc. | Waterfurnace International, Inc. | SXV019C1 |  | Ground-Source | WBAHP: Heat Pump Packaged Unit | Heat Pump | 230 | 1 |  |  | No Match | No Match |  |  |  | 19200 | 1371 | 14 |  | 15100 | 1301 | 3.4 |  | Non Federally-Regulated | 03/31/1998 |  | 05/10/1998
Enviro Master International llc | Enviro Master International | FWW12E****** |  | Water-Source | WBAHP: Heat Pump Packaged Unit | Heat Pump | 265 | 1 |  |  | No Match | No Match |  |  |  | 12900 | 1010 | 12.8 | 9 | 13400 | 1250 | 3.1 | 3.2 | Non Federally-Regulated | 05/11/1988 |  | 03/15/1989
Climate Control / Snyder General | Electro-Hydronics | FW330G3 |  | Water-Source | WBAHP: Heat Pump Packaged Unit | Heat Pump | 230 | 1 |  |  | No Match | No Match |  |  |  | 33000 | 3050 | 10.8 | 7.5 | 39000 | 3090 | 3.7 | 2.5 | Non Federally-Regulated | 05/16/1984 |  | 08/29/1986
Friedrich Climate Master | Climate Master Series | V113-32********** |  | Water-Source | WBAHP: Heat Pump Packaged Unit | Heat Pump | 208 | 3 |  |  | No Match | No Match |  |  |  | 113000 | 10660 | 10.6 | 9.2 | 130000 | 10300 | 3.7 | 2.5 | Non Federally-Regulated | 08/29/1986 |  | 05/11/1988
Florida Heat Pump | Florida Heat Pump | CP036-1HZ/VT |  | Water-Source | WBAHP: Heat Pump Packaged Unit | Heat Pump | 208 | 1 |  |  | No Match | Single-Speed |  |  |  | 36000 | 2093 | 17.2 | 12 | 41000 | 2145 | 5.6 | 4.2 | Federally-Regulated Commercial & Industrial Equipment | 06/14/2011 |  | 05/01/2015
Mammoth | Mammoth | F124H |  | Water-Source | WBAHP: Heat Pump Packaged Unit | Heat Pump | 230 | 3 |  |  | No Match | No Match |  |  |  | 111000 | 12750 | 8.7 | 7.5 | 134000 | 13500 | 2.9 | 2.2 | Non Federally-Regulated | 09/08/1982 |  | 05/16/1984
Waterfurnace International, Inc. | Eagle Mountain | GTS026A1 | GAH026* | Ground-Water-Source | WBAHP-CB: Heat Pump Split Syst | Heat Pump | 208 | 1 |  |  | No Match | Dual-Speed |  |  |  | 27800 | 1275 | 21.8 | 16.2 | 25000 | 1593 | 4.6 | 3.6 | Non Federally-Regulated | 01/24/2011 |  | 04/19/2013
Trane U.S. Inc. | Trane | WPHD0511 |  | Water-Source | WBAHP: Heat Pump Packaged Unit | Heat Pump | 208 | 1 |  |  | No Match | No Match |  |  |  | 50000 | 4237 | 11.8 | 9.3 | 64200 | 4479 | 4.2 | 3.8 | Federally-Regulated Commercial & Industrial Equipment | 03/31/1998 |  | 05/10/1998
American Air Filter | Enercon | DHW39 |  | Water-Source | WBAHP: Heat Pump Packaged Unit | Heat Pump | 200 | 3 |  |  | No Match | No Match |  |  |  | 39000 | 3615 | 10.8 | 7.5 | 44500 | 3620 | 3.6 | 2.5 | Non Federally-Regulated | 05/16/1984 |  | 06/11/1985
Singer | Electro-Hydronics | LM90C5 |  | Water-Source | WBAHP: Heat Pump Packaged Unit | Heat Pump | 208 | 1 |  |  | No Match | No Match |  |  |  | 8600 | 1000 | 8.6 | 7.5 | 11900 | 1100 | 3.2 | 2.5 | Non Federally-Regulated | 01/05/1982 |  | 09/08/1982
Waterfurnace International, Inc. | Waterfurnace International, Inc. | SXH013B2 |  | Water-Source | WBAHP: Heat Pump Packaged Unit | Heat Pump | 265 | 1 |  |  | No Match | No Match |  |  |  | 12700 | 858 | 14.8 | 10 | 15100 | 921 | 4.8 |  | Federally-Regulated Commercial & Industrial Equipment | 08/21/1998 |  | 10/02/1998
Command-Aire | Command-Aire | SWPH-251 |  | Water-Source | WBAHP: Heat Pump Packaged Unit | Heat Pump | 208 | 1 |  |  | No Match | No Match |  |  |  | 32500 | 3550 | 9.2 | 7.5 | 42000 | 3450 | 3.6 | 2.5 | Non Federally-Regulated | 08/30/1983 |  | 01/23/1988
ClimateMaster Inc. | Climate Master Series | GSV/GSH070AG |  | Water-Source | WBAHP-CB: Heat Pump Split Syst | Heat Pump | 208 | 1 |  |  | No Match | No Match |  |  |  | 69300 | 5210 | 13.3 | 9 | 79000 | 5382 | 4.3 | 3.5 | Non Federally-Regulated | 05/23/2001 |  | 07/18/2002
Waterfurnace International, Inc. | Geosmart Energy, Inc. | USV/USH060**3*4 |  | Ground-Source | WBAHP: Heat Pump Packaged Unit | Heat Pump | 208 | 3 |  |  | No Match | Single-Speed |  |  |  | 60900 | 3402 | 17.9 | 13.4 | 47100 | 3834 | 3.6 | 3.1 | Non Federally-Regulated | 03/02/2012 |  | 05/01/2015
Waterfurnace International, Inc. | Waterfurnace International, Inc. | SXH048B1 |  | Water-Source | WBAHP: Heat Pump Packaged Unit | Heat Pump | 230 | 1 |  |  | No Match | No Match |  |  |  | 49000 | 3629 | 13.5 | 10 | 60500 | 3772 | 4.7 |  | Federally-Regulated Commercial & Industrial Equipment | 02/02/1998 |  | 03/31/1998
McQuay International | McQuay | W-FDL/FDS/FMS-1-030-J |  | Water-Source | WBAHP: Heat Pump Packaged Unit | Heat Pump | 265 | 1 |  |  | No Match | No Match |  |  |  | 29600 | 2487 | 11.9 | 10 | 39000 | 2929 | 3.9 |  | Federally-Regulated Commercial & Industrial Equipment | 09/21/2000 |  | 03/12/2009
Waterfurnace International, Inc. | Spectra | SXH042A1 |  | Water-Source | WBAHP: Heat Pump Packaged Unit | Heat Pump | 208 | 1 |  |  | No Match | No Match |  |  |  | 41000 | 3037 | 13.5 | 10 | 54500 | 3131 | 5.1 |  | Federally-Regulated Commercial & Industrial Equipment | 06/02/1993 |  | 06/03/1993
Hydro Delta Corp. | Hydro Delta Corp. | 03-018WTARD-HE |  | Water-Source | WBAHP-CB: Heat Pump Split Syst | Heat Pump | 230 | 1 |  |  | No Match | No Match |  |  |  | 21000 | 1603 | 13.1 | 9 | 24400 | 1787 | 4 | 3.5 | Non Federally-Regulated | 10/05/1999 |  | 11/17/1999
Climate Control / Snyder General | Electro-Hydronics | UW400GP |  | Water-Source | WBAHP: Heat Pump Packaged Unit | Heat Pump | 460 | 3 |  |  | No Match | No Match |  |  |  | 39600 | 3960 | 10 | 7.5 | 45000 | 3880 | 3.4 | 2.5 | Non Federally-Regulated | 06/11/1985 |  | 08/29/1986
McQuay International | McQuay | W-FDL/FDS/FMS-1-012-J |  | Water-Source | WBAHP: Heat Pump Packaged Unit | Heat Pump | 265 | 1 |  |  | No Match | No Match |  |  |  | 11600 | 1035 | 11.2 | 10 | 14000 | 1079 | 3.8 |  | Federally-Regulated Commercial & Industrial Equipment | 09/21/2000 |  | 11/14/2000
ClimateMaster Inc. | Carrier Corp. | YDS/YPS038 | CNPV*36* | Ground-Water-Source | WBAHP-C: Heat Pump Split Syste | Heat Pump | 230 | 1 |  |  | No Match | Single-Speed |  |  |  | 39800 | 1817 | 21.9 | 16.2 | 36800 | 2624 | 4.1 | 3.6 | Non Federally-Regulated | 11/25/2009 |  | 08/23/2011
ClimateMaster Inc. | Climate Master Series | 804-019-G******** |  | Water-Source | WBAHP: Heat Pump Packaged Unit | Heat Pump | 208 | 1 |  |  | No Match | No Match |  |  |  | 19000 | 1775 | 10.7 | 9 | 24000 | 1760 | 3.6 | 3.2 | Non Federally-Regulated | 05/11/1988 |  | 03/15/1989
Marvair | Marvair | V360-B2-A |  | Water-Source | WBAHP: Heat Pump Packaged Unit | Heat Pump | 208 | 1 |  |  | No Match | No Match |  |  |  | 35000 | 3500 | 10.2 | 7.5 | 44000 | 3804 | 3.4 | 2.5 | Non Federally-Regulated | 01/05/1982 |  | 05/16/1984
Florida Heat Pump | Florida Heat Pump | EM028-1CF |  | Water-Source | WBAHP: Heat Pump Packaged Unit | Heat Pump | 230 | 1 |  |  | No Match | No Match |  |  |  | 28000 | 1971 | 14.2 | 9.3 | 33400 | 2175 | 4.5 | 3.8 | Federally-Regulated Commercial & Industrial Equipment | 03/31/1998 |  | 05/10/1998
Enviro Master International llc | Enviro Master International | FWH12A******A*B |  | Water-Source | WBAHP-O: Heat Pump Packaged Un | Heat Pump | 115 | 1 |  |  | No Match | No Match |  |  |  | 11500 | 980 | 11.7 | 9 | 14200 | 1095 | 3.8 | 3.2 | Non Federally-Regulated | 02/22/1990 |  | 07/31/1991
Mammoth | Hydrobank II | F120VLK |  | Ground-Water-Source | WBAHP: Heat Pump Packaged Unit | Heat Pump | 208 | 3 |  |  | No Match | No Match |  |  |  | 118500 | 8525 | 13.9 | 9 | 94100 | 8893 | 3.1 |  | Non Federally-Regulated | 03/22/2001 |  | 07/18/2002
Florida Heat Pump | Florida Heat Pump | GT062-3CS | GT062-1AH/AV | Ground-Water-Source | WBAHP-CB: Heat Pump Split Syst | Heat Pump | 230 | 3 |  |  | No Match | No Match |  |  |  | 59500 | 4685 | 12.7 | 9 | 49000 | 4950 | 2.9 |  | Non Federally-Regulated | 04/10/2000 |  | 07/18/2002
Mammoth | Hydrobank II | F025HLG |  | Ground-Water-Source | WBAHP: Heat Pump Packaged Unit | Heat Pump | 208 | 3 |  |  | No Match | No Match |  |  |  | 24800 | 1771 | 14 | 9 | 18800 | 1776 | 3.1 |  | Non Federally-Regulated | 01/18/2001 |  | 07/18/2002
McQuay International | McQuay | W-CMG-1-060-F |  | Ground-Water-Source | WBAHP: Heat Pump Packaged Unit | Heat Pump | 208 | 3 |  |  | No Match | No Match |  |  |  | 57000 | 4523 | 12.6 | 9 | 42500 | 4447 | 2.8 |  | Non Federally-Regulated | 09/21/2000 |  | 07/18/2002
Addison Products | Addison Products | VGY072-3A |  | Ground-Water-Source | WBAHP: Heat Pump Packaged Unit | Heat Pump | 230 | 3 |  |  | No Match | No Match |  |  |  | 72000 | 6050 | 11.9 | 9 | 57100 | 5576 | 3 |  | Non Federally-Regulated | 11/14/2000 |  | 07/18/2002
McQuay / Snyder General | Electro-Hydronics | RC150A7 |  | Water-Source | WBAHP: Heat Pump Packaged Unit | Heat Pump | 265 | 1 |  |  | No Match | No Match |  |  |  | 14500 | 1305 | 11.1 | 7.5 | 20000 | 1465 | 4 | 2.5 | Non Federally-Regulated | 08/29/1986 |  | 05/11/1988
Waterfurnace International, Inc. | Waterfurnace International, Inc. | SXV036C0 |  | Ground-Water-Source | WBAHP: Heat Pump Packaged Unit | Heat Pump | 230 | 1 |  |  | No Match | No Match |  |  |  | 36400 | 2676 | 13.6 | 9 | 26000 | 2381 | 3.2 |  | Non Federally-Regulated | 12/14/1998 |  | 10/06/1999
Waterfurnace International, Inc. | Waterfurnace International, Inc. | SXV120A4 |  | Ground-Water-Source | WBAHP: Heat Pump Packaged Unit | Heat Pump | 460 | 3 |  |  | No Match | No Match |  |  |  | 124000 | 9323 | 13.3 | 9 | 95000 | 9280 | 3 |  | Non Federally-Regulated | 01/30/1998 |  | 10/02/1998
Addison Products | Addison Products | HWY072-3A |  | Water-Source | WBAHP: Heat Pump Packaged Unit | Heat Pump | 230 | 3 |  |  | No Match | No Match |  |  |  | 7500 | 604 | 12.4 | 10 | 90200 | 6006 | 4.4 |  | Federally-Regulated Commercial & Industrial Equipment | 04/12/2000 |  | 11/14/2000
Addison Products | Addison Products | HGY048-4A |  | Ground-Water-Source | WBAHP: Heat Pump Packaged Unit | Heat Pump | 460 | 3 |  |  | No Match | No Match |  |  |  | 53900 | 4052 | 13.3 | 9 | 36800 | 3478 | 3.1 |  | Non Federally-Regulated | 11/14/2000 |  | 07/18/2002
Singer | Electro-Hydronics | UC140 7 |  | Water-Source | WBAHP: Heat Pump Packaged Unit | Heat Pump | 265 | 1 |  |  | No Match | No Match |  |  |  | 14000 | 1850 | 7.6 | 7.5 | 18000 | 2050 | 2.6 | 2.5 | Non Federally-Regulated | 09/08/1982 |  | 05/16/1984
American Air Filter | Enercon | EVW-90 |  | Water-Source | WBAHP: Heat Pump Packaged Unit | Heat Pump | 230 | 3 |  |  | No Match | No Match |  |  |  | 91000 | 8505 | 10.7 | 9.2 | 115000 | 9113 | 3.7 |  | Non Federally-Regulated | 05/11/1988 |  | 03/15/1989
Waterfurnace International, Inc. | Waterfurnace International, Inc. | VLV/VXV070*0 |  | Ground-Water-Source | WBAHP: Heat Pump Packaged Unit | Heat Pump | 230 | 1 |  |  | No Match | No Match |  |  |  | 67800 | 5557 | 12.2 | 9 | 53900 | 5445 | 2.9 |  | Non Federally-Regulated | 06/20/2003 |  | 03/12/2009
Florida Heat Pump | Geomaster, LLC | ES048-3CF/HZ/VT |  | Water-Source | WBAHP: Heat Pump Packaged Unit | Heat Pump | 208 | 3 |  |  | No Match | Single-Speed |  |  |  | 48500 | 3392 | 13.9 | 12 | 56500 | 3379 | 4.9 | 4.2 | Federally-Regulated Commercial & Industrial Equipment | 06/23/2011 |  | 04/20/2015
Geosystems, LLC | Geosystems, LLC | GH381 |  | Ground-Source | WBAHP: Heat Pump Packaged Unit | Both Heat Pump and Electric Re | 208 | 1 |  |  | No Match | Dual-Speed |  |  |  | 33000 | 2063 | 16 | 13.4 | 28200 | 2119 | 3.9 | 3.1 | Non Federally-Regulated | 06/23/2011 |  | 04/19/2013
Waterfurnace International, Inc. | Waterfurnace International, Inc. | SXH016C0 |  | Water-Source | WBAHP: Heat Pump Packaged Unit | Heat Pump | 208 | 1 |  |  | No Match | No Match |  |  |  | 16000 | 1185 | 13.5 | 9.3 | 20400 | 1195 | 5 | 3.8 | Federally-Regulated Commercial & Industrial Equipment | 03/31/1998 |  | 05/10/1998
McQuay International | McQuay | FCV/FCW/VWH/VWW060B-W |  | Water-Source | WBAHP: Heat Pump Packaged Unit | Heat Pump | 575 | 3 |  |  | No Match | No Match |  |  |  | 59000 | 5363 | 11 | 9.3 | 75000 | 5784 | 3.8 | 3.8 | Federally-Regulated Commercial & Industrial Equipment | 03/31/1998 |  | 05/10/1998
Waterfurnace International, Inc. | Waterfurnace International, Inc. | VLV/VXV058*0 |  | Ground-Water-Source | WBAHP: Heat Pump Packaged Unit | Heat Pump | 208 | 1 |  |  | No Match | No Match |  |  |  | 57600 | 4571 | 12.6 | 9 | 42700 | 4468 | 2.8 |  | Non Federally-Regulated | 06/20/2003 |  | 03/12/2009
Command-Aire | Command-Aire | SWP611E |  | Water-Source | WBAHP: Heat Pump Packaged Unit | Heat Pump | 208 | 1 |  |  | No Match | No Match |  |  |  | 62000 | 5640 | 11 | 9 | 78000 | 5710 | 4 | 3.2 | Non Federally-Regulated | 05/11/1988 |  | 03/15/1989
Florida Heat Pump | Bosch | ES024-1CF/HZ/VT |  | Water-Source | WBAHP: Heat Pump Packaged Unit | Heat Pump | 230 | 1 |  |  |  | Single-Speed |  |  |  | 24000 | 1778 | 13.5 | 12 | 30500 | 1986 | 4.5 | 4.2 | Federally-Regulated Commercial & Industrial Equipment | 04/22/2015 |  | 05/01/2015
McQuay International | McQuay | W-CDS/CME/CMS-1-120-F |  | Water-Source | WBAHP: Heat Pump Packaged Unit | Heat Pump | 230 | 3 |  |  | No Match | No Match |  |  |  | 118500 | 10486 | 11.3 | 9 | 148000 | 10084 | 4.3 | 3.8 | Federally-Regulated Commercial & Industrial Equipment | 10/05/1999 |  | 09/21/2000
Command-Aire | Command-Aire | SWP833* |  | Water-Source | WBAHP: Heat Pump Packaged Unit | Heat Pump | 208 | 3 |  |  | No Match | No Match |  |  |  | 95000 | 8120 | 11.7 | 9.2 | 120000 | 8370 | 4.2 | 2.5 | Non Federally-Regulated | 02/22/1990 |  | 07/31/1991
Florida Heat Pump | Florida Heat Pump | EP048-1HZ/VT |  | Ground-Source | WBAHP: Heat Pump Packaged Unit | Heat Pump | 230 | 1 |  |  | No Match | Single-Speed |  |  |  | 50200 | 2535 | 19.8 | 13.4 | 33400 | 2646 | 3.7 | 3.1 | Non Federally-Regulated | 01/24/2011 |  | 06/14/2011
McQuay International | McQuay | W-CDD/CDE/CMG-1-019-J |  | Water-Source | WBAHP: Heat Pump Packaged Unit | Heat Pump | 265 | 1 |  |  | No Match | No Match |  |  |  | 18800 | 1392 | 13.5 | 10 | 22400 | 1526 | 4.3 |  | Federally-Regulated Commercial & Industrial Equipment | 10/05/1999 |  | 09/21/2000
Addison Products | Addison Products | WPH054-3JC/3JBC |  | Water-Source | WBAHP: Heat Pump Packaged Unit | Heat Pump | 208 | 3 |  |  | No Match | No Match |  |  |  | 50000 | 4237 | 11.8 | 9.3 | 68000 | 5109 | 3.9 | 3.8 | Federally-Regulated Commercial & Industrial Equipment | 03/31/1998 |  | 05/10/1998
Climate Control / Snyder General | Electro-Hydronics | CC420F5 |  | Water-Source | WBAHP: Heat Pump Packaged Unit | Heat Pump | 208 | 1 |  |  | No Match | No Match |  |  |  | 42000 | 3850 | 10.9 | 7.5 | 52000 | 4100 | 3.7 | 2.5 | Non Federally-Regulated | 05/16/1984 |  | 08/29/1986
California Heat Pump | California Heat Pump | 42V*-32-** |  | Water-Source | WBAHP: Heat Pump Packaged Unit | Heat Pump | 230 | 3 |  |  | No Match | No Match |  |  |  | 39000 | 4700 | 8.3 | 7.5 | 43000 | 4100 | 3 | 2.5 | Non Federally-Regulated | 06/11/1985 |  | 05/11/1988
Trane U.S. Inc. | Command-Aire | SPHD0261 |  | Water-Source | WBAHP: Heat Pump Packaged Unit | Heat Pump | 208 | 1 |  |  | No Match | No Match |  |  |  | 22800 | 2171 | 10.5 | 10 | 30400 | 2283 | 3.9 |  | Federally-Regulated Commercial & Industrial Equipment | 10/05/1999 |  | 04/12/2000
Florida Heat Pump | Florida Heat Pump | EM036-3HZ |  | Water-Source | WBAHP: Heat Pump Packaged Unit | Heat Pump | 208 | 3 |  |  | No Match | No Match |  |  |  | 35000 | 2500 | 14 | 9.3 | 42000 | 2735 | 4.5 | 3.8 | Federally-Regulated Commercial & Industrial Equipment | 03/31/1998 |  | 05/10/1998
Enertech Global, LLC | Enertech | GSC048 | ACD060 | Ground-Water-Source | WBAHP-C: Heat Pump Split Syste | Heat Pump | 208 | 1 |  |  | No Match | Single-Speed |  |  |  | 55900 | 2881 | 19.4 | 16.2 | 48500 | 3743 | 3.8 | 3.6 | Non Federally-Regulated | 04/30/2009 |  | 06/15/2009
ClimateMaster Inc. | Climate Master | TTV/H/D038B |  | Ground-Water-Source | WBAHP: Heat Pump Packaged Unit | Heat Pump | 230 | 1 |  |  | No Match | Single-Speed |  |  |  | 41200 | 1791 | 23 | 16.2 | 36700 | 2288 | 4.7 | 3.6 | Non Federally-Regulated | 12/12/2012 |  | 06/09/2015
Waterfurnace International, Inc. | Waterfurnace International, Inc. | V095**3 |  | Ground-Water-Source | WBAHP: Heat Pump Packaged Unit | Heat Pump | 208 | 3 |  |  | No Match | No Match |  |  |  | 96000 | 7164 | 13.4 | 9 | 66500 | 6958 | 2.8 |  | Non Federally-Regulated | 05/19/2000 |  | 11/14/2000
Climate Control / Snyder General | Trane | WPVA33XF* |  | Water-Source | WBAHP: Heat Pump Packaged Unit | Heat Pump | 230 | 3 |  |  | No Match | No Match |  |  |  | 33000 | 3056 | 10.8 | 7.5 | 39000 | 3089 | 3.7 | 2.5 | Non Federally-Regulated | 06/11/1985 |  | 05/11/1988
ClimateMaster Inc. | Carrier | 50HQA/HQD096 5/6 |  | Water-Source | WBAHP: Heat Pump Packaged Unit | Heat Pump | 208 | 3 |  |  | No Match | No Match |  |  |  | 95000 | 8636 | 11 | 9 | 114000 | 8792 | 3.8 | 3.8 | Federally-Regulated Commercial & Industrial Equipment | 12/14/1998 |  | 04/12/2000
McQuay International | McQuay | W-CMG-1-036-E |  | Ground-Water-Source | WBAHP: Heat Pump Packaged Unit | Heat Pump | 230 | 1 |  |  | No Match | No Match |  |  |  | 36200 | 2701 | 13.4 | 9 | 25400 | 2566 | 2.9 |  | Non Federally-Regulated | 07/22/2002 |  | 03/12/2009
Florida Heat Pump | Geomaster, LLC | EV036-1CF/HZ/VT |  | Ground-Source | WBAHP: Heat Pump Packaged Unit | Heat Pump | 230 | 1 |  |  | No Match | Single-Speed |  |  |  | 34000 | 1954 | 17.4 | 13.4 | 24000 | 2068 | 3.4 | 3.1 | Non Federally-Regulated | 02/09/2009 |  | 12/12/2012
Waterfurnace International, Inc. | Waterfurnace International, Inc. | CW*012A2 |  | Ground-Water-Source | WBAHP: Heat Pump Packaged Unit | Heat Pump | 265 | 1 |  |  | No Match | No Match |  |  |  | 11200 | 767 | 14.6 | 9 | 9300 | 825 | 3.3 |  | Non Federally-Regulated | 01/30/1998 |  | 10/02/1998
Command-Aire | Command-Aire | SWPH-131 |  | Water-Source | WBAHP: Heat Pump Packaged Unit | Heat Pump | 208 | 1 |  |  | No Match | No Match |  |  |  | 13500 | 1400 | 9.6 | 9 | 18800 | 1575 | 3.5 | 3.2 | Non Federally-Regulated | 05/11/1988 |  | 03/15/1989
ClimateMaster Inc. | Carrier Corp. | 50P1H/V012 |  | Ground-Water-Source | WBAHP: Heat Pump Packaged Unit | Heat Pump | 208 | 1 |  |  | No Match | Single-Speed |  |  |  | 13700 | 659 | 20.8 | 16.2 | 12500 | 964 | 3.8 | 3.6 | Non Federally-Regulated | 10/24/2014 |  | 04/22/2015
American Air Filter | Enercon | FHW-36 |  | Water-Source | WBAHP: Heat Pump Packaged Unit | Heat Pump | 460 | 3 |  |  | No Match | No Match |  |  |  | 35600 | 3266 | 10.9 | 9 | 43000 | 3407 | 3.7 | 3.2 | Non Federally-Regulated | 05/11/1988 |  | 03/15/1989
Waterfurnace International, Inc. | Waterfurnace International, Inc. | NVV/NVH036A1*1 |  | Ground-Water-Source | WBAHP: Heat Pump Packaged Unit | Heat Pump | 208 | 1 |  |  | No Match | Variable-Speed |  |  |  | 38000 | 1206 | 31.5 | 16.2 | 41000 | 2612 | 4.6 | 3.6 | Non Federally-Regulated | 09/03/2012 |  | 10/24/2014
Waterfurnace International, Inc. | Waterfurnace International, Inc. | SXH058B1 |  | Ground-Water-Source | WBAHP: Heat Pump Packaged Unit | Heat Pump | 208 | 1 |  |  | No Match | No Match |  |  |  | 56500 | 4216 | 13.4 | 9 | 45500 | 4301 | 3.1 |  | Non Federally-Regulated | 01/30/1998 |  | 10/02/1998
Waterfurnace International, Inc. | Waterfurnace International, Inc. | SXH048B1 |  | Ground-Source | WBAHP: Heat Pump Packaged Unit | Heat Pump | 208 | 1 |  |  | No Match | No Match |  |  |  | 51500 | 3843 | 13.4 |  | 36000 | 3403 | 3.1 |  | Non Federally-Regulated | 03/31/1998 |  | 05/10/1998
Singer | Electro-Hydronics | CC240 P |  | Water-Source | WBAHP: Heat Pump Packaged Unit | Heat Pump | 460 | 3 |  |  | No Match | No Match |  |  |  | 24000 | 2850 | 8.4 | 7.5 | 28400 | 2900 | 2.9 | 2.5 | Non Federally-Regulated | 09/08/1982 |  | 05/16/1984
Waterfurnace International, Inc. | Waterfurnace International, Inc. | NDZ049A4 | NRAC048* | Ground-Water-Source | WBAHP-CB: Heat Pump Split Syst | Heat Pump | 460 | 3 |  |  | No Match | Dual-Speed |  |  |  | 50500 | 2500 | 20.2 | 16.2 | 46700 | 3111 | 4.4 | 3.6 | Non Federally-Regulated | 08/23/2011 |  | 10/24/2014
Waterfurnace International, Inc. | Eagle Mountain | ZS048**3*4 |  | Ground-Water-Source | WBAHP: Heat Pump Packaged Unit | Heat Pump | 208 | 3 |  |  | No Match | Single-Speed |  |  |  | 52000 | 2222 | 23.4 | 16.2 | 45900 | 3203 | 4.2 | 3.6 | Non Federally-Regulated | 06/14/2011 |  | 04/19/2013
Addison Products | Addison Products | WSH034-1AL |  | Water-Source | WBAHP: Heat Pump Packaged Unit | Heat Pump | 208 | 1 |  |  | No Match | No Match |  |  |  | 33500 | 2463 | 13.6 | 10 | 42500 | 2767 | 4.5 |  | Federally-Regulated Commercial & Industrial Equipment | 02/02/1998 |  | 03/31/1998
Enertech Global, LLC | Enertech | TCT060A |  | Ground-Source | WBAHP: Heat Pump Packaged Unit | Heat Pump | 208 | 1 |  |  | No Match | Single-Speed |  |  |  | 62800 | 3716 | 16.9 | 13.4 | 48400 | 3733 | 3.8 | 3.1 | Non Federally-Regulated | 06/14/2011 |  | 01/09/2014
Bard Manufacturing Company, Inc. | Bard | GTC60S2-A | HE49948D210B22705AW | Ground-Source | WBAH-C: Heating Only Split Sys | Heat Pump | 230 | 1 |  |  | No Match | Dual-Speed | [7 empty] | 46500 | 3683 | 3.7 |  | Non Federally-Regulated | 09/03/2012 |  | 01/09/2014
Florida Heat Pump | Florida Heat Pump | GT042-1CF/HZ/VT |  | Water-Source | WBAHP: Heat Pump Packaged Unit | Heat Pump | 208 | 1 |  |  | No Match | No Match |  |  |  | 42000 | 3230 | 13 | 10 | 52500 | 3204 | 4.8 |  | Federally-Regulated Commercial & Industrial Equipment | 04/12/2000 |  | 05/29/2001
McQuay International | McQuay | CCW042E-T |  | Water-Source | WBAHP: Heat Pump Packaged Unit | Heat Pump | 460 | 3 |  |  | No Match | No Match |  |  |  | 39000 | 3000 | 13 | 9.3 | 47000 | 2930 | 4.7 | 3.8 | Federally-Regulated Commercial & Industrial Equipment | 03/31/1998 |  | 05/10/1998
Power-Save International, Inc. | S.O.E.S.I. | PSS-500 |  | Water-Source | WBAHP: Heat Pump Packaged Unit | Heat Pump | 230 | 1 |  |  | No Match | No Match |  |  |  | 66000 | 5175 | 12.8 | 10.5 | 74000 | 4968 | 4.3 | 3.8 | Federally-Regulated Commercial & Industrial Equipment | 03/31/1998 |  | 05/10/1998
Waterfurnace International, Inc. | Waterfurnace International, Inc. | ATH028D1 |  | Water-Source | WBAHP-CB: Heat Pump Split Syst | Heat Pump | 230 | 1 |  |  | No Match | No Match |  |  |  | 29400 | 1921 | 15.3 | 9 | 32000 | 2180 | 4.3 | 3.5 | Non Federally-Regulated | 05/10/1998 |  | 10/02/1998
McQuay / Snyder General | Electro-Hydronics | CCH012A*N |  | Water-Source | WBAHP: Heat Pump Packaged Unit | Heat Pump | 265 | 1 |  |  | No Match | No Match |  |  |  | 12000 | 1045 | 11.5 | 9 | 15000 | 1095 | 4 | 3.2 | Non Federally-Regulated | 05/11/1988 |  | 03/15/1989
ClimateMaster Inc. | Trane | WPHB0137 |  | Water-Source | WBAHP: Heat Pump Packaged Unit | Heat Pump | 265 | 1 |  |  | No Match | No Match |  |  |  | 12402 | 1191 | 10.4 | 9 | 14094 | 1499 | 3.3 | 3.2 | Federally-Regulated Commercial & Industrial Equipment | 07/05/1988 |  | 02/22/1990
ClimateMaster Inc. | Climate Master Series | CS/CL 012 |  | Water-Source | WBAHP-O: Heat Pump Packaged Un | Heat Pump | 208 | 1 |  |  | No Match | No Match |  |  |  | 11800 | 921 | 12.8 | 10 | 14000 | 1051 | 3.9 |  | Federally-Regulated Commercial & Industrial Equipment | 02/02/1998 |  | 03/31/1998
Addison Products | Addison Products | HWY072-4A |  | Water-Source | WBAHP: Heat Pump Packaged Unit | Heat Pump | 460 | 3 |  |  | No Match | No Match |  |  |  | 75000 | 6000 | 12.5 | 9 | 90200 | 5872 | 4.5 | 3.8 | Federally-Regulated Commercial & Industrial Equipment | 11/17/1999 |  | 11/14/2000
Addison Products | Addison Products | DWPG036-3B-XL* |  | Ground-Water-Source | WBAHP: Heat Pump Packaged Unit | Heat Pump | 208 | 3 |  |  | No Match | No Match |  |  |  | 35600 | 2373 | 15 | 9 | 24800 | 2271 | 3.2 |  | Non Federally-Regulated | 07/29/1998 |  | 10/02/1998
McQuay / Snyder General | Electro-Hydronics | VE390FD |  | Water-Source | WBAHP: Heat Pump Packaged Unit | Heat Pump | 230 | 3 |  |  | No Match | No Match |  |  |  | 39000 | 3700 | 10.5 | 9 | 48000 | 4020 | 3.5 | 3.2 | Non Federally-Regulated | 05/11/1988 |  | 03/15/1989
Waterfurnace International, Inc. | Johnson Controls | RJSV/RJSH048**4*0 |  | Water-Source | WBAHP: Heat Pump Packaged Unit | Heat Pump | 460 | 3 |  |  | No Match | Single-Speed |  |  |  | 46400 | 2994 | 15.5 | 12 | 55400 | 3247 | 5 | 4.2 | Federally-Regulated Commercial & Industrial Equipment | 01/24/2011 |  | 10/24/2014
Command-Aire | Command-Aire | SWPH-461 |  | Water-Source | WBAHP: Heat Pump Packaged Unit | Heat Pump | 208 | 1 |  |  | No Match | No Match |  |  |  | 46000 | 4800 | 9.6 | 9 | 55000 | 4600 | 3.5 | 3.2 | Non Federally-Regulated | 02/22/1990 |  | 07/31/1991
Addison Products | Addison Products | HWPH036-3JC/3JBC |  | Water-Source | WBAHP: Heat Pump Packaged Unit | Heat Pump | 208 | 3 |  |  | No Match | No Match |  |  |  | 33400 | 2982 | 11.2 | 10 | 43000 | 3316 | 3.8 |  | Federally-Regulated Commercial & Industrial Equipment | 12/14/1998 |  | 11/14/2000
Florida Heat Pump | Energy Miser | HEV62-3 |  | Water-Source | WBAHP: Heat Pump Packaged Unit | Heat Pump | 208 | 3 |  |  | No Match | No Match |  |  |  | 61000 | 5755 | 10.6 | 9.3 | 83000 | 6400 | 3.8 | 3.8 | Non Federally-Regulated | 07/31/1991 |  | 03/31/1998
Florida Heat Pump | Florida Heat Pump | EM042-3HZ |  | Water-Source | WBAHP: Heat Pump Packaged Unit | Heat Pump | 208 | 3 |  |  | No Match | No Match |  |  |  | 42000 | 3181 | 13.2 | 10 | 51000 | 3475 | 4.3 |  | Federally-Regulated Commercial & Industrial Equipment | 12/14/1998 |  | 10/05/1999
Geoflex Systems, Inc. | Geoflex Systems, Inc. | GF1S-V/H/D/M-048WADBP |  | Ground-Source | WBAHP: Heat Pump Packaged Unit | Both Heat Pump and Electric Re | 460 | 3 |  |  | No Match | Single-Speed |  |  |  | 50000 | 2857 | 17.5 | 13.4 | 37600 | 2978 | 3.7 | 3.1 | Non Federally-Regulated | 03/02/2012 |  | 01/09/2014
Florida Heat Pump | Florida Heat Pump | TA035-1CS | DX035 | Water-Source | WBAHP-CB: Heat Pump Split Syst | Both Heat Pump and Electric Re | 208 | 1 |  |  | No Match | Dual-Speed |  |  |  | 36900 | 2381 | 15.5 | 12 | 43700 | 2463 | 5.2 | 4.2 | Federally-Regulated Commercial & Industrial Equipment | 11/30/2011 |  | 03/02/2012
Mammoth | Mammoth | E010C |  | Water-Source | WBAHP: Heat Pump Packaged Unit | Heat Pump | 265 | 1 |  |  | No Match | No Match |  |  |  | 7600 | 900 | 8.4 | 7.5 | 10200 | 1050 | 2.8 | 2.5 | Non Federally-Regulated | 05/16/1984 |  | 05/11/1988
Climate Control / Snyder General | Electro-Hydronics | CW90G3 |  | Water-Source | WBAHP: Heat Pump Packaged Unit | Heat Pump | 230 | 1 |  |  | No Match | No Match |  |  |  | 9000 | 855 | 10.5 | 7.5 | 11000 | 920 | 3.5 | 2.5 | Non Federally-Regulated | 06/11/1985 |  | 08/29/1986
Florida Heat Pump | Energy Miser | LTCS 60-4 | LTAH 60-4 | Ground-Water-Source | WBAHP-CB: Heat Pump Split Syst | Heat Pump | 460 | 3 |  |  | No Match | No Match |  |  |  | 54000 | 4910 | 11 | 11 | 64000 | 5680 | 3.3 | 3.4 | Non Federally-Regulated | 07/31/1991 |  | 03/31/1998
Florida Heat Pump | Florida Heat Pump | EM060-3HZ |  | Water-Source | WBAHP: Heat Pump Packaged Unit | Heat Pump | 230 | 3 |  |  | No Match | No Match |  |  |  | 60000 | 4615 | 13 | 10 | 80000 | 5328 | 4.4 |  | Federally-Regulated Commercial & Industrial Equipment | 02/02/1998 |  | 03/31/1998
Florida Heat Pump | Energy Miser | HEV42-3 |  | Water-Source | WBAHP: Heat Pump Packaged Unit | Heat Pump | 208 | 3 |  |  | No Match | No Match |  |  |  | 42000 | 3620 | 11.6 | 9.3 | 53500 | 3825 | 4.1 | 3.8 | Non Federally-Regulated | 07/31/1991 |  | 03/31/1998
McQuay International | McQuay | HWH/HWW030C-N |  | Water-Source | WBAHP: Heat Pump Packaged Unit | Heat Pump | 265 | 1 |  |  | No Match | No Match |  |  |  | 30000 | 2500 | 12 | 10 | 37000 | 2779 | 3.9 |  | Federally-Regulated Commercial & Industrial Equipment | 11/17/1999 |  | 09/21/2000
Waterfurnace International, Inc. | Rybacki - Hart Enterprises | ZS070**5*0 |  | Water-Source | WBAHP: Heat Pump Packaged Unit | Heat Pump | 575 | 3 |  |  | No Match | Single-Speed |  |  |  | 63000 | 4437 | 14.2 | 12 | 79000 | 5262 | 4.4 | 4.2 | Federally-Regulated Commercial & Industrial Equipment | 01/24/2011 |  | 04/19/2013
Waterfurnace International, Inc. | Waterfurnace International, Inc. | SXV016B0 |  | Water-Source | WBAHP: Heat Pump Packaged Unit | Heat Pump | 208 | 1 |  |  | No Match | No Match |  |  |  | 16000 | 1185 | 13.5 | 10 | 20400 | 1195 | 5 |  | Federally-Regulated Commercial & Industrial Equipment | 08/21/1998 |  | 10/02/1998
ClimateMaster Inc. | Carrier Corp. | 50PSH/V/D070K***2 |  | Ground-Source | WBAHP: Heat Pump Packaged Unit | Heat Pump | 230 | 1 |  |  | No Match | Single-Speed | 3953 | 691 | 141 | 73000 | 4244 | 17.2 | 13.4 | 53000 | 4315 | 3.6 | 3.1 | Non Federally-Regulated | 10/24/2014 |  | 04/22/2015
Florida Heat Pump | Florida Heat Pump | GT048-4VT/HZ/CF |  | Ground-Water-Source | WBAHP: Heat Pump Packaged Unit | Heat Pump | 460 | 3 |  |  | No Match | No Match |  |  |  | 48000 | 3692 | 13 | 9 | 37000 | 3614 | 3 |  | Non Federally-Regulated | 01/30/1998 |  | 03/31/1998
Waterfurnace International, Inc. | Waterfurnace International, Inc. | SXV042C3 |  | Ground-Water-Source | WBAHP: Heat Pump Packaged Unit | Heat Pump | 208 | 3 |  |  | No Match | No Match |  |  |  | 44000 | 3358 | 13.1 | 11 | 46000 | 3370 | 4 | 3.5 | Non Federally-Regulated | 03/31/1998 |  | 05/10/1998
Florida Heat Pump | Geomaster, LLC | AP049-1CF/HZ/VT |  | Water-Source | WBAHP: Heat Pump Packaged Unit | Heat Pump | 230 | 1 |  |  | No Match | Single-Speed |  |  |  | 50000 | 2959 | 16.9 | 12 | 53000 | 2986 | 5.2 | 4.2 | Federally-Regulated Commercial & Industrial Equipment | 01/24/2011 |  | 06/14/2011
Waterfurnace International, Inc. | Waterfurnace International, Inc. | ATH057D1 |  | Water-Source | WBAHP-CB: Heat Pump Split Syst | Heat Pump | 230 | 1 |  |  | No Match | No Match |  |  |  | 61500 | 5000 | 12.3 | 9 | 66000 | 5227 | 3.7 | 3.5 | Non Federally-Regulated | 05/10/1998 |  | 10/02/1998
ClimateMaster Inc. | Carrier Corp. | 50YEH/V/D060K***3 |  | Ground-Source | WBAHP: Heat Pump Packaged Unit | Heat Pump | 230 | 1 |  |  | No Match | Single-Speed |  |  |  | 64400 | 3500 | 18.4 | 13.4 | 46400 | 3487 | 3.9 | 3.1 | Non Federally-Regulated | 10/24/2014 |  | 04/22/2015
Addison Products | Heat Controller | WPH28-1J |  | Water-Source | WBAHP-CB: Heat Pump Split Syst | Heat Pump | 230 | 1 |  |  | No Match | No Match |  |  |  | 28000 | 2545 | 11 | 9 | 33200 | 2779 | 3.5 | 3.5 | Non Federally-Regulated | 10/05/1999 |  | 04/12/2000
ClimateMaster Inc. | Climate Master Series | GSV/GSH030AG |  | Water-Source | WBAHP-CB: Heat Pump Split Syst | Heat Pump | 208 | 1 |  |  | No Match | No Match |  |  |  | 31300 | 1920 | 16.3 | 9 | 34600 | 2252 | 4.5 | 3.5 | Non Federally-Regulated | 05/23/2001 |  | 07/18/2002
McQuay International | McQuay | CCH/CCW/HWH/HWW007C-G |  | Water-Source | WBAHP: Heat Pump Packaged Unit | Heat Pump | 230 | 1 |  |  | No Match | No Match |  |  |  | 7000 | 654 | 10.7 | 9.3 | 9800 | 736 | 3.9 | 3.8 | Federally-Regulated Commercial & Industrial Equipment | 03/31/1998 |  | 05/10/1998
Mammoth | Hydrobank II | F/G090VLF/HLF |  | Ground-Water-Source | WBAHP: Heat Pump Packaged Unit | Heat Pump | 460 | 3 |  |  | No Match | No Match |  |  |  | 86330 | 6640 | 13 | 9 | 67000 | 6771 | 2.9 |  | Non Federally-Regulated | 05/10/1998 |  | 07/29/1998
Addison Products | Addison Products | WSH032-1AL |  | Water-Source | WBAHP: Heat Pump Packaged Unit | Heat Pump | 230 | 1 |  |  | No Match | No Match |  |  |  | 33000 | 2481 | 13.3 | 10 | 43000 | 2864 | 4.4 |  | Federally-Regulated Commercial & Industrial Equipment | 10/02/1998 |  | 05/19/2000
Snyder General Corp. | American Air Filter | GVW-60 |  | Water-Source | WBAHP: Heat Pump Packaged Unit | Heat Pump | 200 | 3 |  |  | No Match | No Match |  |  |  | 60000 | 5939 | 10.1 | 9 | 74000 | 6377 | 3.4 | 3.2 | Federally-Regulated Commercial & Industrial Equipment | 01/22/1990 |  | 07/27/1992
ClimateMaster Inc. | Climate Master Series | 80110G |  | Water-Source | WBAHP: Heat Pump Packaged Unit | Heat Pump | 208 | 1 |  |  | No Match | No Match |  |  |  | 8800 | 880 | 10 | 9 | 10800 | 879 | 3.6 | 3.2 | Federally-Regulated Commercial & Industrial Equipment | 02/07/1988 |  | 05/11/1988
Command-Aire | Command-Aire | SWPHXR191E |  | Water-Source | WBAHP: Heat Pump Packaged Unit | Heat Pump | 208 | 1 |  |  | No Match | No Match |  |  |  | 18500 | 1650 | 11.2 | 9 | 24500 | 1750 | 4 | 3.2 | Non Federally-Regulated | 02/22/1990 |  | 07/31/1991
Waterfurnace International, Inc. | Waterfurnace International, Inc. | ATH046D0 |  | Ground-Source | WBAHP: Heat Pump Packaged Unit | Heat Pump | 208 | 1 |  |  | No Match | No Match |  |  |  | 47000 | 2919 | 16.1 |  | 34500 | 3063 | 3.3 |  | Non Federally-Regulated | 03/31/1998 |  | 05/10/1998
McQuay International | McQuay | CCW030E-G |  | Water-Source | WBAHP: Heat Pump Packaged Unit | Heat Pump | 230 | 1 |  |  | No Match | No Match |  |  |  | 30400 | 2268 | 13.4 | 9.3 | 37000 | 2464 | 4.4 | 3.8 | Federally-Regulated Commercial & Industrial Equipment | 03/31/1998 |  | 05/10/1998
The Whalen Company | Whalen | VI-A-301-2 |  | Water-Source | WBAHP-O: Heat Pump Packaged Un | Heat Pump | 265 | 1 |  |  | No Match | No Match |  |  |  | 8900 | 801 | 11.1 | 10 | 12500 | 915 | 4 |  | Federally-Regulated Commercial & Industrial Equipment | 02/02/1998 |  | 03/31/1998
Florida Heat Pump | Geomaster, LLC | EC051-4CF/HZ/VT |  | Ground-Water-Source | WBAHP: Heat Pump Packaged Unit | Heat Pump | 460 | 3 |  |  | No Match | Single-Speed |  |  |  | 58000 | 2816 | 20.6 | 16.2 | 46600 | 2816 | 4.2 | 3.6 | Non Federally-Regulated | 04/30/2009 |  | 04/20/2015
Trane U.S. Inc. | Trane | GETE036 |  | Ground-Water-Source | WBAHP-O: Heat Pump Packaged Un | Heat Pump | 208 | 1 |  |  | No Match | Single-Speed |  |  |  | 39200 | 2096 | 18.7 | 16.2 | 36200 | 2654 | 4 | 3.6 | Non Federally-Regulated | 11/25/2009 |  | 01/09/2014
Waterfurnace International, Inc. | Standard Range | WSH/WSV036A*4*** |  | Water-Source | WBAHP: Heat Pump Packaged Unit | Heat Pump | 460 | 3 |  |  | No Match | No Match |  |  |  | 36200 | 3120 | 11.6 | 9 | 43500 | 3354 | 3.8 | 3.2 | Non Federally-Regulated | 10/10/1989 |  | 07/31/1991
McQuay / Snyder General | Electro-Hydronics | CW630FP |  | Water-Source | WBAHP: Heat Pump Packaged Unit | Heat Pump | 460 | 3 |  |  | No Match | No Match |  |  |  | 63000 | 6430 | 9.8 | 7.5 | 79000 | 6430 | 3.6 | 2.5 | Non Federally-Regulated | 08/29/1986 |  | 05/11/1988
Carrier Corp. | Carrier | 50HQ,VQ0333 |  | Water-Source | WBAHP: Heat Pump Packaged Unit | Heat Pump | 230 | 1 |  |  | No Match | No Match |  |  |  | 34000 | 3850 | 8.8 | 7.5 | 40000 | 4350 | 2.7 | 2.5 | Non Federally-Regulated | 01/05/1982 |  | 09/08/1982
Command-Aire | Command-Aire | SWP1044* |  | Water-Source | WBAHP: Heat Pump Packaged Unit | Heat Pump | 460 | 3 |  |  | No Match | No Match |  |  |  | 124000 | 10690 | 11.6 | 10.5 | 156000 | 10880 | 4.2 | 3.8 | Federally-Regulated Commercial & Industrial Equipment | 03/31/1998 |  | 05/10/1998
Command-Aire | Command-Aire | SWPXR261E |  | Water-Source | WBAHP: Heat Pump Packaged Unit | Heat Pump | 208 | 1 |  |  | No Match | No Match |  |  |  | 24000 | 2160 | 11.1 | 9 | 32000 | 2340 | 4.1 | 3.2 | Federally-Regulated Commercial & Industrial Equipment | 01/23/1988 |  | 05/11/1988
Trane U.S. Inc. | Trane | GSUF0181B |  | Ground-Water-Source | WBAHP: Heat Pump Packaged Unit | Heat Pump | 208 | 1 |  |  | No Match | No Match |  |  |  | 20000 | 1226 | 16.3 | 9 | 14400 | 1454 | 2.9 |  | Non Federally-Regulated | 10/06/1999 |  | 11/19/2001
Waterfurnace International, Inc. | Waterfurnace International, Inc. | VLH/VXH042*0 |  | Water-Source | WBAHP: Heat Pump Packaged Unit | Heat Pump | 208 | 1 |  |  | No Match | No Match |  |  |  | 40000 | 3076 | 13 | 10 | 47400 | 3229 | 4.3 |  | Federally-Regulated Commercial & Industrial Equipment | 11/14/2000 |  | 06/20/2003
Waterfurnace International, Inc. | Waterfurnace International, Inc. | SXV036C0 |  | Water-Source | WBAHP: Heat Pump Packaged Unit | Heat Pump | 230 | 1 |  |  | No Match | No Match |  |  |  | 36000 | 2647 | 13.6 | 10 | 44500 | 2774 | 4.7 |  | Federally-Regulated Commercial & Industrial Equipment | 12/14/1998 |  | 10/05/1999
Carrier Corp. | Carrier | 50QEV0303 |  | Water-Source | WBAHP: Heat Pump Packaged Unit | Heat Pump | 230 | 1 |  |  | No Match | No Match |  |  |  | 31200 | 2735 | 11.4 | 9 | 36800 | 2670 | 4 | 3.2 | Non Federally-Regulated | 02/22/1990 |  | 07/31/1991
Carrier Corp. | Carrier | 50QEV0093 |  | Water-Source | WBAHP: Heat Pump Packaged Unit | Heat Pump | 208 | 1 |  |  | No Match | No Match |  |  |  | 8900 | 770 | 11.6 | 9 | 11000 | 839 | 3.8 | 3.2 | Federally-Regulated Commercial & Industrial Equipment | 02/05/1990 |  | 02/22/1990
Waterfurnace International, Inc. | Waterfurnace International, Inc. | SXV036B3 |  | Ground-Water-Source | WBAHP: Heat Pump Packaged Unit | Heat Pump | 230 | 3 |  |  | No Match | No Match |  |  |  | 36400 | 2676 | 13.6 | 9 | 26000 | 2381 | 3.2 |  | Non Federally-Regulated | 08/21/1998 |  | 10/02/1998
McQuay International | McQuay | W-FDS/FDL/FDD-1-030-F |  | Water-Source | WBAHP: Heat Pump Packaged Unit | Heat Pump | 208 | 3 |  |  | No Match | No Match |  |  |  | 29600 | 2487 | 11.9 | 10 | 39000 | 2929 | 3.9 |  | Federally-Regulated Commercial & Industrial Equipment | 10/05/1999 |  | 09/21/2000
Command-Aire | Command-Aire | SWPH514E |  | Water-Source | WBAHP: Heat Pump Packaged Unit | Heat Pump | 460 | 3 |  |  | No Match | No Match |  |  |  | 49000 | 4380 | 11.2 | 9 | 65000 | 4760 | 4 | 3.2 | Non Federally-Regulated | 02/22/1990 |  | 07/31/1991
American Air Filter | Enercon | DHW49 |  | Water-Source | WBAHP: Heat Pump Packaged Unit | Heat Pump | 200 | 3 |  |  | No Match | No Match |  |  |  | 49000 | 4470 | 11 | 7.5 | 62000 | 5260 | 3.5 | 2.5 | Non Federally-Regulated | 05/16/1984 |  | 06/11/1985
Marvair | Marvair | WHP43HPA |  | Water-Source | WBAHP: Heat Pump Packaged Unit | Heat Pump | 208 | 1 |  |  | No Match | No Match |  |  |  | 42700 | 3882 | 11 | 9 | 54700 | 4111 | 3.9 | 3.2 | Federally-Regulated Commercial & Industrial Equipment | 02/22/1988 |  | 05/11/1988
Waterfurnace International, Inc. | Waterfurnace International, Inc. | SXV019B0 |  | Water-Source | WBAHP: Heat Pump Packaged Unit | Heat Pump | 230 | 1 |  |  | No Match | No Match |  |  |  | 18600 | 1338 | 13.9 | 10 | 24200 | 1447 | 4.9 |  | Federally-Regulated Commercial & Industrial Equipment | 08/21/1998 |  | 10/02/1998
Waterfurnace International, Inc. | Waterfurnace International, Inc. | SXH048C4 |  | Ground-Water-Source | WBAHP: Heat Pump Packaged Unit | Heat Pump | 460 | 3 |  |  | No Match | No Match |  |  |  | 52000 | 4000 | 13 | 11 | 55500 | 4066 | 4 | 3.5 | Non Federally-Regulated | 03/31/1998 |  | 05/10/1998
Enertech Global, LLC | Enertech | GST036A | MPD036 | Ground-Source | WBAHP-CB: Heat Pump Split Syst | Heat Pump | 230 | 1 |  |  | No Match | Single-Speed |  |  |  | 38900 | 2315 | 16.8 | 13.4 | 29200 | 2194 | 3.9 | 3.1 | Non Federally-Regulated | 11/30/2011 |  | 12/12/2012
Florida Heat Pump | Energy Miser | HE34CF-1 |  | Water-Source | WBAHP: Heat Pump Packaged Unit | Heat Pump | 208 | 1 |  |  | No Match | No Match |  |  |  | 34000 | 2835 | 12 | 9 | 44000 | 3145 | 4.1 | 3.2 | Non Federally-Regulated | 02/22/1990 |  | 07/31/1991
Waterfurnace International, Inc. | Rybacki - Hart Enterprises | ZS030**2*1 |  | Ground-Water-Source | WBAHP: Heat Pump Packaged Unit | Heat Pump | 265 | 1 |  |  | No Match | Single-Speed |  |  |  | 32900 | 1377 | 23.9 | 16.2 | 28300 | 1885 | 4.4 | 3.6 | Non Federally-Regulated | 01/24/2011 |  | 04/19/2013
Waterfurnace International, Inc. | Waterfurnace International, Inc. | SXH068C0 |  | Water-Source | WBAHP: Heat Pump Packaged Unit | Heat Pump | 208 | 1 |  |  | No Match | No Match |  |  |  | 65000 | 5200 | 12.5 | 9 | 84000 | 5470 | 4.5 | 3.8 | Federally-Regulated Commercial & Industrial Equipment | 02/02/1998 |  | 03/31/1998
Florida Heat Pump | Energy Miser | HE52CF-3 |  | Water-Source | WBAHP: Heat Pump Packaged Unit | Heat Pump | 208 | 3 |  |  | No Match | No Match |  |  |  | 51000 | 4360 | 11.7 | 9 | 65000 | 4760 | 4 | 3.2 | Non Federally-Regulated | 02/22/1990 |  | 07/31/1991
ClimateMaster Inc. | Carrier Corp. | 50PRH/V060 6 |  | Water-Source | WBAHP: Heat Pump Packaged Unit | Heat Pump | 460 | 3 |  |  | No Match | Single-Speed |  |  |  | 59400 | 4433 | 13.4 | 12 | 72000 | 4907 | 4.3 | 4.2 | Federally-Regulated Commercial & Industrial Equipment | 01/24/2011 |  | 08/23/2011
Bard Manufacturing Company, Inc. | Bard | GSVS242-A |  | Ground-Water-Source | WBAHP: Heat Pump Packaged Unit | Heat Pump | 230 | 1 |  |  | No Match | No Match |  |  |  | 22800 | 1425 | 16 | 9 | 15600 | 1344 | 3.4 |  | Non Federally-Regulated | 06/20/2003 |  | 03/12/2009
Addison Products | Addison Products | HGY030-3A |  | Ground-Water-Source | WBAHP: Heat Pump Packaged Unit | Heat Pump | 208 | 3 |  |  | No Match | No Match |  |  |  | 33500 | 2557 | 13.1 | 9 | 23800 | 2179 | 3.2 |  | Non Federally-Regulated | 11/14/2000 |  | 07/18/2002
Florida Heat Pump | Florida Heat Pump | EM031-3HZ |  | Water-Source | WBAHP: Heat Pump Packaged Unit | Heat Pump | 208 | 3 |  |  | No Match | No Match |  |  |  | 32000 | 2285 | 14 | 10 | 42000 | 2735 | 4.5 |  | Federally-Regulated Commercial & Industrial Equipment | 02/02/1998 |  | 03/31/1998
Waterfurnace International, Inc. | Eagle Mountain | ZS015**0*1 |  | Ground-Water-Source | WBAHP: Heat Pump Packaged Unit | Heat Pump | 230 | 1 |  |  | No Match | Single-Speed |  |  |  | 16000 | 658 | 24.3 | 16.2 | 15000 | 999 | 4.4 | 3.6 | Non Federally-Regulated | 01/24/2011 |  | 04/19/2013
Econar | Econar | GV590 |  | Ground-Water-Source | WBAHP: Heat Pump Packaged Unit | Heat Pump | 208 | 1 |  |  | No Match | No Match |  |  |  | 54000 | 4285 | 12.6 | 11 | 78000 | 6178 | 3.7 | 3.5 | Non Federally-Regulated | 03/31/1998 |  | 05/10/1998
Trane U.S. Inc. | Trane | GXHA0261 |  | Water-Source | WBAHP: Heat Pump Packaged Unit | Heat Pump | 208 | 1 |  |  | No Match | No Match |  |  |  | 22800 | 2171 | 10.5 | 10 | 30400 | 2284 | 3.9 |  | Federally-Regulated Commercial & Industrial Equipment | 02/02/1998 |  | 03/31/1998
ClimateMaster Inc. | Carrier Corp. | YCS0363 | FK4CNF003 | Ground-Water-Source | WBAHP-CB: Heat Pump Split Syst | Heat Pump | 230 | 1 |  |  | No Match | Single-Speed |  |  |  | 34900 | 1736 | 20.1 | 16.2 | 31900 | 2399 | 3.9 | 3.6 | Non Federally-Regulated | 09/15/2009 |  | 02/17/2011
Trane U.S. Inc. | Trane | WPHD1004 |  | Water-Source | WBAHP: Heat Pump Packaged Unit | Heat Pump | 208 | 3 |  |  | No Match | No Match |  |  |  | 116000 | 9914 | 11.7 | 9 | 130000 | 10023 | 3.8 | 3.8 | Federally-Regulated Commercial & Industrial Equipment | 10/05/1999 |  | 04/12/2000
McQuay International | McQuay | W-CDD/CDE/CME-1-015-E |  | Water-Source | WBAHP: Heat Pump Packaged Unit | Heat Pump | 208 | 1 |  |  | No Match | No Match |  |  |  | 15300 | 1254 | 12.2 | 10 | 16000 | 1202 | 3.9 |  | Federally-Regulated Commercial & Industrial Equipment | 09/21/2000 |  | 03/12/2009
Waterfurnace International, Inc. | Standard Range | WSH/WSV025B*1*** |  | Water-Source | WBAHP: Heat Pump Packaged Unit | Heat Pump | 230 | 1 |  |  | No Match | No Match |  |  |  | 27000 | 2454 | 11 | 9 | 33000 | 2613 | 3.7 | 3.2 | Non Federally-Regulated | 03/15/1989 |  | 09/13/1989
Mammoth | Hydrobank II | F090HLG |  | Ground-Water-Source | WBAHP: Heat Pump Packaged Unit | Heat Pump | 575 | 3 |  |  | No Match | No Match |  |  |  | 86000 | 6370 | 13.5 | 9 | 64000 | 6048 | 3.1 |  | Non Federally-Regulated | 01/18/2001 |  | 09/20/2001
Climate Control / Snyder General | Electro-Hydronics | UW400G5 |  | Water-Source | WBAHP: Heat Pump Packaged Unit | Heat Pump | 208 | 1 |  |  | No Match | No Match |  |  |  | 39600 | 3960 | 10 | 7.5 | 45000 | 3880 | 3.4 | 2.5 | Non Federally-Regulated | 06/11/1985 |  | 08/29/1986
Marvair | Marvair | WH030HPA | WM130HPA | Water-Source | WBAHP-C: Heat Pump Split Syste | Heat Pump | 230 | 1 |  |  | No Match | No Match |  |  |  | 30500 | 3050 | 10 | 9 | 42000 | 3419 | 3.6 | 3.2 | Non Federally-Regulated | 02/22/1990 |  | 07/31/1991
Waterfurnace International, Inc. | Eagle Mountain | ZS036**0*4 |  | Ground-Water-Source | WBAHP: Heat Pump Packaged Unit | Heat Pump | 230 | 1 |  |  | No Match | Single-Speed |  |  |  | 37700 | 1639 | 23 | 16.2 | 33000 | 2249 | 4.3 | 3.6 | Non Federally-Regulated | 03/02/2012 |  | 04/19/2013
Florida Heat Pump | Florida Heat Pump | EM031-1CF/HZ/VT |  | Water-Source | WBAHP-CB: Heat Pump Split Syst | Heat Pump | 208 | 1 |  |  | No Match | No Match |  |  |  | 35000 | 2651 | 13.2 | 9 | 42000 | 3325 | 3.7 | 3.5 | Non Federally-Regulated | 05/23/2001 |  | 07/18/2002
American Air Filter | Enercon | VW33A |  | Water-Source | WBAHP: Heat Pump Packaged Unit | Heat Pump | 208 | 3 |  |  | No Match | No Match |  |  |  | 35000 | 4000 | 8.8 | 7.5 | 41000 | 4000 | 3 | 2.5 | Non Federally-Regulated | 01/05/1982 |  | 05/16/1984
Carrier Corp. | Carrier | 50QEH0306 |  | Water-Source | WBAHP: Heat Pump Packaged Unit | Heat Pump | 460 | 3 |  |  | No Match | No Match |  |  |  | 30400 | 2521 | 12.1 | 9 | 39000 | 2858 | 4 | 3.2 | Federally-Regulated Commercial & Industrial Equipment | 02/05/1990 |  | 02/22/1990
Mammoth | Hydrobank II | D009VHJ |  | Water-Source | WBAHP: Heat Pump Packaged Unit | Heat Pump | 230 | 1 |  |  | No Match | No Match |  |  |  | 9000 | 865 | 10.4 | 10 | 12000 | 901 | 3.9 |  | Federally-Regulated Commercial & Industrial Equipment | 11/14/2000 |  | 01/18/2001
Florida Heat Pump | Energy Miser | HLT 60 CF -1 |  | Ground-Water-Source | WBAH: Heating Only Packaged Un | Heat Pump | 208 | 1 |  |  | No Match | No Match | [7 empty] | 68000 | 5690 | 3.5 | 2.5 | Non Federally-Regulated | 02/22/1990 |  | 07/31/1991
ClimateMaster Inc. | Trane | WPVC0152 |  | Water-Source | WBAHP: Heat Pump Packaged Unit | Heat Pump | 208 | 1 |  |  | No Match | No Match |  |  |  | 14500 | 1400 | 10.4 | 9 | 19000 | 1525 | 3.7 | 3.2 | Federally-Regulated Commercial & Industrial Equipment | 07/05/1988 |  | 02/22/1990
Carrier Corp. - Syracuse | Carrier | 50VQG/HQG036 |  | Ground-Water-Source | WBAHP: Heat Pump Packaged Unit | Heat Pump | 208 | 1 |  |  | No Match | No Match |  |  |  | 36000 | 2608 | 13.8 | 9 | 27000 | 2472 | 3.2 |  | Non Federally-Regulated | 12/14/1998 |  | 04/10/2000
Command-Aire | Command-Aire | SWPH353E |  | Water-Source | WBAHP: Heat Pump Packaged Unit | Heat Pump | 208 | 3 |  |  | No Match | No Match |  |  |  | 36000 | 3270 | 11 | 7.5 | 49000 | 3500 | 4 | 2.5 | Non Federally-Regulated | 05/16/1984 |  | 06/11/1985
McQuay International | McQuay | VWH/VWW048B-G |  | Water-Source | WBAHP: Heat Pump Packaged Unit | Heat Pump | 208 | 1 |  |  | No Match | No Match |  |  |  | 46000 | 3833 | 12 | 10 | 56000 | 3815 | 4.3 |  | Federally-Regulated Commercial & Industrial Equipment | 11/17/1999 |  | 09/21/2000
Bard Manufacturing Company, Inc. | Bard | GTC36S1-A | GTADP-3642-* | Ground-Source | WBAH-C: Heating Only Split Sys | Heat Pump | 230 | 1 |  |  | No Match | Dual-Speed | [7 empty] | 27600 | 2022 | 4 |  | Non Federally-Regulated | 09/03/2012 |  | 04/29/2015
Mammoth | Hydrobank II | F045HLH |  | Ground-Water-Source | WBAHP: Heat Pump Packaged Unit | Heat Pump | 208 | 3 |  |  | No Match | No Match |  |  |  | 44500 | 3178 | 14 | 9 | 33000 | 3021 | 3.2 |  | Non Federally-Regulated | 06/27/2003 |  | 03/12/2009
ClimateMaster Inc. | Climate Master Series | VT048G(P) |  | Ground-Water-Source | WBAHP: Heat Pump Packaged Unit | Heat Pump | 230 | 1 |  |  | No Match | No Match |  |  |  | 23400 | 1278 | 18.3 | 9 | 18200 | 1367 | 3.9 |  | Non Federally-Regulated | 04/10/2000 |  | 05/24/2001
Mammoth | Hydrobank II | G025VLG |  | Ground-Water-Source | WBAHP: Heat Pump Packaged Unit | Heat Pump | 460 | 3 |  |  | No Match | No Match |  |  |  | 25000 | 1785 | 14 | 9 | 19000 | 1795 | 3.1 |  | Non Federally-Regulated | 07/22/2002 |  | 03/12/2009
Addison Products | Addison Products | HWPH044-1JRA/1JLA |  | Water-Source | WBAHP-CB: Heat Pump Split Syst | Heat Pump | 230 | 1 |  |  | No Match | No Match |  |  |  | 44500 | 4045 | 11 | 9 | 49500 | 4143 | 3.5 | 3.5 | Non Federally-Regulated | 10/05/1999 |  | 11/14/2000
Command-Aire | Command-Aire | SWP131E |  | Water-Source | WBAHP: Heat Pump Packaged Unit | Heat Pump | 208 | 1 |  |  | No Match | No Match |  |  |  | 12500 | 1140 | 11 | 7.5 | 18000 | 1290 | 4.1 | 2.5 | Non Federally-Regulated | 05/16/1984 |  | 06/11/1985
Florida Heat Pump | Geomaster, LLC | AU025-1CS | AU025-1AV/AH | Ground-Water-Source | WBAHP-CB: Heat Pump Split Syst | Heat Pump | 230 | 1 |  |  | No Match | Single-Speed |  |  |  | 28400 | 1209 | 23.5 | 16.2 | 24500 | 1209 | 4.5 | 3.6 | Non Federally-Regulated | 04/30/2009 |  | 10/03/2011
Waterfurnace International, Inc. | Waterfurnace International, Inc. | SXV013B0 |  | Ground-Water-Source | WBAHP: Heat Pump Packaged Unit | Heat Pump | 230 | 1 |  |  | No Match | No Match |  |  |  | 13300 | 847 | 15.7 | 9 | 9700 | 861 | 3.3 |  | Non Federally-Regulated | 08/21/1998 |  | 10/02/1998
Waterfurnace International, Inc. | Waterfurnace International, Inc. | SXV030*1 |  | Water-Source | WBAHP: Heat Pump Packaged Unit | Heat Pump | 208 | 1 |  |  | No Match | No Match |  |  |  | 30600 | 2125 | 14.4 | 10 | 36600 | 2144 | 5 |  | Federally-Regulated Commercial & Industrial Equipment | 10/05/1999 |  | 05/19/2000
Waterfurnace International, Inc. | Waterfurnace International, Inc. | ATV045D3 |  | Ground-Water-Source | WBAHP: Heat Pump Packaged Unit | Heat Pump | 208 | 3 |  |  | No Match | No Match |  |  |  | 50000 | 3571 | 14 | 9 | 33000 | 3119 | 3.1 |  | Non Federally-Regulated | 05/10/1998 |  | 10/02/1998
McQuay International | McQuay | W-CMG-1-036-F |  | Ground-Water-Source | WBAHP: Heat Pump Packaged Unit | Heat Pump | 208 | 3 |  |  | No Match | No Match |  |  |  | 36200 | 2701 | 13.4 | 9 | 25400 | 2566 | 2.9 |  | Non Federally-Regulated | 09/21/2000 |  | 07/18/2002
Mammoth | Hydrobank II | G043VHK |  | Water-Source | WBAHP: Heat Pump Packaged Unit | Heat Pump | 460 | 3 |  |  | No Match | No Match |  |  |  | 41500 | 3705 | 11.2 | 10 | 51500 | 3869 | 3.9 |  | Federally-Regulated Commercial & Industrial Equipment | 06/27/2003 |  | 03/12/2009
Snyder General Corp. | McQuay | LHP27AK |  | Water-Source | WBAHP: Heat Pump Packaged Unit | Heat Pump | 208 | 3 |  |  | No Match | No Match |  |  |  | 295200 | 25350 | 11.6 |  | 348000 | 28300 | 3.6 | 2.5 | Non Federally-Regulated | 02/22/1990 |  | 07/31/1991
Waterfurnace International, Inc. | Waterfurnace International, Inc. | SXH019A0 |  | Ground-Source | WBAHP: Heat Pump Packaged Unit | Heat Pump | 230 | 1 |  |  | No Match | No Match |  |  |  | 19200 | 1371 | 14 |  | 15100 | 1301 | 3.4 |  | Non Federally-Regulated | 03/31/1998 |  | 05/10/1998
Trane U.S. Inc. | Trane | WPVD0804 |  | Water-Source | WBAHP: Heat Pump Packaged Unit | Heat Pump | 460 | 3 |  |  | No Match | No Match |  |  |  | 100000 | 8474 | 11.8 | 9 | 128400 | 8957 | 4.2 | 3.8 | Federally-Regulated Commercial & Industrial Equipment | 10/05/1999 |  | 04/12/2000
Trane U.S. Inc. | Trane | WPHD028 |  | Water-Source | WBAHP: Heat Pump Packaged Unit | Heat Pump | 208 | 1 |  |  | No Match | No Match |  |  |  | 28500 | 2714 | 10.5 | 10 | 38000 | 2929 | 3.8 |  | Federally-Regulated Commercial & Industrial Equipment | 04/12/2000 |  | 11/14/2000
Mammoth | Hydrobank II | E010VHH |  | Water-Source | WBAHP: Heat Pump Packaged Unit | Heat Pump | 265 | 1 |  |  | No Match | No Match |  |  |  | 10000 | 775 | 12.9 | 10 | 12500 | 915 | 4 |  | Federally-Regulated Commercial & Industrial Equipment | 06/27/2003 |  | 03/12/2009
Waterfurnace International, Inc. | Waterfurnace International, Inc. | ATH057D0(P) |  | Ground-Source | WBAHP: Heat Pump Packaged Unit | Heat Pump | 208 | 1 |  |  | No Match | No Match |  |  |  | 36000 | 1914 | 18.8 |  | 26000 | 2116 | 3.6 |  | Non Federally-Regulated | 03/31/1998 |  | 05/10/1998
Waterfurnace International, Inc. | Waterfurnace International, Inc. | SXV030C3 |  | Ground-Source | WBAHP: Heat Pump Packaged Unit | Heat Pump | 230 | 1 |  |  | No Match | No Match |  |  |  | 31200 | 2181 | 14.3 |  | 21600 | 1808 | 3.5 |  | Non Federally-Regulated | 03/31/1998 |  | 05/10/1998
Waterfurnace International, Inc. | Waterfurnace International, Inc. | VLV/VXV036*3 |  | Ground-Water-Source | WBAHP: Heat Pump Packaged Unit | Heat Pump | 208 | 3 |  |  | No Match | No Match |  |  |  | 36100 | 2755 | 13.1 | 9 | 24500 | 2563 | 2.8 |  | Non Federally-Regulated | 06/20/2003 |  | 03/12/2009
ClimateMaster Inc. | Carrier Corp. | 50YFV/H060 |  | Water-Source | WBAHP: Heat Pump Packaged Unit | Heat Pump | 208 | 1 |  |  | No Match | Single-Speed |  |  |  | 57000 | 4130 | 13.8 | 12 | 69300 | 4616 | 4.4 | 4.2 | Federally-Regulated Commercial & Industrial Equipment | 05/02/2012 |  | 04/22/2015
Mammoth | Hydrobank II | F070VLF/HLF |  | Ground-Water-Source | WBAHP: Heat Pump Packaged Unit | Heat Pump | 208 | 3 |  |  | No Match | No Match |  |  |  | 71780 | 5277 | 13.6 | 9 | 55000 | 5373 | 3 |  | Non Federally-Regulated | 12/14/1998 |  | 10/06/1999
Waterfurnace International, Inc. | Waterfurnace International, Inc. | SXH058B4 |  | Ground-Source | WBAHP: Heat Pump Packaged Unit | Heat Pump | 460 | 3 |  |  | No Match | No Match |  |  |  | 56500 | 4216 | 13.4 |  | 45500 | 4301 | 3.1 |  | Non Federally-Regulated | 03/31/1998 |  | 05/10/1998
Mammoth | Hydrobank II | F100VLL |  | Ground-Water-Source | WBAHP: Heat Pump Packaged Unit | Heat Pump | 208 | 3 |  |  | No Match | No Match |  |  |  | 99500 | 7370 | 13.5 | 9 | 78500 | 7187 | 3.2 |  | Non Federally-Regulated | 06/27/2003 |  | 03/12/2009
Snyder General Corp. | McQuay | HC200B3 |  | Water-Source | WBAHP: Heat Pump Packaged Unit | Heat Pump | 208 | 1 |  |  | No Match | No Match |  |  |  | 19000 | 1845 | 10.3 | 9 | 23000 | 1822 | 3.7 | 3.2 | Non Federally-Regulated | 02/22/1990 |  | 07/31/1991
Waterfurnace International, Inc. | Eagle Mountain | GTS026A1 | GRAC026* | Ground-Source | WBAHP-CB: Heat Pump Split Syst | Heat Pump | 208 | 1 |  |  | No Match | Dual-Speed |  |  |  | 26200 | 1541 | 17 | 13.4 | 19500 | 1465 | 3.9 | 3.1 | Non Federally-Regulated | 01/24/2011 |  | 04/19/2013
Friedrich Climate Master | Climate Master Series | 803-019-G******** |  | Water-Source | WBAHP: Heat Pump Packaged Unit | Heat Pump | 230 | 1 |  |  | No Match | No Match |  |  |  | 19000 | 1750 | 10.9 | 7.5 | 23000 | 1875 | 3.6 | 2.5 | Non Federally-Regulated | 08/29/1986 |  | 05/11/1988
Command-Aire | Command-Aire | SWPV131M |  | Water-Source | WBAHP: Heat Pump Packaged Unit | Heat Pump | 208 | 1 |  |  | No Match | No Match |  |  |  | 12200 | 1110 | 11 | 7.5 | 16000 | 1170 | 4 | 2.5 | Non Federally-Regulated | 06/11/1985 |  | 01/23/1988
Florida Heat Pump | Energy Miser | LTV40-3 |  | Ground-Water-Source | WBAHP: Heat Pump Packaged Unit | Heat Pump | 208 | 3 |  |  | No Match | No Match |  |  |  | 36400 | 3250 | 11.2 | 11 | 42000 | 3515 | 3.5 | 3.4 | Non Federally-Regulated | 07/31/1991 |  | 03/31/1998
Mammoth | Hydrobank II | D031VLH |  | Ground-Water-Source | WBAHP: Heat Pump Packaged Unit | Heat Pump | 230 | 1 |  |  | No Match | No Match |  |  |  | 30000 | 2290 | 13.1 | 9 | 23800 | 2249 | 3.1 |  | Non Federally-Regulated | 06/27/2003 |  | 03/12/2009
ClimateMaster Inc. | Climate Master | TES/P038A | TAC038A | Ground-Water-Source | WBAHP-CB: Heat Pump Split Syst | Heat Pump | 230 | 1 |  |  | No Match | Single-Speed |  |  |  | 42000 | 1700 | 24.7 | 16.2 | 34800 | 2266 | 4.5 | 3.6 | Non Federally-Regulated | 12/12/2012 |  | 01/09/2014
American Air Filter | Enercon | BCW 06 |  | Water-Source | WBAHP: Heat Pump Packaged Unit | Heat Pump | 208 | 1 |  |  | No Match | No Match |  |  |  | 6400 | 680 | 9.4 | 7.5 | 7600 | 620 | 3.6 | 2.5 | Non Federally-Regulated | 08/30/1983 |  | 05/16/1984
Mammoth | Hydrobank II | D016HHH |  | Water-Source | WBAHP: Heat Pump Packaged Unit | Heat Pump | 208 | 1 |  |  | No Match | No Match |  |  |  | 15800 | 1436 | 11 | 10 | 19800 | 1487 | 3.9 |  | Federally-Regulated Commercial & Industrial Equipment | 01/18/2001 |  | 11/19/2001
Waterfurnace International, Inc. | Waterfurnace International, Inc. | SXH024A1 |  | Water-Source | WBAHP: Heat Pump Packaged Unit | Heat Pump | 230 | 1 |  |  | No Match | No Match |  |  |  | 25500 | 1688 | 15.1 | 10 | 30700 | 1697 | 5.3 |  | Federally-Regulated Commercial & Industrial Equipment | 02/02/1998 |  | 03/31/1998
McQuay / Snyder General | Electro-Hydronics | FC330FK |  | Water-Source | WBAHP: Heat Pump Packaged Unit | Heat Pump | 208 | 3 |  |  | No Match | No Match |  |  |  | 33000 | 3050 | 10.8 | 7.5 | 39000 | 3090 | 3.7 | 2.5 | Non Federally-Regulated | 08/29/1986 |  | 05/11/1988
McQuay / Snyder General | Electro-Hydronics | FC350FD |  | Water-Source | WBAHP: Heat Pump Packaged Unit | Heat Pump | 230 | 3 |  |  | No Match | No Match |  |  |  | 35600 | 3360 | 10.6 | 9 | 43000 | 3500 | 3.6 | 3.2 | Non Federally-Regulated | 05/11/1988 |  | 03/15/1989
McQuay International | McQuay | W-LDD/LDS/LMH/LMS-1-07 |  | Water-Source | WBAHP: Heat Pump Packaged Unit | Heat Pump | 460 | 3 |  |  | No Match | No Match |  |  |  | 70000 | 6194 | 11.3 | 9 | 83000 | 6399 | 3.8 | 3.8 | Federally-Regulated Commercial & Industrial Equipment | 09/21/2000 |  | 11/14/2000
Geosystems, LLC | Geosystems, LLC | CHS-H012 |  | Ground-Water-Source | WBAHP: Heat Pump Packaged Unit | Heat Pump | 208 | 1 |  |  | No Match | Single-Speed |  |  |  | 20000 | 930 | 21.5 | 16.2 | 17100 | 1392 | 3.6 | 3.6 | Non Federally-Regulated | 12/12/2012 |  | 04/19/2013
Enertech Global, LLC | Enertech | TVT028 |  | Ground-Source | WBAHP: Heat Pump Packaged Unit | Heat Pump | 230 | 1 |  |  | No Match | Single-Speed |  |  |  | 29000 | 1813 | 16 | 13.4 | 22200 | 1754 | 3.7 | 3.1 | Non Federally-Regulated | 11/25/2009 |  | 11/30/2011
Florida Heat Pump | Florida Heat Pump | EM031-4CF/HZ/VT |  | Ground-Water-Source | WBAHP: Heat Pump Packaged Unit | Heat Pump | 460 | 3 |  |  | No Match | No Match |  |  |  | 33500 | 2326 | 14.4 | 9 | 25800 | 2290 | 3.3 |  | Non Federally-Regulated | 07/22/2002 |  | 03/12/2009
Geoflex Systems, Inc. | Geoflex Systems, Inc. | GS1S-V/H/D/M-024WADBP |  | Water-Source | WBAHP: Heat Pump Packaged Unit | Both Heat Pump and Electric Re | 460 | 3 |  |  | No Match | Single-Speed |  |  |  | 20300 | 1173 | 17.3 | 12 | 24600 | 1243 | 5.8 | 4.2 | Federally-Regulated Commercial & Industrial Equipment | 11/30/2011 |  | 03/02/2012
Waterfurnace International, Inc. | Waterfurnace International, Inc. | SXV010C1 |  | Water-Source | WBAHP: Heat Pump Packaged Unit | Heat Pump | 208 | 1 |  |  | No Match | No Match |  |  |  | 9800 | 653 | 15 | 10 | 12600 | 710 | 5.2 |  | Federally-Regulated Commercial & Industrial Equipment | 12/14/1998 |  | 10/05/1999
McQuay International | McQuay | W-FDL/FDS/FMS-1-012-J |  | Water-Source | WBAHP: Heat Pump Packaged Unit | Heat Pump | 265 | 1 |  |  | No Match | No Match |  |  |  | 11600 | 1035 | 11.2 | 10 | 14000 | 1051 | 3.9 |  | Federally-Regulated Commercial & Industrial Equipment | 11/14/2000 |  | 03/12/2009
Addison Products | Addison Products | VWPG066-3B-XL* |  | Ground-Water-Source | WBAHP: Heat Pump Packaged Unit | Heat Pump | 208 | 3 |  |  | No Match | No Match |  |  |  | 65000 | 5038 | 12.9 | 9 | 48000 | 5024 | 2.8 |  | Non Federally-Regulated | 12/14/1998 |  | 04/10/2000
Waterfurnace International, Inc. | Waterfurnace International, Inc. | SXH058C1 |  | Water-Source | WBAHP-CB: Heat Pump Split Syst | Heat Pump | 230 | 1 |  |  | No Match | No Match |  |  |  | 58500 | 4365 | 13.4 | 9 | 67500 | 4945 | 4 | 3.5 | Non Federally-Regulated | 02/02/1998 |  | 10/02/1998
California Heat Pump | California Heat Pump | 52H**-12-** |  | Water-Source | WBAHP: Heat Pump Packaged Unit | Heat Pump | 208 | 1 |  |  | No Match | No Match |  |  |  | 52000 | 5000 | 10.4 | 7.5 | 59000 | 4900 | 3.5 | 2.5 | Non Federally-Regulated | 06/11/1985 |  | 05/11/1988
Mammoth | Hydrobank II | D045VLF/HLF/DLF |  | Ground-Water-Source | WBAHP: Heat Pump Packaged Unit | Heat Pump | 230 | 1 |  |  | No Match | No Match |  |  |  | 44500 | 3320 | 13.4 | 9 | 34500 | 3370 | 3 |  | Non Federally-Regulated | 07/29/1998 |  | 10/02/1998
Waterfurnace International, Inc. | Waterfurnace International, Inc. | ATH057D3(P) |  | Ground-Source | WBAHP: Heat Pump Packaged Unit | Heat Pump | 208 | 3 |  |  | No Match | No Match |  |  |  | 36000 | 1914 | 18.8 |  | 26000 | 2116 | 3.6 |  | Non Federally-Regulated | 03/31/1998 |  | 05/10/1998
Climate Control / Snyder General | Trane | WPHA10XD* |  | Water-Source | WBAHP: Heat Pump Packaged Unit | Heat Pump | 265 | 1 |  |  | No Match | No Match |  |  |  | 9500 | 848 | 11.2 | 7.5 | 12600 | 879 | 4.2 | 2.5 | Non Federally-Regulated | 05/16/1984 |  | 05/11/1988
Florida Heat Pump | Florida Heat Pump | GT054-3CS | GT054-3AH/AV | Ground-Water-Source | WBAHP-CB: Heat Pump Split Syst | Heat Pump | 208 | 3 |  |  | No Match | No Match |  |  |  | 50500 | 3976 | 12.7 | 9 | 41500 | 4192 | 2.9 |  | Non Federally-Regulated | 07/22/2002 |  | 03/12/2009
Waterfurnace International, Inc. | Waterfurnace International, Inc. | CW*015A0 |  | Ground-Source | WBAHP: Heat Pump Packaged Unit | Heat Pump | 208 | 1 |  |  | No Match | No Match |  |  |  | 15000 | 1041 | 14.4 |  | 11000 | 1007 | 3.2 |  | Non Federally-Regulated | 03/31/1998 |  | 05/10/1998
Mammoth | Geox | ZG284VHA |  | Water-Source | WBAHP: Heat Pump Packaged Unit | Heat Pump | 460 | 3 |  |  | No Match | No Match |  |  |  | 276000 | 25091 | 11 |  | 348000 | 27558 | 3.7 | 3.8 | Non Federally-Regulated | 07/31/1991 |  | 03/31/1998
Florida Heat Pump | Bosch | CP030-1HZ/VT |  | Water-Source | WBAHP: Heat Pump Packaged Unit | Heat Pump | 230 | 1 |  |  |  | Single-Speed |  |  |  | 27000 | 1627 | 16.6 | 12 | 31000 | 1540 | 5.9 | 4.2 | Federally-Regulated Commercial & Industrial Equipment | 04/22/2015 |  | 05/01/2015
McQuay / Snyder General | Electro-Hydronics | FW330F5 |  | Water-Source | WBAHP: Heat Pump Packaged Unit | Heat Pump | 208 | 1 |  |  | No Match | No Match |  |  |  | 33000 | 3050 | 10.8 | 7.5 | 39000 | 3090 | 3.7 | 2.5 | Non Federally-Regulated | 08/29/1986 |  | 05/11/1988
Addison Products | Heat Controller | HWPH044-4JA/4JBA |  | Water-Source | WBAHP: Heat Pump Packaged Unit | Heat Pump | 460 | 3 |  |  | No Match | No Match |  |  |  | 41000 | 3727 | 11 | 10 | 51000 | 3932 | 3.8 |  | Federally-Regulated Commercial & Industrial Equipment | 10/05/1999 |  | 04/12/2000
Waterfurnace International, Inc. | Eagle Mountain | ZS060**0*4 |  | Water-Source | WBAHP: Heat Pump Packaged Unit | Heat Pump | 230 | 1 |  |  | No Match | Single-Speed |  |  |  | 58400 | 3817 | 15.3 | 12 | 72500 | 4521 | 4.7 | 4.2 | Federally-Regulated Commercial & Industrial Equipment | 03/02/2012 |  | 04/19/2013
Addison Products | Heat Controller | WPH54-4JC/4JBC |  | Water-Source | WBAHP-CB: Heat Pump Split Syst | Heat Pump | 460 | 3 |  |  | No Match | No Match |  |  |  | 53500 | 4458 | 12 | 9 | 64000 | 5357 | 3.5 | 3.5 | Non Federally-Regulated | 10/05/1999 |  | 04/12/2000
Waterfurnace International, Inc. | American Standard, Inc. | A1GX022***1**1 |  | Ground-Water-Source | WBAHP: Heat Pump Packaged Unit | Heat Pump | 208 | 1 |  |  | No Match | Single-Speed |  |  |  | 23500 | 1096 | 30 | 16.2 | 19800 | 783 | 5.3 | 3.6 | Non Federally-Regulated | 08/23/2011 |  | 10/24/2014
Trane U.S. Inc. | Trane | GETE0182 |  | Ground-Source | WBAHP-O: Heat Pump Packaged Un | Heat Pump | 230 | 1 |  |  | No Match | Single-Speed |  |  |  | 18700 | 1308 | 14.3 | 13.4 | 15100 | 1341 | 3.3 | 3.1 | Non Federally-Regulated | 06/14/2011 |  | 01/09/2014
Trane U.S. Inc. | Trane | WPRD0091 |  | Water-Source | WBAHP-O: Heat Pump Packaged Un | Heat Pump | 208 | 1 |  |  | No Match | No Match |  |  |  | 9000 | 810 | 11.1 | 10 | 12200 | 871 | 4.1 |  | Federally-Regulated Commercial & Industrial Equipment | 12/14/1998 |  | 04/12/2000
Command-Aire | Command-Aire | SWPHR611E |  | Water-Source | WBAHP: Heat Pump Packaged Unit | Heat Pump | 230 | 1 |  |  | No Match | No Match |  |  |  | 62000 | 5640 | 11 | 7.5 | 74000 | 5290 | 4.1 | 2.5 | Non Federally-Regulated | 05/16/1984 |  | 05/11/1988
Addison Products | Addison Products | HGY012-0A |  | Ground-Water-Source | WBAHP: Heat Pump Packaged Unit | Heat Pump | 115 | 1 |  |  | No Match | No Match |  |  |  | 11400 | 820 | 13.9 | 9 | 8200 | 750 | 3.2 |  | Non Federally-Regulated | 11/14/2000 |  | 07/18/2002
Florida Heat Pump | Bosch | AP061-1CF/HZ/VT |  | Water-Source | WBAHP: Heat Pump Packaged Unit | Heat Pump | 230 | 1 |  |  |  | Dual-Speed |  |  |  | 64000 | 3951 | 16.2 | 12 | 78500 | 4260 | 5.4 | 4.2 | Federally-Regulated Commercial & Industrial Equipment | 04/22/2015 |  | 05/01/2015
Trane U.S. Inc. | Command-Aire | SPRD0097 |  | Water-Source | WBAHP-O: Heat Pump Packaged Un | Heat Pump | 265 | 1 |  |  | No Match | No Match |  |  |  | 9000 | 810 | 11.1 | 10 | 12200 | 871 | 4.1 |  | Federally-Regulated Commercial & Industrial Equipment | 10/05/1999 |  | 04/12/2000
Trane U.S. Inc. | Trane | WPHD0413 |  | Water-Source | WBAHP: Heat Pump Packaged Unit | Heat Pump | 208 | 3 |  |  | No Match | No Match |  |  |  | 40000 | 3508 | 11.4 | 10 | 52000 | 4009 | 3.8 |  | Federally-Regulated Commercial & Industrial Equipment | 10/05/1999 |  | 04/12/2000
Geoflex Systems, Inc. | Geoflex Systems, Inc. | GF1S-V/H/D/M-030WAABP |  | Water-Source | WBAHP: Heat Pump Packaged Unit | Both Heat Pump and Electric Re | 208 | 1 |  |  | No Match | Single-Speed |  |  |  | 26900 | 1601 | 16.8 | 12 | 32200 | 1781 | 5.3 | 4.2 | Federally-Regulated Commercial & Industrial Equipment | 03/02/2012 |  | 01/09/2014
Trane U.S. Inc. | Command-Aire | GSHC0601A |  | Ground-Water-Source | WBAHP: Heat Pump Packaged Unit | Heat Pump | 208 | 1 |  |  | No Match | No Match |  |  |  | 57500 | 4389 | 13.1 | 9 | 43500 | 4720 | 2.7 |  | Non Federally-Regulated | 10/06/1999 |  | 04/10/2000
Florida Heat Pump | Florida Heat Pump | EM048-5CS | EM048-5AV | Water-Source | WBAHP-C: Heat Pump Split Syste | Heat Pump | 575 | 3 |  |  | No Match | No Match |  |  |  | 48000 | 3902 | 12.3 | 10 | 57000 | 3884 | 4.3 |  | Federally-Regulated Commercial & Industrial Equipment | 12/14/1998 |  | 10/05/1999
Waterfurnace International, Inc. | Rybacki - Hart Enterprises | ZS015**2*0 |  | Ground-Source | WBAHP: Heat Pump Packaged Unit | Heat Pump | 265 | 1 |  |  | No Match | Single-Speed |  |  |  | 14700 | 855 | 17.2 | 13.4 | 11500 | 963 | 3.5 | 3.1 | Non Federally-Regulated | 01/24/2011 |  | 04/19/2013
Addison Products | Addison Products | HWPG030-3B** |  | Ground-Water-Source | WBAHP: Heat Pump Packaged Unit | Heat Pump | 208 | 3 |  |  | No Match | No Match |  |  |  | 28000 | 1866 | 15 | 9 | 19800 | 1871 | 3.1 |  | Non Federally-Regulated | 07/29/1998 |  | 10/02/1998
Florida Heat Pump | Geomaster, LLC | EC024-1CS | EC024-1AH/AV | Water-Source | WBAHP-CB: Heat Pump Split Syst | Heat Pump | 208 | 1 |  |  | No Match | Single-Speed |  |  |  | 24500 | 1815 | 13.5 | 12 | 29400 | 1958 | 4.4 | 4.2 | Federally-Regulated Commercial & Industrial Equipment | 04/23/2009 |  | 04/20/2015
Waterfurnace International, Inc. | Waterfurnace International, Inc. | SXV042C0 |  | Ground-Water-Source | WBAHP: Heat Pump Packaged Unit | Heat Pump | 230 | 1 |  |  | No Match | No Match |  |  |  | 44500 | 3201 | 13.9 | 9 | 31800 | 2824 | 3.3 |  | Non Federally-Regulated | 12/14/1998 |  | 10/06/1999
ClimateMaster Inc. | Climate Master | GSS036BG | FK4CNF003 | Ground-Water-Source | WBAHP-CB: Heat Pump Split Syst | Heat Pump | 230 | 1 |  |  | No Match | Single-Speed |  |  |  | 34900 | 1736 | 20.1 | 16.2 | 31900 | 2399 | 3.9 | 3.6 | Non Federally-Regulated | 09/15/2009 |  | 02/17/2011
Waterfurnace International, Inc. | Rybacki - Hart Enterprises | YS060**1*0 |  | Ground-Source | WBAHP: Heat Pump Packaged Unit | Heat Pump | 208 | 1 |  |  | No Match | Single-Speed |  |  |  | 60900 | 3669 | 16.6 | 13.4 | 47100 | 4183 | 3.3 | 3.1 | Non Federally-Regulated | 01/24/2011 |  | 04/19/2013
Trane U.S. Inc. | Trane | EXHE0182 |  | Water-Source | WBAHP: Heat Pump Packaged Unit | Heat Pump | 230 | 1 |  |  | No Match | Single-Speed |  |  |  | 18700 | 1206 | 15.5 | 12 | 21800 | 1253 | 5.1 | 4.2 | Federally-Regulated Commercial & Industrial Equipment | 06/14/2011 |  | 08/15/2014
Mammoth | Hydrobank II | F100HLK |  | Ground-Water-Source | WBAHP: Heat Pump Packaged Unit | Heat Pump | 230 | 3 |  |  | No Match | No Match |  |  |  | 100000 | 7407 | 13.5 | 9 | 79000 | 7233 | 3.2 |  | Non Federally-Regulated | 03/22/2001 |  | 07/18/2002
Mammoth | Mammoth | D043V |  | Water-Source | WBAHP: Heat Pump Packaged Unit | Heat Pump | 230 | 1 |  |  | No Match | No Match |  |  |  | 40000 | 4400 | 9.1 | 7.5 | 42000 | 4400 | 2.8 | 2.5 | Non Federally-Regulated | 01/05/1982 |  | 05/16/1984
Friedrich Climate Master | Climate Master Series | 814-036-E******** |  | Water-Source | WBAHP: Heat Pump Packaged Unit | Heat Pump | 265 | 1 |  |  | No Match | No Match |  |  |  | 36000 | 3190 | 11.3 | 7.5 | 42500 | 3190 | 3.9 | 2.5 | Non Federally-Regulated | 08/29/1986 |  | 05/11/1988
Mammoth | Hydrobank II | F086HLK |  | Ground-Water-Source | WBAHP: Heat Pump Packaged Unit | Heat Pump | 208 | 3 |  |  | No Match | No Match |  |  |  | 85500 | 6333 | 13.5 | 9 | 63500 | 6001 | 3.1 |  | Non Federally-Regulated | 07/22/2002 |  | 03/12/2009
Florida Heat Pump | Florida Heat Pump | GO036-1CF/HZ/VT |  | Water-Source | WBAHP-CB: Heat Pump Split Syst | Heat Pump | 208 | 1 |  |  | No Match | No Match |  |  |  | 36000 | 2500 | 14.4 | 9 | 41500 | 2827 | 4.3 | 3.5 | Non Federally-Regulated | 05/23/2001 |  | 07/18/2002
Carrier Corp. | Carrier | 50QXV0603 |  | Water-Source | WBAHP: Heat Pump Packaged Unit | Heat Pump | 208 | 1 |  |  | No Match | No Match |  |  |  | 59000 | 5000 | 11.8 | 9 | 69000 | 5142 | 3.8 | 3.2 | Federally-Regulated Commercial & Industrial Equipment | 02/05/1990 |  | 02/22/1990
Mammoth | Hydrobank II | G035VHG |  | Water-Source | WBAHP: Heat Pump Packaged Unit | Heat Pump | 460 | 3 |  |  | No Match | No Match |  |  |  | 35000 | 2573 | 13.6 | 10 | 44500 | 2897 | 4.5 |  | Federally-Regulated Commercial & Industrial Equipment | 11/14/2000 |  | 01/18/2001
Waterfurnace International, Inc. | Waterfurnace International, Inc. | P046**1 |  | Water-Source | WBAHP: Heat Pump Packaged Unit | Heat Pump | 208 | 1 |  |  | No Match | No Match |  |  |  | 45500 | 2808 | 16.2 | 10 | 55200 | 3515 | 4.6 |  | Federally-Regulated Commercial & Industrial Equipment | 05/19/2000 |  | 02/17/2011
Addison Products | Addison Products | WSH024-1AL |  | Water-Source | WBAHP: Heat Pump Packaged Unit | Heat Pump | 230 | 1 |  |  | No Match | No Match |  |  |  | 24000 | 1714 | 14 | 10 | 30000 | 1831 | 4.8 |  | Federally-Regulated Commercial & Industrial Equipment | 02/02/1998 |  | 03/31/1998
California Heat Pump | California Heat Pump | CHP-19C*-12-** |  | Water-Source | WBAHP: Heat Pump Packaged Unit | Heat Pump | 230 | 1 |  |  | No Match | No Match |  |  |  | 19000 | 2100 | 9 | 7.5 | 22400 | 2225 | 3 | 2.5 | Non Federally-Regulated | 09/08/1982 |  | 06/11/1985
Econar | Econar | GV421 |  | Ground-Water-Source | WBAHP: Heat Pump Packaged Unit | Heat Pump | 208 | 1 |  |  | No Match | No Match |  |  |  | 39000 | 2910 | 13.4 | 9 | 37500 | 3545 | 3.1 |  | Non Federally-Regulated | 12/14/1998 |  | 03/18/2002
Waterfurnace International, Inc. | WFI Industries, Ltd. | 141/142A036**1*1 |  | Ground-Source | WBAHP: Heat Pump Packaged Unit | Heat Pump | 208 | 1 |  |  | No Match | Variable-Speed |  |  |  | 36000 | 1636 | 22 | 13.4 | 32000 | 2680 | 3.5 | 3.1 | Non Federally-Regulated | 12/12/2012 |  | 10/24/2014
McQuay / Snyder General | Electro-Hydronics | RC150A7 |  | Water-Source | WBAHP: Heat Pump Packaged Unit | Heat Pump | 265 | 1 |  |  | No Match | No Match |  |  |  | 14500 | 1305 | 11.1 | 9 | 20000 | 1465 | 4 | 3.2 | Non Federally-Regulated | 05/11/1988 |  | 03/15/1989
Mammoth | Hydrobank II | F120VLK |  | Ground-Water-Source | WBAHP: Heat Pump Packaged Unit | Heat Pump | 230 | 3 |  |  | No Match | No Match |  |  |  | 119000 | 8561 | 13.9 | 9 | 94600 | 8941 | 3.1 |  | Non Federally-Regulated | 07/22/2002 |  | 03/12/2009
Climate Control / Snyder General | Electro-Hydronics | UW610GD |  | Water-Source | WBAHP: Heat Pump Packaged Unit | Heat Pump | 230 | 3 |  |  | No Match | No Match |  |  |  | 61500 | 5850 | 10.5 | 7.5 | 69000 | 5790 | 3.5 | 2.5 | Non Federally-Regulated | 05/16/1984 |  | 06/11/1985
Trane U.S. Inc. | Trane | WPVE0411 |  | Water-Source | WBAHP: Heat Pump Packaged Unit | Heat Pump | 208 | 1 |  |  | No Match | No Match |  |  |  | 38700 | 3424 | 11.3 | 9.3 | 50100 | 3495 | 4.2 | 3.8 | Federally-Regulated Commercial & Industrial Equipment | 03/31/1998 |  | 05/10/1998
Addison Products | Addison Products | HGY012-0A |  | Ground-Water-Source | WBAHP: Heat Pump Packaged Unit | Heat Pump | 115 | 1 |  |  | No Match | No Match |  |  |  | 11400 | 820 | 13.9 | 9 | 8200 | 750 | 3.2 |  | Non Federally-Regulated | 07/22/2002 |  | 03/12/2009
Florida Heat Pump | Florida Heat Pump | EM120-3VT |  | Water-Source | WBAHP: Heat Pump Packaged Unit | Heat Pump | 208 | 3 |  |  | No Match | No Match |  |  |  | 123000 | 8601 | 14.3 | 10.5 | 145000 | 8499 | 5 | 3.8 | Federally-Regulated Commercial & Industrial Equipment | 03/31/1998 |  | 05/10/1998
Mammoth | Hydrobank II | F054HHS/VHS |  | Water-Source | WBAHP: Heat Pump Packaged Unit | Heat Pump | 230 | 3 |  |  | No Match | No Match |  |  |  | 54000 | 3802 | 14.2 | 10 | 67500 | 4300 | 4.6 |  | Federally-Regulated Commercial & Industrial Equipment | 02/02/1998 |  | 03/31/1998
Florida Heat Pump | Florida Heat Pump | GT030-4CS | GT030-4AH/AV | Water-Source | Water/Brine to Air Heat Pump S | Heat Pump | 460 | 3 |  |  | No Match | No Match |  |  |  | 29400 | 2027 | 14.5 | 10 | 34500 | 2246 | 4.5 |  | Federally-Regulated Commercial & Industrial Equipment | 04/12/2000 |  | 05/29/2001
Enertech Global, LLC | Enertech | TST072A | ACD060 | Ground-Source | WBAHP-CB: Heat Pump Split Syst | Heat Pump | 230 | 1 |  |  | No Match | Single-Speed | 3713 | 627 | 1 | 69000 | 4340 | 15.9 | 13.4 | 52600 | 4282 | 3.6 | 3.1 | Non Federally-Regulated | 11/30/2011 |  | 03/02/2012
Waterfurnace International, Inc. | Waterfurnace International, Inc. | CC/CE/CS/CW12*9 |  | Water-Source | WBAHP-O: Heat Pump Packaged Un | Heat Pump | 208 | 1 |  |  | No Match | No Match |  |  |  | 11200 | 777 | 14.4 | 10 | 14900 | 928 | 4.7 |  | Federally-Regulated Commercial & Industrial Equipment | 11/14/2000 |  | 03/18/2002
Addison Products | Addison Products | HGY030-4A |  | Ground-Water-Source | WBAHP: Heat Pump Packaged Unit | Heat Pump | 460 | 3 |  |  | No Match | No Match |  |  |  | 33500 | 2557 | 13.1 | 9 | 23800 | 2179 | 3.2 |  | Non Federally-Regulated | 07/22/2002 |  | 03/12/2009
Florida Heat Pump | Energy Miser | HLT 70 CF -4 |  | Ground-Water-Source | WBAH: Heating Only Packaged Un | Heat Pump | 460 | 3 |  |  | No Match | No Match | [7 empty] | 82000 | 6865 | 3.5 | 2.5 | Non Federally-Regulated | 02/22/1990 |  | 07/31/1991
Solar Oriented Environmental Systems | S.O.E.S.I. | PSS-1200 (2) |  | Water-Source | WBAHP: Heat Pump Packaged Unit | Heat Pump | 230 | 1 |  |  | No Match | No Match |  |  |  | 144400 | 14122 | 10.2 |  | 189000 | 14300 | 3.9 | 2.5 | Non Federally-Regulated | 06/11/1985 |  | 05/11/1988
Snyder General Corp. | McQuay | FCV030A*F |  | Water-Source | WBAHP: Heat Pump Packaged Unit | Heat Pump | 208 | 3 |  |  | No Match | No Match |  |  |  | 29400 | 2827 | 10.4 | 9 | 36400 | 2883 | 3.7 | 3.2 | Non Federally-Regulated | 02/22/1990 |  | 07/31/1991
Waterfurnace International, Inc. | Geotility Geothermal Installations | ZS041**4*4 |  | Ground-Water-Source | WBAHP: Heat Pump Packaged Unit | Heat Pump | 460 | 3 |  |  | No Match | Single-Speed |  |  |  | 44500 | 2023 | 22 | 16.2 | 36000 | 2638 | 4 | 3.6 | Non Federally-Regulated | 06/14/2011 |  | 04/19/2013
Florida Heat Pump | Florida Heat Pump | EM024-1CF |  | Water-Source | WBAHP: Heat Pump Packaged Unit | Heat Pump | 230 | 1 |  |  | No Match | No Match |  |  |  | 24000 | 1714 | 14 | 10 | 30000 | 1831 | 4.8 |  | Federally-Regulated Commercial & Industrial Equipment | 12/14/1998 |  | 10/05/1999
Mammoth | Hydrobank II | F052VHK |  | Water-Source | WBAHP: Heat Pump Packaged Unit | Heat Pump | 230 | 3 |  |  | No Match | No Match |  |  |  | 49000 | 4622 | 10.6 | 10 | 64500 | 4845 | 3.9 |  | Federally-Regulated Commercial & Industrial Equipment | 06/27/2003 |  | 03/12/2009
Florida Heat Pump | Florida Heat Pump | GT062-3CF/HZ/VT |  | Ground-Water-Source | WBAHP: Heat Pump Packaged Unit | Heat Pump | 230 | 3 |  |  | No Match | No Match |  |  |  | 60500 | 4653 | 13 | 9 | 50000 | 4883 | 3 |  | Non Federally-Regulated | 07/22/2002 |  | 03/12/2009
Waterfurnace International, Inc. | Geotility Geothermal Installations | ZS042**4*4 |  | Ground-Water-Source | WBAHP: Heat Pump Packaged Unit | Heat Pump | 460 | 3 |  |  | No Match | Single-Speed |  |  |  | 45800 | 1949 | 23.5 | 16.2 | 37000 | 2522 | 4.3 | 3.6 | Non Federally-Regulated | 06/14/2011 |  | 04/19/2013
American Air Filter | Enercon | GHW-07 |  | Water-Source | WBAHP: Heat Pump Packaged Unit | Heat Pump | 265 | 1 |  |  | No Match | No Match |  |  |  | 6500 | 644 | 10.1 | 9 | 8400 | 685 | 3.6 | 3.2 | Non Federally-Regulated | 02/22/1990 |  | 07/31/1991
ClimateMaster Inc. | Climate Master Series | VS/VL/HS/HL 024 F/H |  | Water-Source | WBAHP: Heat Pump Packaged Unit | Heat Pump | 460 | 3 |  |  | No Match | No Match |  |  |  | 24500 | 1828 | 13.4 | 9.3 | 28900 | 1841 | 4.6 | 3.8 | Federally-Regulated Commercial & Industrial Equipment | 03/31/1998 |  | 05/10/1998
Florida Heat Pump | Florida Heat Pump | GT054-4VT/HZ/CF |  | Water-Source | WBAHP-CB: Heat Pump Split Syst | Heat Pump | 460 | 3 |  |  | No Match | No Match |  |  |  | 53000 | 4240 | 12.5 | 9 | 62000 | 4659 | 3.9 | 3.5 | Non Federally-Regulated | 12/14/1998 |  | 10/05/1999
Addison Products | Addison Products | WSH032-3AL |  | Water-Source | WBAHP: Heat Pump Packaged Unit | Heat Pump | 208 | 3 |  |  | No Match | No Match |  |  |  | 33000 | 2481 | 13.3 | 10 | 43000 | 2864 | 4.4 |  | Federally-Regulated Commercial & Industrial Equipment | 10/02/1998 |  | 05/19/2000
ClimateMaster Inc. | Carrier Corp. | 50YGV/H/D049 |  | Ground-Water-Source | WBAHP: Heat Pump Packaged Unit | Heat Pump | 208 | 1 |  |  | No Match | Single-Speed |  |  |  | 55600 | 2147 | 25.9 | 16.2 | 48200 | 3006 | 4.7 | 3.6 | Non Federally-Regulated | 12/12/2012 |  | 04/22/2015
Mammoth | Hydrobank II | K110HHF/VHF |  | Water-Source | WBAHP: Heat Pump Packaged Unit | Heat Pump | 575 | 3 |  |  | No Match | No Match |  |  |  | 104000 | 7536 | 13.8 | 9 | 131000 | 8531 | 4.5 | 3.8 | Federally-Regulated Commercial & Industrial Equipment | 12/14/1998 |  | 10/05/1999
Mammoth | Mammoth | D016HHU |  | Water-Source | WBAHP: Heat Pump Packaged Unit | Heat Pump | 230 | 1 |  |  | No Match | Single-Speed |  |  |  | 14200 | 1044 | 13.6 | 11.2 | 16900 | 1101 | 4.5 | 4.2 | Federally-Regulated Commercial & Industrial Equipment | 01/10/2012 |  | 12/12/2012
ClimateMaster Inc. | Climate Master Series | GRV/GRH048AG |  | Ground-Water-Source | WBAHP: Heat Pump Packaged Unit | Heat Pump | 230 | 1 |  |  | No Match | No Match |  |  |  | 47700 | 3507 | 13.6 | 9 | 36000 | 3196 | 3.3 |  | Non Federally-Regulated | 07/22/2002 |  | 03/12/2009
Mammoth | Hydrobank II | G054VHG |  | Water-Source | WBAHP: Heat Pump Packaged Unit | Heat Pump | 460 | 3 |  |  | No Match | No Match |  |  |  | 54000 | 3802 | 14.2 | 10 | 67500 | 4299 | 4.6 |  | Federally-Regulated Commercial & Industrial Equipment | 05/23/2000 |  | 01/18/2001
ClimateMaster Inc. | Carrier Corp. | 50P1H/V006 |  | Water-Source | WBAHP: Heat Pump Packaged Unit | Heat Pump | 230 | 1 |  |  | No Match | Single-Speed |  |  |  | 5800 | 439 | 13.2 | 11.2 | 7500 | 468 | 4.7 | 4.2 | Federally-Regulated Commercial & Industrial Equipment | 10/24/2014 |  | 04/22/2015
ClimateMaster Inc. | Climate Master Series | VL030H********* |  | Water-Source | WBAHP: Heat Pump Packaged Unit | Heat Pump | 208 | 3 |  |  | No Match | No Match |  |  |  | 29000 | 2468 | 11.8 | 9 | 39000 | 2675 | 4.3 | 3.2 | Federally-Regulated Commercial & Industrial Equipment | 07/17/1991 |  | 07/27/1992
Florida Heat Pump | Geomaster, LLC | EC061-3CF/HZ/VT |  | Ground-Source | WBAHP: Heat Pump Packaged Unit | Heat Pump | 230 | 3 |  |  | No Match | Single-Speed |  |  |  | 61000 | 3861 | 15.8 | 13.4 | 44600 | 3734 | 3.5 | 3.1 | Non Federally-Regulated | 04/23/2009 |  | 04/20/2015
Mammoth | Hydrobank II | D052VHJ |  | Water-Source | WBAHP: Heat Pump Packaged Unit | Heat Pump | 230 | 1 |  |  | No Match | No Match |  |  |  | 53500 | 4734 | 11.3 | 10 | 69500 | 5221 | 3.9 |  | Federally-Regulated Commercial & Industrial Equipment | 05/23/2000 |  | 01/18/2001
Florida Heat Pump | Florida Heat Pump | GT022-1CS | GT022-1AV/AH | Ground-Water-Source | WBAHP-CB: Heat Pump Split Syst | Heat Pump | 230 | 1 |  |  | No Match | No Match |  |  |  | 21800 | 1639 | 13.3 | 9 | 15000 | 1464 | 3 |  | Non Federally-Regulated | 10/06/1999 |  | 04/10/2000
Mammoth | Hydrobank II | D030HHA/VHA |  | Water-Source | WBAHP: Heat Pump Packaged Unit | Heat Pump | 208 | 1 |  |  | No Match | No Match |  |  |  | 31000 | 2695 | 11.5 | 9.3 | 38500 | 2969 | 3.8 | 3.8 | Federally-Regulated Commercial & Industrial Equipment | 03/31/1998 |  | 05/10/1998
Carrier Corp. | Carrier | 50QXH0605 |  | Water-Source | WBAHP: Heat Pump Packaged Unit | Heat Pump | 230 | 3 |  |  | No Match | No Match |  |  |  | 58000 | 5000 | 11.6 | 9 | 65000 | 4763 | 4 | 3.2 | Federally-Regulated Commercial & Industrial Equipment | 09/25/1989 |  | 10/10/1989
McQuay / Snyder General | Electro-Hydronics | CCW024A*N |  | Water-Source | WBAHP: Heat Pump Packaged Unit | Heat Pump | 265 | 1 |  |  | No Match | No Match |  |  |  | 24500 | 2120 | 11.6 | 9 | 30000 | 2240 | 3.9 | 3.2 | Non Federally-Regulated | 05/11/1988 |  | 03/15/1989
Waterfurnace International, Inc. | Eagle Mountain | ZS042**0*4 |  | Water-Source | WBAHP: Heat Pump Packaged Unit | Heat Pump | 230 | 1 |  |  | No Match | Single-Speed |  |  |  | 40800 | 2615 | 15.6 | 12 | 45400 | 2661 | 5 | 4.2 | Federally-Regulated Commercial & Industrial Equipment | 06/14/2011 |  | 04/19/2013
Florida Heat Pump | Florida Heat Pump | TA061-1CS | TA061-1AH/AV | Water-Source | WBAHP-CB: Heat Pump Split Syst | Heat Pump | 230 | 1 |  |  | No Match | Dual-Speed |  |  |  | 64000 | 3975 | 16.1 | 12 | 78500 | 4340 | 5.3 | 4.2 | Federally-Regulated Commercial & Industrial Equipment | 06/14/2011 |  | 05/01/2015
Florida Heat Pump | Florida Heat Pump | EM028-1HZ |  | Water-Source | WBAHP: Heat Pump Packaged Unit | Heat Pump | 230 | 1 |  |  | No Match | No Match |  |  |  | 28000 | 1971 | 14.2 | 9.3 | 33400 | 2175 | 4.5 | 3.8 | Federally-Regulated Commercial & Industrial Equipment | 03/31/1998 |  | 05/10/1998
Econar | Econar | GV292 |  | Water-Source | WBAHP-CB: Heat Pump Split Syst | Heat Pump | 208 | 1 |  |  | No Match | No Match |  |  |  | 29800 | 2274 | 13.1 | 9 | 35800 | 2623 | 4 | 3.5 | Non Federally-Regulated | 02/02/1998 |  | 10/02/1998
Waterfurnace International, Inc. | Waterfurnace International, Inc. | SXH013B1 |  | Water-Source | WBAHP: Heat Pump Packaged Unit | Heat Pump | 230 | 1 |  |  | No Match | No Match |  |  |  | 12700 | 858 | 14.8 | 10 | 15100 | 921 | 4.8 |  | Federally-Regulated Commercial & Industrial Equipment | 08/21/1998 |  | 10/02/1998
Waterfurnace International, Inc. | Waterfurnace International, Inc. | SXV030C4 |  | Water-Source | WBAHP-CB: Heat Pump Split Syst | Heat Pump | 460 | 3 |  |  | No Match | No Match |  |  |  | 31800 | 2338 | 13.6 | 9 | 33400 | 2330 | 4.2 | 3.5 | Non Federally-Regulated | 02/02/1998 |  | 10/02/1998
Florida Heat Pump | Bosch | AP035-1CF/HZ/VT |  | Ground-Source | WBAHP: Heat Pump Packaged Unit | Heat Pump | 230 | 1 |  |  |  | Single-Speed |  |  |  | 38200 | 2076 | 18.4 | 13.4 | 28200 | 2016 | 4.1 | 3.1 | Non Federally-Regulated | 04/22/2015 |  | 05/01/2015
Waterfurnace International, Inc. | Rybacki - Hart Enterprises | GCC/GCW/GCS/GCE12*0 |  | Water-Source | WBAHP-O: Heat Pump Packaged Un | Heat Pump | 208 | 1 |  |  | No Match | Single-Speed |  |  |  | 10500 | 854 | 12.3 | 11.2 | 14400 | 981 | 4.3 | 4.2 | Federally-Regulated Commercial & Industrial Equipment | 01/24/2011 |  | 04/19/2013
American Air Filter | Enercon | HW26 |  | Water-Source | WBAHP: Heat Pump Packaged Unit | Heat Pump | 240 | 1 |  |  | No Match | No Match |  |  |  | 26000 | 3000 | 8.7 | 7.5 | 33500 | 3400 | 2.9 | 2.5 | Non Federally-Regulated | 01/05/1982 |  | 05/16/1984
Waterfurnace International, Inc. | Rybacki - Hart Enterprises | ZS024**0*0 |  | Ground-Source | WBAHP: Heat Pump Packaged Unit | Heat Pump | 208 | 1 |  |  | No Match | Single-Speed |  |  |  | 24400 | 1435 | 17 | 13.4 | 17500 | 1465 | 3.5 | 3.1 | Non Federally-Regulated | 01/24/2011 |  | 04/19/2013
Waterfurnace International, Inc. | Spectra | SXV010A0 |  | Water-Source | WBAHP: Heat Pump Packaged Unit | Heat Pump | 208 | 1 |  |  | No Match | No Match |  |  |  | 9500 | 655 | 14.5 | 10 | 12600 | 684 | 5.4 |  | Federally-Regulated Commercial & Industrial Equipment | 06/02/1993 |  | 06/03/1993
Mammoth | Hydrobank II | D013VHK |  | Water-Source | WBAHP: Heat Pump Packaged Unit | Heat Pump | 208 | 1 |  |  | No Match | No Match |  |  |  | 12300 | 1171 | 10.5 | 10 | 15800 | 1187 | 3.9 |  | Federally-Regulated Commercial & Industrial Equipment | 01/22/2003 |  | 03/12/2009
Climate Control / Snyder General | Electro-Hydronics | UC260F3 |  | Water-Source | WBAHP: Heat Pump Packaged Unit | Heat Pump | 230 | 1 |  |  | No Match | No Match |  |  |  | 26000 | 2450 | 10.6 | 7.5 | 31600 | 2500 | 3.7 | 2.5 | Non Federally-Regulated | 05/16/1984 |  | 08/29/1986
ClimateMaster Inc. | Climate Master Series | PDW24 | GAH24 | Ground-Water-Source | WBAHP-CB: Heat Pump Split Syst | Heat Pump | 208 | 1 |  |  | No Match | No Match |  |  |  | 24500 | 1655 | 14.8 | 9 | 19500 | 1843 | 3.1 |  | Non Federally-Regulated | 04/10/2000 |  | 11/19/2001
Climate Control / Snyder General | Electro-Hydronics | HC90A7 |  | Water-Source | WBAHP: Heat Pump Packaged Unit | Heat Pump | 265 | 1 |  |  | No Match | No Match |  |  |  | 9000 | 850 | 10.5 | 7.5 | 11000 | 920 | 3.5 | 2.5 | Non Federally-Regulated | 06/11/1985 |  | 08/29/1986
McQuay / Snyder General | Electro-Hydronics | FC610GP |  | Water-Source | WBAHP: Heat Pump Packaged Unit | Heat Pump | 460 | 3 |  |  | No Match | No Match |  |  |  | 61500 | 5850 | 10.5 | 7.5 | 77000 | 5785 | 3.9 | 2.5 | Non Federally-Regulated | 08/29/1986 |  | 05/11/1988
American Air Filter | Enercon | DHW49 |  | Water-Source | WBAHP: Heat Pump Packaged Unit | Heat Pump | 230 | 1 |  |  | No Match | No Match |  |  |  | 49000 | 4470 | 11 | 7.5 | 62000 | 5260 | 3.5 | 2.5 | Non Federally-Regulated | 05/16/1984 |  | 06/11/1985
Mammoth | Hydrobank II | F064VLF/HLF/DLF |  | Ground-Water-Source | WBAHP: Heat Pump Packaged Unit | Heat Pump | 230 | 3 |  |  | No Match | No Match |  |  |  | 65000 | 4850 | 13.4 | 9 | 50000 | 4884 | 3 |  | Non Federally-Regulated | 12/14/1998 |  | 04/10/2000
Waterfurnace International, Inc. | Waterfurnace International, Inc. | SXV013C0 |  | Ground-Source | WBAHP: Heat Pump Packaged Unit | Heat Pump | 208 | 1 |  |  | No Match | No Match |  |  |  | 13300 | 847 | 15.7 |  | 9700 | 861 | 3.3 |  | Non Federally-Regulated | 03/31/1998 |  | 05/10/1998
ClimateMaster Inc. | Trane | WPCC0197 |  | Water-Source | WBAHP-O: Heat Pump Packaged Un | Heat Pump | 265 | 1 |  |  | No Match | No Match |  |  |  | 19000 | 1705 | 11.1 | 9 | 21200 | 1735 | 3.6 | 3.2 | Federally-Regulated Commercial & Industrial Equipment | 07/05/1988 |  | 02/22/1990
ClimateMaster Inc. | Climate Master Series | 813-042-G******** |  | Water-Source | WBAHP: Heat Pump Packaged Unit | Heat Pump | 208 | 1 |  |  | No Match | No Match |  |  |  | 41500 | 3640 | 11.4 | 9 | 53500 | 3918 | 4 | 3.2 | Non Federally-Regulated | 05/11/1988 |  | 03/15/1989
Friedrich Air Conditioning Co. | Climate Master Series | V100-32********** |  | Water-Source | WBAHP: Heat Pump Packaged Unit | Heat Pump | 208 | 3 |  |  | No Match | No Match |  |  |  | 101000 | 9900 | 10.2 | 9.2 | 112000 | 9120 | 3.6 | 2.5 | Non Federally-Regulated | 05/16/1984 |  | 08/29/1986
Waterfurnace International, Inc. | Waterfurnace International, Inc. | SXH030B2 |  | Water-Source | WBAHP: Heat Pump Packaged Unit | Heat Pump | 265 | 1 |  |  | No Match | No Match |  |  |  | 30600 | 2125 | 14.4 | 10 | 36600 | 2145 | 5 |  | Federally-Regulated Commercial & Industrial Equipment | 08/21/1998 |  | 10/02/1998
Climate Control / Snyder General | Electro-Hydronics | CC420G5 |  | Water-Source | WBAHP: Heat Pump Packaged Unit | Heat Pump | 208 | 1 |  |  | No Match | No Match |  |  |  | 42000 | 3850 | 10.9 | 7.5 | 52000 | 4100 | 3.7 | 2.5 | Non Federally-Regulated | 05/16/1984 |  | 08/29/1986
Florida Heat Pump | Energy Miser | HLTV30-2 |  | Water-Source | WBAH-O: Heating Only Packaged | Heat Pump | 265 | 1 |  |  | No Match | No Match |  |  |  | 0 | 0 | 0 | 9 | 38500 | 3315 | 3.4 |  | Non Federally-Regulated | 03/07/1989 |  | 07/28/1992
Command-Aire | Command-Aire | SWP-1033 |  | Water-Source | WBAHP: Heat Pump Packaged Unit | Heat Pump | 208 | 3 |  |  | No Match | No Match |  |  |  | 115000 | 11900 | 9.7 | 9.2 | 156000 | 12100 | 3.8 |  | Non Federally-Regulated | 05/11/1988 |  | 03/15/1989
Waterfurnace International, Inc. | Waterfurnace International, Inc. | SXH048B0 |  | Ground-Water-Source | WBAHP: Heat Pump Packaged Unit | Heat Pump | 230 | 1 |  |  | No Match | No Match |  |  |  | 51500 | 3843 | 13.4 | 9 | 36000 | 3403 | 3.1 |  | Non Federally-Regulated | 01/30/1998 |  | 03/31/1998
Mammoth | Mammoth | F072VHA |  | Water-Source | WBAHP: Heat Pump Packaged Unit | Heat Pump | 208 | 3 |  |  | No Match | Dual-Speed | 4160 | 900 | 1 | 76700 | 4794 | 16 | 12 | 80500 | 5243 | 4.5 | 4.2 | Federally-Regulated Commercial & Industrial Equipment | 11/30/2011 |  | 12/12/2012
Mammoth | Mammoth | E026HHC |  | Water-Source | WBAHP: Heat Pump Packaged Unit | Heat Pump | 265 | 1 |  |  | No Match | No Match |  |  |  | 24800 | 2397 | 10.3 | 7.5 | 28200 | 2525 | 3.3 | 2.5 | Non Federally-Regulated | 05/16/1984 |  | 05/11/1988
Waterfurnace International, Inc. | Waterfurnace International, Inc. | ATH046D1 |  | Ground-Source | WBAHP: Heat Pump Packaged Unit | Heat Pump | 230 | 1 |  |  | No Match | No Match |  |  |  | 47000 | 2919 | 16.1 |  | 34500 | 3063 | 3.3 |  | Non Federally-Regulated | 03/31/1998 |  | 05/10/1998
California Heat Pump | California Heat Pump | CHP-22H*-12-** |  | Water-Source | WBAHP: Heat Pump Packaged Unit | Heat Pump | 208 | 1 |  |  | No Match | No Match |  |  |  | 20500 | 2325 | 8.8 | 7.5 | 24000 | 2400 | 2.9 | 2.5 | Non Federally-Regulated | 01/05/1982 |  | 06/11/1985
Climate Control / Snyder General | Electro-Hydronics | LHP25BK |  | Water-Source | WBAHP: Heat Pump Packaged Unit | Heat Pump | 208 | 3 |  |  | No Match | No Match |  |  |  | 256000 | 22000 | 11.6 | 7.5 | 284000 | 22400 | 3.7 | 2.2 | Non Federally-Regulated | 05/16/1984 |  | 06/11/1985
Florida Heat Pump | Florida Heat Pump | EM060-3CS | EM060-1AH/AV | Water-Source | WBAH: Heating Only Packaged Un | Heat Pump | 230 | 3 |  |  | No Match | No Match |  |  |  | 64000 | 5245 | 12.2 | 9 | 79000 | 6429 | 3.6 | 3.5 | Non Federally-Regulated | 07/22/2002 |  | 03/12/2009
Waterfurnace International, Inc. | Waterfurnace International, Inc. | SXH024B0 |  | Water-Source | WBAHP: Heat Pump Packaged Unit | Heat Pump | 208 | 1 |  |  | No Match | No Match |  |  |  | 25500 | 1688 | 15.1 | 10 | 30700 | 1697 | 5.3 |  | Federally-Regulated Commercial & Industrial Equipment | 08/21/1998 |  | 10/02/1998
Enertech Global, LLC | Enertech | TCT072D |  | Ground-Water-Source | WBAHP: Heat Pump Packaged Unit | Heat Pump | 230 | 1 |  |  | No Match | Single-Speed | 2967 | 710 | 1 | 77200 | 3676 | 21 | 16.2 | 72600 | 4948 | 4.3 | 3.6 | Non Federally-Regulated | 09/03/2012 |  | 12/12/2012
Trane U.S. Inc. | Trane | WPVD100 |  | Water-Source | WBAHP: Heat Pump Packaged Unit | Heat Pump | 208 | 3 |  |  | No Match | No Match |  |  |  | 116400 | 9948 | 11.7 | 9 | 130000 | 10023 | 3.8 | 3.8 | Federally-Regulated Commercial & Industrial Equipment | 04/12/2000 |  | 03/12/2009
Waterfurnace International, Inc. | Eagle Mountain | GS018**0*1 |  | Ground-Source | WBAHP: Heat Pump Packaged Unit | Heat Pump | 230 | 1 |  |  | No Match | Single-Speed |  |  |  | 18500 | 974 | 19 | 13.4 | 14500 | 1090 | 3.9 | 3.1 | Non Federally-Regulated | 01/24/2011 |  | 04/19/2013
Waterfurnace International, Inc. | American Standard, Inc. | A1GC060***1**0 |  | Water-Source | WBAHP: Heat Pump Packaged Unit | Heat Pump | 230 | 1 |  |  | No Match | Single-Speed |  |  |  | 58400 | 3973 | 14.7 | 12 | 72500 | 4829 | 4.4 | 4.2 | Federally-Regulated Commercial & Industrial Equipment | 08/23/2011 |  | 10/24/2014
Command-Aire | Command-Aire | SWPH833* |  | Water-Source | WBAHP: Heat Pump Packaged Unit | Heat Pump | 208 | 3 |  |  | No Match | No Match |  |  |  | 95000 | 8120 | 11.7 | 10.5 | 120000 | 8370 | 4.2 | 3.8 | Federally-Regulated Commercial & Industrial Equipment | 03/31/1998 |  | 05/10/1998
Waterfurnace International, Inc. | Waterfurnace International, Inc. | SXH036A1 |  | Ground-Source | WBAHP: Heat Pump Packaged Unit | Heat Pump | 230 | 1 |  |  | No Match | No Match |  |  |  | 36400 | 2676 | 13.6 |  | 26000 | 2381 | 3.2 |  | Non Federally-Regulated | 03/31/1998 |  | 05/10/1998
Command-Aire | Command-Aire | RUWP-1833 |  | Water-Source | WBAHP: Heat Pump Packaged Unit | Heat Pump | 230 | 3 |  |  | No Match | No Match |  |  |  | 195000 | 22800 | 8.5 | 7.5 | 257000 | 22700 | 3.3 | 2.2 | Non Federally-Regulated | 01/05/1982 |  | 06/11/1985
Innovative Air Systems | E-Series | SE40H/CUV |  | Ground-Water-Source | WBAHP: Heat Pump Packaged Unit | Heat Pump | 208 | 3 |  |  | No Match | No Match |  |  |  | 49704 | 3658 | 13.6 | 9 | 63847 | 3658 | 5.1 |  | Non Federally-Regulated | 02/24/1994 |  | 04/10/2000
Friedrich Climate Master | Climate Master Series | 814-036-F******** |  | Water-Source | WBAHP: Heat Pump Packaged Unit | Heat Pump | 460 | 3 |  |  | No Match | No Match |  |  |  | 36000 | 3190 | 11.3 | 7.5 | 42500 | 3190 | 3.9 | 2.5 | Non Federally-Regulated | 08/29/1986 |  | 05/11/1988
ClimateMaster Inc. | Climate Master Series | GSV/GSH030 |  | Ground-Water-Source | WBAHP: Heat Pump Packaged Unit | Heat Pump | 230 | 1 |  |  | No Match | No Match |  |  |  | 32000 | 1987 | 16.1 | 9 | 23000 | 2042 | 3.3 |  | Non Federally-Regulated | 10/06/1999 |  | 04/10/2000
Marvair | Marvair | H-V345-A1-C |  | Water-Source | WBAHP: Heat Pump Packaged Unit | Heat Pump | 208 | 1 |  |  | No Match | No Match |  |  |  | 34000 | 3500 | 10 | 7.5 | 41000 | 3850 | 3.1 | 2.5 | Non Federally-Regulated | 08/30/1983 |  | 05/16/1984
Waterfurnace International, Inc. | American Standard, Inc. | RKSV/RKSH030**3*0 |  | Ground-Water-Source | WBAHP: Heat Pump Packaged Unit | Heat Pump | 230 | 3 |  |  | No Match | Single-Speed |  |  |  | 30800 | 1137 | 27.1 | 16.2 | 24400 | 1521 | 4.7 | 3.6 | Non Federally-Regulated | 01/09/2014 |  | 10/24/2014
McQuay / Snyder General | Electro-Hydronics | CCW024A*G |  | Water-Source | WBAHP: Heat Pump Packaged Unit | Heat Pump | 230 | 1 |  |  | No Match | No Match |  |  |  | 24500 | 2120 | 11.6 | 9 | 30000 | 2240 | 3.9 | 3.2 | Non Federally-Regulated | 05/11/1988 |  | 03/15/1989
Maritime Geothermal, Ltd. | Nordic | R-45-HACW |  | Ground-Source | WBAHP: Heat Pump Packaged Unit | Heat Pump | 208 | 1 |  |  | No Match | No Match |  |  |  | 38502 | 2725 | 14.1 |  | 52875 | 3695 | 4.2 |  | Non Federally-Regulated | 03/31/1998 |  | 05/10/1998
Command-Aire | Command-Aire | SWPH-411 |  | Water-Source | WBAHP: Heat Pump Packaged Unit | Heat Pump | 208 | 1 |  |  | No Match | No Match |  |  |  | 42000 | 4250 | 9.5 | 7.5 | 56000 | 4400 | 3.7 | 2.5 | Non Federally-Regulated | 01/05/1982 |  | 09/08/1982
Snyder General Corp. | American Air Filter | GVW-300 |  | Water-Source | WBAHP: Heat Pump Packaged Unit | Heat Pump | 230 | 3 |  |  | No Match | No Match |  |  |  | 295200 | 25400 | 11.6 |  | 348000 | 28300 | 3.6 | 3.8 | Non Federally-Regulated | 07/31/1991 |  | 03/31/1998
Addison Products | Addison Products | HPY024-1A |  | Water-Source | WBAHP-CB: Heat Pump Split Syst | Heat Pump | 230 | 1 |  |  | No Match | No Match |  |  |  | 25500 | 1992 | 12.8 | 9 | 28200 | 2233 | 3.7 | 3.5 | Non Federally-Regulated | 07/22/2002 |  | 03/12/2009
Florida Heat Pump | Energy Miser | HE9CF-2 |  | Water-Source | WBAHP: Heat Pump Packaged Unit | Heat Pump | 265 | 1 |  |  | No Match | No Match |  |  |  | 9000 | 820 | 11 | 9.3 | 12400 | 910 | 4 | 3.8 | Non Federally-Regulated | 07/31/1991 |  | 03/31/1998
Mammoth | Hydrobank II | K070HLK |  | Ground-Water-Source | WBAHP: Heat Pump Packaged Unit | Heat Pump | 575 | 3 |  |  | No Match | No Match |  |  |  | 67500 | 5000 | 13.5 | 9 | 51600 | 5039 | 3 |  | Non Federally-Regulated | 11/19/2001 |  | 07/18/2002
American Air Filter | Enercon | HW41 |  | Water-Source | WBAHP: Heat Pump Packaged Unit | Heat Pump | 200 | 3 |  |  | No Match | No Match |  |  |  | 41500 | 3615 | 11.5 | 7.5 | 46500 | 3585 | 3.8 | 2.5 | Non Federally-Regulated | 06/11/1985 |  | 05/11/1988
Addison Products | Addison Products | WPH022-1J |  | Water-Source | WBAHP: Heat Pump Packaged Unit | Heat Pump | 208 | 1 |  |  | No Match | No Match |  |  |  | 22000 | 1833 | 12 | 10 | 28000 | 2051 | 4 |  | Federally-Regulated Commercial & Industrial Equipment | 02/02/1998 |  | 03/31/1998
Waterfurnace International, Inc. | Waterfurnace International, Inc. | SXV058C0 |  | Ground-Water-Source | WBAHP: Heat Pump Packaged Unit | Heat Pump | 230 | 1 |  |  | No Match | No Match |  |  |  | 58500 | 4365 | 13.4 | 11 | 67500 | 4945 | 4 | 3.5 | Non Federally-Regulated | 03/31/1998 |  | 05/10/1998
Mammoth | Mammoth | D019H |  | Water-Source | WBAHP: Heat Pump Packaged Unit | Heat Pump | 230 | 1 |  |  | No Match | No Match |  |  |  | 19500 | 2175 | 9 | 7.5 | 24500 | 2500 | 2.9 | 2.5 | Non Federally-Regulated | 01/05/1982 |  | 05/16/1984
Waterfurnace International, Inc. | Waterfurnace International, Inc. | ATV045D1 |  | Ground-Source | WBAHP: Heat Pump Packaged Unit | Heat Pump | 230 | 1 |  |  | No Match | No Match |  |  |  | 50000 | 3571 | 14 |  | 33000 | 3119 | 3.1 |  | Non Federally-Regulated | 03/31/1998 |  | 05/10/1998
Geoflex Systems, Inc. | Geoflex Systems, Inc. | GF1S-V/H/D/M-024WADBP |  | Water-Source | WBAHP: Heat Pump Packaged Unit | Both Heat Pump and Electric Re | 460 | 3 |  |  | No Match | Single-Speed |  |  |  | 20300 | 1173 | 17.3 | 12 | 24600 | 1243 | 5.8 | 4.2 | Federally-Regulated Commercial & Industrial Equipment | 11/30/2011 |  | 03/02/2012
Hydro Delta Corp. | Hydro Delta Corp. | 03-026-WTARWD-HE |  | Ground-Water-Source | WBAHP: Heat Pump Packaged Unit | Heat Pump | 230 | 1 |  |  | No Match | No Match |  |  |  | 24600 | 1892 | 13 | 9 | 19800 | 1871 | 3.1 |  | Non Federally-Regulated | 10/06/1999 |  | 04/10/2000
Friedrich Climate Master | Climate Master Series | V240-34********** |  | Water-Source | WBAHP: Heat Pump Packaged Unit | Heat Pump | 460 | 3 |  |  | No Match | No Match |  |  |  | 238000 | 23800 | 10 |  | 262000 | 22000 | 3.5 | 2.5 | Non Federally-Regulated | 08/29/1986 |  | 05/11/1988
Addison Products | Addison Products | VPY048-3A |  | Water-Source | WBAHP-CB: Heat Pump Split Syst | Heat Pump | 208 | 3 |  |  | No Match | No Match |  |  |  | 54400 | 4689 | 11.6 | 9 | 61800 | 5029 | 3.6 | 3.5 | Non Federally-Regulated | 11/14/2000 |  | 07/18/2002
Florida Heat Pump | Florida Heat Pump | EM060-3CF/HZ/VT |  | Water-Source | WBAHP-CB: Heat Pump Split Syst | Heat Pump | 208 | 3 |  |  | No Match | No Match |  |  |  | 65000 | 5200 | 12.5 | 9 | 80000 | 6335 | 3.7 | 3.5 | Non Federally-Regulated | 05/23/2001 |  | 07/18/2002
Trane U.S. Inc. | Trane | WPRD013 |  | Water-Source | WBAHP-O: Heat Pump Packaged Un | Heat Pump | 208 | 1 |  |  | No Match | No Match |  |  |  | 12000 | 1090 | 11 | 10 | 14500 | 1118 | 3.8 |  | Federally-Regulated Commercial & Industrial Equipment | 04/12/2000 |  | 03/12/2009
Marvair | Marvair | WHP47HPD |  | Water-Source | WBAHP: Heat Pump Packaged Unit | Heat Pump | 460 | 3 |  |  | No Match | No Match |  |  |  | 47500 | 4318 | 11 | 9 | 60000 | 4628 | 3.8 | 3.2 | Non Federally-Regulated | 02/22/1990 |  | 07/31/1991
Mammoth | Hydrobank II | D036HHB/VHB |  | Water-Source | WBAHP: Heat Pump Packaged Unit | Heat Pump | 208 | 1 |  |  | No Match | No Match |  |  |  | 35800 | 3314 | 10.8 | 10 | 47000 | 3624 | 3.8 |  | Federally-Regulated Commercial & Industrial Equipment | 12/14/1998 |  | 10/05/1999
Florida Heat Pump | Florida Heat Pump | EM024-1CF |  | Water-Source | WBAHP: Heat Pump Packaged Unit | Heat Pump | 230 | 1 |  |  | No Match | No Match |  |  |  | 24000 | 1714 | 14 | 9.3 | 30000 | 1831 | 4.8 | 3.8 | Federally-Regulated Commercial & Industrial Equipment | 03/31/1998 |  | 05/10/1998
California Heat Pump | Trane | WPHB-0357 |  | Water-Source | WBAHP: Heat Pump Packaged Unit | Heat Pump | 265 | 1 |  |  | No Match | No Match |  |  |  | 35000 | 3180 | 11 | 7.5 | 42000 | 3240 | 3.8 | 2.5 | Non Federally-Regulated | 06/11/1985 |  | 05/11/1988
Mammoth | Mammoth | G124V |  | Water-Source | WBAHP: Heat Pump Packaged Unit | Heat Pump | 460 | 3 |  |  | No Match | No Match |  |  |  | 130000 | 13200 | 9.8 | 7.5 | 142000 | 13600 | 3.1 | 2.2 | Non Federally-Regulated | 01/05/1982 |  | 09/08/1982
Trane U.S. Inc. | Trane | WPVF042 |  | Water-Source | WBAHP: Heat Pump Packaged Unit | Heat Pump | 208 | 1 |  |  | No Match | No Match |  |  |  | 40500 | 2913 | 13.9 | 10 | 50000 | 3255 | 4.5 |  | Federally-Regulated Commercial & Industrial Equipment | 04/12/2000 |  | 11/19/2001
Mammoth | Hydrobank II | D010HHG |  | Water-Source | WBAHP: Heat Pump Packaged Unit | Heat Pump | 208 | 1 |  |  | No Match | No Match |  |  |  | 9800 | 759 | 12.9 | 10 | 12300 | 900 | 4 |  | Federally-Regulated Commercial & Industrial Equipment | 01/18/2001 |  | 03/12/2009
ClimateMaster Inc. | Trane | WPHB0312 |  | Water-Source | WBAHP: Heat Pump Packaged Unit | Heat Pump | 208 | 1 |  |  | No Match | No Match |  |  |  | 31000 | 2900 | 10.7 | 9 | 39500 | 3060 | 3.8 | 3.2 | Federally-Regulated Commercial & Industrial Equipment | 07/05/1988 |  | 02/22/1990
ClimateMaster Inc. | Climate Master Series | VS/VL080 F/H |  | Water-Source | WBAHP: Heat Pump Packaged Unit | Heat Pump | 460 | 3 |  |  | No Match | No Match |  |  |  | 74000 | 5285 | 14 | 9 | 83000 | 5791 | 4.2 | 3.8 | Federally-Regulated Commercial & Industrial Equipment | 02/02/1998 |  | 03/31/1998
Trane U.S. Inc. | Trane | GSUF0481B |  | Ground-Source | WBAHP: Heat Pump Packaged Unit | Heat Pump | 208 | 1 |  |  | No Match | No Match |  |  |  | 48000 | 3000 | 16 |  | 34400 | 3252 | 3.1 |  | Non Federally-Regulated | 03/31/1998 |  | 05/10/1998
ClimateMaster Inc. | Climate Master Series | VS/VL/HS/HL 036 F/H |  | Water-Source | WBAHP: Heat Pump Packaged Unit | Heat Pump | 460 | 3 |  |  | No Match | No Match |  |  |  | 35000 | 3181 | 11 | 10 | 42500 | 3193 | 3.9 |  | Federally-Regulated Commercial & Industrial Equipment | 12/14/1998 |  | 10/05/1999
Climate Control / Snyder General | Electro-Hydronics | LHP7AK |  | Water-Source | WBAHP: Heat Pump Packaged Unit | Heat Pump | 208 | 3 |  |  | No Match | No Match |  |  |  | 76000 | 7100 | 10.7 | 9.2 | 95000 | 7500 | 3.7 | 2.5 | Non Federally-Regulated | 05/16/1984 |  | 06/11/1985
American Air Filter | Enercon | VW41 |  | Water-Source | WBAHP: Heat Pump Packaged Unit | Heat Pump | 460 | 3 |  |  | No Match | No Match |  |  |  | 41500 | 3615 | 11.5 | 7.5 | 46500 | 3585 | 3.8 | 2.5 | Non Federally-Regulated | 06/11/1985 |  | 05/11/1988
Waterfurnace International, Inc. | Rybacki - Hart Enterprises | GCC/GCW/GCS/GCE12*0 |  | Ground-Source | WBAHP-O: Heat Pump Packaged Un | Heat Pump | 230 | 1 |  |  | No Match | Single-Speed |  |  |  | 11000 | 775 | 14.2 | 13.4 | 9500 | 795 | 3.5 | 3.1 | Non Federally-Regulated | 01/24/2011 |  | 04/19/2013
ClimateMaster Inc. | Carrier Corp. | 50YFV/H048 |  | Water-Source | WBAHP: Heat Pump Packaged Unit | Heat Pump | 230 | 1 |  |  | No Match | Single-Speed |  |  |  | 45700 | 3385 | 13.5 | 12 | 53600 | 3273 | 4.8 | 4.2 | Federally-Regulated Commercial & Industrial Equipment | 05/02/2012 |  | 04/22/2015
Mammoth | Hydrobank II | F070VLF/HLF |  | Ground-Water-Source | WBAHP: Heat Pump Packaged Unit | Heat Pump | 208 | 3 |  |  | No Match | No Match |  |  |  | 70780 | 5204 | 13.6 | 9 | 54000 | 5273 | 3 |  | Non Federally-Regulated | 10/06/1999 |  | 04/10/2000
Waterfurnace International, Inc. | Waterfurnace International, Inc. | SXV036*0 |  | Ground-Water-Source | WBAHP: Heat Pump Packaged Unit | Heat Pump | 230 | 1 |  |  | No Match | No Match |  |  |  | 36400 | 2676 | 13.6 | 9 | 26000 | 2380 | 3.2 |  | Non Federally-Regulated | 10/06/1999 |  | 05/19/2000
Enertech Global, LLC | Enertech | HXT072D |  | Ground-Water-Source | WBAHP: Heat Pump Packaged Unit | Heat Pump | 230 | 1 |  |  | No Match | Single-Speed | 2875 | 710 | 1 | 78500 | 3584 | 21.9 | 16.2 | 71900 | 4789 | 4.4 | 3.6 | Non Federally-Regulated | 09/03/2012 |  | 12/12/2012
Waterfurnace International, Inc. | Waterfurnace International, Inc. | SXV013C2 |  | Water-Source | WBAHP: Heat Pump Packaged Unit | Heat Pump | 265 | 1 |  |  | No Match | No Match |  |  |  | 12700 | 858 | 14.8 | 9.3 | 15100 | 921 | 4.8 | 3.8 | Federally-Regulated Commercial & Industrial Equipment | 03/31/1998 |  | 05/10/1998
Mammoth | Hydrobank II | D025HLG |  | Ground-Water-Source | WBAHP: Heat Pump Packaged Unit | Heat Pump | 208 | 1 |  |  | No Match | No Match |  |  |  | 25500 | 1847 | 13.8 | 9 | 20000 | 1890 | 3.1 |  | Non Federally-Regulated | 05/23/2000 |  | 01/18/2001
Geoflex Systems, Inc. | Geoflex Systems, Inc. | GF1T-V/H/D/M-026WABBE |  | Water-Source | WBAHP: Heat Pump Packaged Unit | Both Heat Pump and Electric Re | 265 | 1 |  |  | No Match | Dual-Speed |  |  |  | 25600 | 1600 | 16 | 12 | 30900 | 1677 | 5.4 | 4.2 | Federally-Regulated Commercial & Industrial Equipment | 11/30/2011 |  | 01/09/2014
McQuay / Snyder General | Electro-Hydronics | FW550GP |  | Water-Source | WBAHP: Heat Pump Packaged Unit | Heat Pump | 460 | 3 |  |  | No Match | No Match |  |  |  | 55000 | 5670 | 9.7 | 7.5 | 67000 | 5610 | 3.5 | 2.5 | Non Federally-Regulated | 08/29/1986 |  | 05/11/1988
Waterfurnace International, Inc. | Extended Range | WXS025A*1 | RCS-025A | Ground-Water-Source | WBAHP-C: Heat Pump Split Syste | Heat Pump | 230 | 1 |  |  | No Match | No Match |  |  |  | 28000 | 2642 |  |  | 32000 | 2758 | 3.4 |  | Non Federally-Regulated | 02/22/1990 |  | 07/31/1991
Addison Products | Heat Controller | HWPG012-0A* |  | Water-Source | WBAHP: Heat Pump Packaged Unit | Heat Pump | 115 | 1 |  |  | No Match | No Match |  |  |  | 11500 | 751 | 15.3 | 10 | 13600 | 830 | 4.8 |  | Federally-Regulated Commercial & Industrial Equipment | 10/05/1999 |  | 04/12/2000
ClimateMaster Inc. | Climate Master | TTP/S038A | TAC038A | Ground-Water-Source | WBAHP-C: Heat Pump Split Syste | Heat Pump | 230 | 1 |  |  | No Match | Single-Speed |  |  |  | 42000 | 1858 | 22.6 | 16.2 | 35500 | 2214 | 4.7 | 3.6 | Non Federally-Regulated | 01/24/2011 |  | 06/09/2015
Addison Products | Addison Products | WPH054-3JC/3JBC |  | Water-Source | WBAHP-CB: Heat Pump Split Syst | Heat Pump | 208 | 3 |  |  | No Match | No Match |  |  |  | 53500 | 4458 | 12 | 9 | 64000 | 5357 | 3.5 | 3.5 | Non Federally-Regulated | 10/05/1999 |  | 11/14/2000
Command-Aire | Command-Aire | SWPHXR614E |  | Water-Source | WBAHP: Heat Pump Packaged Unit | Heat Pump | 460 | 3 |  |  | No Match | No Match |  |  |  | 62000 | 5640 | 11 | 9 | 74000 | 5290 | 4.1 | 3.2 | Non Federally-Regulated | 02/22/1990 |  | 07/31/1991
Waterfurnace International, Inc. | Waterfurnace International, Inc. | SXV019B2 |  | Ground-Water-Source | WBAHP: Heat Pump Packaged Unit | Heat Pump | 265 | 1 |  |  | No Match | No Match |  |  |  | 19200 | 1371 | 14 | 9 | 15100 | 1301 | 3.4 |  | Non Federally-Regulated | 08/21/1998 |  | 10/02/1998
Addison Products | Addison Products | HWPG066-3B** |  | Ground-Water-Source | WBAHP: Heat Pump Packaged Unit | Heat Pump | 208 | 3 |  |  | No Match | No Match |  |  |  | 65000 | 5038 | 12.9 | 9 | 48000 | 5024 | 2.8 |  | Non Federally-Regulated | 07/29/1998 |  | 10/02/1998
Waterfurnace International, Inc. | Waterfurnace International, Inc. | NSV/NSH030G1*0 |  | Ground-Source | WBAHP: Heat Pump Packaged Unit | Heat Pump | 230 | 1 |  |  | No Match | Single-Speed |  |  |  | 29200 | 1384 | 21.1 | 13.4 | 19800 | 1527 | 3.8 | 3.1 | Non Federally-Regulated | 09/03/2012 |  | 04/19/2013
Waterfurnace International, Inc. | Waterfurnace International, Inc. | SXH030A1 |  | Water-Source | WBAHP-CB: Heat Pump Split Syst | Heat Pump | 230 | 1 |  |  | No Match | No Match |  |  |  | 31800 | 2338 | 13.6 | 9 | 33400 | 2330 | 4.2 | 3.5 | Non Federally-Regulated | 02/02/1998 |  | 08/21/1998
Carrier Corp. | Carrier | 50HQ,VQ0184 |  | Water-Source | WBAHP: Heat Pump Packaged Unit | Heat Pump | 277 | 1 |  |  | No Match | No Match |  |  |  | 13500 | 2200 | 8.4 | 7.5 | 23600 | 2500 | 2.8 | 2.5 | Non Federally-Regulated | 06/11/1985 |  | 08/29/1986
ClimateMaster Inc. | Carrier Corp. | 50YEH/V/D030****3 |  | Ground-Source | WBAHP: Heat Pump Packaged Unit | Heat Pump | 230 | 1 |  |  | No Match | Single-Speed |  |  |  | 29200 | 1578 | 18.5 | 13.4 | 22200 | 1668 | 3.9 | 3.1 | Non Federally-Regulated | 10/24/2014 |  | 04/22/2015
ClimateMaster Inc. | Climate Master Series | CS/CL015G |  | Water-Source | WBAHP-O: Heat Pump Packaged Un | Heat Pump | 208 | 1 |  |  | No Match | No Match |  |  |  | 15000 | 1200 | 12.5 | 10 | 17100 | 1222 | 4.1 |  | Federally-Regulated Commercial & Industrial Equipment | 04/12/2000 |  | 03/12/2009
Mammoth | Hydrobank II | F/G035VLE/HLE/DLE |  | Ground-Water-Source | WBAHP: Heat Pump Packaged Unit | Heat Pump | 230 | 3 |  |  | No Match | No Match |  |  |  | 37000 | 2642 | 14 | 9 | 28500 | 2694 | 3.1 |  | Non Federally-Regulated | 12/14/1998 |  | 10/06/1999
Florida Heat Pump | Florida Heat Pump | EM048-4VT/HZ/CF |  | Water-Source | WBAHP: Heat Pump Packaged Unit | Heat Pump | 460 | 3 |  |  | No Match | No Match |  |  |  | 49000 | 3920 | 12.5 | 10 | 58000 | 3862 | 4.4 |  | Federally-Regulated Commercial & Industrial Equipment | 10/05/1999 |  | 04/12/2000
Waterfurnace International, Inc. | Geotility Geothermal Installations | ZS042**3*1 |  | Water-Source | WBAHP: Heat Pump Packaged Unit | Heat Pump | 230 | 3 |  |  | No Match | Single-Speed |  |  |  | 40800 | 2615 | 15.6 | 12 | 45400 | 2661 | 5 | 4.2 | Federally-Regulated Commercial & Industrial Equipment | 01/24/2011 |  | 04/19/2013
Addison Products | Addison Products | HWPH064-3JC/3JBC |  | Water-Source | WBAHP: Heat Pump Packaged Unit | Heat Pump | 230 | 3 |  |  | No Match | No Match |  |  |  | 59500 | 4760 | 12.5 | 10 | 78000 | 5861 | 3.9 |  | Federally-Regulated Commercial & Industrial Equipment | 02/02/1998 |  | 03/31/1998
Waterfurnace International, Inc. | Waterfurnace International, Inc. | USV/USH024**0*1 |  | Ground-Water-Source | WBAHP: Heat Pump Packaged Unit | Heat Pump | 208 | 1 |  |  | No Match | Single-Speed |  |  |  | 26400 | 1128 | 23.4 | 16.2 | 22300 | 1634 | 4 | 3.6 | Non Federally-Regulated | 01/24/2011 |  | 09/03/2012
Command-Aire | Command-Aire | RUWP-2533 |  | Water-Source | WBAHP: Heat Pump Packaged Unit | Heat Pump | 208 | 3 |  |  | No Match | No Match |  |  |  | 298000 | 33100 | 9 |  | 366000 | 29500 | 3.6 | 2.5 | Non Federally-Regulated | 02/22/1990 |  | 07/31/1991
Enertech Global, LLC | Enertech | GXT048C |  | Ground-Water-Source | WBAHP: Heat Pump Packaged Unit | Heat Pump | 208 | 1 |  |  | No Match | Single-Speed |  |  |  | 55100 | 2277 | 24.2 | 16.2 | 48700 | 2973 | 4.8 | 3.6 | Non Federally-Regulated | 05/08/2012 |  | 12/12/2012
Florida Heat Pump | Florida Heat Pump | GT024-1CS | GT024-1AH/AV | Water-Source | Water/Brine to Air Heat Pump S | Heat Pump | 230 | 3 |  |  | No Match | No Match |  |  |  | 23000 | 1755 | 13.1 | 10 | 26500 | 1805 | 4.3 |  | Federally-Regulated Commercial & Industrial Equipment | 05/29/2001 |  | 07/16/2001
McQuay / Snyder General | Electro-Hydronics | VF390F3 |  | Water-Source | WBAHP: Heat Pump Packaged Unit | Heat Pump | 230 | 1 |  |  | No Match | No Match |  |  |  | 39000 | 3700 | 10.5 | 9 | 48000 | 4020 | 3.5 | 3.2 | Non Federally-Regulated | 05/11/1988 |  | 03/15/1989
Florida Heat Pump | Florida Heat Pump | GT042-5CS | GT042-5AV/AH | Water-Source | WBAH: Heating Only Packaged Un | Heat Pump | 575 | 3 |  |  | No Match | No Match |  |  |  | 44000 | 3384 | 13 | 9 | 49200 | 3515 | 4.1 | 3.5 | Non Federally-Regulated | 10/05/1999 |  | 04/12/2000
Florida Heat Pump | Florida Heat Pump | EM048-3CF/HZ/VT |  | Water-Source | WBAHP-CB: Heat Pump Split Syst | Heat Pump | 208 | 3 |  |  | No Match | No Match |  |  |  | 52500 | 4411 | 11.9 | 9 | 58000 | 4720 | 3.6 | 3.5 | Non Federally-Regulated | 07/22/2002 |  | 03/12/2009
Waterfurnace International, Inc. | Waterfurnace International, Inc. | LCC/LCW/LCS/LCX12*0 |  | Ground-Water-Source | WBAHP-O: Heat Pump Packaged Un | Heat Pump | 208 | 1 |  |  | No Match | Single-Speed |  |  |  | 12700 | 709 | 17.9 | 16.2 | 118200 | 9623 | 3.6 | 3.6 | Non Federally-Regulated | 08/23/2011 |  | 01/09/2014
Waterfurnace International, Inc. | Waterfurnace International, Inc. | NSV/NSH048F1*1 |  | Water-Source | WBAHP: Heat Pump Packaged Unit | Heat Pump | 208 | 1 |  |  | No Match | Single-Speed |  |  |  | 47300 | 2557 | 18.5 | 12 | 53100 | 2882 | 5.4 | 4.2 | Federally-Regulated Commercial & Industrial Equipment | 05/02/2012 |  | 04/19/2013
Trane U.S. Inc. | Trane | WPVD0131 |  | Water-Source | WBAHP: Heat Pump Packaged Unit | Heat Pump | 265 | 1 |  |  | No Match | No Match |  |  |  | 12300 | 1051 | 11.7 | 10 | 15900 | 1109 | 4.2 |  | Federally-Regulated Commercial & Industrial Equipment | 02/02/1998 |  | 03/31/1998
Solar Oriented Environmental Systems | S.O.E.S.I. | PSS-600 (2) |  | Water-Source | WBAHP: Heat Pump Packaged Unit | Heat Pump | 230 | 1 |  |  | No Match | No Match |  |  |  | 76000 | 4922 | 15.4 | 9.2 | 80000 | 4968 | 4.7 | 2.5 | Non Federally-Regulated | 05/16/1984 |  | 05/11/1988
Waterfurnace International, Inc. | Waterfurnace International, Inc. | VLV/VXV036*3 |  | Ground-Water-Source | WBAHP: Heat Pump Packaged Unit | Heat Pump | 230 | 3 |  |  | No Match | No Match |  |  |  | 36100 | 2755 | 13.1 | 9 | 24500 | 2563 | 2.8 |  | Non Federally-Regulated | 06/20/2003 |  | 03/12/2009
Command-Aire | Command-Aire | SWP-1244 |  | Water-Source | WBAHP: Heat Pump Packaged Unit | Heat Pump | 460 | 3 |  |  | No Match | No Match |  |  |  | 140000 | 15400 | 9.1 |  | 199000 | 14600 | 4 | 2.5 | Non Federally-Regulated | 06/11/1985 |  | 01/23/1988
McQuay / Snyder General | Electro-Hydronics | LHP25AK |  | Water-Source | WBAHP: Heat Pump Packaged Unit | Heat Pump | 208 | 3 |  |  | No Match | No Match |  |  |  | 256000 | 22000 | 11.6 |  | 284000 | 22400 | 3.7 |  | Non Federally-Regulated | 05/11/1988 |  | 03/15/1989
Addison Products | Addison Products | VWPG066-3B-XL* |  | Ground-Water-Source | WBAHP: Heat Pump Packaged Unit | Heat Pump | 230 | 3 |  |  | No Match | No Match |  |  |  | 65000 | 5118 | 12.7 | 9 | 48000 | 5024 | 2.8 |  | Non Federally-Regulated | 12/14/1998 |  | 04/10/2000
Waterfurnace International, Inc. | Waterfurnace International, Inc. | SXH030B2 |  | Ground-Water-Source | WBAHP: Heat Pump Packaged Unit | Heat Pump | 265 | 1 |  |  | No Match | No Match |  |  |  | 31200 | 2181 | 14.3 | 9 | 21600 | 1808 | 3.5 |  | Non Federally-Regulated | 08/21/1998 |  | 10/02/1998
McQuay / Snyder General | Electro-Hydronics | WE075C7 |  | Water-Source | WBAHP: Heat Pump Packaged Unit | Heat Pump | 265 | 1 |  |  | No Match | No Match |  |  |  | 6900 | 645 | 10.7 | 9 | 9400 | 725 | 3.8 | 3.2 | Non Federally-Regulated | 05/11/1988 |  | 03/15/1989
McQuay / Snyder General | Electro-Hydronics | UC260GD |  | Water-Source | WBAHP: Heat Pump Packaged Unit | Heat Pump | 230 | 3 |  |  | No Match | No Match |  |  |  | 26000 | 2450 | 10.6 | 7.5 | 31600 | 2500 | 3.7 | 2.5 | Non Federally-Regulated | 08/29/1986 |  | 05/11/1988
Trane U.S. Inc. | Trane | WPVD0131 |  | Water-Source | WBAHP: Heat Pump Packaged Unit | Heat Pump | 208 | 1 |  |  | No Match | No Match |  |  |  | 12300 | 1051 | 11.7 | 10 | 15900 | 1109 | 4.2 |  | Federally-Regulated Commercial & Industrial Equipment | 12/14/1998 |  | 04/12/2000
Florida Heat Pump | Florida Heat Pump | EM048-5VT/HZ/CF |  | Water-Source | WBAHP: Heat Pump Packaged Unit | Heat Pump | 575 | 3 |  |  | No Match | No Match |  |  |  | 49000 | 3920 | 12.5 | 10 | 58000 | 3862 | 4.4 |  | Federally-Regulated Commercial & Industrial Equipment | 10/05/1999 |  | 04/12/2000
Waterfurnace International, Inc. | Johnson Controls | RGSV/RGSH060**3*1 |  | Ground-Source | WBAHP: Heat Pump Packaged Unit | Heat Pump | 208 | 3 |  |  | No Match | Single-Speed |  |  |  | 60900 | 3402 | 17.9 | 13.4 | 47100 | 3834 | 3.6 | 3.1 | Non Federally-Regulated | 01/24/2011 |  | 03/02/2012
Trane U.S. Inc. | Trane | WPRD0191 |  | Water-Source | WBAHP-O: Heat Pump Packaged Un | Heat Pump | 265 | 1 |  |  | No Match | No Match |  |  |  | 18000 | 1636 | 11 | 9.3 | 23400 | 1714 | 4 | 3.8 | Federally-Regulated Commercial & Industrial Equipment | 03/31/1998 |  | 05/10/1998
McQuay / Snyder General | Electro-Hydronics | FW350FD |  | Water-Source | WBAHP: Heat Pump Packaged Unit | Heat Pump | 230 | 3 |  |  | No Match | No Match |  |  |  | 35600 | 3360 | 10.6 | 7.5 | 43000 | 3500 | 3.6 | 2.5 | Non Federally-Regulated | 08/29/1986 |  | 05/11/1988
Waterfurnace International, Inc. | Waterfurnace International, Inc. | SXV042C1 |  | Ground-Source | WBAHP: Heat Pump Packaged Unit | Heat Pump | 208 | 1 |  |  | No Match | No Match |  |  |  | 44500 | 3201 | 13.9 |  | 31800 | 2824 | 3.3 |  | Non Federally-Regulated | 03/31/1998 |  | 05/10/1998
American Air Filter | Enercon | HW 19 |  | Water-Source | WBAHP: Heat Pump Packaged Unit | Heat Pump | 208 | 1 |  |  | No Match | No Match |  |  |  | 19100 | 2200 | 8.6 | 7.5 | 21000 | 2420 | 2.5 | 2.5 | Non Federally-Regulated | 08/30/1983 |  | 05/16/1984
ClimateMaster Inc. | Trane | WPRB0252 |  | Water-Source | WBAHP-O: Heat Pump Packaged Un | Heat Pump | 208 | 1 |  |  | No Match | No Match |  |  |  | 25400 | 2600 | 9.8 | 9 | 32000 | 2600 | 3.6 | 3.2 | Federally-Regulated Commercial & Industrial Equipment | 07/05/1988 |  | 02/22/1990
Waterfurnace International, Inc. | Waterfurnace International, Inc. | SXH036A3 |  | Water-Source | WBAHP: Heat Pump Packaged Unit | Heat Pump | 230 | 3 |  |  | No Match | No Match |  |  |  | 36000 | 2647 | 13.6 | 9.3 | 44500 | 2774 | 4.7 | 3.8 | Federally-Regulated Commercial & Industrial Equipment | 03/31/1998 |  | 05/10/1998
Command-Aire | Command-Aire | SWPH-414 |  | Water-Source | WBAHP: Heat Pump Packaged Unit | Heat Pump | 460 | 3 |  |  | No Match | No Match |  |  |  | 42000 | 4250 | 9.9 | 9 | 56000 | 4400 | 3.7 | 3.2 | Non Federally-Regulated | 05/11/1988 |  | 03/15/1989
Climate Control / Snyder General | Trane | WPRA08HDXBX |  | Water-Source | WBAHP: Heat Pump Packaged Unit | Heat Pump | 265 | 1 |  |  | No Match | No Match |  |  |  | 6900 | 665 | 10.4 | 7.5 | 9500 | 740 | 3.7 | 2.5 | Non Federally-Regulated | 05/16/1984 |  | 05/11/1988
ClimateMaster Inc. | Climate Master Series | GSV/GSH042AG |  | Ground-Water-Source | WBAHP: Heat Pump Packaged Unit | Heat Pump | 230 | 1 |  |  | No Match | No Match |  |  |  | 43800 | 2881 | 15.2 | 9 | 32800 | 2912 | 3.3 |  | Non Federally-Regulated | 04/10/2000 |  | 07/18/2002
Waterfurnace International, Inc. | Waterfurnace International, Inc. | CXW015*2 |  | Water-Source | WBAHP-O: Heat Pump Packaged Un | Heat Pump | 265 | 1 |  |  | No Match | No Match |  |  |  | 14800 | 1080 | 13.7 | 10 | 18200 | 1134 | 4.7 |  | Federally-Regulated Commercial & Industrial Equipment | 10/05/1999 |  | 04/12/2000
Climate Control / Snyder General | Electro-Hydronics | UC260GD |  | Water-Source | WBAHP: Heat Pump Packaged Unit | Heat Pump | 230 | 3 |  |  | No Match | No Match |  |  |  | 26000 | 2450 | 10.6 | 7.5 | 31600 | 2500 | 3.7 | 2.5 | Non Federally-Regulated | 05/16/1984 |  | 08/29/1986
Florida Heat Pump | Florida Heat Pump | GT026-2CS | GT026-2AH/AV | Ground-Water-Source | WBAHP-CB: Heat Pump Split Syst | Heat Pump | 265 | 1 |  |  | No Match | No Match |  |  |  | 26500 | 1906 | 13.9 | 9 | 19000 | 1795 | 3.1 |  | Non Federally-Regulated | 04/10/2000 |  | 05/29/2001
Florida Heat Pump | Florida Heat Pump | EM042-3CS | EM042-1AV/AH | Water-Source | WBAHP-C: Heat Pump Split Syste | Heat Pump | 230 | 3 |  |  | No Match | No Match |  |  |  | 41000 | 3153 | 13 | 10 | 50000 | 3488 | 4.2 |  | Federally-Regulated Commercial & Industrial Equipment | 10/05/1999 |  | 04/12/2000
Florida Heat Pump | Florida Heat Pump | EM036-3VT |  | Water-Source | WBAHP: Heat Pump Packaged Unit | Heat Pump | 208 | 3 |  |  | No Match | No Match |  |  |  | 35000 | 2500 | 14 | 9.3 | 42000 | 2735 | 4.5 | 3.8 | Federally-Regulated Commercial & Industrial Equipment | 03/31/1998 |  | 05/10/1998
Florida Heat Pump | Energy Miser | LTCS 40-1 | LTAH 40-1 | Ground-Water-Source | WBAHP-CB: Heat Pump Split Syst | Heat Pump | 208 | 1 |  |  | No Match | No Match |  |  |  | 35400 | 3220 | 11 |  | 41000 | 3535 | 3.4 |  | Non Federally-Regulated | 02/22/1990 |  | 07/31/1991
Mammoth | Mammoth | F062HHC |  | Water-Source | WBAHP: Heat Pump Packaged Unit | Heat Pump | 208 | 3 |  |  | No Match | No Match |  |  |  | 58000 | 5795 | 10 | 7.5 | 71000 | 5862 | 3.7 | 2.5 | Non Federally-Regulated | 05/16/1984 |  | 05/11/1988
Florida Heat Pump | Energy Miser | LT 20CF -1 |  | Ground-Water-Source | WBAHP: Heat Pump Packaged Unit | Heat Pump | 208 | 1 |  |  | No Match | No Match |  |  |  | 20000 | 1960 | 10.2 | 11 | 22800 | 2025 | 3.3 | 3.4 | Non Federally-Regulated | 07/31/1991 |  | 03/31/1998
Singer | Electro-Hydronics | VF400A33 |  | Water-Source | WBAHP: Heat Pump Packaged Unit | Heat Pump | 230 | 3 |  |  | No Match | No Match |  |  |  | 39000 | 4350 | 9 | 7.5 | 42000 | 4500 | 2.7 | 2.5 | Non Federally-Regulated | 01/05/1982 |  | 09/08/1982
Florida Heat Pump | Florida Heat Pump | EM048-5CS | EM048-5AV/AH | Water-Source | WBAHP-C: Heat Pump Split Syste | Heat Pump | 575 | 3 |  |  | No Match | No Match |  |  |  | 48000 | 3902 | 12.3 | 10 | 57000 | 3883 | 4.3 |  | Federally-Regulated Commercial & Industrial Equipment | 10/05/1999 |  | 04/12/2000
Florida Heat Pump | Florida Heat Pump | EM031-3CS | EM031-1AH/AV | Water-Source | WBAH: Heating Only Packaged Un | Heat Pump | 230 | 3 |  |  | No Match | No Match |  |  |  | 34500 | 2695 | 12.8 | 9 | 41000 | 3336 | 3.6 | 3.5 | Non Federally-Regulated | 07/22/2002 |  | 03/12/2009
Mammoth | Mammoth | F086VSEXXX |  | Water-Source | WBAHP: Heat Pump Packaged Unit | Heat Pump | 208 | 3 |  |  | No Match | No Match |  |  |  | 83200 | 7560 | 11 | 9.2 | 103200 | 8400 | 3.6 |  | Non Federally-Regulated | 05/11/1988 |  | 03/15/1989
Waterfurnace International, Inc. | Johnson Controls | RKV/RKH049**0*4 |  | Water-Source | WBAHP: Heat Pump Packaged Unit | Heat Pump | 208 | 1 |  |  | No Match | Single-Speed |  |  |  | 50300 | 2942 | 17.1 | 12 | 56100 | 3162 | 5.2 | 4.2 | Federally-Regulated Commercial & Industrial Equipment | 09/03/2012 |  | 01/09/2014
Command-Aire | Command-Aire | SWPH354E |  | Water-Source | WBAHP: Heat Pump Packaged Unit | Heat Pump | 460 | 3 |  |  | No Match | No Match |  |  |  | 36000 | 3270 | 11 | 7.5 | 48000 | 3500 | 4 | 2.5 | Non Federally-Regulated | 06/11/1985 |  | 01/23/1988
Climate Control / Snyder General | Electro-Hydronics | UW350G7 |  | Water-Source | WBAHP: Heat Pump Packaged Unit | Heat Pump | 265 | 1 |  |  | No Match | No Match |  |  |  | 35600 | 3360 | 10.6 | 7.5 | 43000 | 3500 | 3.6 | 2.5 | Non Federally-Regulated | 06/11/1985 |  | 08/29/1986
Jacobsen Energy Ind., Inc. | Jacobsen Energy Ind., Inc. | 48***1**** |  | Water-Source | WBAHP: Heat Pump Packaged Unit | Heat Pump | 208 | 1 |  |  | No Match | No Match |  |  |  | 49000 | 4350 | 11.3 | 9 | 59000 | 4400 | 3.9 | 3.2 | Non Federally-Regulated | 02/22/1990 |  | 07/31/1991
Waterfurnace International, Inc. | Waterfurnace International, Inc. | SXH030B0 |  | Water-Source | WBAHP: Heat Pump Packaged Unit | Heat Pump | 230 | 1 |  |  | No Match | No Match |  |  |  | 30600 | 2125 | 14.4 | 10 | 36600 | 2145 | 5 |  | Federally-Regulated Commercial & Industrial Equipment | 12/14/1998 |  | 10/05/1999
Florida Heat Pump | Florida Heat Pump | EP036-1HZ/VT |  | Ground-Source | WBAHP: Heat Pump Packaged Unit | Heat Pump | 208 | 1 |  |  | No Match | Single-Speed |  |  |  | 37500 | 1903 | 19.7 | 13.4 | 28000 | 2001 | 4.1 | 3.1 | Non Federally-Regulated | 06/14/2011 |  | 04/21/2014
Carrier Corp. | Carrier | 50QEV0094 |  | Water-Source | WBAHP: Heat Pump Packaged Unit | Heat Pump | 265 | 1 |  |  | No Match | No Match |  |  |  | 9100 | 780 | 11.7 | 9 | 11000 | 839 | 3.8 | 3.2 | Non Federally-Regulated | 02/22/1990 |  | 07/31/1991
Waterfurnace International, Inc. | Geotility Geothermal Installations | ZS070**3*0 |  | Water-Source | WBAHP: Heat Pump Packaged Unit | Heat Pump | 208 | 3 |  |  | No Match | Single-Speed |  |  |  | 63000 | 4437 | 14.2 | 12 | 79000 | 5262 | 4.4 | 4.2 | Federally-Regulated Commercial & Industrial Equipment | 01/24/2011 |  | 04/19/2013
Command-Aire | Command-Aire | SPHD0511 |  | Water-Source | WBAHP: Heat Pump Packaged Unit | Heat Pump | 208 | 1 |  |  | No Match | No Match |  |  |  | 50000 | 4237 | 11.8 | 10 | 64200 | 4479 | 4.2 |  | Federally-Regulated Commercial & Industrial Equipment | 08/07/1998 |  | 10/02/1998
McQuay International | McQuay | W-CDD/CDE/CMG-1-024-F |  | Water-Source | WBAHP: Heat Pump Packaged Unit | Heat Pump | 208 | 3 |  |  | No Match | No Match |  |  |  | 25400 | 1840 | 13.8 | 10 | 29800 | 2129 | 4.1 |  | Federally-Regulated Commercial & Industrial Equipment | 10/05/1999 |  | 09/21/2000
Mammoth | Mammoth | D064V |  | Water-Source | WBAHP: Heat Pump Packaged Unit | Heat Pump | 208 | 1 |  |  | No Match | No Match |  |  |  | 62500 | 5580 | 11.2 | 7.5 | 80000 | 6000 | 3.9 | 2.5 | Non Federally-Regulated | 06/11/1985 |  | 05/11/1988
Addison Products | Addison Products | WSH029-8AL |  | Water-Source | WBAHP: Heat Pump Packaged Unit | Heat Pump | 265 | 1 |  |  | No Match | No Match |  |  |  | 28300 | 2021 | 14 | 9.3 | 34900 | 2176 | 4.7 | 3.8 | Federally-Regulated Commercial & Industrial Equipment | 03/31/1998 |  | 05/10/1998
Waterfurnace International, Inc. | Geosmart Energy, Inc. | ZS036**0*4 |  | Ground-Water-Source | WBAHP: Heat Pump Packaged Unit | Heat Pump | 208 | 1 |  |  | No Match | Single-Speed |  |  |  | 37700 | 1639 | 23 | 16.2 | 33000 | 2249 | 4.3 | 3.6 | Non Federally-Regulated | 06/14/2011 |  | 03/02/2012
Waterfurnace International, Inc. | Waterfurnace International, Inc. | NDV/NDH049G1*4 |  | Water-Source | WBAHP: Heat Pump Packaged Unit | Heat Pump | 230 | 1 |  |  | No Match | Dual-Speed |  |  |  | 50300 | 2942 | 17.1 | 12 | 56100 | 3162 | 5.2 | 4.2 | Federally-Regulated Commercial & Industrial Equipment | 09/03/2012 |  | 04/19/2013
ClimateMaster Inc. | Climate Master Series | HS/HL 120 F/H |  | Water-Source | WBAHP: Heat Pump Packaged Unit | Heat Pump | 208 | 3 |  |  | No Match | No Match |  |  |  | 124000 | 11071 | 11.2 | 9 | 150000 | 11568 | 3.8 | 3.8 | Federally-Regulated Commercial & Industrial Equipment | 12/14/1998 |  | 10/05/1999
Mammoth | Hydrobank II | G070VHG |  | Water-Source | WBAHP: Heat Pump Packaged Unit | Heat Pump | 460 | 3 |  |  | No Match | No Match |  |  |  | 71800 | 5240 | 13.7 | 9 | 87300 | 5684 | 4.5 | 3.8 | Federally-Regulated Commercial & Industrial Equipment | 05/23/2000 |  | 01/18/2001
Waterfurnace International, Inc. | Eagle Mountain | ZS030**3*4 |  | Water-Source | WBAHP: Heat Pump Packaged Unit | Heat Pump | 208 | 3 |  |  | No Match | Single-Speed |  |  |  | 29500 | 1879 | 15.7 | 12 | 34600 | 1988 | 5.1 | 4.2 | Federally-Regulated Commercial & Industrial Equipment | 06/14/2011 |  | 04/19/2013
Climate Control / Snyder General | Trane | WPVA26XF* |  | Water-Source | WBAHP: Heat Pump Packaged Unit | Heat Pump | 230 | 3 |  |  | No Match | No Match |  |  |  | 26000 | 2453 | 10.6 | 7.5 | 31600 | 2503 | 3.7 | 2.5 | Non Federally-Regulated | 05/16/1984 |  | 05/11/1988
Snyder General Corp. | American Air Filter | FVW-12 |  | Water-Source | WBAHP: Heat Pump Packaged Unit | Heat Pump | 208 | 1 |  |  | No Match | No Match |  |  |  | 11200 | 1056 | 10.6 | 9 | 14800 | 1172 | 3.7 | 3.2 | Federally-Regulated Commercial & Industrial Equipment | 02/04/1988 |  | 07/27/1992
Friedrich Air Conditioning Co. | Climate Master Series | 804-015-G******** |  | Water-Source | WBAHP: Heat Pump Packaged Unit | Heat Pump | 208 | 1 |  |  | No Match | No Match |  |  |  | 145000 | 1400 | 10.4 | 7.5 | 19000 | 1525 | 3.7 | 2.2 | Non Federally-Regulated | 08/30/1983 |  | 05/16/1984
Marvair | Marvair | H-V220-01-A |  | Water-Source | WBAHP: Heat Pump Packaged Unit | Heat Pump | 230 | 1 |  |  | No Match | No Match |  |  |  | 22500 | 2100 | 10.7 | 7.5 | 26000 | 2500 | 3 | 2.5 | Non Federally-Regulated | 01/05/1982 |  | 05/16/1984
Florida Heat Pump | Geosystems, LLC | CFS-*018 |  | Ground-Source | WBAHP: Heat Pump Packaged Unit | Heat Pump | 230 | 1 |  |  | No Match | Single-Speed |  |  |  | 19000 | 1022 | 18.6 | 13.4 | 14500 | 1149 | 3.7 | 3.1 | Non Federally-Regulated | 09/03/2012 |  | 12/12/2012
ClimateMaster Inc. | Trane | WPHB0197 |  | Water-Source | WBAHP: Heat Pump Packaged Unit | Heat Pump | 265 | 1 |  |  | No Match | No Match |  |  |  | 18500 | 1770 | 10.5 | 9 | 22000 | 1760 | 3.7 | 3.2 | Federally-Regulated Commercial & Industrial Equipment | 07/05/1988 |  | 02/22/1990
Addison Products | Addison Products | HGY036-3A |  | Ground-Water-Source | WBAHP: Heat Pump Packaged Unit | Heat Pump | 230 | 3 |  |  | No Match | No Match |  |  |  | 38100 | 2627 | 14.5 | 9 | 23600 | 2095 | 3.3 |  | Non Federally-Regulated | 07/22/2002 |  | 03/12/2009
Florida Heat Pump | Energy Miser | HEV15-1 |  | Water-Source | WBAHP: Heat Pump Packaged Unit | Heat Pump | 208 | 1 |  |  | No Match | No Match |  |  |  | 14400 | 1320 | 10.9 | 9.3 | 20000 | 1465 | 4 | 3.8 | Non Federally-Regulated | 07/31/1991 |  | 03/31/1998
Florida Heat Pump | Florida Heat Pump | CW009-2 |  | Ground-Water-Source | WBAHP: Heat Pump Packaged Unit | Heat Pump | 265 | 1 |  |  | No Match | No Match |  |  |  | 8500 | 518 | 16.4 | 9 | 5200 | 476 | 3.2 |  | Non Federally-Regulated | 04/10/2000 |  | 07/18/2002
Snyder General Corp. | McQuay | WE120E3 |  | Water-Source | WBAHP-O: Heat Pump Packaged Un | Heat Pump | 208 | 1 |  |  | No Match | No Match |  |  |  | 11500 | 927 | 12.4 | 9 | 12800 | 1103 | 3.4 | 3.2 | Non Federally-Regulated | 02/22/1990 |  | 07/31/1991
Florida Heat Pump | Florida Heat Pump | TA035-1CS | TA035-1AH/AV | Ground-Source | WBAHP-CB: Heat Pump Split Syst | Heat Pump | 230 | 1 |  |  | No Match | Dual-Speed |  |  |  | 38200 | 2087 | 18.3 | 13.4 | 28200 | 2066 | 4 | 3.1 | Non Federally-Regulated | 06/14/2011 |  | 04/20/2015
McQuay / Snyder General | Electro-Hydronics | VE390GP |  | Water-Source | WBAHP: Heat Pump Packaged Unit | Heat Pump | 460 | 3 |  |  | No Match | No Match |  |  |  | 39000 | 3700 | 10.5 | 7.5 | 48000 | 4020 | 3.5 | 2.5 | Non Federally-Regulated | 08/29/1986 |  | 05/11/1988
McQuay International | McQuay | W-CDD/CDE/CDL-1-007-E |  | Water-Source | WBAHP: Heat Pump Packaged Unit | Heat Pump | 230 | 1 |  |  | No Match | No Match |  |  |  | 7000 | 654 | 10.7 | 10 | 9800 | 736 | 3.9 |  | Federally-Regulated Commercial & Industrial Equipment | 10/05/1999 |  | 09/21/2000
Waterfurnace International, Inc. | Waterfurnace International, Inc. | SXH013B2 |  | Ground-Water-Source | WBAHP: Heat Pump Packaged Unit | Heat Pump | 265 | 1 |  |  | No Match | No Match |  |  |  | 13300 | 847 | 15.7 | 9 | 9700 | 861 | 3.3 |  | Non Federally-Regulated | 08/21/1998 |  | 10/02/1998
Waterfurnace International, Inc. | Waterfurnace International, Inc. | SXV058C0 |  | Ground-Source | WBAHP: Heat Pump Packaged Unit | Heat Pump | 208 | 1 |  |  | No Match | No Match |  |  |  | 56500 | 4484 | 12.6 |  | 45500 | 4301 | 3.1 |  | Non Federally-Regulated | 03/31/1998 |  | 05/10/1998
Florida Heat Pump | Florida Heat Pump | GT018-2VT/HZ/CF |  | Ground-Water-Source | WBAHP: Heat Pump Packaged Unit | Heat Pump | 265 | 1 |  |  | No Match | No Match |  |  |  | 16600 | 1084 | 15.3 | 11 | 17800 | 1185 | 4.4 | 3.5 | Non Federally-Regulated | 03/31/1998 |  | 05/10/1998
ClimateMaster Inc. | Climate Master Series | GSV/GSH015AE |  | Ground-Water-Source | WBAHP: Heat Pump Packaged Unit | Heat Pump | 265 | 1 |  |  | No Match | No Match |  |  |  | 15500 | 906 | 17.1 | 9 | 11400 | 954 | 3.5 |  | Non Federally-Regulated | 07/22/2002 |  | 01/22/2003
McQuay / Snyder General | Electro-Hydronics | CCW007A*N |  | Water-Source | WBAHP: Heat Pump Packaged Unit | Heat Pump | 265 | 1 |  |  | No Match | No Match |  |  |  | 7100 | 645 | 11 | 9 | 9200 | 705 | 3.8 | 3.2 | Non Federally-Regulated | 05/11/1988 |  | 03/15/1989
Waterfurnace International, Inc. | Waterfurnace International, Inc. | NSV/NSH022G1*1 |  | Ground-Water-Source | WBAHP: Heat Pump Packaged Unit | Heat Pump | 230 | 1 |  |  | No Match | Single-Speed |  |  |  | 24800 | 827 | 30 | 16.2 | 18200 | 1111 | 4.8 | 3.6 | Non Federally-Regulated | 09/03/2012 |  | 04/19/2013
ClimateMaster Inc. | Climate Master Series | VP/HP042G |  | Water-Source | WBAHP: Heat Pump Packaged Unit | Heat Pump | 208 | 1 |  |  | No Match | No Match |  |  |  | 41000 | 3153 | 13 | 10 | 51000 | 3396 | 4.4 |  | Federally-Regulated Commercial & Industrial Equipment | 04/12/2000 |  | 11/14/2000
Geoflex Systems, Inc. | Geoflex Systems, Inc. | GF1T-V/H/D/M-026WAABE |  | Ground-Source | WBAHP: Heat Pump Packaged Unit | Both Heat Pump and Electric Re | 208 | 1 |  |  | No Match | Dual-Speed |  |  |  | 26900 | 1446 | 18.6 | 13.4 | 19600 | 1401 | 4.1 | 3.1 | Non Federally-Regulated | 11/30/2011 |  | 01/09/2014
Enertech Global, LLC | Enertech | HXT060D2 |  | Ground-Source | WBAHP: Heat Pump Packaged Unit | Heat Pump | 230 | 3 |  |  | No Match | Single-Speed |  |  |  | 64500 | 3544 | 18.2 | 13.4 | 48600 | 3652 | 3.9 | 3.1 | Non Federally-Regulated | 09/03/2012 |  | 12/12/2012
Waterfurnace International, Inc. | Waterfurnace International, Inc. | SXV013C0 |  | Ground-Water-Source | WBAHP: Heat Pump Packaged Unit | Heat Pump | 230 | 1 |  |  | No Match | No Match |  |  |  | 13300 | 847 | 15.7 | 9 | 9700 | 861 | 3.3 |  | Non Federally-Regulated | 12/14/1998 |  | 10/06/1999
Florida Heat Pump | Florida Heat Pump | EM048-3CS | EM048-1AH/AV | Ground-Water-Source | WBAHP-CB: Heat Pump Split Syst | Heat Pump | 230 | 3 |  |  | No Match | No Match |  |  |  | 50000 | 4000 | 12.5 | 9 | 37000 | 3387 | 3.2 |  | Non Federally-Regulated | 07/22/2002 |  | 03/12/2009
Waterfurnace International, Inc. | Waterfurnace International, Inc. | ATV057D1 |  | Ground-Water-Source | WBAHP: Heat Pump Packaged Unit | Heat Pump | 230 | 1 |  |  | No Match | No Match |  |  |  | 60000 | 4761 | 12.6 | 9 | 42000 | 4103 | 3 |  | Non Federally-Regulated | 05/10/1998 |  | 10/02/1998
McQuay / Snyder General | Electro-Hydronics | CW400GK |  | Water-Source | WBAHP: Heat Pump Packaged Unit | Heat Pump | 208 | 3 |  |  | No Match | No Match |  |  |  | 39600 | 3960 | 10 | 7.5 | 45000 | 3880 | 3.4 | 2.5 | Non Federally-Regulated | 08/29/1986 |  | 05/11/1988
Addison Products | Addison Products | HGY030-1A |  | Ground-Water-Source | WBAHP: Heat Pump Packaged Unit | Heat Pump | 230 | 1 |  |  | No Match | No Match |  |  |  | 33500 | 2557 | 13.1 | 9 | 23800 | 2179 | 3.2 |  | Non Federally-Regulated | 11/14/2000 |  | 07/18/2002
McQuay / Snyder General | Electro-Hydronics | CW330GP |  | Water-Source | WBAHP: Heat Pump Packaged Unit | Heat Pump | 460 | 3 |  |  | No Match | No Match |  |  |  | 33000 | 3050 | 10.8 | 7.5 | 39000 | 3090 | 3.7 | 2.5 | Non Federally-Regulated | 08/29/1986 |  | 05/11/1988
Waterfurnace International, Inc. | Johnson Controls | RGSV/RGSH060**3*1 |  | Water-Source | WBAHP: Heat Pump Packaged Unit | Heat Pump | 208 | 3 |  |  | No Match | Single-Speed |  |  |  | 58400 | 3817 | 15.3 | 12 | 72500 | 4521 | 4.7 | 4.2 | Federally-Regulated Commercial & Industrial Equipment | 01/24/2011 |  | 03/02/2012
Climate Control / Snyder General | Electro-Hydronics | UC610G3 |  | Water-Source | WBAHP: Heat Pump Packaged Unit | Heat Pump | 230 | 1 |  |  | No Match | No Match |  |  |  | 61500 | 5850 | 10.5 | 7.5 | 77000 | 5785 | 3.9 | 2.5 | Non Federally-Regulated | 06/11/1985 |  | 08/29/1986
Florida Heat Pump | Florida Heat Pump | GT062-4CS | GT062-4AH/AV | Water-Source | WBAH: Heating Only Packaged Un | Heat Pump | 460 | 3 |  |  | No Match | No Match |  |  |  | 60500 | 4959 | 12.2 | 9 | 76500 | 6057 | 3.7 | 3.5 | Non Federally-Regulated | 04/12/2000 |  | 07/18/2002
Waterfurnace International, Inc. | Waterfurnace International, Inc. | SXV080A3 |  | Water-Source | WBAHP: Heat Pump Packaged Unit | Heat Pump | 208 | 3 |  |  | No Match | No Match |  |  |  | 84000 | 5600 | 15 | 9 | 99000 | 5803 | 5 | 3.8 | Federally-Regulated Commercial & Industrial Equipment | 12/14/1998 |  | 10/05/1999
Waterfurnace International, Inc. | Waterfurnace International, Inc. | SXV030*3 |  | Ground-Water-Source | WBAHP: Heat Pump Packaged Unit | Heat Pump | 230 | 1 |  |  | No Match | No Match |  |  |  | 31200 | 2181 | 14.3 | 9 | 21600 | 1808 | 3.5 |  | Non Federally-Regulated | 10/06/1999 |  | 04/10/2000
Waterfurnace International, Inc. | Eagle Mountain | YS060**1*4 |  | Water-Source | WBAHP: Heat Pump Packaged Unit | Heat Pump | 230 | 1 |  |  | No Match | Single-Speed |  |  |  | 58400 | 3817 | 15.3 | 12 | 72500 | 4521 | 4.7 | 4.2 | Federally-Regulated Commercial & Industrial Equipment | 03/02/2012 |  | 04/19/2013
Enertech Global, LLC | Enertech | GST036A | ACD036 | Ground-Source | WBAHP-CB: Heat Pump Split Syst | Heat Pump | 208 | 1 |  |  | No Match | Single-Speed |  |  |  | 36700 | 2172 | 16.9 | 13.4 | 28000 | 2159 | 3.8 | 3.1 | Non Federally-Regulated | 12/12/2012 |  | 04/29/2015
ClimateMaster Inc. | Climate Master Series | V240-32********** |  | Water-Source | WBAHP: Heat Pump Packaged Unit | Heat Pump | 208 | 3 |  |  | No Match | No Match |  |  |  | 238000 | 23800 | 10 |  | 262000 | 22000 | 3.5 |  | Non Federally-Regulated | 05/11/1988 |  | 03/15/1989
Waterfurnace International, Inc. | Waterfurnace International, Inc. | SXV030A1 |  | Ground-Water-Source | WBAHP: Heat Pump Packaged Unit | Heat Pump | 230 | 1 |  |  | No Match | No Match |  |  |  | 31200 | 2181 | 14.3 | 9 | 21600 | 1808 | 3.5 |  | Non Federally-Regulated | 01/30/1998 |  | 03/31/1998
Climate Control / Snyder General | Trane | WPVA52XB* |  | Water-Source | WBAHP: Heat Pump Packaged Unit | Heat Pump | 208 | 1 |  |  | No Match | No Match |  |  |  | 50000 | 4854 | 10.3 | 7.5 | 65000 | 4885 | 3.9 | 2.5 | Non Federally-Regulated | 05/16/1984 |  | 05/11/1988
Mammoth | Hydrobank II | K062HHG/VHG |  | Water-Source | WBAHP: Heat Pump Packaged Unit | Heat Pump | 575 | 3 |  |  | No Match | No Match |  |  |  | 61000 | 5398 | 11.3 | 10 | 84500 | 6516 | 3.8 |  | Federally-Regulated Commercial & Industrial Equipment | 12/14/1998 |  | 05/23/2000
Snyder General Corp. | American Air Filter | DVW-165 |  | Water-Source | WBAHP: Heat Pump Packaged Unit | Heat Pump | 230 | 3 |  |  | No Match | No Match |  |  |  | 165000 | 13808 | 11.9 |  | 200000 | 15235 | 3.9 | 3.8 | Non Federally-Regulated | 07/31/1991 |  | 03/31/1998
Command-Aire | Command-Aire | SWP-463 |  | Water-Source | WBAHP: Heat Pump Packaged Unit | Heat Pump | 208 | 3 |  |  | No Match | No Match |  |  |  | 46000 | 4800 | 9.6 | 7.5 | 55000 | 4600 | 3.5 | 2.5 | Non Federally-Regulated | 01/05/1982 |  | 01/23/1988
Waterfurnace International, Inc. | Waterfurnace International, Inc. | SXV084A4 |  | Ground-Source | WBAHP: Heat Pump Packaged Unit | Heat Pump | 460 | 3 |  |  | No Match | No Match |  |  |  | 88000 | 5677 | 15.5 |  | 57000 | 5220 | 3.2 |  | Non Federally-Regulated | 03/31/1998 |  | 05/10/1998
Waterfurnace International, Inc. | Waterfurnace International, Inc. | NSZ036A0 | NAH036* | Ground-Source | WBAHP-CB: Heat Pump Split Syst | Heat Pump | 230 | 1 |  |  | No Match | Single-Speed |  |  |  | 31900 | 1611 | 19.8 | 13.4 | 24000 | 1758 | 4 | 3.1 | Non Federally-Regulated | 01/24/2011 |  | 10/24/2014
McQuay / Snyder General | Electro-Hydronics | UW400F5 |  | Water-Source | WBAHP: Heat Pump Packaged Unit | Heat Pump | 208 | 1 |  |  | No Match | No Match |  |  |  | 39600 | 3960 | 10 | 7.5 | 45000 | 3880 | 3.4 | 2.5 | Non Federally-Regulated | 08/29/1986 |  | 05/11/1988
Climate Control / Snyder General | Electro-Hydronics | FW550F5 |  | Water-Source | WBAHP: Heat Pump Packaged Unit | Heat Pump | 208 | 1 |  |  | No Match | No Match |  |  |  | 55000 | 5670 | 9.7 | 7.5 | 67000 | 5610 | 3.5 | 2.5 | Non Federally-Regulated | 06/11/1985 |  | 08/29/1986
Mammoth | Geox | ZD009HHC |  | Water-Source | WBAHP: Heat Pump Packaged Unit | Heat Pump | 230 | 1 |  |  | No Match | No Match |  |  |  | 9100 | 825 | 11 | 7.5 | 12000 | 900 | 3.9 | 2.5 | Non Federally-Regulated | 06/11/1985 |  | 05/11/1988
Trane U.S. Inc. | Trane | GEVB1808********************** |  | Ground-Water-Source | WBAHP: Heat Pump Packaged Unit | Heat Pump | 230 | 3 |  |  | Ozone-Depleting | No Match | 8267 | 4071 |  | 178900 | 12338 | 14.5 | 13.4 | 128700 | 10777 | 3.5 | 3.1 | Non Federally-Regulated | 06/27/2007 |  | 03/12/2009
Mammoth | Hydrobank II | F/G110HLF/VLF/DLF |  | Ground-Source | WBAHP: Heat Pump Packaged Unit | Heat Pump | 230 | 3 |  |  | No Match | No Match |  |  |  | 105730 | 7949 | 13.3 |  | 82450 | 8054 | 3 |  | Non Federally-Regulated | 03/31/1998 |  | 05/10/1998
ClimateMaster Inc. | Climate Master Series | VE/HE012 |  | Ground-Water-Source | WBAHP: Heat Pump Packaged Unit | Heat Pump | 265 | 1 |  |  | No Match | No Match |  |  |  | 13000 | 1160 | 11.2 | 11 | 15500 | 1295 | 3.5 | 3.4 | Non Federally-Regulated | 07/31/1991 |  | 03/31/1998
Florida Heat Pump | Florida Heat Pump | EM072-1HZ |  | Water-Source | WBAHP: Heat Pump Packaged Unit | Heat Pump | 230 | 1 |  |  | No Match | No Match |  |  |  | 71000 | 5107 | 13.9 | 10.5 | 76000 | 4842 | 4.6 | 3.8 | Federally-Regulated Commercial & Industrial Equipment | 03/31/1998 |  | 05/10/1998
Climate Control / Snyder General | Electro-Hydronics | LM150B7 |  | Water-Source | WBAHP: Heat Pump Packaged Unit | Heat Pump | 265 | 1 |  |  | No Match | No Match |  |  |  | 14700 | 1875 | 7.8 | 7.5 | 19000 | 1900 | 2.9 | 2.5 | Non Federally-Regulated | 05/16/1984 |  | 08/29/1986
Waterfurnace International, Inc. | Waterfurnace International, Inc. | NSZ022A0 | NRAC026* | Ground-Source | WBAHP-CB: Heat Pump Split Syst | Heat Pump | 208 | 1 |  |  | No Match | Single-Speed |  |  |  | 21800 | 1118 | 19.5 | 13.4 | 14000 | 1109 | 3.7 | 3.1 | Non Federally-Regulated | 01/24/2011 |  | 10/24/2014
Snyder General Corp. | American Air Filter | EVW-51 |  | Water-Source | WBAHP: Heat Pump Packaged Unit | Heat Pump | 208 | 1 |  |  | No Match | No Match |  |  |  | 49000 | 4757 | 10.3 | 9 | 62000 | 5339 | 3.4 | 3.2 | Federally-Regulated Commercial & Industrial Equipment | 02/09/1989 |  | 07/27/1992
Mammoth | Mammoth | D064V |  | Water-Source | WBAHP: Heat Pump Packaged Unit | Heat Pump | 230 | 1 |  |  | No Match | No Match |  |  |  | 67000 | 5250 | 11.2 | 9.2 | 77000 | 5650 | 3.5 | 2.5 | Non Federally-Regulated | 05/16/1984 |  | 06/11/1985
Waterfurnace International, Inc. | Waterfurnace International, Inc. | ATH070D0(P) |  | Ground-Water-Source | WBAHP: Heat Pump Packaged Unit | Heat Pump | 208 | 1 |  |  | No Match | No Match |  |  |  | 43500 | 2500 | 17.4 | 9 | 32400 | 2637 | 3.6 |  | Non Federally-Regulated | 12/14/1998 |  | 10/06/1999
Mammoth | Hydrobank II | F120HHG/VHG |  | Water-Source | WBAHP: Heat Pump Packaged Unit | Heat Pump | 230 | 3 |  |  | No Match | No Match |  |  |  | 122000 | 10796 | 11.3 | 9 | 169000 | 13034 | 3.8 | 3.8 | Federally-Regulated Commercial & Industrial Equipment | 12/14/1998 |  | 10/05/1999
Florida Heat Pump | Florida Heat Pump | GT036-3CF/HZ/VT |  | Ground-Water-Source | WBAHP: Heat Pump Packaged Unit | Heat Pump | 208 | 3 |  |  | No Match | No Match |  |  |  | 35600 | 2389 | 14.9 | 9 | 25600 | 2206 | 3.4 |  | Non Federally-Regulated | 05/29/2001 |  | 07/18/2002
Command-Aire | Command-Aire | RUWP-201 |  | Water-Source | WBAHP: Heat Pump Packaged Unit | Heat Pump | 230 | 1 |  |  | No Match | No Match |  |  |  | 25000 | 2440 | 10.6 | 7.5 | 31200 | 2420 | 3.8 | 2.5 | Non Federally-Regulated | 08/30/1983 |  | 08/29/1986
ClimateMaster Inc. | Carrier Corp. | 50PRH/V036 6 |  | Ground-Water-Source | WBAHP: Heat Pump Packaged Unit | Heat Pump | 460 | 3 |  |  | No Match | Single-Speed |  |  |  | 38700 | 1870 | 20.7 | 16.2 | 37500 | 2748 | 4 | 3.6 | Non Federally-Regulated | 01/24/2011 |  | 08/23/2011
Snyder General Corp. | American Air Filter | VWH042A*G |  | Water-Source | WBAHP: Heat Pump Packaged Unit | Heat Pump | 208 | 1 |  |  | No Match | No Match |  |  |  | 40500 | 3649 | 11.1 | 9.3 | 51500 | 3986 | 3.8 | 3.8 | Non Federally-Regulated | 07/31/1991 |  | 08/14/1992
Waterfurnace International, Inc. | Waterfurnace International, Inc. | SXH013A0 |  | Water-Source | WBAHP: Heat Pump Packaged Unit | Heat Pump | 230 | 1 |  |  | No Match | No Match |  |  |  | 12700 | 858 | 14.8 | 9.3 | 15100 | 921 | 4.8 | 3.8 | Federally-Regulated Commercial & Industrial Equipment | 03/31/1998 |  | 05/10/1998
ClimateMaster Inc. | Climate Master Series | 814-027-H******** |  | Water-Source | WBAHP: Heat Pump Packaged Unit | Heat Pump | 208 | 3 |  |  | No Match | No Match |  |  |  | 26500 | 2284 | 11.6 | 9 | 29500 | 2275 | 3.7 | 3.2 | Non Federally-Regulated | 05/11/1988 |  | 03/15/1989
McQuay International | McQuay | WCCH/WCCW-036-E |  | Water-Source | WBAHP-CB: Heat Pump Split Syst | Heat Pump | 208 | 1 |  |  | No Match | No Match |  |  |  | 37300 | 2937 | 12.7 | 9 | 47100 | 3833 | 3.6 | 3.5 | Non Federally-Regulated | 11/19/2002 |  | 03/12/2009
ClimateMaster Inc. | Climate Master Series | GSV/GSH036 |  | Ground-Water-Source | WBAHP: Heat Pump Packaged Unit | Heat Pump | 208 | 1 |  |  | No Match | No Match |  |  |  | 35800 | 2294 | 15.6 | 9 | 27500 | 2517 | 3.2 |  | Non Federally-Regulated | 10/06/1999 |  | 04/10/2000
Enertech Global, LLC | Enertech | HST072A2 | MPD060 | Ground-Source | WBAHP-CB: Heat Pump Split Syst | Heat Pump | 230 | 3 |  |  | No Match | Single-Speed | 3552 | 693 | 1 | 69200 | 4245 | 16.3 | 13.4 | 52400 | 4266 | 3.6 | 3.1 | Non Federally-Regulated | 03/02/2012 |  | 09/03/2012
ClimateMaster Inc. | Trane | WPVC0157 |  | Water-Source | WBAHP: Heat Pump Packaged Unit | Heat Pump | 265 | 1 |  |  | No Match | No Match |  |  |  | 14500 | 1400 | 10.4 | 9 | 19000 | 1525 | 3.7 | 3.2 | Non Federally-Regulated | 02/22/1990 |  | 07/31/1991
Singer | Electro-Hydronics | LHP22AK |  | Water-Source | WBAHP: Heat Pump Packaged Unit | Heat Pump | 208 | 3 |  |  | No Match | No Match |  |  |  | 258000 | 21800 | 11.8 | 7.5 | 284000 | 22400 | 3.7 | 2.2 | Non Federally-Regulated | 09/08/1982 |  | 05/16/1984
Waterfurnace International, Inc. | Waterfurnace International, Inc. | NTV030*1 |  | Ground-Water-Source | WBAHP: Heat Pump Packaged Unit | Heat Pump | 230 | 1 |  |  | No Match | No Match |  |  |  | 29800 | 2128 | 14 | 9 | 33000 | 3581 | 2.7 |  | Non Federally-Regulated | 10/06/1999 |  | 04/10/2000
Florida Heat Pump | Florida Heat Pump | EV048-1CS | EV048-1AV/AH | Ground-Water-Source | WBAHP-CB: Heat Pump Split Syst | Heat Pump | 208 | 1 |  |  | No Match | Single-Speed |  |  |  | 53900 | 2668 | 20.2 | 16.2 | 46100 | 2668 | 4.1 | 3.6 | Non Federally-Regulated | 07/06/2011 |  | 12/12/2012
Command-Aire | Command-Aire | SWPH-1533 |  | Water-Source | WBAHP: Heat Pump Packaged Unit | Heat Pump | 208 | 3 |  |  | No Match | No Match |  |  |  | 169000 | 18500 | 9.1 |  | 235000 | 18900 | 3.7 | 2.5 | Non Federally-Regulated | 06/11/1985 |  | 01/23/1988
Command-Aire | Command-Aire | RWP-303 |  | Water-Source | WBAHP: Heat Pump Packaged Unit | Heat Pump | 230 | 3 |  |  | No Match | No Match |  |  |  | 40600 | 4770 | 8.5 | 9 | 51600 | 4540 | 3.3 | 3.2 | Non Federally-Regulated | 05/11/1988 |  | 03/15/1989
Waterfurnace International, Inc. | Waterfurnace International, Inc. | CW*012A2 |  | Ground-Source | WBAHP: Heat Pump Packaged Unit | Heat Pump | 265 | 1 |  |  | No Match | No Match |  |  |  | 11200 | 767 | 14.6 |  | 9300 | 825 | 3.3 |  | Non Federally-Regulated | 03/31/1998 |  | 05/10/1998
Singer | Electro-Hydronics | VF330CP |  | Water-Source | WBAHP: Heat Pump Packaged Unit | Heat Pump | 460 | 3 |  |  | No Match | No Match |  |  |  | 33000 | 3500 | 9.4 | 7.5 | 35400 | 3550 | 2.9 | 2.5 | Non Federally-Regulated | 09/08/1982 |  | 05/16/1984
Command-Aire | Command-Aire | SWPH-3544 |  | Water-Source | WBAHP: Heat Pump Packaged Unit | Heat Pump | 460 | 3 |  |  | No Match | No Match |  |  |  | 438000 | 47400 | 9.2 | 7.5 | 608000 | 49700 | 3.6 | 2.2 | Non Federally-Regulated | 01/05/1982 |  | 06/11/1985
Trane U.S. Inc. | Trane | WPHD026 |  | Water-Source | WBAHP: Heat Pump Packaged Unit | Heat Pump | 208 | 1 |  |  | No Match | No Match |  |  |  | 22800 | 2171 | 10.5 | 10 | 30400 | 2283 | 3.9 |  | Federally-Regulated Commercial & Industrial Equipment | 04/12/2000 |  | 11/14/2000
Waterfurnace International, Inc. | Waterfurnace International, Inc. | SXV024C0 |  | Water-Source | WBAHP: Heat Pump Packaged Unit | Heat Pump | 208 | 1 |  |  | No Match | No Match |  |  |  | 25500 | 1688 | 15.1 | 9.3 | 30700 | 1697 | 5.3 | 3.8 | Federally-Regulated Commercial & Industrial Equipment | 03/31/1998 |  | 05/10/1998
Addison Products | Addison Products | HWPH032-1JA/1JBA |  | Water-Source | WBAHP: Heat Pump Packaged Unit | Heat Pump | 208 | 1 |  |  | No Match | No Match |  |  |  | 31200 | 2761 | 11.3 | 10 | 38500 | 2969 | 3.8 |  | Federally-Regulated Commercial & Industrial Equipment | 02/02/1998 |  | 03/31/1998
Florida Heat Pump | Florida Heat Pump | GT036-3CS | GT036-1AH/AV | Ground-Water-Source | WBAHP-CB: Heat Pump Split Syst | Heat Pump | 230 | 3 |  |  | No Match | No Match |  |  |  | 35000 | 2397 | 14.6 | 9 | 25000 | 2219 | 3.3 |  | Non Federally-Regulated | 07/22/2002 |  | 03/12/2009
LG Electronics Inc. | LG | AKWW0123YA0 |  | Water-Source | WBAHP-O: Heat Pump Packaged Un | Heat Pump | 230 | 1 |  |  | No Match | Variable-Speed |  |  |  | 12700 | 977 | 13 | 11.2 | 15900 | 1110 | 4.2 | 4.2 | Federally-Regulated Commercial & Industrial Equipment | 06/15/2009 |  | 06/14/2011
ClimateMaster Inc. | Climate Master Series | 803-012-E******** |  | Water-Source | WBAHP: Heat Pump Packaged Unit | Heat Pump | 265 | 1 |  |  | No Match | No Match |  |  |  | 12400 | 1204 | 10.3 | 9 | 16200 | 1356 | 3.5 | 3.2 | Non Federally-Regulated | 05/11/1988 |  | 03/15/1989
Mammoth | Hydrobank II | F070HHT/VHT |  | Water-Source | WBAHP: Heat Pump Packaged Unit | Heat Pump | 230 | 3 |  |  | No Match | No Match |  |  |  | 71800 | 5240 | 13.7 | 10.5 | 87300 | 5685 | 4.5 | 3.8 | Federally-Regulated Commercial & Industrial Equipment | 03/31/1998 |  | 05/10/1998
McQuay International | McQuay | CCH/CCW/HWH/HWW012C-N |  | Water-Source | WBAHP: Heat Pump Packaged Unit | Heat Pump | 265 | 1 |  |  | No Match | No Match |  |  |  | 11700 | 1063 | 11 | 10 | 14200 | 1094 | 3.8 |  | Federally-Regulated Commercial & Industrial Equipment | 12/14/1998 |  | 10/05/1999
Addison Products | Heat Controller | HWPH054-4JC/4JBC |  | Water-Source | WBAHP: Heat Pump Packaged Unit | Heat Pump | 460 | 3 |  |  | No Match | No Match |  |  |  | 50000 | 4237 | 11.8 | 10 | 68000 | 5108 | 3.9 |  | Federally-Regulated Commercial & Industrial Equipment | 10/05/1999 |  | 04/12/2000
Addison Products | Addison Products | HWY036-3A |  | Water-Source | WBAHP: Heat Pump Packaged Unit | Heat Pump | 230 | 3 |  |  | No Match | No Match |  |  |  | 34400 | 2510 | 13.7 | 10 | 43300 | 2883 | 4.4 |  | Federally-Regulated Commercial & Industrial Equipment | 04/12/2000 |  | 11/14/2000
Waterfurnace International, Inc. | Waterfurnace International, Inc. | SXV024*2 |  | Water-Source | WBAHP: Heat Pump Packaged Unit | Heat Pump | 265 | 1 |  |  | No Match | No Match |  |  |  | 25500 | 1688 | 15.1 | 10 | 30700 | 1697 | 5.3 |  | Federally-Regulated Commercial & Industrial Equipment | 10/05/1999 |  | 05/19/2000
Waterfurnace International, Inc. | Eagle Mountain | GS015**0*1 |  | Water-Source | WBAHP: Heat Pump Packaged Unit | Heat Pump | 208 | 1 |  |  | No Match | Single-Speed |  |  |  | 14400 | 878 | 16.4 | 11.2 | 18500 | 1043 | 5.2 | 4.2 | Federally-Regulated Commercial & Industrial Equipment | 01/24/2011 |  | 04/19/2013
Hydro Delta Corp. | Hydro Delta Corp. | 03-046-WTAR-HE |  | Water-Source | WBAHP-CB: Heat Pump Split Syst | Heat Pump | 230 | 1 |  |  | No Match | No Match |  |  |  | 44000 | 3520 | 12.5 | 9 | 52000 | 3906 | 3.9 | 3.5 | Non Federally-Regulated | 11/17/1999 |  | 04/12/2000
Singer | Electro-Hydronics | CC620CP |  | Water-Source | WBAHP: Heat Pump Packaged Unit | Heat Pump | 460 | 3 |  |  | No Match | No Match |  |  |  | 62000 | 7400 | 8.4 | 7.5 | 82000 | 8200 | 2.9 | 2.5 | Non Federally-Regulated | 01/05/1982 |  | 05/16/1984
Singer | Electro-Hydronics | VF240CP |  | Water-Source | WBAHP: Heat Pump Packaged Unit | Heat Pump | 460 | 3 |  |  | No Match | No Match |  |  |  | 24000 | 2700 | 8.9 | 7.5 | 28000 | 2850 | 2.9 | 2.5 | Non Federally-Regulated | 01/05/1982 |  | 05/16/1984
Mammoth | Mammoth | D016HLU |  | Water-Source | WBAHP: Heat Pump Packaged Unit | Heat Pump | 208 | 1 |  |  | No Match | Single-Speed |  |  |  | 14200 | 1127 | 12.6 | 11.2 | 16900 | 1101 | 4.5 | 4.2 | Federally-Regulated Commercial & Industrial Equipment | 12/12/2012 |  | 04/22/2015
McQuay / Snyder General | Electro-Hydronics | FW420G3 |  | Water-Source | WBAHP: Heat Pump Packaged Unit | Heat Pump | 230 | 1 |  |  | No Match | No Match |  |  |  | 42000 | 3850 | 10.9 | 9 | 52000 | 4100 | 3.7 | 3.2 | Non Federally-Regulated | 05/11/1988 |  | 03/15/1989
Command-Aire | Command-Aire | SWPH611E |  | Water-Source | WBAHP: Heat Pump Packaged Unit | Heat Pump | 208 | 1 |  |  | No Match | No Match |  |  |  | 62000 | 5640 | 11 | 7.5 | 78000 | 5710 | 4 | 2.5 | Non Federally-Regulated | 06/11/1985 |  | 01/23/1988
ClimateMaster Inc. | Carrier Corp. | 50YPS049 | FE4***006 | Water-Source | WBAHP-CB: Heat Pump Split Syst | Heat Pump | 230 | 1 |  |  | No Match | Single-Speed |  |  |  | 48100 | 3295 | 14.6 | 12 | 59400 | 3348 | 5.2 | 4.2 | Federally-Regulated Commercial & Industrial Equipment | 01/24/2011 |  | 08/23/2011
Waterfurnace International, Inc. | Rybacki - Hart Enterprises | YS060**1*0 |  | Water-Source | WBAHP: Heat Pump Packaged Unit | Heat Pump | 208 | 1 |  |  | No Match | Single-Speed |  |  |  | 58400 | 3973 | 14.7 | 12 | 72500 | 4829 | 4.4 | 4.2 | Federally-Regulated Commercial & Industrial Equipment | 01/24/2011 |  | 04/19/2013
Mammoth | Hydrobank II | D035VLG |  | Ground-Water-Source | WBAHP: Heat Pump Packaged Unit | Heat Pump | 208 | 1 |  |  | No Match | No Match |  |  |  | 35500 | 2535 | 14 | 9 | 28000 | 2646 | 3.1 |  | Non Federally-Regulated | 11/14/2000 |  | 01/18/2001
Florida Heat Pump | Florida Heat Pump | EM042-1VT |  | Water-Source | WBAHP: Heat Pump Packaged Unit | Heat Pump | 230 | 1 |  |  | No Match | No Match |  |  |  | 42000 | 3181 | 13.2 | 9.3 | 51000 | 3475 | 4.3 | 3.8 | Federally-Regulated Commercial & Industrial Equipment | 03/31/1998 |  | 05/10/1998
ClimateMaster Inc. | Carrier Corp. | 50YEH/V/D042****3 |  | Water-Source | WBAHP: Heat Pump Packaged Unit | Heat Pump | 208 | 1 |  |  | No Match | Single-Speed |  |  |  | 38500 | 2238 | 17.2 | 12 | 46300 | 2423 | 5.6 | 4.2 | Federally-Regulated Commercial & Industrial Equipment | 10/24/2014 |  | 04/22/2015
McQuay / Snyder General | Electro-Hydronics | CW260F3 |  | Water-Source | WBAHP: Heat Pump Packaged Unit | Heat Pump | 230 | 1 |  |  | No Match | No Match |  |  |  | 26000 | 2450 | 10.6 | 7.5 | 31600 | 2500 | 3.7 | 2.5 | Non Federally-Regulated | 08/29/1986 |  | 05/11/1988
California Heat Pump | Trane | WPCB-0092 |  | Water-Source | WBAHP: Heat Pump Packaged Unit | Heat Pump | 208 | 1 |  |  | No Match | No Match |  |  |  | 9000 | 900 | 10.1 | 7.5 | 10300 | 900 | 3.4 | 2.5 | Non Federally-Regulated | 06/11/1985 |  | 08/29/1986
Mammoth | Hydrobank II | D045HHT/VHT |  | Water-Source | WBAHP: Heat Pump Packaged Unit | Heat Pump | 208 | 1 |  |  | No Match | No Match |  |  |  | 45000 | 3214 | 14 | 9.3 | 58000 | 3695 | 4.6 | 3.8 | Federally-Regulated Commercial & Industrial Equipment | 03/31/1998 |  | 05/10/1998
Trane U.S. Inc. | Trane | GEVA024 |  | Water-Source | WBAHP: Heat Pump Packaged Unit | Heat Pump | 208 | 1 |  |  | No Match | No Match |  |  |  | 25490 | 2023 | 12.6 | 10 | 29640 | 2038 | 4.3 |  | Federally-Regulated Commercial & Industrial Equipment | 04/12/2000 |  | 09/25/2002
Jacobsen Energy Ind., Inc. | Jacobsen Energy Ind., Inc. | 60***2**** |  | Water-Source | WBAHP: Heat Pump Packaged Unit | Heat Pump | 208 | 3 |  |  | No Match | No Match |  |  |  | 60000 | 5350 | 11.2 | 7.5 | 73000 | 6100 | 3.9 | 2.5 | Non Federally-Regulated | 06/11/1985 |  | 05/11/1988
Waterfurnace International, Inc. | Waterfurnace International, Inc. | SXV019C2 |  | Ground-Water-Source | WBAHP: Heat Pump Packaged Unit | Heat Pump | 265 | 1 |  |  | No Match | No Match |  |  |  | 19500 | 1402 | 13.9 | 11 | 22800 | 1629 | 4.1 | 3.5 | Non Federally-Regulated | 03/31/1998 |  | 05/10/1998
Inter-City Products Corp. | McQuay | CCH012C*G |  | Water-Source | WBAHP: Heat Pump Packaged Unit | Heat Pump | 208 | 1 |  |  | No Match | No Match |  |  |  | 12000 | 1062 | 11.3 | 9.3 | 14200 | 1096 | 3.8 | 3.8 | Non Federally-Regulated | 07/31/1991 |  | 03/31/1998
Econar | Econar | GH672 |  | Ground-Source | WBAHP: Heat Pump Packaged Unit | Heat Pump | 208 | 1 |  |  | No Match | No Match |  |  |  | 63500 | 6047 | 10.5 |  | 64000 | 6252 | 3 |  | Non Federally-Regulated | 03/31/1998 |  | 05/10/1998
McQuay / Snyder General | Electro-Hydronics | UC330GP |  | Water-Source | WBAHP: Heat Pump Packaged Unit | Heat Pump | 460 | 3 |  |  | No Match | No Match |  |  |  | 33000 | 3050 | 10.8 | 7.5 | 39000 | 3090 | 3.7 | 2.5 | Non Federally-Regulated | 08/29/1986 |  | 05/11/1988
ClimateMaster Inc. | Climate Master Series | GSS036AG | GAH36 | Ground-Water-Source | WBAHP-CB: Heat Pump Split Syst | Heat Pump | 208 | 1 |  |  | No Match | No Match |  |  |  | 36000 | 2400 | 15 | 9 | 29000 | 2499 | 3.4 |  | Non Federally-Regulated | 04/10/2000 |  | 11/19/2001
Carrier Corp. - Syracuse | Carrier | 50YAV/YAH 060 |  | Ground-Water-Source | WBAHP: Heat Pump Packaged Unit | Heat Pump | 208 | 1 |  |  | No Match | No Match |  |  |  | 60000 | 4615 | 13 | 9 | 41000 | 3754 | 3.2 |  | Non Federally-Regulated | 12/14/1998 |  | 04/10/2000
ClimateMaster Inc. | Climate Master Series | GSS18 | AH08-U17R30K | Ground-Water-Source | WBAHP-CB: Heat Pump Split Syst | Heat Pump | 230 | 1 |  |  | No Match | No Match |  |  |  | 18500 | 1217 | 15.2 | 9 | 13500 | 1198 | 3.3 |  | Non Federally-Regulated | 10/06/1999 |  | 04/10/2000
Enertech Global, LLC | Enertech | TST072A | MPD072 | Ground-Source | WBAHP-CB: Heat Pump Split Syst | Heat Pump | 230 | 1 |  |  | No Match | Single-Speed | 3571 | 693 | 1 | 67800 | 4264 | 15.9 | 13.4 | 51200 | 4413 | 3.4 | 3.1 | Non Federally-Regulated | 12/12/2012 |  | 04/29/2015
Waterfurnace International, Inc. | Waterfurnace International, Inc. | SXV068*3 |  | Ground-Water-Source | WBAHP: Heat Pump Packaged Unit | Heat Pump | 208 | 3 |  |  | No Match | No Match |  |  |  | 66000 | 5500 | 12 | 9 | 52000 | 5078 | 3 |  | Non Federally-Regulated | 10/06/1999 |  | 05/19/2000
Climate Control / Snyder General | Electro-Hydronics | UC610GP |  | Water-Source | WBAHP: Heat Pump Packaged Unit | Heat Pump | 460 | 3 |  |  | No Match | No Match |  |  |  | 61500 | 5850 | 10.5 | 7.5 | 77000 | 5785 | 3.9 | 2.5 | Non Federally-Regulated | 06/11/1985 |  | 08/29/1986
Florida Heat Pump | Florida Heat Pump | EM009-2CS | EM009-2AH/AV | Water-Source | WBAH: Heating Only Packaged Un | Heat Pump | 265 | 1 |  |  | No Match | No Match |  |  |  | 10200 | 857 | 11.9 | 9 | 12800 | 1041 | 3.6 | 3.5 | Non Federally-Regulated | 07/22/2002 |  | 03/12/2009
ClimateMaster Inc. | Genesis Compact | GCH036BG******* |  | Water-Source | WBAHP: Heat Pump Packaged Unit | Heat Pump | 208 | 1 |  |  | No Match | No Match |  |  |  | 35600 | 3042 | 11.7 | 10 | 47200 | 3219 | 4.3 |  | Federally-Regulated Commercial & Industrial Equipment | 07/02/2003 |  | 12/21/2006
Florida Heat Pump | Florida Heat Pump | EM036-4CF/HZ/VT |  | Ground-Water-Source | WBAHP: Heat Pump Packaged Unit | Heat Pump | 460 | 3 |  |  | No Match | No Match |  |  |  | 36600 | 2541 | 14.4 | 9 | 25800 | 2290 | 3.3 |  | Non Federally-Regulated | 05/29/2001 |  | 07/18/2002
Heat Controller | Heat Controller | WPH22-1J |  | Water-Source | WBAHP-CB: Heat Pump Split Syst | Heat Pump | 230 | 1 |  |  | No Match | No Match |  |  |  | 23200 | 2017 | 11.5 | 9 | 28400 | 2378 | 3.5 | 3.5 | Non Federally-Regulated | 12/14/1998 |  | 04/12/2000
ClimateMaster Inc. | Climate Master | TZV/H036B |  | Water-Source | WBAHP: Heat Pump Packaged Unit | Heat Pump | 208 | 1 |  |  | No Match | Single-Speed |  |  |  | 35000 | 2258 | 15.5 | 12 | 43000 | 2681 | 4.7 | 4.2 | Federally-Regulated Commercial & Industrial Equipment | 12/12/2012 |  | 01/09/2014
Enertech Global, LLC | Enertech | TXT048C2 |  | Ground-Water-Source | WBAHP: Heat Pump Packaged Unit | Heat Pump | 208 | 3 |  |  | No Match | No Match |  |  |  | 55100 | 2277 | 24.2 | 16.2 | 48700 | 2973 | 4.8 | 3.6 | No Match | 05/02/2012 |  | 05/08/2012
Snyder General Corp. | McQuay | FCW042A*T |  | Water-Source | WBAHP: Heat Pump Packaged Unit | Heat Pump | 460 | 3 |  |  | No Match | No Match |  |  |  | 40500 | 3750 | 10.8 | 9 | 51500 | 4080 | 3.7 | 3.2 | Non Federally-Regulated | 02/22/1990 |  | 07/31/1991
Command-Aire | Command-Aire | SWP261E |  | Water-Source | WBAHP: Heat Pump Packaged Unit | Heat Pump | 208 | 1 |  |  | No Match | No Match |  |  |  | 24000 | 2190 | 11 | 9 | 32000 | 2340 | 4.1 | 3.2 | Non Federally-Regulated | 02/22/1990 |  | 07/31/1991
Waterfurnace International, Inc. | Waterfurnace International, Inc. | SXV042C1 |  | Ground-Water-Source | WBAHP: Heat Pump Packaged Unit | Heat Pump | 230 | 1 |  |  | No Match | No Match |  |  |  | 44500 | 3201 | 13.9 | 9 | 31800 | 2824 | 3.3 |  | Non Federally-Regulated | 01/30/1998 |  | 10/02/1998
Geoflex Systems, Inc. | Geoflex Systems, Inc. | GF1S-V/H/D/M-036WAABP |  | Water-Source | WBAHP: Heat Pump Packaged Unit | Both Heat Pump and Electric Re | 208 | 1 |  |  | No Match | Single-Speed |  |  |  | 33100 | 1780 | 18.6 | 12 | 37900 | 1851 | 6 | 4.2 | Federally-Regulated Commercial & Industrial Equipment | 11/30/2011 |  | 03/02/2012
McQuay International | McQuay | CCW036E-G |  | Water-Source | WBAHP: Heat Pump Packaged Unit | Heat Pump | 230 | 1 |  |  | No Match | No Match |  |  |  | 35300 | 2674 | 13.2 | 9.3 | 40500 | 2825 | 4.2 | 3.8 | Federally-Regulated Commercial & Industrial Equipment | 03/31/1998 |  | 05/10/1998
Singer | Electro-Hydronics | LE120B7 |  | Water-Source | WBAHP: Heat Pump Packaged Unit | Heat Pump | 265 | 1 |  |  | No Match | No Match |  |  |  | 11500 | 1350 | 8.5 | 7.5 | 16000 | 1600 | 2.9 | 2.5 | Non Federally-Regulated | 01/05/1982 |  | 09/08/1982
Jacobsen Energy Ind., Inc. | Thermaflo II | 24***5**** |  | Water-Source | WBAHP: Heat Pump Packaged Unit | Heat Pump | 265 | 1 |  |  | No Match | No Match |  |  |  | 24000 | 2050 | 11.7 | 9 | 31000 | 2250 | 4 | 3.2 | Non Federally-Regulated | 05/11/1988 |  | 03/15/1989
Mammoth | Hydrobank II | F120HLK |  | Ground-Water-Source | WBAHP: Heat Pump Packaged Unit | Heat Pump | 208 | 3 |  |  | No Match | No Match |  |  |  | 118500 | 8525 | 13.9 | 9 | 94100 | 8893 | 3.1 |  | Non Federally-Regulated | 03/22/2001 |  | 07/18/2002
Florida Heat Pump | Geosystems, LLC | CFS-*036 |  | Water-Source | WBAHP: Heat Pump Packaged Unit | Heat Pump | 230 | 1 |  |  | No Match | Single-Speed |  |  |  | 34000 | 2237 | 15.2 | 12 | 41500 | 2295 | 5.3 | 4.2 | Federally-Regulated Commercial & Industrial Equipment | 09/03/2012 |  | 12/12/2012
Enertech Global, LLC | Enertech | HHT024A |  | Ground-Water-Source | WBAHP: Heat Pump Packaged Unit | Heat Pump | 230 | 1 |  |  | No Match | Single-Speed |  |  |  | 24400 | 1232 | 19.8 | 16.2 | 24300 | 1737 | 4.1 | 3.6 | Non Federally-Regulated | 12/12/2012 |  | 05/11/2015
American Air Filter | Enercon | CW12 |  | Water-Source | WBAHP: Heat Pump Packaged Unit | Heat Pump | 208 | 1 |  |  | No Match | No Match |  |  |  | 12200 | 1225 | 10.2 | 7.5 | 14400 | 1275 | 3.4 | 2.5 | Non Federally-Regulated | 06/11/1985 |  | 08/29/1986
Florida Heat Pump | Florida Heat Pump | EM070-3CF/HZ/VT |  | Ground-Water-Source | WBAHP: Heat Pump Packaged Unit | Heat Pump | 208 | 3 |  |  | No Match | No Match |  |  |  | 72000 | 4897 | 14.7 | 9 | 53000 | 4852 | 3.2 |  | Non Federally-Regulated | 05/29/2001 |  | 07/18/2002
Climate Control / Snyder General | Electro-Hydronics | VE260G3 |  | Water-Source | WBAHP: Heat Pump Packaged Unit | Heat Pump | 230 | 1 |  |  | No Match | No Match |  |  |  | 25000 | 2450 | 10.2 | 7.5 | 31600 | 2500 | 3.7 | 2.5 | Non Federally-Regulated | 05/16/1984 |  | 08/29/1986
ClimateMaster Inc. | Carrier Corp. | 50PSH/V/D036K***2 |  | Ground-Water-Source | WBAHP: Heat Pump Packaged Unit | Heat Pump | 230 | 1 |  |  | No Match | Single-Speed |  |  |  | 35400 | 1422 | 24.9 | 16.2 | 32600 | 1950 | 4.9 | 3.6 | Non Federally-Regulated | 10/24/2014 |  | 04/22/2015
Florida Heat Pump | Florida Heat Pump | GT036-1CF/HZ/VT |  | Water-Source | WBAHP: Heat Pump Packaged Unit | Heat Pump | 230 | 1 |  |  | No Match | No Match |  |  |  | 34500 | 2518 | 13.7 | 10 | 40500 | 2696 | 4.4 |  | Federally-Regulated Commercial & Industrial Equipment | 04/12/2000 |  | 05/29/2001
Florida Heat Pump | Geosystems, LLC | CFS-*030 |  | Ground-Water-Source | WBAHP: Heat Pump Packaged Unit | Heat Pump | 230 | 1 |  |  | No Match | Single-Speed |  |  |  | 33000 | 1410 | 23.4 | 16.2 | 28500 | 1816 | 4.6 | 3.6 | Non Federally-Regulated | 09/03/2012 |  | 12/12/2012
Addison Products | Addison Products | HWPG066-3B** |  | Water-Source | WBAHP-CB: Heat Pump Split Syst | Heat Pump | 230 | 3 |  |  | No Match | No Match |  |  |  | 67000 | 5153 | 13 | 9 | 75000 | 5940 | 3.7 | 3.5 | Non Federally-Regulated | 02/02/1998 |  | 10/02/1998
Hydro Delta Corp. | Hydro Delta Corp. | 03-032-WTARH |  | Water-Source | WBAHP-CB: Heat Pump Split Syst | Heat Pump | 230 | 1 |  |  | No Match | No Match |  |  |  | 33000 | 2619 | 12.6 | 9 | 37500 | 2817 | 3.9 | 3.5 | Non Federally-Regulated | 11/17/1999 |  | 04/12/2000
Addison Products | Addison Products | VWPG060-3B-XL* |  | Ground-Water-Source | WBAHP: Heat Pump Packaged Unit | Heat Pump | 208 | 3 |  |  | No Match | No Match |  |  |  | 58000 | 4393 | 13.2 | 9 | 44000 | 4298 | 3 |  | Non Federally-Regulated | 07/29/1998 |  | 10/02/1998
Enertech Global, LLC | Enertech | H042C | MPD042 | Ground-Water-Source | WBAHP-CB: Heat Pump Split Syst | Heat Pump | 208 | 1 |  |  | No Match | Single-Speed |  |  |  | 46000 | 2335 | 19.7 | 16.2 | 40200 | 3023 | 3.9 | 3.6 | Non Federally-Regulated | 07/16/2009 |  | 03/02/2012
Mammoth | Hydrobank II | D014HHS/VHS |  | Water-Source | WBAHP: Heat Pump Packaged Unit | Heat Pump | 208 | 1 |  |  | No Match | No Match |  |  |  | 13400 | 1030 | 13 | 10 | 18000 | 1318 | 4 |  | Federally-Regulated Commercial & Industrial Equipment | 02/02/1998 |  | 03/31/1998
Enertech Global, LLC | Enertech | HCT060D2 |  | Ground-Water-Source | WBAHP: Heat Pump Packaged Unit | Heat Pump | 230 | 3 |  |  | No Match | Single-Speed | 2388 | 644 | 1 | 68200 | 3031 | 22.5 | 16.2 | 59900 | 3816 | 4.6 | 3.6 | Non Federally-Regulated | 09/03/2012 |  | 12/12/2012
Waterfurnace International, Inc. | Waterfurnace International, Inc. | NSZ036A2 | NRAC036* | Ground-Water-Source | WBAHP-CB: Heat Pump Split Syst | Heat Pump | 265 | 1 |  |  | No Match | Single-Speed |  |  |  | 33900 | 1256 | 27 | 16.2 | 30000 | 1871 | 4.7 | 3.6 | Non Federally-Regulated | 08/23/2011 |  | 10/24/2014
Waterfurnace International, Inc. | Waterfurnace International, Inc. | NSZ030A2 | NRAC026* | Ground-Water-Source | WBAHP-CB: Heat Pump Split Syst | Heat Pump | 265 | 1 |  |  | No Match | Single-Speed |  |  |  | 28500 | 1145 | 24.9 | 16.2 | 25300 | 1513 | 4.9 | 3.6 | Non Federally-Regulated | 08/23/2011 |  | 10/24/2014
Addison Products | Addison Products | VPY060-1A |  | Water-Source | WBAHP-CB: Heat Pump Split Syst | Heat Pump | 208 | 1 |  |  | No Match | No Match |  |  |  | 68000 | 5354 | 12.7 | 9 | 77200 | 6113 | 3.7 | 3.5 | Non Federally-Regulated | 11/14/2000 |  | 07/18/2002
McQuay / Snyder General | Electro-Hydronics | CC750GK |  | Water-Source | WBAHP: Heat Pump Packaged Unit | Heat Pump | 208 | 3 |  |  | No Match | No Match |  |  |  | 74000 | 7000 | 10.5 | 9.2 | 92000 | 7500 | 3.6 | 2.5 | Non Federally-Regulated | 08/29/1986 |  | 05/11/1988
Mammoth | Hydrobank II | A013CHE |  | Water-Source | WBAHP-O: Heat Pump Packaged Un | Heat Pump | 115 | 1 |  |  | No Match | No Match |  |  |  | 12600 | 1024 | 12.3 | 9.3 | 15200 | 1113 | 4 | 3.8 | Federally-Regulated Commercial & Industrial Equipment | 03/31/1998 |  | 05/10/1998
McQuay / Snyder General | Electro-Hydronics | CC200G7 |  | Water-Source | WBAHP: Heat Pump Packaged Unit | Heat Pump | 265 | 1 |  |  | No Match | No Match |  |  |  | 20000 | 1880 |  | 7.5 | 25600 | 1920 | 3.9 | 2.5 | Non Federally-Regulated | 08/29/1986 |  | 05/11/1988
Waterfurnace International, Inc. | Waterfurnace International, Inc. | SXH016B0 |  | Water-Source | WBAHP-CB: Heat Pump Split Syst | Heat Pump | 230 | 1 |  |  | No Match | No Match |  |  |  | 16800 | 1253 | 13.4 | 9 | 18700 | 1336 | 4.1 | 3.5 | Non Federally-Regulated | 08/21/1998 |  | 10/02/1998
Waterfurnace International, Inc. | Waterfurnace International, Inc. | SXV024A1 |  | Water-Source | WBAHP: Heat Pump Packaged Unit | Heat Pump | 208 | 1 |  |  | No Match | No Match |  |  |  | 25500 | 1688 | 15.1 | 9.3 | 30700 | 1697 | 5.3 | 3.8 | Federally-Regulated Commercial & Industrial Equipment | 03/31/1998 |  | 05/10/1998
McQuay / Snyder General | Electro-Hydronics | VF260FP |  | Water-Source | WBAHP: Heat Pump Packaged Unit | Heat Pump | 460 | 3 |  |  | No Match | No Match |  |  |  | 25000 | 2450 | 10.2 | 9 | 31600 | 2500 | 3.7 | 3.2 | Non Federally-Regulated | 05/11/1988 |  | 03/15/1989
Waterfurnace International, Inc. | Waterfurnace International, Inc. | ATV019C1 |  | Ground-Source | WBAHP: Heat Pump Packaged Unit | Heat Pump | 230 | 1 |  |  | No Match | No Match |  |  |  | 19400 | 1168 | 16.6 |  | 13700 | 1115 | 3.6 |  | Non Federally-Regulated | 03/31/1998 |  | 05/10/1998
Florida Heat Pump | Geomaster, LLC | EC060-3CS | EC060-1AH/AV | Water-Source | WBAHP-CB: Heat Pump Split Syst | Heat Pump | 230 | 3 |  |  | No Match | Single-Speed |  |  |  | 61000 | 4729 | 12.9 | 12 | 77500 | 5281 | 4.3 | 4.2 | Federally-Regulated Commercial & Industrial Equipment | 04/23/2009 |  | 04/20/2015
American Air Filter | Enercon | VW33A |  | Water-Source | WBAHP: Heat Pump Packaged Unit | Heat Pump | 240 | 3 |  |  | No Match | No Match |  |  |  | 35000 | 4000 | 8.8 | 7.5 | 41000 | 4000 | 3 | 2.5 | Non Federally-Regulated | 01/05/1982 |  | 05/16/1984
Enertech Global, LLC | Roth Industries, Inc. | RXT060D3 |  | Ground-Water-Source | WBAHP: Heat Pump Packaged Unit | Heat Pump | 460 | 3 |  |  | No Match | Single-Speed | 2383 | 644 | 1 | 69000 | 3026 | 22.8 | 16.2 | 61000 | 3886 | 4.6 | 3.6 | Non Federally-Regulated | 09/03/2012 |  | 12/12/2012
Climate Control / Snyder General | Electro-Hydronics | WE190C7 |  | Water-Source | WBAHP: Heat Pump Packaged Unit | Heat Pump | 265 | 1 |  |  | No Match | No Match |  |  |  | 18200 | 1825 | 10 | 7.5 | 22600 | 2000 | 3.3 | 2.5 | Non Federally-Regulated | 05/16/1984 |  | 08/29/1986
Enertech Global, LLC | Enertech | TST072A2 | MPD072 | Ground-Water-Source | WBAHP-CB: Heat Pump Split Syst | Heat Pump | 208 | 3 |  |  | No Match | Single-Speed | 2857 | 693 | 1 | 71700 | 3550 | 20.2 | 16.2 | 63700 | 4553 | 4.1 | 3.6 | Non Federally-Regulated | 12/12/2012 |  | 04/29/2015
Snyder General Corp. | McQuay | LWP25BP |  | Water-Source | WBAHP: Heat Pump Packaged Unit | Heat Pump | 460 | 3 |  |  | No Match | No Match |  |  |  | 256000 | 22000 | 11.6 |  | 284000 | 22400 | 3.7 | 2.5 | Non Federally-Regulated | 02/22/1990 |  | 07/31/1991
Florida Heat Pump | Energy Miser | HECS34-1 | HEAH34-1 | Water-Source | WBAHP-C: Heat Pump Split Syste | Heat Pump | 208 | 1 |  |  | No Match | No Match |  |  |  | 32600 | 2785 | 11.7 | 9 | 43000 | 3150 | 4 | 3.2 | Non Federally-Regulated | 02/22/1990 |  | 07/31/1991
American Air Filter | Enercon | HW 51 |  | Water-Source | WBAHP: Heat Pump Packaged Unit | Heat Pump | 208 | 3 |  |  | No Match | No Match |  |  |  | 50000 | 5600 | 8.9 | 7.5 | 66000 | 5500 | 3.5 | 2.5 | Non Federally-Regulated | 08/30/1983 |  | 05/16/1984
Climate Control / Snyder General | Electro-Hydronics | CW750FD |  | Water-Source | WBAHP: Heat Pump Packaged Unit | Heat Pump | 230 | 3 |  |  | No Match | No Match |  |  |  | 74000 | 7000 | 10.5 | 9.2 | 92000 | 7500 | 3.6 | 2.5 | Non Federally-Regulated | 06/11/1985 |  | 08/29/1986
ClimateMaster Inc. | Trane | WPHA10XC* |  | Water-Source | WBAHP: Heat Pump Packaged Unit | Heat Pump | 230 | 1 |  |  | No Match | No Match |  |  |  | 9500 | 848 | 11.2 | 9 | 12600 | 879 | 4.2 | 3.2 | Non Federally-Regulated | 05/11/1988 |  | 03/15/1989
Friedrich Air Conditioning Co. | Climate Master Series | 804-060-G******** |  | Water-Source | WBAHP: Heat Pump Packaged Unit | Heat Pump | 230 | 3 |  |  | No Match | No Match |  |  |  | 62000 | 6100 | 10.2 | 7.5 | 68000 | 5600 | 3.6 | 2.5 | Non Federally-Regulated | 08/30/1983 |  | 08/29/1986
American Air Filter | Enercon | CCW-09 |  | Water-Source | WBAHP-O: Heat Pump Packaged Un | Heat Pump | 230 | 1 |  |  | No Match | No Match |  |  |  | 8600 | 814 | 10.6 | 9 | 10500 | 915 | 3.4 | 3.2 | Non Federally-Regulated | 05/11/1988 |  | 03/15/1989
McQuay / Snyder General | Electro-Hydronics | LM090C5 |  | Water-Source | WBAHP: Heat Pump Packaged Unit | Heat Pump | 208 | 1 |  |  | No Match | No Match |  |  |  | 8700 | 825 | 10.5 | 9 | 10000 | 850 | 3.4 | 3.2 | Non Federally-Regulated | 05/11/1988 |  | 03/15/1989
Florida Heat Pump | Florida Heat Pump | EM042-1HZ |  | Water-Source | WBAHP: Heat Pump Packaged Unit | Heat Pump | 230 | 1 |  |  | No Match | No Match |  |  |  | 42000 | 3181 | 13.2 | 9.3 | 51000 | 3475 | 4.3 | 3.8 | Federally-Regulated Commercial & Industrial Equipment | 03/31/1998 |  | 05/10/1998
Florida Heat Pump | Florida Heat Pump | EM120-4HZ |  | Water-Source | WBAHP: Heat Pump Packaged Unit | Heat Pump | 460 | 3 |  |  | No Match | No Match |  |  |  | 123000 | 8601 | 14.3 | 9 | 145000 | 8499 | 5 | 3.8 | Federally-Regulated Commercial & Industrial Equipment | 12/14/1998 |  | 10/05/1999
Waterfurnace International, Inc. | Geotility Geothermal Installations | ZS012**0*0 |  | Ground-Source | WBAHP: Heat Pump Packaged Unit | Heat Pump | 230 | 1 |  |  | No Match | Single-Speed |  |  |  | 11500 | 782 | 14.7 | 13.4 | 9600 | 879 | 3.2 | 3.1 | Non Federally-Regulated | 01/24/2011 |  | 04/19/2013
Hydro Delta Corp. | Hydro Delta Corp. | 03-067-WTARWD-HE |  | Ground-Water-Source | WBAHP: Heat Pump Packaged Unit | Heat Pump | 230 | 1 |  |  | No Match | No Match |  |  |  | 70000 | 5468 | 12.8 | 11 | 79000 | 5936 | 3.9 | 3.5 | Non Federally-Regulated | 03/31/1998 |  | 05/10/1998
Florida Heat Pump | Florida Heat Pump | EM042-3CF/HZ/VT |  | Water-Source | WBAHP: Heat Pump Packaged Unit | Heat Pump | 208 | 3 |  |  | No Match | No Match |  |  |  | 42000 | 3181 | 13.2 | 10 | 51000 | 3475 | 4.3 |  | Federally-Regulated Commercial & Industrial Equipment | 04/12/2000 |  | 02/17/2011
Florida Heat Pump | Florida Heat Pump | EM028-3HZ |  | Water-Source | WBAHP: Heat Pump Packaged Unit | Heat Pump | 208 | 1 |  |  | No Match | No Match |  |  |  | 28000 | 1971 | 14.2 | 10 | 33400 | 2175 | 4.5 |  | Federally-Regulated Commercial & Industrial Equipment | 02/02/1998 |  | 03/31/1998
McQuay / Snyder General | Electro-Hydronics | CW350G7 |  | Water-Source | WBAHP: Heat Pump Packaged Unit | Heat Pump | 265 | 1 |  |  | No Match | No Match |  |  |  | 35600 | 3360 | 10.6 | 7.5 | 43000 | 3500 | 3.6 | 2.5 | Non Federally-Regulated | 08/29/1986 |  | 05/11/1988
Econar | Econar | GH981 |  | Ground-Water-Source | WBAHP: Heat Pump Packaged Unit | Heat Pump | 208 | 3 |  |  | No Match | No Match |  |  |  | 92000 | 7419 | 12.4 | 9 | 91000 | 8603 | 3.1 |  | Non Federally-Regulated | 01/30/1998 |  | 03/31/1998
Trane U.S. Inc. | Trane | WPVF018 |  | Water-Source | WBAHP: Heat Pump Packaged Unit | Heat Pump | 208 | 1 |  |  | No Match | No Match |  |  |  | 20000 | 1379 | 14.5 | 10 | 24300 | 1736 | 4.1 |  | Federally-Regulated Commercial & Industrial Equipment | 04/12/2000 |  | 11/19/2001
Waterfurnace International, Inc. | Waterfurnace International, Inc. | V080T*3 |  | Ground-Water-Source | WBAHP: Heat Pump Packaged Unit | Heat Pump | 208 | 3 |  |  | No Match | No Match |  |  |  | 88000 | 5677 | 15.5 | 9 | 57000 | 5219 | 3.2 |  | Non Federally-Regulated | 05/19/2000 |  | 11/14/2000
Climate Control / Snyder General | Electro-Hydronics | UW610GP |  | Water-Source | WBAHP: Heat Pump Packaged Unit | Heat Pump | 460 | 3 |  |  | No Match | No Match |  |  |  | 61500 | 5850 | 10.5 | 7.5 | 69000 | 5790 | 3.5 | 2.5 | Non Federally-Regulated | 05/16/1984 |  | 06/11/1985
Bard Manufacturing Company, Inc. | Bard | QW301-B |  | Ground-Water-Source | WBAHP: Heat Pump Packaged Unit | Heat Pump | 230 | 3 |  |  | No Match | No Match |  |  |  | 29000 | 1757 | 16.5 | 9 | 20400 | 1757 | 3.4 |  | Non Federally-Regulated | 03/21/2001 |  | 07/18/2002
Command-Aire | Command-Aire | RWP-501 |  | Water-Source | WBAHP: Heat Pump Packaged Unit | Heat Pump | 208 | 1 |  |  | No Match | No Match |  |  |  | 58600 | 5925 | 9.9 | 9 | 74700 | 5890 | 3.7 | 3.2 | Non Federally-Regulated | 05/11/1988 |  | 03/15/1989
ClimateMaster Inc. | Climate Master Series | PDW18 | GAH18 | Ground-Water-Source | WBAHP-CB: Heat Pump Split Syst | Heat Pump | 230 | 1 |  |  | No Match | No Match |  |  |  | 18500 | 1217 | 15.2 | 9 | 13500 | 1198 | 3.3 |  | Non Federally-Regulated | 04/10/2000 |  | 11/19/2001
Waterfurnace International, Inc. | Waterfurnace International, Inc. | SXV013B0 |  | Water-Source | WBAHP: Heat Pump Packaged Unit | Heat Pump | 208 | 1 |  |  | No Match | No Match |  |  |  | 12700 | 858 | 14.8 | 10 | 15100 | 921 | 4.8 |  | Federally-Regulated Commercial & Industrial Equipment | 08/21/1998 |  | 10/02/1998
Waterfurnace International, Inc. | Waterfurnace International, Inc. | SXH030C1 |  | Water-Source | WBAHP: Heat Pump Packaged Unit | Heat Pump | 230 | 1 |  |  | No Match | No Match |  |  |  | 30600 | 2125 | 14.4 | 9.3 | 36600 | 2145 | 5 | 3.8 | Federally-Regulated Commercial & Industrial Equipment | 03/31/1998 |  | 05/10/1998
Command-Aire | Command-Aire | SWPH-1844 |  | Water-Source | WBAHP: Heat Pump Packaged Unit | Heat Pump | 460 | 3 |  |  | No Match | No Match |  |  |  | 206000 | 22700 | 9.1 |  | 286000 | 23100 | 3.6 |  | Non Federally-Regulated | 05/11/1988 |  | 03/15/1989
Florida Heat Pump | Florida Heat Pump | EM042-3CS | EM042-1AH/AV | Water-Source | WBAH: Heating Only Packaged Un | Heat Pump | 230 | 3 |  |  | No Match | No Match |  |  |  | 44000 | 3666 | 12 | 9 | 50000 | 4185 | 3.5 | 3.5 | Non Federally-Regulated | 07/22/2002 |  | 03/12/2009
Mammoth | Geox | ZG120VHF |  | Water-Source | WBAHP: Heat Pump Packaged Unit | Heat Pump | 460 | 3 |  |  | No Match | No Match |  |  |  | 120000 | 11320 | 10.6 | 10.5 | 160000 | 13022 | 3.6 | 3.8 | Non Federally-Regulated | 07/31/1991 |  | 03/31/1998
Waterfurnace International, Inc. | Waterfurnace International, Inc. | VLV/VXV042*1 |  | Water-Source | WBAHP: Heat Pump Packaged Unit | Heat Pump | 208 | 1 |  |  | No Match | No Match |  |  |  | 40000 | 3076 | 13 | 10 | 48000 | 3348 | 4.2 |  | Federally-Regulated Commercial & Industrial Equipment | 10/05/1999 |  | 06/20/2003
Trane U.S. Inc. | Command-Aire | GSHC0421A |  | Water-Source | WBAHP-CB: Heat Pump Split Syst | Heat Pump | 208 | 1 |  |  | No Match | No Match |  |  |  | 40500 | 3022 | 13.4 | 9 | 51000 | 3735 | 4 | 3.5 | Non Federally-Regulated | 10/05/1999 |  | 04/12/2000
Waterfurnace International, Inc. | Rybacki - Hart Enterprises | GCC/GCW/GCS/GCE09*0 |  | Water-Source | WBAHP-O: Heat Pump Packaged Un | Heat Pump | 230 | 1 |  |  | No Match | Single-Speed |  |  |  | 8500 | 634 | 13.4 | 11.2 | 10500 | 699 | 4.4 | 4.2 | Federally-Regulated Commercial & Industrial Equipment | 01/24/2011 |  | 04/19/2013
Waterfurnace International, Inc. | Geotility Geothermal Installations | ZS041**3*1 |  | Ground-Source | WBAHP: Heat Pump Packaged Unit | Heat Pump | 230 | 3 |  |  | No Match | Single-Speed |  |  |  | 41000 | 2485 | 16.5 | 13.4 | 29000 | 2500 | 3.4 | 3.1 | Non Federally-Regulated | 01/24/2011 |  | 04/19/2013
Trane U.S. Inc. | Trane | EXVE0364 |  | Ground-Water-Source | WBAHP: Heat Pump Packaged Unit | Heat Pump | 460 | 3 |  |  | No Match | Single-Speed |  |  |  | 38200 | 1654 | 23.1 | 16.2 | 34700 | 2164 | 4.7 | 3.6 | Non Federally-Regulated | 06/14/2011 |  | 08/15/2014
Hydro Delta Corp. | Hydro Delta Corp. | 03-042-WTAR-MT |  | Water-Source | WBAHP-CB: Heat Pump Split Syst | Heat Pump | 208 | 1 |  |  | No Match | No Match |  |  |  | 47000 | 3455 | 13.6 | 9 | 51000 | 3735 | 4 | 3.5 | Non Federally-Regulated | 10/05/1999 |  | 04/12/2000
Waterfurnace International, Inc. | Eagle Mountain | GTS038A1 | GAH036* | Water-Source | WBAHP-CB: Heat Pump Split Syst | Heat Pump | 230 | 1 |  |  | No Match | Dual-Speed |  |  |  | 34000 | 2329 | 14.6 | 12 | 40100 | 2350 | 5 | 4.2 | Federally-Regulated Commercial & Industrial Equipment | 01/24/2011 |  | 08/23/2011
Waterfurnace International, Inc. | Waterfurnace International, Inc. | P019**1 |  | Ground-Water-Source | WBAHP: Heat Pump Packaged Unit | Heat Pump | 208 | 1 |  |  | No Match | No Match |  |  |  | 19400 | 1168 | 16.6 | 9 | 13700 | 1115 | 3.6 |  | Non Federally-Regulated | 07/22/2002 |  | 02/17/2011
Friedrich Climate Master | Climate Master Series | 813-060-G******** |  | Water-Source | WBAHP: Heat Pump Packaged Unit | Heat Pump | 208 | 1 |  |  | No Match | No Match |  |  |  | 63000 | 5480 | 11.5 | 7.5 | 78000 | 5860 | 3.9 | 2.5 | Non Federally-Regulated | 08/29/1986 |  | 05/11/1988
McQuay / Snyder General | Electro-Hydronics | FW420F3 |  | Water-Source | WBAHP: Heat Pump Packaged Unit | Heat Pump | 230 | 1 |  |  | No Match | No Match |  |  |  | 42000 | 3850 | 10.9 | 9 | 52000 | 4100 | 3.7 | 3.2 | Non Federally-Regulated | 05/11/1988 |  | 03/15/1989
Mammoth | Hydrobank II | F035HHS/VHS |  | Water-Source | WBAHP: Heat Pump Packaged Unit | Heat Pump | 208 | 3 |  |  | No Match | No Match |  |  |  | 37000 | 2624 | 14.1 | 9.3 | 45000 | 2866 | 4.6 | 3.8 | Federally-Regulated Commercial & Industrial Equipment | 03/31/1998 |  | 05/10/1998
Addison Products | Heat Controller | WPH64-4JC/4JBC |  | Ground-Water-Source | WBAHP: Heat Pump Packaged Unit | Heat Pump | 230 | 1 |  |  | No Match | No Match |  |  |  | 19000 | 1292 | 14.7 | 9 | 13400 | 1189 | 3.3 |  | Non Federally-Regulated | 10/06/1999 |  | 04/10/2000
Florida Heat Pump | Florida Heat Pump | CE035-1CS | DX035 | Water-Source | WBAHP-CB: Heat Pump Split Syst | Heat Pump | 208 | 1 |  |  | No Match | Variable-Speed |  |  |  | 37000 | 2434 | 15.2 | 12 | 41000 | 2503 | 4.8 | 4.2 | Federally-Regulated Commercial & Industrial Equipment | 03/02/2012 |  | 04/20/2015
Waterfurnace International, Inc. | Waterfurnace International, Inc. | ATH034D0 |  | Ground-Water-Source | WBAHP: Heat Pump Packaged Unit | Heat Pump | 208 | 1 |  |  | No Match | No Match |  |  |  | 34400 | 2150 | 16 | 9 | 25000 | 2220 | 3.3 |  | Non Federally-Regulated | 05/10/1998 |  | 10/02/1998
Florida Heat Pump | Florida Heat Pump | TA035-1CS | DX035 | Ground-Water-Source | WBAHP-CB: Heat Pump Split Syst | Both Heat Pump and Electric Re | 208 | 1 |  |  | No Match | Dual-Speed |  |  |  | 41300 | 1780 | 23.2 | 16.2 | 32700 | 2282 | 4.2 | 3.6 | Non Federally-Regulated | 11/30/2011 |  | 03/02/2012
Mammoth | Hydrobank II | D031VHG |  | Water-Source | WBAHP: Heat Pump Packaged Unit | Heat Pump | 230 | 1 |  |  | No Match | No Match |  |  |  | 29600 | 2487 | 11.9 | 10 | 37000 | 2581 | 4.2 |  | Federally-Regulated Commercial & Industrial Equipment | 01/18/2001 |  | 03/12/2009
Addison Products | Addison Products | VWPG030-1B-XL* |  | Water-Source | WBAHP-CB: Heat Pump Split Syst | Heat Pump | 230 | 1 |  |  | No Match | No Match |  |  |  | 28800 | 2133 | 13.5 | 9 | 31400 | 2191 | 4.2 | 3.5 | Non Federally-Regulated | 02/02/1998 |  | 10/02/1998
Climate Control / Snyder General | Electro-Hydronics | CW260F3 |  | Water-Source | WBAHP: Heat Pump Packaged Unit | Heat Pump | 230 | 1 |  |  | No Match | No Match |  |  |  | 26000 | 2450 | 10.6 | 7.5 | 31600 | 2500 | 3.7 | 2.5 | Non Federally-Regulated | 05/16/1984 |  | 08/29/1986
Enertech Global, LLC | Enertech | H050C | MPD048 | Ground-Source | WBAHP-CB: Heat Pump Split Syst | Heat Pump | 230 | 1 |  |  | No Match | Single-Speed |  |  |  | 54300 | 3251 | 16.7 | 13.4 | 43300 | 3848 | 3.3 | 3.1 | Non Federally-Regulated | 07/16/2009 |  | 08/23/2011
Florida Heat Pump | Florida Heat Pump | EM048-1CF/HZ/VT |  | Water-Source | WBAHP-CB: Heat Pump Split Syst | Heat Pump | 230 | 1 |  |  | No Match | No Match |  |  |  | 52500 | 4411 | 11.9 | 9 | 58000 | 4720 | 3.6 | 3.5 | Non Federally-Regulated | 05/23/2001 |  | 07/18/2002
Climate Control / Snyder General | Electro-Hydronics | FC610FP |  | Water-Source | WBAHP: Heat Pump Packaged Unit | Heat Pump | 460 | 3 |  |  | No Match | No Match |  |  |  | 61500 | 5850 | 10.5 | 7.5 | 69000 | 5790 | 3.5 | 2.5 | Non Federally-Regulated | 05/16/1984 |  | 06/11/1985
Mammoth | Hydrobank II | F045VLG |  | Ground-Water-Source | WBAHP: Heat Pump Packaged Unit | Heat Pump | 230 | 3 |  |  | No Match | No Match |  |  |  | 45000 | 3214 | 14 | 9 | 33500 | 3067 | 3.2 |  | Non Federally-Regulated | 01/18/2001 |  | 07/18/2002
Addison Products | Addison Products | VPY018-1A |  | Water-Source | WBAHP: Heat Pump Packaged Unit | Heat Pump | 208 | 1 |  |  | No Match | No Match |  |  |  | 17600 | 1303 | 13.5 | 10 | 24200 | 1337 | 5.3 |  | Federally-Regulated Commercial & Industrial Equipment | 11/14/2000 |  | 03/22/2001
Waterfurnace International, Inc. | Waterfurnace International, Inc. | SXV024*1 |  | Water-Source | WBAHP: Heat Pump Packaged Unit | Heat Pump | 208 | 1 |  |  | No Match | No Match |  |  |  | 25500 | 1688 | 15.1 | 10 | 30700 | 1697 | 5.3 |  | Federally-Regulated Commercial & Industrial Equipment | 10/05/1999 |  | 05/19/2000
Waterfurnace International, Inc. | Waterfurnace International, Inc. | SXV030V1 |  | Ground-Water-Source | WBAHP: Heat Pump Packaged Unit | Heat Pump | 230 | 1 |  |  | No Match | No Match |  |  |  | 31200 | 2181 | 14.3 | 9 | 21600 | 1808 | 3.5 |  | Non Federally-Regulated | 01/30/1998 |  | 08/21/1998
Addison Products | Addison Products | HWY060-5A |  | Water-Source | WBAHP: Heat Pump Packaged Unit | Heat Pump | 575 | 3 |  |  | No Match | No Match |  |  |  | 60700 | 4598 | 13.2 | 10 | 78700 | 4906 | 4.7 |  | Federally-Regulated Commercial & Industrial Equipment | 11/17/1999 |  | 11/14/2000
ClimateMaster Inc. | Climate Master Series | V120-32/34 |  | Water-Source | WBAHP: Heat Pump Packaged Unit | Heat Pump | 208 | 3 |  |  | No Match | No Match |  |  |  | 120000 | 10526 | 11.4 | 10.5 | 135000 | 10412 | 3.8 | 3.8 | Federally-Regulated Commercial & Industrial Equipment | 03/31/1998 |  | 05/10/1998
ClimateMaster Inc. | Climate Master | TTV/H/D038C |  | Ground-Water-Source | WBAHP: Heat Pump Packaged Unit | Heat Pump | 230 | 1 |  |  | No Match | Single-Speed |  |  |  | 43300 | 1598 | 27.1 | 16.2 | 37200 | 2097 | 5.2 | 3.6 | Non Federally-Regulated | 12/12/2012 |  | 06/09/2015
Carrier Corp. | Carrier | 50HQD012 |  | Water-Source | WBAHP: Heat Pump Packaged Unit | Heat Pump | 208 | 1 |  |  | No Match | No Match |  |  |  | 12200 | 1090 | 11.2 | 10 | 16200 | 1186 | 4 |  | Federally-Regulated Commercial & Industrial Equipment | 12/14/1994 |  | 04/07/1996
Carrier Corp. | Carrier | 50QXH0423 |  | Water-Source | WBAHP: Heat Pump Packaged Unit | Heat Pump | 230 | 1 |  |  | No Match | No Match |  |  |  | 42000 | 3559 | 11.8 | 9 | 5000 | 3856 | 3.8 | 3.2 | Non Federally-Regulated | 03/15/1989 |  | 07/31/1991
ClimateMaster Inc. | Trane | WPRA33HDXBX |  | Water-Source | WBAHP: Heat Pump Packaged Unit | Heat Pump | 265 | 1 |  |  | No Match | No Match |  |  |  | 33000 | 3050 | 10.8 | 9 | 35000 | 2900 | 3.5 | 3.2 | Non Federally-Regulated | 05/11/1988 |  | 03/15/1989
Mammoth | Hydrobank II | E010HHH |  | Water-Source | WBAHP: Heat Pump Packaged Unit | Heat Pump | 265 | 1 |  |  | No Match | No Match |  |  |  | 10000 | 775 | 12.9 | 10 | 12500 | 915 | 4 |  | Federally-Regulated Commercial & Industrial Equipment | 06/27/2003 |  | 03/12/2009
Command-Aire | Command-Aire | SWPC-137 |  | Water-Source | WBAHP: Heat Pump Packaged Unit | Heat Pump | 265 | 1 |  |  | No Match | No Match |  |  |  | 13000 | 1300 | 10 | 9 | 17200 | 1450 | 3.5 | 3.2 | Non Federally-Regulated | 02/22/1990 |  | 07/31/1991
Waterfurnace International, Inc. | Geotility Geothermal Installations | ZS036**0*1 |  | Ground-Water-Source | WBAHP: Heat Pump Packaged Unit | Heat Pump | 230 | 1 |  |  | No Match | Single-Speed |  |  |  | 37700 | 1639 | 23 | 16.2 | 33000 | 2249 | 4.3 | 3.6 | Non Federally-Regulated | 01/24/2011 |  | 04/19/2013
Carrier Corp. - Syracuse | Carrier | 50VQG/HQG009 |  | Ground-Water-Source | WBAHP: Heat Pump Packaged Unit | Heat Pump | 208 | 1 |  |  | No Match | No Match |  |  |  | 9500 | 778 | 12.2 | 9 | 7200 | 659 | 3.2 |  | Non Federally-Regulated | 01/30/1998 |  | 10/02/1998
McQuay / Snyder General | Electro-Hydronics | CW70F3 |  | Water-Source | WBAHP: Heat Pump Packaged Unit | Heat Pump | 230 | 1 |  |  | No Match | No Match |  |  |  | 6900 | 645 | 10.7 | 7.5 | 8800 | 680 | 3.8 | 2.5 | Non Federally-Regulated | 08/29/1986 |  | 05/11/1988
Florida Heat Pump | Florida Heat Pump | GT070-3CS | GT070-3AH/AV | Water-Source | WBAH: Heating Only Packaged Un | Heat Pump | 208 | 3 |  |  | No Match | No Match |  |  |  | 67500 | 5037 | 13.4 | 9 | 77500 | 5975 | 3.8 | 3.5 | Non Federally-Regulated | 07/22/2002 |  | 03/12/2009
Waterfurnace International, Inc. | Geosmart Energy, Inc. | YS036**1*4 |  | Ground-Source | WBAHP: Heat Pump Packaged Unit | Heat Pump | 208 | 1 |  |  | No Match | Single-Speed |  |  |  | 34500 | 1994 | 17.3 | 13.4 | 26000 | 2177 | 3.5 | 3.1 | Non Federally-Regulated | 01/24/2011 |  | 01/09/2014
Waterfurnace International, Inc. | Waterfurnace International, Inc. | NSZ036A1 | NRAC036* | Ground-Water-Source | WBAHP-CB: Heat Pump Split Syst | Heat Pump | 208 | 1 |  |  | No Match | Single-Speed |  |  |  | 33900 | 1256 | 27 | 16.2 | 30000 | 1872 | 4.7 | 3.6 | Non Federally-Regulated | 04/30/2009 |  | 10/24/2014
Mammoth | Hydrobank II | D052VHJ |  | Water-Source | WBAHP: Heat Pump Packaged Unit | Heat Pump | 208 | 1 |  |  | No Match | No Match |  |  |  | 48500 | 4575 | 10.6 | 10 | 64000 | 4808 | 3.9 |  | Federally-Regulated Commercial & Industrial Equipment | 01/18/2001 |  | 03/12/2009
Waterfurnace International, Inc. | Waterfurnace International, Inc. | SXH068*4 |  | Water-Source | WBAHP: Heat Pump Packaged Unit | Heat Pump | 460 | 3 |  |  | No Match | No Match |  |  |  | 65000 | 5200 | 12.5 | 9 | 84000 | 5469 | 4.5 | 3.8 | Federally-Regulated Commercial & Industrial Equipment | 10/05/1999 |  | 05/19/2000
Waterfurnace International, Inc. | Spectra | SXV010A0 |  | Water-Source | WBAHP-CB: Heat Pump Split Syst | Heat Pump | 208 | 1 |  |  | No Match | No Match |  |  |  | 10100 | 687 | 14.7 | 9 | 11500 | 784 | 4.3 | 3.5 | Non Federally-Regulated | 06/02/1993 |  | 06/03/1993
Enertech Global, LLC | Enertech | HST036A2 | ACD036 | Ground-Water-Source | WBAHP-CB: Heat Pump Split Syst | Heat Pump | 208 | 3 |  |  | No Match | Single-Speed |  |  |  | 40200 | 1836 | 21.9 | 16.2 | 36900 | 2403 | 4.5 | 3.6 | Non Federally-Regulated | 03/02/2012 |  | 12/12/2012
Carrier Corp. - Syracuse | Carrier | 50QEH0726 |  | Water-Source | WBAHP: Heat Pump Packaged Unit | Heat Pump | 460 | 3 |  |  | No Match | No Match |  |  |  | 72000 | 6288 | 11.5 | 10.5 | 92000 | 6420 | 4.2 | 3.8 | Non Federally-Regulated | 07/31/1991 |  | 03/31/1998
ClimateMaster Inc. | Climate Master Series | VT072G(P) |  | Ground-Water-Source | WBAHP: Heat Pump Packaged Unit | Heat Pump | 208 | 1 |  |  | No Match | No Match |  |  |  | 26000 | 1733 | 15 | 9 | 26000 | 2176 | 3.5 |  | Non Federally-Regulated | 04/10/2000 |  | 05/24/2001
Florida Heat Pump | Florida Heat Pump | GT048-3VT/HZ/CF |  | Water-Source | WBAHP-CB: Heat Pump Split Syst | Heat Pump | 208 | 3 |  |  | No Match | No Match |  |  |  | 49000 | 3951 | 12.4 | 9 | 58500 | 4394 | 3.9 | 3.5 | Non Federally-Regulated | 10/05/1999 |  | 04/12/2000
Florida Heat Pump | Florida Heat Pump | CE025-1CS | DX025CC/UC | Ground-Source | WBAHP-C: Heat Pump Split Syste | Heat Pump | 208 | 1 |  |  | No Match | Dual-Speed |  |  |  | 26000 | 1538 | 16.9 | 13.4 | 20000 | 1584 | 3.7 | 3.1 | Non Federally-Regulated | 03/02/2012 |  | 05/01/2015
Hydro Delta Corp. | Hydro Delta Corp. | 03-046-WTARW-HM |  | Water-Source | WBAHP-CB: Heat Pump Split Syst | Heat Pump | 230 | 1 |  |  | No Match | No Match |  |  |  | 44000 | 3520 | 12.5 | 9 | 52000 | 3906 | 3.9 | 3.5 | Non Federally-Regulated | 10/05/1999 |  | 11/17/1999
Florida Heat Pump | Florida Heat Pump | EM120-3HZ |  | Water-Source | WBAHP: Heat Pump Packaged Unit | Heat Pump | 230 | 3 |  |  | No Match | No Match |  |  |  | 123000 | 8601 | 14.3 | 9 | 145000 | 8499 | 5 | 3.8 | Federally-Regulated Commercial & Industrial Equipment | 02/02/1998 |  | 03/31/1998
Enertech Global, LLC | Enertech | H036C | ACD036 | Ground-Source | WBAHP-C: Heat Pump Split Syste | Heat Pump | 208 | 1 |  |  | No Match | Single-Speed |  |  |  | 37600 | 2199 | 17.1 | 13.4 | 30000 | 2588 | 3.4 | 3.1 | Non Federally-Regulated | 04/30/2009 |  | 03/02/2012
Trane U.S. Inc. | Trane | GXHA0061 |  | Water-Source | WBAHP: Heat Pump Packaged Unit | Heat Pump | 208 | 1 |  |  | No Match | No Match |  |  |  | 6700 | 549 | 12.2 | 10 | 9500 | 632 | 4.4 |  | Federally-Regulated Commercial & Industrial Equipment | 10/05/1999 |  | 04/12/2000
ClimateMaster Inc. | Climate Master Series | VE/HE 072 |  | Ground-Water-Source | WBAHP: Heat Pump Packaged Unit | Heat Pump | 208 | 1 |  |  | No Match | No Match |  |  |  | 68000 | 6181 | 11 | 9 | 53000 | 5547 | 2.8 |  | Non Federally-Regulated | 01/30/1998 |  | 10/02/1998
Florida Heat Pump | Energy Miser | LTCS 20-1 | LTAH 20-1 | Ground-Water-Source | WBAHP-CB: Heat Pump Split Syst | Heat Pump | 208 | 1 |  |  | No Match | No Match |  |  |  | 19500 | 1805 | 10.8 |  | 23400 | 1960 | 3.5 |  | Non Federally-Regulated | 02/22/1990 |  | 07/31/1991
McQuay International | McQuay | CCH/CCW030C-G |  | Water-Source | WBAHP: Heat Pump Packaged Unit | Heat Pump | 230 | 1 |  |  | No Match | No Match |  |  |  | 30000 | 2500 | 12 | 10 | 37000 | 2779 | 3.9 |  | Federally-Regulated Commercial & Industrial Equipment | 11/17/1999 |  | 09/21/2000
McQuay / Snyder General | Electro-Hydronics | VF330FP |  | Water-Source | WBAHP: Heat Pump Packaged Unit | Heat Pump | 460 | 3 |  |  | No Match | No Match |  |  |  | 33000 | 3050 | 10.8 | 7.5 | 35000 | 2900 | 3.5 | 2.5 | Non Federally-Regulated | 08/29/1986 |  | 05/11/1988
Waterfurnace International, Inc. | Geotility Geothermal Installations | ZS030**4*4 |  | Ground-Source | WBAHP: Heat Pump Packaged Unit | Heat Pump | 460 | 3 |  |  | No Match | Single-Speed |  |  |  | 29000 | 1585 | 18.3 | 13.4 | 22800 | 1758 | 3.8 | 3.1 | Non Federally-Regulated | 06/14/2011 |  | 04/19/2013
Florida Heat Pump | Florida Heat Pump | EM012-1CF/HZ/VT |  | Water-Source | WBAHP-CB: Heat Pump Split Syst | Heat Pump | 208 | 1 |  |  | No Match | No Match |  |  |  | 12500 | 1136 | 11 | 9 | 14600 | 1222 | 3.5 | 3.5 | Non Federally-Regulated | 05/23/2001 |  | 07/18/2002
Waterfurnace International, Inc. | Waterfurnace International, Inc. | NTV036A1 |  | Ground-Source | WBAHP: Heat Pump Packaged Unit | Heat Pump | 208 | 1 |  |  | No Match | No Match |  |  |  | 39000 | 2785 | 14 |  | 44500 | 4830 | 2.7 |  | Non Federally-Regulated | 03/31/1998 |  | 05/10/1998
Florida Heat Pump | Geomaster, LLC | EC024-3CS | EC024-1AH/AV | Ground-Water-Source | WBAHP-CB: Heat Pump Split Syst | Heat Pump | 208 | 3 |  |  | No Match | Single-Speed |  |  |  | 27600 | 1366 | 20.2 | 16.2 | 23300 | 1366 | 3.7 | 3.6 | Non Federally-Regulated | 04/30/2009 |  | 04/20/2015
Waterfurnace International, Inc. | Johnson Controls | RGSV/RGSH036**0*1 |  | Ground-Source | WBAHP: Heat Pump Packaged Unit | Heat Pump | 208 | 1 |  |  | No Match | Single-Speed |  |  |  | 34500 | 1994 | 17.3 | 13.4 | 26000 | 2177 | 3.5 | 3.1 | Non Federally-Regulated | 01/24/2011 |  | 03/02/2012
Waterfurnace International, Inc. | Eagle Mountain | ZS070**0*4 |  | Water-Source | WBAHP: Heat Pump Packaged Unit | Heat Pump | 208 | 1 |  |  | No Match | Single-Speed |  |  |  | 63000 | 4406 | 14.3 | 12 | 79000 | 4926 | 4.7 | 4.2 | Federally-Regulated Commercial & Industrial Equipment | 03/02/2012 |  | 04/19/2013
Waterfurnace International, Inc. | Waterfurnace International, Inc. | SXV058C3 |  | Ground-Source | WBAHP: Heat Pump Packaged Unit | Heat Pump | 208 | 3 |  |  | No Match | No Match |  |  |  | 56500 | 4216 | 13.4 |  | 45500 | 4301 | 3.1 |  | Non Federally-Regulated | 03/31/1998 |  | 05/10/1998
Friedrich Air Conditioning Co. | Climate Master Series | 804-120-F******** |  | Water-Source | WBAHP: Heat Pump Packaged Unit | Heat Pump | 460 | 3 |  |  | No Match | No Match |  |  |  | 124000 | 12200 | 10.2 | 9.2 | 137000 | 11500 | 3.5 | 2.5 | Non Federally-Regulated | 05/16/1984 |  | 08/29/1986
Trane U.S. Inc. | Trane | GSCC0261 |  | Water-Source | WBAHP: Heat Pump Packaged Unit | Heat Pump | 208 | 1 |  |  | No Match | No Match |  |  |  | 22800 | 2171 | 10.5 | 10 | 30400 | 2284 | 3.9 |  | Federally-Regulated Commercial & Industrial Equipment | 12/14/1998 |  | 10/05/1999
Command-Aire | Command-Aire | RWP-1233 |  | Water-Source | WBAHP: Heat Pump Packaged Unit | Heat Pump | 230 | 3 |  |  | No Match | No Match |  |  |  | 146000 | 15500 | 9.4 |  | 190000 | 15300 | 3.6 |  | Non Federally-Regulated | 05/11/1988 |  | 03/15/1989
Waterfurnace International, Inc. | Waterfurnace International, Inc. | SXH036B3 |  | Ground-Water-Source | WBAHP: Heat Pump Packaged Unit | Heat Pump | 208 | 3 |  |  | No Match | No Match |  |  |  | 36400 | 2676 | 13.6 | 9 | 26000 | 2381 | 3.2 |  | Non Federally-Regulated | 12/14/1998 |  | 10/06/1999
Heat Controller | Heat Controller | VWPG020-1B-XL* |  | Water-Source | WBAHP-CB: Heat Pump Split Syst | Heat Pump | 208 | 1 |  |  | No Match | No Match |  |  |  | 19000 | 1407 | 13.5 | 9 | 20400 | 1494 | 4 | 3.5 | Non Federally-Regulated | 02/02/1998 |  | 10/02/1998
ClimateMaster Inc. | Climate Master Series | V80-34*********** |  | Water-Source | WBAHP: Heat Pump Packaged Unit | Heat Pump | 460 | 3 |  |  | No Match | No Match |  |  |  | 77000 | 7700 | 10 | 9.2 | 80000 | 7100 | 3.3 | 2.5 | Non Federally-Regulated | 02/22/1990 |  | 07/31/1991
Friedrich Air Conditioning Co. | Climate Master Series | 805-030-G******** |  | Water-Source | WBAHP: Heat Pump Packaged Unit | Heat Pump | 230 | 1 |  |  | No Match | No Match |  |  |  | 29000 | 2930 | 9.9 | 7.5 | 40000 | 3170 | 3.7 | 2.5 | Non Federally-Regulated | 08/30/1983 |  | 08/29/1986
Waterfurnace International, Inc. | Waterfurnace International, Inc. | NSV/NSH030F1*4 |  | Water-Source | WBAHP: Heat Pump Packaged Unit | Heat Pump | 230 | 1 |  |  | No Match | Single-Speed |  |  |  | 27800 | 1448 | 19.2 | 12 | 30600 | 1573 | 5.7 | 4.2 | Federally-Regulated Commercial & Industrial Equipment | 05/02/2012 |  | 04/19/2013
Florida Heat Pump | Florida Heat Pump | EM041-3CS | EM041-1AH/AV | Ground-Water-Source | WBAHP-CB: Heat Pump Split Syst | Heat Pump | 230 | 3 |  |  | No Match | No Match |  |  |  | 40000 | 3030 | 13.2 | 9 | 29500 | 2980 | 2.9 |  | Non Federally-Regulated | 07/22/2002 |  | 03/12/2009
Waterfurnace International, Inc. | Waterfurnace International, Inc. | VLV/VXV030*0 |  | Water-Source | WBAHP: Heat Pump Packaged Unit | Heat Pump | 230 | 1 |  |  | No Match | No Match |  |  |  | 29500 | 2107 | 14 | 10 | 35200 | 2291 | 4.5 |  | Federally-Regulated Commercial & Industrial Equipment | 06/20/2003 |  | 02/17/2011
Florida Heat Pump | Energy Miser | LTCS 70-3 | LTAH 70-1 | Ground-Water-Source | WBAHP-CB: Heat Pump Split Syst | Heat Pump | 208 | 3 |  |  | No Match | No Match |  |  |  | 64000 | 6275 | 10.2 | 11 | 76000 | 6750 | 3.3 | 3.4 | Non Federally-Regulated | 07/31/1991 |  | 03/31/1998
Power-Save International, Inc. | S.O.E.S.I. | PSD-100 |  | Water-Source | WBAHP: Heat Pump Packaged Unit | Heat Pump | 230 | 1 |  |  | No Match | No Match |  |  |  | 11000 | 1150 | 9.6 | 9 | 13000 | 1115 | 3.4 | 3.2 | Federally-Regulated Commercial & Industrial Equipment | 01/23/1988 |  | 05/11/1988
Waterfurnace International, Inc. | Eagle Mountain | GCC/GCW/GCS/GCE18*0 |  | Ground-Water-Source | WBAHP-O: Heat Pump Packaged Un | Heat Pump | 208 | 1 |  |  | No Match | Single-Speed |  |  |  | 19000 | 969 | 19.6 | 16.2 | 17000 | 1347 | 3.7 | 3.6 | Non Federally-Regulated | 01/24/2011 |  | 04/19/2013
McQuay / Snyder General | Electro-Hydronics | VE330GP |  | Water-Source | WBAHP: Heat Pump Packaged Unit | Heat Pump | 460 | 3 |  |  | No Match | No Match |  |  |  | 33000 | 3050 | 10.8 | 7.5 | 35000 | 2900 | 3.5 | 2.5 | Non Federally-Regulated | 08/29/1986 |  | 05/11/1988
Waterfurnace International, Inc. | Waterfurnace International, Inc. | ATV057*3 |  | Ground-Water-Source | WBAHP: Heat Pump Packaged Unit | Heat Pump | 230 | 3 |  |  | No Match | No Match |  |  |  | 60000 | 4761 | 12.6 | 9 | 42000 | 4101 | 3 |  | Non Federally-Regulated | 10/06/1999 |  | 05/19/2000
Trane U.S. Inc. | Trane | EXHE0428 |  | Water-Source | WBAHP: Heat Pump Packaged Unit | Heat Pump | 230 | 3 |  |  | No Match | Single-Speed |  |  |  | 42100 | 2699 | 15.6 | 12 | 47100 | 2655 | 5.2 | 4.2 | Federally-Regulated Commercial & Industrial Equipment | 06/14/2011 |  | 08/15/2014
Enviro Master International llc | Enviro Master International | FWH09E******A*B |  | Water-Source | WBAHP-O: Heat Pump Packaged Un | Heat Pump | 265 | 1 |  |  | No Match | No Match |  |  |  | 9400 | 750 | 12.5 | 9 | 12400 | 865 | 4.2 | 3.2 | Federally-Regulated Commercial & Industrial Equipment | 12/18/1989 |  | 02/22/1990
Mammoth | Sol-A-Terra II | E020HSB OR VSB |  | Water-Source | WBAHP-CB: Heat Pump Split Syst | Heat Pump | 265 | 1 |  |  | No Match | No Match |  |  |  | 19200 | 1828 | 10.5 | 9 | 0 | 0 | 0 |  | Non Federally-Regulated | 06/30/1992 |  | 07/24/1992
Florida Heat Pump | Florida Heat Pump | EM060-1CF/HZ/VT |  | Ground-Water-Source | WBAHP: Heat Pump Packaged Unit | Heat Pump | 230 | 1 |  |  | No Match | No Match |  |  |  | 62500 | 4629 | 13.5 | 9 | 52000 | 4481 | 3.4 |  | Non Federally-Regulated | 07/22/2002 |  | 03/12/2009
Addison Products | Heat Controller | WSH036-1AR |  | Water-Source | WBAHP: Heat Pump Packaged Unit | Heat Pump | 230 | 1 |  |  | No Match | No Match |  |  |  | 35000 | 2868 | 12.2 | 10 | 44000 | 3069 | 4.2 |  | Federally-Regulated Commercial & Industrial Equipment | 10/05/1999 |  | 04/12/2000
Waterfurnace International, Inc. | American Standard, Inc. | A1GC060***1**4 |  | Ground-Source | WBAHP: Heat Pump Packaged Unit | Heat Pump | 208 | 1 |  |  | No Match | Single-Speed |  |  |  | 60900 | 3402 | 17.9 | 13.4 | 47100 | 3834 | 3.6 | 3.1 | Non Federally-Regulated | 08/23/2011 |  | 03/02/2012
McQuay / Snyder General | Electro-Hydronics | UW630GK |  | Water-Source | WBAHP: Heat Pump Packaged Unit | Heat Pump | 208 | 3 |  |  | No Match | No Match |  |  |  | 63000 | 6430 | 9.8 | 7.5 | 79000 | 6430 | 3.6 | 2.5 | Non Federally-Regulated | 08/29/1986 |  | 05/11/1988
Florida Heat Pump | Florida Heat Pump | EM018-2CF/HZ/VT |  | Water-Source | WBAHP: Heat Pump Packaged Unit | Heat Pump | 265 | 1 |  |  | No Match | No Match |  |  |  | 18500 | 1370 | 13.5 | 10 | 25000 | 1526 | 4.8 |  | Federally-Regulated Commercial & Industrial Equipment | 04/12/2000 |  | 02/17/2011
Waterfurnace International, Inc. | Waterfurnace International, Inc. | SXV036B3 |  | Ground-Water-Source | WBAHP: Heat Pump Packaged Unit | Heat Pump | 208 | 3 |  |  | No Match | No Match |  |  |  | 36400 | 2676 | 13.6 | 9 | 26000 | 2381 | 3.2 |  | Non Federally-Regulated | 12/14/1998 |  | 10/06/1999
Carrier Corp. - Syracuse | Carrier | 50QXH0725 |  | Water-Source | WBAHP: Heat Pump Packaged Unit | Heat Pump | 230 | 3 |  |  | No Match | No Match |  |  |  | 71000 | 6228 | 11.4 | 9.2 | 92000 | 6420 | 4.2 | 2.5 | Non Federally-Regulated | 03/15/1989 |  | 02/22/1990
Florida Heat Pump | Geomaster, LLC | EC070-3CF/HZ/VT |  | Ground-Source | WBAHP: Heat Pump Packaged Unit | Heat Pump | 208 | 3 |  |  | No Match | Single-Speed | 4050 | 803 | 1 | 70000 | 4605 | 15.2 | 13.4 | 53000 | 4710 | 3.3 | 3.1 | Non Federally-Regulated | 04/30/2009 |  | 04/20/2015
Waterfurnace International, Inc. | Waterfurnace International, Inc. | ATV056*1 |  | Ground-Water-Source | WBAHP: Heat Pump Packaged Unit | Heat Pump | 208 | 1 |  |  | No Match | No Match |  |  |  | 58000 | 3790 | 15.3 | 9 | 44500 | 4074 | 3.2 |  | Non Federally-Regulated | 10/06/1999 |  | 05/19/2000
Florida Heat Pump | Florida Heat Pump | EM018-1VT |  | Water-Source | WBAHP: Heat Pump Packaged Unit | Heat Pump | 230 | 1 |  |  | No Match | No Match |  |  |  | 18500 | 1370 | 13.5 | 10 | 25000 | 1526 | 4.8 |  | Federally-Regulated Commercial & Industrial Equipment | 02/02/1998 |  | 03/31/1998
Waterfurnace International, Inc. | Waterfurnace International, Inc. | ATH040*0 |  | Ground-Water-Source | WBAHP: Heat Pump Packaged Unit | Heat Pump | 208 | 1 |  |  | No Match | No Match |  |  |  | 41500 | 2441 | 17 | 9 | 29200 | 2516 | 3.4 |  | Non Federally-Regulated | 10/06/1999 |  | 05/19/2000
Waterfurnace International, Inc. | Trane Unitary Products Group | TVGX036**1**1 |  | Water-Source | WBAHP: Heat Pump Packaged Unit | Heat Pump | 208 | 1 |  |  | No Match | Variable-Speed |  |  |  | 32000 | 1778 | 18 | 12 | 50000 | 2765 | 5.3 | 4.2 | Federally-Regulated Commercial & Industrial Equipment | 12/12/2012 |  | 10/24/2014
Mammoth | Hydrobank II | D072HHJ |  | Water-Source | WBAHP: Heat Pump Packaged Unit | Heat Pump | 208 | 1 |  |  | No Match | No Match |  |  |  | 65000 | 5000 | 13 | 9 | 83500 | 5560 | 4.4 | 3.8 | Federally-Regulated Commercial & Industrial Equipment | 05/23/2000 |  | 01/18/2001
Singer | Electro-Hydronics | VW300D6 |  | Water-Source | WBAHP: Heat Pump Packaged Unit | Heat Pump | 230 | 1 |  |  | No Match | No Match |  |  |  | 24000 | 2850 | 8.4 | 7.5 | 28400 | 2900 | 2.9 | 2.5 | Non Federally-Regulated | 09/08/1982 |  | 05/16/1984
Singer | Electro-Hydronics | CC80B3 |  | Water-Source | WBAHP: Heat Pump Packaged Unit | Heat Pump | 230 | 1 |  |  | No Match | No Match |  |  |  | 8500 | 1000 | 8.5 | 7.5 | 10500 | 1100 | 2.8 | 2.5 | Non Federally-Regulated | 01/05/1982 |  | 09/08/1982
McQuay / Snyder General | Electro-Hydronics | LHP20AD |  | Water-Source | WBAHP: Heat Pump Packaged Unit | Heat Pump | 230 | 3 |  |  | No Match | No Match |  |  |  | 214000 | 18000 | 11.9 |  | 240000 | 18400 | 3.8 |  | Non Federally-Regulated | 05/11/1988 |  | 03/15/1989
ClimateMaster Inc. | Genesis Compact | GCV060BF******* |  | Water-Source | WBAHP: Heat Pump Packaged Unit | Heat Pump | 460 | 3 |  |  | No Match | No Match |  |  |  | 57900 | 4865 | 11.9 | 10 | 79200 | 5530 | 4.2 |  | Federally-Regulated Commercial & Industrial Equipment | 07/02/2003 |  | 12/21/2006
Florida Heat Pump | Florida Heat Pump | EM060-3CF/HZ/VT |  | Water-Source | WBAHP-CB: Heat Pump Split Syst | Heat Pump | 230 | 3 |  |  | No Match | No Match |  |  |  | 65000 | 5200 | 12.5 | 9 | 80000 | 6335 | 3.7 | 3.5 | Non Federally-Regulated | 07/22/2002 |  | 03/12/2009
Addison Products | Addison Products | VWY048-4A |  | Water-Source | WBAHP: Heat Pump Packaged Unit | Heat Pump | 460 | 3 |  |  | No Match | No Match |  |  |  | 49200 | 3874 | 12.7 | 10 | 61900 | 4030 | 4.5 |  | Federally-Regulated Commercial & Industrial Equipment | 05/19/2000 |  | 11/14/2000
Trane U.S. Inc. | Trane | GEVA040 |  | Ground-Water-Source | WBAHP: Heat Pump Packaged Unit | Heat Pump | 208 | 1 |  |  | No Match | No Match |  |  |  | 38115 | 2748 | 13.9 | 9 | 26100 | 2443 | 3.1 |  | Non Federally-Regulated | 07/22/2002 |  | 09/25/2002
Waterfurnace International, Inc. | Eagle Mountain | ZS030**3*1 |  | Ground-Source | WBAHP: Heat Pump Packaged Unit | Heat Pump | 230 | 3 |  |  | No Match | Single-Speed |  |  |  | 29000 | 1585 | 18.3 | 13.4 | 22800 | 1758 | 3.8 | 3.1 | Non Federally-Regulated | 01/24/2011 |  | 04/19/2013
Florida Heat Pump | Florida Heat Pump | EM009-1CF/HZ/VT |  | Ground-Water-Source | WBAHP: Heat Pump Packaged Unit | Heat Pump | 230 | 1 |  |  | No Match | No Match |  |  |  | 10000 | 763 | 13.1 | 9 | 8000 | 689 | 3.4 |  | Non Federally-Regulated | 05/29/2001 |  | 07/18/2002
Trane U.S. Inc. | Trane | GXUC0611 |  | Water-Source | WBAHP: Heat Pump Packaged Unit | Heat Pump | 208 | 1 |  |  | No Match | No Match |  |  |  | 59800 | 5155 | 11.6 | 9.3 | 68600 | 5290 | 3.8 | 3.8 | Federally-Regulated Commercial & Industrial Equipment | 03/31/1998 |  | 05/10/1998
Mammoth | Hydrobank II | G024HHJ |  | Water-Source | WBAHP: Heat Pump Packaged Unit | Heat Pump | 460 | 3 |  |  | No Match | No Match |  |  |  | 24600 | 2157 | 11.4 | 10 | 31700 | 2444 | 3.8 |  | Federally-Regulated Commercial & Industrial Equipment | 05/23/2000 |  | 11/14/2000
Command-Aire | Command-Aire | SWP511E |  | Water-Source | WBAHP: Heat Pump Packaged Unit | Heat Pump | 208 | 1 |  |  | No Match | No Match |  |  |  | 49000 | 4380 | 11.2 | 9 | 65000 | 4760 | 4 | 3.2 | Non Federally-Regulated | 05/11/1988 |  | 03/15/1989
Florida Heat Pump | Florida Heat Pump | EM060-5CF/HZ/VT |  | Ground-Water-Source | WBAHP: Heat Pump Packaged Unit | Heat Pump | 575 | 3 |  |  | No Match | No Match |  |  |  | 62600 | 4637 | 13.5 | 9 | 52000 | 4481 | 3.4 |  | Non Federally-Regulated | 05/29/2001 |  | 07/18/2002
Carrier Corp. | Carrier | 50HQ,VQ0485 |  | Water-Source | WBAHP: Heat Pump Packaged Unit | Heat Pump | 230 | 3 |  |  | No Match | No Match |  |  |  | 48000 | 4500 | 10.7 | 7.5 | 55000 | 4900 | 3.3 | 2.5 | Non Federally-Regulated | 01/05/1982 |  | 05/11/1988
Waterfurnace International, Inc. | Johnson Controls | RKV/RKH018**2*4 |  | Ground-Source | WBAHP: Heat Pump Packaged Unit | Heat Pump | 265 | 1 |  |  | No Match | Single-Speed |  |  |  | 18500 | 1028 | 18 | 13.4 | 14700 | 1134 | 3.8 | 3.1 | Non Federally-Regulated | 09/03/2012 |  | 01/09/2014
Addison Products | Addison Products | HPY012-0A |  | Water-Source | WBAHP-CB: Heat Pump Split Syst | Heat Pump | 115 | 1 |  |  | No Match | No Match |  |  |  | 11900 | 991 | 12 | 9 | 13500 | 1069 | 3.7 | 3.5 | Non Federally-Regulated | 11/14/2000 |  | 07/18/2002
Addison Products | Addison Products | VGY036-1A |  | Ground-Water-Source | WBAHP: Heat Pump Packaged Unit | Heat Pump | 230 | 1 |  |  | No Match | No Match |  |  |  | 38100 | 2627 | 14.5 | 9 | 23600 | 2095 | 3.3 |  | Non Federally-Regulated | 11/14/2000 |  | 07/18/2002
Florida Heat Pump | Geomaster, LLC | ES018-1CF/HZ/VT |  | Ground-Source | WBAHP: Heat Pump Packaged Unit | Heat Pump | 230 | 1 |  |  | No Match | Single-Speed |  |  |  | 19500 | 995 | 19.6 | 13.4 | 14500 | 1214 | 3.5 | 3.1 | Non Federally-Regulated | 02/09/2009 |  | 04/20/2015
Carrier Corp. - Syracuse | Carrier | 50VQG/HQG012 |  | Ground-Water-Source | WBAHP: Heat Pump Packaged Unit | Heat Pump | 208 | 1 |  |  | No Match | No Match |  |  |  | 12000 | 1034 | 11.6 | 9 | 9500 | 959 | 2.9 |  | Non Federally-Regulated | 12/14/1998 |  | 04/10/2000
Waterfurnace International, Inc. | Johnson Controls | RJTV/RJTH038**3 |  | Ground-Source | WBAHP: Heat Pump Packaged Unit | Heat Pump | 230 | 3 |  |  | No Match | Dual-Speed |  |  |  | 40200 | 2000 | 20.1 | 13.4 | 27000 | 1884 | 4.2 | 3.1 | Non Federally-Regulated | 01/24/2011 |  | 06/14/2011
Carrier Corp. | Carrier | 50QEV0364 |  | Water-Source | WBAHP: Heat Pump Packaged Unit | Heat Pump | 265 | 1 |  |  | No Match | No Match |  |  |  | 35200 | 3162 | 11.1 | 9 | 41500 | 3151 | 3.9 | 3.2 | Non Federally-Regulated | 03/15/1989 |  | 02/05/1990
Florida Heat Pump | Florida Heat Pump | AP035-3CF/HZ/VT |  | Water-Source | WBAHP: Heat Pump Packaged Unit | Heat Pump | 208 | 3 |  |  | No Match | Dual-Speed |  |  |  | 36600 | 2288 | 16 | 12 | 43000 | 2471 | 5.1 | 4.2 | Federally-Regulated Commercial & Industrial Equipment | 11/30/2011 |  | 05/01/2015
Addison Products | Heat Controller | VWPG060-1B-XL |  | Ground-Water-Source | WBAHP: Heat Pump Packaged Unit | Heat Pump | 208 | 1 |  |  | No Match | No Match |  |  |  | 58000 | 4393 | 13.2 | 9 | 44000 | 4297 | 3 |  | Non Federally-Regulated | 10/06/1999 |  | 04/10/2000
Enertech Global, LLC | Enertech | TCT036C2 |  | Ground-Source | WBAHP: Heat Pump Packaged Unit | Heat Pump | 208 | 3 |  |  | No Match | Single-Speed |  |  |  | 38400 | 2076 | 18.5 | 13.4 | 28500 | 1856 | 4.5 | 3.1 | Non Federally-Regulated | 05/02/2012 |  | 12/12/2012
Climate Control / Snyder General | Electro-Hydronics | CC630FK |  | Water-Source | WBAHP: Heat Pump Packaged Unit | Heat Pump | 208 | 3 |  |  | No Match | No Match |  |  |  | 63000 | 6430 | 9.8 | 7.5 | 79000 | 6430 | 3.6 | 2.5 | Non Federally-Regulated | 06/11/1985 |  | 08/29/1986
Enertech Global, LLC | Enertech | TXT060B |  | Ground-Source | WBAHP: Heat Pump Packaged Unit | Heat Pump | 208 | 1 |  |  | No Match | Single-Speed |  |  |  | 60100 | 3515 | 17.1 | 13.4 | 47400 | 3562 | 3.9 | 3.1 | Non Federally-Regulated | 11/30/2011 |  | 01/09/2014
ClimateMaster Inc. | Genesis Compact | GCH048BH******* |  | Water-Source | WBAHP: Heat Pump Packaged Unit | Heat Pump | 208 | 1 |  |  | No Match | No Match |  |  |  | 47900 | 4094 | 11.7 | 10 | 61100 | 4072 | 4.4 |  | Federally-Regulated Commercial & Industrial Equipment | 07/02/2003 |  | 03/12/2009
Waterfurnace International, Inc. | Waterfurnace International, Inc. | SXV030A2 |  | Ground-Water-Source | WBAHP: Heat Pump Packaged Unit | Heat Pump | 265 | 1 |  |  | No Match | No Match |  |  |  | 31800 | 2338 | 13.6 | 11 | 33400 | 2330 | 4.2 | 3.5 | Non Federally-Regulated | 03/31/1998 |  | 05/10/1998
Addison Products | Addison Products | HWPG048-3B** |  | Ground-Water-Source | WBAHP: Heat Pump Packaged Unit | Heat Pump | 230 | 3 |  |  | No Match | No Match |  |  |  | 49500 | 3485 | 14.2 | 11 | 53500 | 3824 | 4.1 | 3.5 | Non Federally-Regulated | 03/31/1998 |  | 05/10/1998
Waterfurnace International, Inc. | Rybacki - Hart Enterprises | ZS036**0*0 |  | Water-Source | WBAHP: Heat Pump Packaged Unit | Heat Pump | 230 | 1 |  |  | No Match | Single-Speed |  |  |  | 33300 | 2313 | 14.4 | 12 | 40600 | 2644 | 4.5 | 4.2 | Federally-Regulated Commercial & Industrial Equipment | 01/24/2011 |  | 04/19/2013
McQuay International | McQuay | CCH/CCW/HWH/HWW070C-W |  | Water-Source | WBAHP: Heat Pump Packaged Unit | Heat Pump | 575 | 3 |  |  | No Match | No Match |  |  |  | 70000 | 5833 | 12 | 9 | 80000 | 5582 | 4.2 | 3.8 | Federally-Regulated Commercial & Industrial Equipment | 12/14/1998 |  | 10/05/1999
Mammoth | Mammoth | D072HHDXXX |  | Water-Source | WBAHP: Heat Pump Packaged Unit | Heat Pump | 208 | 1 |  |  | No Match | No Match |  |  |  | 69500 | 6495 | 10.7 | 9.2 | 80500 | 6375 | 3.7 |  | Non Federally-Regulated | 05/11/1988 |  | 03/15/1989
Climate Control / Snyder General | Electro-Hydronics | UW200F5 |  | Water-Source | WBAHP: Heat Pump Packaged Unit | Heat Pump | 208 | 1 |  |  | No Match | No Match |  |  |  | 20000 | 1880 | 10.7 | 7.5 | 25600 | 1920 | 3.9 | 2.5 | Non Federally-Regulated | 05/16/1984 |  | 08/29/1986
Waterfurnace International, Inc. | Waterfurnace International, Inc. | SXV010B1 |  | Ground-Water-Source | WBAHP: Heat Pump Packaged Unit | Heat Pump | 208 | 1 |  |  | No Match | No Match |  |  |  | 9900 | 642 | 15.4 | 9 | 7400 | 657 | 3.3 |  | Non Federally-Regulated | 08/21/1998 |  | 10/02/1998
Waterfurnace International, Inc. | Eagle Mountain | GTS038A1 | GAH036* | Ground-Source | WBAHP-CB: Heat Pump Split Syst | Heat Pump | 208 | 1 |  |  | No Match | Dual-Speed |  |  |  | 35000 | 2047 | 17.1 | 13.4 | 25700 | 1982 | 3.8 | 3.1 | Non Federally-Regulated | 01/24/2011 |  | 08/23/2011
Enertech Global, LLC | Enertech | H048C | MPD048 | Ground-Water-Source | WBAHP-CB: Heat Pump Split Syst | Heat Pump | 208 | 1 |  |  | No Match | Single-Speed |  |  |  | 55900 | 2881 | 19.4 | 16.2 | 48500 | 3743 | 3.8 | 3.6 | Non Federally-Regulated | 07/16/2009 |  | 03/02/2012
Waterfurnace International, Inc. | Waterfurnace International, Inc. | VLH/VXH030*4 |  | Water-Source | WBAHP: Heat Pump Packaged Unit | Heat Pump | 460 | 3 |  |  | No Match | No Match |  |  |  | 29700 | 2414 | 12.3 | 10 | 35900 | 2629 | 4 |  | Federally-Regulated Commercial & Industrial Equipment | 10/05/1999 |  | 03/12/2009
Geoflex Systems, Inc. | Geoflex Systems, Inc. | GF1S-V/H/D/M-030WAABE |  | Ground-Water-Source | WBAHP: Heat Pump Packaged Unit | Both Heat Pump and Electric Re | 230 | 1 |  |  | No Match | Single-Speed |  |  |  | 29900 | 1196 | 25 | 16.2 | 26300 | 1676 | 4.6 | 3.6 | Non Federally-Regulated | 11/30/2011 |  | 03/02/2012
Hydro Delta Corp. | Hydro Delta Corp. | 03-026-WTAR-HE |  | Water-Source | WBAHP-CB: Heat Pump Split Syst | Heat Pump | 208 | 1 |  |  | No Match | No Match |  |  |  | 24400 | 2050 | 11.9 | 9 | 28400 | 2311 | 3.6 | 3.5 | Non Federally-Regulated | 10/05/1999 |  | 04/12/2000
McQuay International | McQuay | FCV/FCW/VWH/VWW036B-T |  | Water-Source | WBAHP: Heat Pump Packaged Unit | Heat Pump | 460 | 3 |  |  | No Match | No Match |  |  |  | 35200 | 2957 | 11.9 | 10 | 45000 | 3297 | 4 |  | Federally-Regulated Commercial & Industrial Equipment | 12/14/1998 |  | 11/17/1999
Climate Control / Snyder General | Electro-Hydronics | LE120C5 |  | Water-Source | WBAHP: Heat Pump Packaged Unit | Heat Pump | 208 | 1 |  |  | No Match | No Match |  |  |  | 11500 | 1200 | 9.6 | 7.5 | 14000 | 1300 | 3.1 | 2.5 | Non Federally-Regulated | 05/16/1984 |  | 08/29/1986
Trane U.S. Inc. | Trane | GETE0187 |  | Water-Source | WBAHP-O: Heat Pump Packaged Un | Heat Pump | 265 | 1 |  |  | No Match | Single-Speed |  |  |  | 18100 | 1403 | 12.9 | 12 | 23500 | 1465 | 4.7 | 4.2 | Federally-Regulated Commercial & Industrial Equipment | 06/14/2011 |  | 01/09/2014
Singer | Electro-Hydronics | CC400CD |  | Water-Source | WBAHP: Heat Pump Packaged Unit | Heat Pump | 230 | 3 |  |  | No Match | No Match |  |  |  | 40000 | 4350 | 9.2 | 7.5 | 43000 | 4500 | 2.8 | 2.5 | Non Federally-Regulated | 01/05/1982 |  | 05/16/1984
Command-Aire | Command-Aire | SWPXR414E |  | Water-Source | WBAHP: Heat Pump Packaged Unit | Heat Pump | 460 | 3 |  |  | No Match | No Match |  |  |  | 42000 | 3780 | 11.1 | 7.5 | 53000 | 3880 | 4 | 2.5 | Non Federally-Regulated | 05/16/1984 |  | 01/23/1988
Florida Heat Pump | Florida Heat Pump | TA025-1CS | DX025CC/UC | Ground-Source | WBAHP-C: Heat Pump Split Syste | Heat Pump | 230 | 1 |  |  | No Match | Dual-Speed |  |  |  | 26500 | 1587 | 16.7 | 13.4 | 20500 | 1581 | 3.8 | 3.1 | Non Federally-Regulated | 03/02/2012 |  | 04/20/2015
Florida Heat Pump | Florida Heat Pump | EM042-1CF/HZ/VT |  | Ground-Water-Source | WBAHP: Heat Pump Packaged Unit | Heat Pump | 230 | 1 |  |  | No Match | No Match |  |  |  | 43500 | 3222 | 13.5 | 9 | 31000 | 2929 | 3.1 |  | Non Federally-Regulated | 05/29/2001 |  | 07/18/2002
ClimateMaster Inc. | Climate Master Series | GSV/GSH036AH |  | Water-Source | WBAHP: Heat Pump Packaged Unit | Heat Pump | 230 | 3 |  |  | No Match | No Match |  |  |  | 34600 | 2306 | 15 | 10 | 42900 | 2674 | 4.7 |  | Federally-Regulated Commercial & Industrial Equipment | 04/12/2000 |  | 11/19/2002
Command-Aire | Command-Aire | GXUA0131 |  | Water-Source | WBAHP: Heat Pump Packaged Unit | Heat Pump | 208 | 1 |  |  | No Match | No Match |  |  |  | 12300 | 1051 | 11.7 | 10 | 15900 | 1136 | 4.1 |  | Federally-Regulated Commercial & Industrial Equipment | 12/14/1998 |  | 03/12/2009
Enertech Global, LLC | Enertech | HCT048A |  | Ground-Source | WBAHP: Heat Pump Packaged Unit | Heat Pump | 208 | 1 |  |  | No Match | Single-Speed |  |  |  | 51400 | 2904 | 17.7 | 13.4 | 39100 | 2865 | 4 | 3.1 | Non Federally-Regulated | 06/14/2011 |  | 01/09/2014
Waterfurnace International, Inc. | Eagle Mountain | ZS030**4*4 |  | Ground-Water-Source | WBAHP: Heat Pump Packaged Unit | Heat Pump | 460 | 3 |  |  | No Match | Single-Speed |  |  |  | 32900 | 1377 | 23.9 | 16.2 | 28300 | 1885 | 4.4 | 3.6 | Non Federally-Regulated | 06/14/2011 |  | 04/19/2013
Waterfurnace International, Inc. | Geotility Geothermal Installations | GS015**0*1 |  | Water-Source | WBAHP: Heat Pump Packaged Unit | Heat Pump | 208 | 1 |  |  | No Match | Single-Speed |  |  |  | 14400 | 878 | 16.4 | 11.2 | 18500 | 1043 | 5.2 | 4.2 | Federally-Regulated Commercial & Industrial Equipment | 01/24/2011 |  | 04/19/2013
Waterfurnace International, Inc. | Geotility Geothermal Installations | ZS060**3*1 |  | Ground-Source | WBAHP: Heat Pump Packaged Unit | Heat Pump | 208 | 3 |  |  | No Match | Single-Speed |  |  |  | 60900 | 3402 | 17.9 | 13.4 | 47100 | 3834 | 3.6 | 3.1 | Non Federally-Regulated | 01/24/2011 |  | 04/19/2013
Florida Heat Pump | Florida Heat Pump | EM015-1CF |  | Water-Source | WBAHP: Heat Pump Packaged Unit | Heat Pump | 208 | 1 |  |  | No Match | No Match |  |  |  | 14800 | 1275 | 11.6 | 10 | 20000 | 1429 | 4.1 |  | Federally-Regulated Commercial & Industrial Equipment | 12/14/1998 |  | 10/05/1999
Marvair | Marvair | WHP36HPA |  | Water-Source | WBAHP: Heat Pump Packaged Unit | Heat Pump | 208 | 1 |  |  | No Match | No Match |  |  |  | 34300 | 3118 | 11 | 9 | 43300 | 3340 | 3.8 | 3.2 | Non Federally-Regulated | 05/11/1988 |  | 03/15/1989
Addison Products | Addison Products | DWPG054-3B-XL* |  | Ground-Water-Source | WBAHP: Heat Pump Packaged Unit | Heat Pump | 230 | 3 |  |  | No Match | No Match |  |  |  | 53000 | 3925 | 13.5 | 9 | 40000 | 3907 | 3 |  | Non Federally-Regulated | 12/14/1998 |  | 10/06/1999
Enertech Global, LLC | Enertech | H042C | ACD048 | Ground-Water-Source | WBAHP-C: Heat Pump Split Syste | Heat Pump | 230 | 1 |  |  | No Match | Single-Speed |  |  |  | 46000 | 2335 | 19.7 | 16.2 | 40200 | 3023 | 3.9 | 3.6 | Non Federally-Regulated | 06/15/2009 |  | 03/02/2012
Florida Heat Pump | Energy Miser | HLTV50-3 |  | Water-Source | WBAH-O: Heating Only Packaged | Heat Pump | 208 | 3 |  |  | No Match | No Match |  |  |  | 0 | 0 | 0 | 9 | 56500 | 5015 | 3.3 |  | Non Federally-Regulated | 03/07/1989 |  | 07/28/1992
ClimateMaster Inc. | Carrier Corp. | 50P1H/V042 |  | Ground-Water-Source | WBAHP: Heat Pump Packaged Unit | Heat Pump | 230 | 1 |  |  | No Match | Single-Speed |  |  |  | 45900 | 2342 | 19.6 | 16.2 | 44000 | 3393 | 3.8 | 3.6 | Non Federally-Regulated | 10/24/2014 |  | 04/22/2015
Waterfurnace International, Inc. | Waterfurnace International, Inc. | ATH022D0 |  | Ground-Water-Source | WBAHP: Heat Pump Packaged Unit | Heat Pump | 230 | 1 |  |  | No Match | No Match |  |  |  | 23600 | 1493 | 15.8 | 11 | 23800 | 1516 | 4.6 | 3.5 | Non Federally-Regulated | 03/31/1998 |  | 05/10/1998
Waterfurnace International, Inc. | Waterfurnace International, Inc. | SXV042C3 |  | Ground-Water-Source | WBAHP: Heat Pump Packaged Unit | Heat Pump | 230 | 3 |  |  | No Match | No Match |  |  |  | 44500 | 3201 | 13.9 | 9 | 31800 | 2824 | 3.3 |  | Non Federally-Regulated | 12/14/1998 |  | 10/06/1999
Snyder General Corp. | McQuay | FCW024A*N |  | Water-Source | WBAHP: Heat Pump Packaged Unit | Heat Pump | 265 | 1 |  |  | No Match | No Match |  |  |  | 24600 | 2365 | 10.4 | 9 | 29400 | 2394 | 3.6 | 3.2 | Non Federally-Regulated | 02/22/1990 |  | 07/31/1991
Carrier Corp. | Carrier | 50QXH0364 |  | Water-Source | WBAHP: Heat Pump Packaged Unit | Heat Pump | 265 | 1 |  |  | No Match | No Match |  |  |  | 35800 | 2864 | 12.5 | 9 | 41500 | 3040 | 4 | 3.2 | Non Federally-Regulated | 03/15/1989 |  | 09/25/1989
Florida Heat Pump | Florida Heat Pump | EM120-3HZ/VT |  | Water-Source | WBAHP: Heat Pump Packaged Unit | Heat Pump | 208 | 3 |  |  | No Match | No Match |  |  |  | 123000 | 8601 | 14.3 | 9 | 145000 | 8496 | 5 | 3.8 | Federally-Regulated Commercial & Industrial Equipment | 04/12/2000 |  | 02/17/2011
California Heat Pump | California Heat Pump | CHP-28R*-12-** |  | Water-Source | WBAHP: Heat Pump Packaged Unit | Heat Pump | 230 | 1 |  |  | No Match | No Match |  |  |  | 25400 | 2600 | 9.8 | 7.5 | 32000 | 2625 | 3.6 | 2.5 | Non Federally-Regulated | 09/08/1982 |  | 06/11/1985
Enertech Global, LLC | Enertech | HRT048A | ACD060 | Ground-Source | WBAHP-CB: Heat Pump Split Syst | Heat Pump | 208 | 1 |  |  | No Match | Single-Speed |  |  |  | 51700 | 2856 | 18.1 | 13.4 | 37400 | 2811 | 3.9 | 3.1 | Non Federally-Regulated | 09/03/2012 |  | 12/12/2012
Hydro Delta Corp. | Hydro Delta Corp. | 03-032-WTARH |  | Water-Source | WBAHP-CB: Heat Pump Split Syst | Heat Pump | 230 | 1 |  |  | No Match | No Match |  |  |  | 33000 | 2619 | 12.6 | 9 | 37500 | 2817 | 3.9 | 3.5 | Non Federally-Regulated | 02/02/1998 |  | 10/02/1998
Florida Heat Pump | Florida Heat Pump | CW018-2 |  | Water-Source | WBAHP-CB: Heat Pump Split Syst | Heat Pump | 265 | 1 |  |  | No Match | No Match |  |  |  | 18000 | 1200 | 15 | 9 | 17000 | 1245 | 4 | 3.5 | Non Federally-Regulated | 07/16/2001 |  | 07/18/2002
Addison Products | Addison Products | HWPH022-1J |  | Water-Source | WBAHP-CB: Heat Pump Split Syst | Heat Pump | 208 | 1 |  |  | No Match | No Match |  |  |  | 23200 | 2017 | 11.5 | 9 | 28400 | 2377 | 3.5 | 3.5 | Non Federally-Regulated | 10/05/1999 |  | 11/14/2000
Enertech Global, LLC | Enertech | TRT036A | ACD036 | Ground-Source | WBAHP-CB: Heat Pump Split Syst | Heat Pump | 230 | 1 |  |  | No Match | Single-Speed |  |  |  | 36200 | 2142 | 16.9 | 13.4 | 28000 | 2104 | 3.9 | 3.1 | Non Federally-Regulated | 09/03/2012 |  | 12/12/2012
Waterfurnace International, Inc. | Geotility Geothermal Installations | ZS041**4*4 |  | Water-Source | WBAHP: Heat Pump Packaged Unit | Heat Pump | 460 | 3 |  |  | No Match | Single-Speed |  |  |  | 40000 | 2759 | 14.5 | 12 | 45000 | 2931 | 4.5 | 4.2 | Federally-Regulated Commercial & Industrial Equipment | 06/14/2011 |  | 04/19/2013
Trane U.S. Inc. | Trane | GSUF0241B |  | Water-Source | WBAHP-CB: Heat Pump Split Syst | Heat Pump | 208 | 1 |  |  | No Match | No Match |  |  |  | 25800 | 1731 | 14.9 | 9 | 28600 | 2148 | 3.9 | 3.5 | Non Federally-Regulated | 10/05/1999 |  | 04/12/2000
Florida Heat Pump | Florida Heat Pump | AP061-3CF/HZ/VT |  | Water-Source | WBAHP: Heat Pump Packaged Unit | Heat Pump | 230 | 3 |  |  | No Match | Dual-Speed |  |  |  | 64000 | 3951 | 16.2 | 12 | 78500 | 4260 | 5.4 | 4.2 | Federally-Regulated Commercial & Industrial Equipment | 11/30/2011 |  | 05/01/2015
Florida Heat Pump | Florida Heat Pump | CW015-2 |  | Water-Source | WBAHP-O: Heat Pump Packaged Un | Heat Pump | 265 | 1 |  |  | No Match | No Match |  |  |  | 15000 | 1000 | 15 | 10 | 15200 | 989 | 4.5 |  | Federally-Regulated Commercial & Industrial Equipment | 02/02/1998 |  | 10/02/1998
McQuay / Snyder General | Electro-Hydronics | LHP22AK |  | Water-Source | WBAHP: Heat Pump Packaged Unit | Heat Pump | 208 | 3 |  |  | No Match | No Match |  |  |  | 240400 | 20550 | 11.7 |  | 270000 | 21400 | 3.7 |  | Non Federally-Regulated | 05/11/1988 |  | 03/15/1989
McQuay International | McQuay | CCH/CCW/HWH/HWW090C-W |  | Water-Source | WBAHP: Heat Pump Packaged Unit | Heat Pump | 575 | 3 |  |  | No Match | No Match |  |  |  | 92000 | 7603 | 12.1 | 9 | 112000 | 7633 | 4.3 | 3.8 | Federally-Regulated Commercial & Industrial Equipment | 12/14/1998 |  | 10/05/1999
Command-Aire | Command-Aire | SWPH-413 |  | Water-Source | WBAHP: Heat Pump Packaged Unit | Heat Pump | 230 | 3 |  |  | No Match | No Match |  |  |  | 42000 | 4250 | 9.5 | 7.5 | 56000 | 4400 | 3.7 | 2.5 | Non Federally-Regulated | 08/30/1983 |  | 08/29/1986
ClimateMaster Inc. | Climate Master Series | VP/HP/DP036 G/E |  | Water-Source | WBAHP: Heat Pump Packaged Unit | Heat Pump | 208 | 1 |  |  | No Match | No Match |  |  |  | 35000 | 2692 | 13 | 10 | 43000 | 2930 | 4.3 |  | Federally-Regulated Commercial & Industrial Equipment | 12/14/1998 |  | 04/12/2000
Geoflex Systems, Inc. | Geoflex Systems, Inc. | GF1S-V/H/D/M-036WAABP |  | Water-Source | WBAHP: Heat Pump Packaged Unit | Both Heat Pump and Electric Re | 230 | 1 |  |  | No Match | Single-Speed |  |  |  | 32900 | 1924 | 17.1 | 12 | 38000 | 1989 | 5.6 | 4.2 | Federally-Regulated Commercial & Industrial Equipment | 03/02/2012 |  | 01/09/2014
Addison Products | Addison Products | WSH034-1AR |  | Water-Source | WBAHP: Heat Pump Packaged Unit | Heat Pump | 208 | 1 |  |  | No Match | No Match |  |  |  | 33500 | 2463 | 13.6 | 10 | 42500 | 2767 | 4.5 |  | Federally-Regulated Commercial & Industrial Equipment | 12/14/1998 |  | 05/19/2000
Command-Aire | Command-Aire | SWPH-261 |  | Water-Source | WBAHP: Heat Pump Packaged Unit | Heat Pump | 230 | 1 |  |  | No Match | No Match |  |  |  | 24000 | 2450 | 9.8 | 7.5 | 30000 | 2380 | 3.7 | 2.5 | Non Federally-Regulated | 05/16/1984 |  | 05/11/1988
California Heat Pump | Aqua-Matic | 19H**-13-** |  | Water-Source | WBAHP: Heat Pump Packaged Unit | Heat Pump | 265 | 1 |  |  | No Match | No Match |  |  |  | 18500 | 1762 | 10.5 | 7.5 | 22000 | 1742 | 3.7 | 2.5 | Non Federally-Regulated | 06/11/1985 |  | 05/11/1988
Florida Heat Pump | Florida Heat Pump | GT042-3CS | GT042-1AH/AV | Water-Source | WBAH: Heating Only Packaged Un | Heat Pump | 230 | 3 |  |  | No Match | No Match |  |  |  | 44000 | 3437 | 12.8 | 9 | 49000 | 3501 | 4.1 | 3.5 | Non Federally-Regulated | 04/12/2000 |  | 05/23/2001
ClimateMaster Inc. | Climate Master Series | VS/VL/HS/HL 030 G/E |  | Water-Source | WBAHP: Heat Pump Packaged Unit | Heat Pump | 265 | 1 |  |  | No Match | No Match |  |  |  | 29000 | 2478 | 11.7 | 10 | 39000 | 2657 | 4.3 |  | Federally-Regulated Commercial & Industrial Equipment | 02/02/1998 |  | 03/31/1998
ClimateMaster Inc. | Carrier Corp. | 50PCH/V048 |  | Ground-Source | WBAHP: Heat Pump Packaged Unit | Heat Pump | 208 | 1 |  |  | No Match | Single-Speed |  |  |  | 49000 | 3333 | 14.7 | 13.4 | 36400 | 3138 | 3.4 | 3.1 | Non Federally-Regulated | 10/24/2014 |  | 04/22/2015
Carrier Corp. | Carrier | 50QXV0124 |  | Water-Source | WBAHP: Heat Pump Packaged Unit | Heat Pump | 265 | 1 |  |  | No Match | No Match |  |  |  | 12300 | 1101 | 11.2 | 9 | 15100 | 1178 | 3.3 | 3.2 | Non Federally-Regulated | 03/15/1989 |  | 02/05/1990
Waterfurnace International, Inc. | Waterfurnace International, Inc. | SXV013A1 |  | Water-Source | WBAHP-CB: Heat Pump Split Syst | Heat Pump | 208 | 1 |  |  | No Match | No Match |  |  |  | 13500 | 906 | 14.9 | 9 | 14100 | 961 | 4.3 | 3.5 | Non Federally-Regulated | 02/02/1998 |  | 08/21/1998
Friedrich Climate Master | Climate Master Series | 803-012-G******** |  | Water-Source | WBAHP: Heat Pump Packaged Unit | Heat Pump | 208 | 1 |  |  | No Match | No Match |  |  |  | 12500 | 1225 | 10.2 | 7.5 | 15700 | 1325 | 3.5 | 2.5 | Non Federally-Regulated | 08/29/1986 |  | 05/11/1988
McQuay / Snyder General | Electro-Hydronics | FC350G7 |  | Water-Source | WBAHP: Heat Pump Packaged Unit | Heat Pump | 265 | 1 |  |  | No Match | No Match |  |  |  | 35600 | 3360 | 10.6 | 9 | 43000 | 3500 | 3.6 | 3.2 | Non Federally-Regulated | 05/11/1988 |  | 03/15/1989
Enertech Global, LLC | Enertech | TRT036A | MPD036 | Ground-Source | WBAHP-CB: Heat Pump Split Syst | Heat Pump | 208 | 1 |  |  | No Match | Single-Speed |  |  |  | 36000 | 2156 | 16.7 | 13.4 | 27200 | 2098 | 3.8 | 3.1 | Non Federally-Regulated | 12/12/2012 |  | 04/29/2015
Waterfurnace International, Inc. | Spectra | SXH036A1 |  | Water-Source | WBAHP: Heat Pump Packaged Unit | Heat Pump | 208 | 1 |  |  | No Match | No Match |  |  |  | 36000 | 2647 | 13.6 | 10 | 44500 | 2774 | 4.7 |  | Federally-Regulated Commercial & Industrial Equipment | 06/02/1993 |  | 06/03/1993
Carrier Corp. | Carrier | 50HQ.VQ0143 |  | Water-Source | WBAHP: Heat Pump Packaged Unit | Heat Pump | 208 | 1 |  |  | No Match | No Match |  |  |  | 14000 | 1550 | 9 | 7.5 | 17000 | 1650 | 3 | 2.5 | Non Federally-Regulated | 09/08/1982 |  | 08/30/1983
Addison Products | Addison Products | HGY018-1A |  | Ground-Water-Source | WBAHP: Heat Pump Packaged Unit | Heat Pump | 208 | 1 |  |  | No Match | No Match |  |  |  | 18200 | 1358 | 13.4 | 9 | 14100 | 1291 | 3.2 |  | Non Federally-Regulated | 11/14/2000 |  | 07/18/2002
ClimateMaster Inc. | Climate Master Series | VP/HP/DP030 F/H |  | Water-Source | WBAHP: Heat Pump Packaged Unit | Heat Pump | 230 | 3 |  |  | No Match | No Match |  |  |  | 29000 | 2230 | 13 | 10 | 36000 | 2397 | 4.4 |  | Federally-Regulated Commercial & Industrial Equipment | 10/05/1999 |  | 04/12/2000
Mammoth | Hydrobank II | F062HHG/VHG |  | Water-Source | WBAHP: Heat Pump Packaged Unit | Heat Pump | 230 | 3 |  |  | No Match | No Match |  |  |  | 61000 | 5398 | 11.3 | 10 | 84500 | 6516 | 3.8 |  | Federally-Regulated Commercial & Industrial Equipment | 02/02/1998 |  | 03/31/1998
Jacobsen Energy Ind., Inc. | Thermaflo II | 60***6**** |  | Water-Source | WBAHP: Heat Pump Packaged Unit | Heat Pump | 460 | 3 |  |  | No Match | No Match |  |  |  | 60000 | 5350 | 11.2 | 9 | 73000 | 6100 | 3.9 | 3.2 | Non Federally-Regulated | 05/11/1988 |  | 03/15/1989
Singer | Electro-Hydronics | LE190C5 |  | Water-Source | WBAHP: Heat Pump Packaged Unit | Heat Pump | 208 | 1 |  |  | No Match | No Match |  |  |  | 18000 | 1850 | 9.7 | 7.5 | 22600 | 6850 | 3.3 | 2.5 | Non Federally-Regulated | 01/05/1982 |  | 09/08/1982
Waterfurnace International, Inc. | Eagle Mountain | ZS018**0*1 |  | Ground-Source | WBAHP: Heat Pump Packaged Unit | Heat Pump | 208 | 1 |  |  | No Match | Single-Speed |  |  |  | 18500 | 1057 | 17.5 | 13.4 | 13700 | 1085 | 3.7 | 3.1 | Non Federally-Regulated | 01/24/2011 |  | 04/19/2013
Marvair | Marvair | V/H410-02-A |  | Water-Source | WBAHP: Heat Pump Packaged Unit | Heat Pump | 230 | 1 |  |  | No Match | No Match |  |  |  | 41000 | 4020 | 10.2 | 7.5 | 53000 | 4440 | 3.5 | 2.5 | Non Federally-Regulated | 06/11/1985 |  | 05/11/1988
Climate Control / Snyder General | Electro-Hydronics | LHP10BK |  | Water-Source | WBAHP: Heat Pump Packaged Unit | Heat Pump | 208 | 3 |  |  | No Match | No Match |  |  |  | 107000 | 9000 | 11.9 | 9.2 | 120000 | 9200 | 3.8 | 2.5 | Non Federally-Regulated | 05/16/1984 |  | 08/29/1986
Mammoth | Hydrobank II | G090HHF/VHF |  | Water-Source | WBAHP: Heat Pump Packaged Unit | Heat Pump | 460 | 3 |  |  | No Match | No Match |  |  |  | 87300 | 6419 | 13.6 | 9 | 112000 | 7294 | 4.5 | 3.8 | Federally-Regulated Commercial & Industrial Equipment | 12/14/1998 |  | 10/05/1999
American Air Filter | Enercon | HW12 |  | Water-Source | WBAHP: Heat Pump Packaged Unit | Heat Pump | 265 | 1 |  |  | No Match | No Match |  |  |  | 12100 | 1105 | 11 | 7.5 | 14600 | 1140 | 3.8 | 2.5 | Non Federally-Regulated | 06/11/1985 |  | 05/11/1988
Addison Products | Addison Products | WPH064-4JC/4JBC |  | Water-Source | WBAHP: Heat Pump Packaged Unit | Heat Pump | 460 | 3 |  |  | No Match | No Match |  |  |  | 59500 | 4760 | 12.5 | 10 | 78000 | 5861 | 3.9 |  | Federally-Regulated Commercial & Industrial Equipment | 12/14/1998 |  | 09/21/2000
McQuay International | McQuay | W-CDD/CDE/CDL-1-090-F |  | Water-Source | WBAHP: Heat Pump Packaged Unit | Heat Pump | 208 | 3 |  |  | No Match | No Match |  |  |  | 92000 | 7603 | 12.1 | 9 | 112000 | 7631 | 4.3 | 3.8 | Federally-Regulated Commercial & Industrial Equipment | 10/05/1999 |  | 09/21/2000
Singer | Electro-Hydronics | UC240 7 |  | Water-Source | WBAHP: Heat Pump Packaged Unit | Heat Pump | 265 | 1 |  |  | No Match | No Match |  |  |  | 24000 | 2850 | 8.4 | 7.5 | 28400 | 2900 | 2.9 | 2.5 | Non Federally-Regulated | 09/08/1982 |  | 05/16/1984
ClimateMaster Inc. | Climate Master Series | 814-023-G******** |  | Water-Source | WBAHP: Heat Pump Packaged Unit | Heat Pump | 230 | 1 |  |  | No Match | No Match |  |  |  | 23000 | 1949 | 11.8 | 9 | 25400 | 1909 | 3.9 | 3.2 | Non Federally-Regulated | 05/11/1988 |  | 03/15/1989
Waterfurnace International, Inc. | WFI Industries, Ltd. | E036**1 |  | Ground-Water-Source | WBAHP: Heat Pump Packaged Unit | Heat Pump | 208 | 1 |  |  | No Match | No Match |  |  |  | 37500 | 2329 | 16.1 | 9 | 25000 | 2289 | 3.2 |  | Non Federally-Regulated | 06/20/2003 |  | 03/12/2009
Florida Heat Pump | Florida Heat Pump | BP048-1HZ/VT |  | Ground-Source | WBAHP: Heat Pump Packaged Unit | Heat Pump | 230 | 1 |  |  | No Match | Single-Speed |  |  |  | 50200 | 2535 | 19.8 | 13.4 | 33400 | 2645 | 3.7 | 3.1 | Non Federally-Regulated | 06/14/2011 |  | 04/21/2014
Mammoth | Geox | ZD052HSC |  | Water-Source | WBAHP: Heat Pump Packaged Unit | Heat Pump | 208 | 1 |  |  | No Match | No Match |  |  |  | 52500 | 4730 | 11.1 | 7.5 | 62000 | 4901 | 3.7 | 2.5 | Non Federally-Regulated | 06/11/1985 |  | 05/11/1988
Trane U.S. Inc. | Command-Aire | SPVE0414 |  | Water-Source | WBAHP: Heat Pump Packaged Unit | Heat Pump | 460 | 3 |  |  | No Match | No Match |  |  |  | 38500 | 3407 | 11.3 | 10 | 50000 | 3488 | 4.2 |  | Federally-Regulated Commercial & Industrial Equipment | 10/05/1999 |  | 04/12/2000
Florida Heat Pump | Florida Heat Pump | EM007-2CF/HZ/VT |  | Ground-Water-Source | WBAHP: Heat Pump Packaged Unit | Heat Pump | 265 | 1 |  |  | No Match | No Match |  |  |  | 7900 | 612 | 12.9 | 9 | 6100 | 525 | 3.4 |  | Non Federally-Regulated | 07/22/2002 |  | 03/12/2009
Waterfurnace International, Inc. | Waterfurnace International, Inc. | VL/VX120**3 |  | Ground-Water-Source | WBAHP: Heat Pump Packaged Unit | Heat Pump | 208 | 3 |  |  | No Match | No Match |  |  |  | 122000 | 9172 | 13.3 | 9 | 100000 | 9766 | 3 |  | Non Federally-Regulated | 11/14/2000 |  | 07/18/2002
Climate Control / Snyder General | Electro-Hydronics | UW330F7 |  | Water-Source | WBAHP: Heat Pump Packaged Unit | Heat Pump | 265 | 1 |  |  | No Match | No Match |  |  |  | 33000 | 3050 | 10.8 | 7.5 | 39000 | 3090 | 3.7 | 2.5 | Non Federally-Regulated | 05/16/1984 |  | 08/29/1986
California Heat Pump | Trane | WPHB-0277 |  | Water-Source | WBAHP: Heat Pump Packaged Unit | Heat Pump | 265 | 1 |  |  | No Match | No Match |  |  |  | 27000 | 2328 | 11.6 | 7.5 | 29500 | 2275 | 3.8 | 2.5 | Non Federally-Regulated | 06/11/1985 |  | 05/11/1988
Waterfurnace International, Inc. | Waterfurnace International, Inc. | SXV042B3 |  | Water-Source | WBAHP: Heat Pump Packaged Unit | Heat Pump | 208 | 3 |  |  | No Match | No Match |  |  |  | 42000 | 3000 | 14 | 9.3 | 54500 | 3131 | 5.1 | 3.8 | Federally-Regulated Commercial & Industrial Equipment | 03/31/1998 |  | 05/10/1998
Waterfurnace International, Inc. | American Standard, Inc. | A1GC048***1**0 |  | Ground-Source | WBAHP: Heat Pump Packaged Unit | Heat Pump | 208 | 1 |  |  | No Match | Single-Speed |  |  |  | 49500 | 2946 | 16.8 | 13.4 | 36900 | 3277 | 3.3 | 3.1 | Non Federally-Regulated | 08/23/2011 |  | 10/24/2014
McQuay / Snyder General | Electro-Hydronics | FW420GD |  | Water-Source | WBAHP: Heat Pump Packaged Unit | Heat Pump | 230 | 3 |  |  | No Match | No Match |  |  |  | 42000 | 3850 | 10.9 | 9 | 52000 | 4100 | 3.7 | 3.2 | Non Federally-Regulated | 05/11/1988 |  | 03/15/1989
Addison Products | Heat Controller | HWPH064-3JC/3JBC |  | Water-Source | WBAHP: Heat Pump Packaged Unit | Heat Pump | 208 | 3 |  |  | No Match | No Match |  |  |  | 59500 | 4760 | 12.5 | 10 | 78000 | 5859 | 3.9 |  | Federally-Regulated Commercial & Industrial Equipment | 10/05/1999 |  | 04/12/2000
McQuay / Snyder General | Electro-Hydronics | CCH042A*G |  | Water-Source | WBAHP: Heat Pump Packaged Unit | Heat Pump | 208 | 1 |  |  | No Match | No Match |  |  |  | 41000 | 3775 | 10.9 | 9 | 52000 | 4045 | 3.8 | 3.2 | Non Federally-Regulated | 05/11/1988 |  | 03/15/1989
ClimateMaster Inc. | Climate Master | ACA/B036 |  | Water-Source | WBAHP: Heat Pump Packaged Unit | Heat Pump | 230 | 1 |  |  | No Match | Single-Speed |  |  |  | 33300 | 2523 | 13.2 | 12 | 41700 | 2716 | 4.5 | 4.2 | Federally-Regulated Commercial & Industrial Equipment | 03/02/2012 |  | 06/09/2015
Marvair | Marvair | WHP36HPA |  | Water-Source | WBAHP: Heat Pump Packaged Unit | Heat Pump | 230 | 1 |  |  | No Match | No Match |  |  |  | 35000 | 3182 | 11 | 9 | 44000 | 3394 | 3.8 | 3.2 | Non Federally-Regulated | 02/22/1990 |  | 07/31/1991
Addison Products | Comfort-Aire | SWPH-2044 |  | Water-Source | WBAHP: Heat Pump Packaged Unit | Heat Pump | 460 | 3 |  |  | No Match | No Match |  |  |  | 240000 | 24700 | 9.7 |  | 336000 | 27900 | 3.5 | 3.8 | Non Federally-Regulated | 07/31/1991 |  | 03/31/1998
Waterfurnace International, Inc. | Waterfurnace International, Inc. | ATH040D1 |  | Ground-Water-Source | WBAHP: Heat Pump Packaged Unit | Heat Pump | 230 | 1 |  |  | No Match | No Match |  |  |  | 41500 | 2441 | 17 | 9 | 29200 | 2516 | 3.4 |  | Non Federally-Regulated | 12/14/1998 |  | 10/06/1999
McQuay / Snyder General | Electro-Hydronics | VF390GP |  | Water-Source | WBAHP: Heat Pump Packaged Unit | Heat Pump | 460 | 3 |  |  | No Match | No Match |  |  |  | 39000 | 3700 | 10.5 | 7.5 | 48000 | 4020 | 3.5 | 2.5 | Non Federally-Regulated | 08/29/1986 |  | 05/11/1988
Waterfurnace International, Inc. | Waterfurnace International, Inc. | SXV030A3 |  | Ground-Water-Source | WBAHP: Heat Pump Packaged Unit | Heat Pump | 230 | 3 |  |  | No Match | No Match |  |  |  | 31800 | 2338 | 13.6 | 11 | 33400 | 2330 | 4.2 | 3.5 | Non Federally-Regulated | 03/31/1998 |  | 05/10/1998
ClimateMaster Inc. | Carrier Corp. | 50YDV/YDH/YDD049 |  | Water-Source | WBAHP: Heat Pump Packaged Unit | Heat Pump | 230 | 1 |  |  | No Match | Single-Speed |  |  |  | 48400 | 3083 | 15.7 | 12 | 59900 | 3376 | 5.2 | 4.2 | Federally-Regulated Commercial & Industrial Equipment | 02/09/2009 |  | 04/22/2015
Waterfurnace International, Inc. | Rybacki - Hart Enterprises | ZS018**0*1 |  | Ground-Source | WBAHP: Heat Pump Packaged Unit | Heat Pump | 230 | 1 |  |  | No Match | Single-Speed |  |  |  | 18500 | 1057 | 17.5 | 13.4 | 13700 | 1085 | 3.7 | 3.1 | Non Federally-Regulated | 01/24/2011 |  | 04/19/2013
McQuay / Snyder General | Electro-Hydronics | FW330G5 |  | Water-Source | WBAHP: Heat Pump Packaged Unit | Heat Pump | 208 | 1 |  |  | No Match | No Match |  |  |  | 30800 | 2852 | 10.8 | 9 | 39000 | 3090 | 3.7 | 3.2 | Non Federally-Regulated | 05/11/1988 |  | 03/15/1989
Command-Aire | Command-Aire | SWPV091 |  | Water-Source | WBAHP: Heat Pump Packaged Unit | Heat Pump | 230 | 1 |  |  | No Match | No Match |  |  |  | 9000 | 810 | 11.1 | 9 | 12200 | 870 | 4.1 | 3.2 | Non Federally-Regulated | 05/11/1988 |  | 03/15/1989
Florida Heat Pump | Florida Heat Pump | EM007-0VT |  | Water-Source | WBAHP: Heat Pump Packaged Unit | Heat Pump | 115 | 1 |  |  | No Match | No Match |  |  |  | 7500 | 609 | 12.3 | 10 | 10000 | 651 | 4.5 |  | Federally-Regulated Commercial & Industrial Equipment | 02/02/1998 |  | 03/31/1998
Command-Aire | Command-Aire | SWPH-833 |  | Water-Source | WBAHP: Heat Pump Packaged Unit | Heat Pump | 230 | 3 |  |  | No Match | No Match |  |  |  | 88700 | 9200 | 9.6 | 7.5 | 128000 | 10300 | 3.6 | 2.2 | Non Federally-Regulated | 01/05/1982 |  | 05/16/1984
Waterfurnace International, Inc. | Johnson Controls | RJTV/RJTH049**3 |  | Ground-Source | WBAHP: Heat Pump Packaged Unit | Heat Pump | 230 | 3 |  |  | No Match | Dual-Speed |  |  |  | 50000 | 2778 | 18 | 13.4 | 37400 | 2673 | 4.1 | 3.1 | Non Federally-Regulated | 01/24/2011 |  | 10/24/2014
Enertech Global, LLC | Enertech | HHT060A |  | Ground-Source | WBAHP: Heat Pump Packaged Unit | Heat Pump | 230 | 1 |  |  | No Match | Single-Speed |  |  |  | 54600 | 3689 | 14.8 | 13.4 | 45600 | 3931 | 3.4 | 3.1 | Non Federally-Regulated | 12/12/2012 |  | 05/11/2015
Florida Heat Pump | Florida Heat Pump | EM060-5CF |  | Water-Source | WBAHP: Heat Pump Packaged Unit | Heat Pump | 575 | 3 |  |  | No Match | No Match |  |  |  | 60000 | 4615 | 13 | 9.3 | 80000 | 5328 | 4.4 | 3.8 | Federally-Regulated Commercial & Industrial Equipment | 03/31/1998 |  | 05/10/1998
Command-Aire | Command-Aire | SWPH-354 |  | Water-Source | WBAHP: Heat Pump Packaged Unit | Heat Pump | 460 | 3 |  |  | No Match | No Match |  |  |  | 36000 | 3450 | 10.4 | 9 | 50000 | 3900 | 3.8 | 3.2 | Federally-Regulated Commercial & Industrial Equipment | 01/23/1988 |  | 05/11/1988
Mammoth | Mammoth | G072HHC |  | Water-Source | WBAHP: Heat Pump Packaged Unit | Heat Pump | 460 | 3 |  |  | No Match | No Match |  |  |  | 66000 | 6140 | 10.7 | 9.2 | 75000 | 6218 | 3.5 | 2.5 | Non Federally-Regulated | 05/16/1984 |  | 06/11/1985
Climate Control / Snyder General | Electro-Hydronics | FW550FD |  | Water-Source | WBAHP: Heat Pump Packaged Unit | Heat Pump | 230 | 3 |  |  | No Match | No Match |  |  |  | 55000 | 5670 | 9.7 | 7.5 | 67000 | 5610 | 3.5 | 2.5 | Non Federally-Regulated | 06/11/1985 |  | 08/29/1986
ClimateMaster Inc. | Carrier Corp. | 38WQS048 3 | FK4CNF006 | Ground-Source | WBAHP-CB: Heat Pump Split Syst | Heat Pump | 208 | 1 |  |  | No Match | Single-Speed |  |  |  | 47400 | 2981 | 15.9 | 13.4 | 35800 | 2916 | 3.6 | 3.1 | Non Federally-Regulated | 09/15/2009 |  | 02/17/2011
Mammoth | Mammoth | F052H |  | Water-Source | WBAHP: Heat Pump Packaged Unit | Heat Pump | 230 | 3 |  |  | No Match | No Match |  |  |  | 50000 | 5100 | 9.8 | 7.5 | 56000 | 5100 | 3.2 | 2.5 | Non Federally-Regulated | 01/05/1982 |  | 05/16/1984
ClimateMaster Inc. | Climate Master Series | VS/VL/HS/HL 060 G |  | Water-Source | WBAHP: Heat Pump Packaged Unit | Heat Pump | 208 | 1 |  |  | No Match | No Match |  |  |  | 62000 | 5535 | 11.2 | 10 | 75000 | 5784 | 3.8 |  | Federally-Regulated Commercial & Industrial Equipment | 02/02/1998 |  | 03/31/1998
California Heat Pump | California Heat Pump | CHP-30R*-12-** |  | Water-Source | WBAHP: Heat Pump Packaged Unit | Heat Pump | 208 | 1 |  |  | No Match | No Match |  |  |  | 28500 | 2850 | 10 | 7.5 | 32500 | 2600 | 3.6 | 2.5 | Non Federally-Regulated | 01/05/1982 |  | 09/08/1982
Florida Heat Pump | DeMarco Energy Systems | GT048-5VT/HZ/CF |  | Water-Source | WBAHP-CB: Heat Pump Split Syst | Heat Pump | 575 | 3 |  |  | No Match | No Match |  |  |  | 49000 | 3951 | 12.4 | 9 | 58500 | 4394 | 3.9 | 3.5 | Non Federally-Regulated | 10/05/1999 |  | 04/12/2000
California Heat Pump | Aqua-Matic | 11H**-12-** |  | Water-Source | WBAHP: Heat Pump Packaged Unit | Heat Pump | 208 | 1 |  |  | No Match | No Match |  |  |  | 10800 | 982 | 11 | 7.5 | 14000 | 1100 | 3.7 | 2.5 | Non Federally-Regulated | 06/11/1985 |  | 05/11/1988
Florida Heat Pump | Florida Heat Pump | GT048-3CF/HZ/VT |  | Water-Source | WBAHP-CB: Heat Pump Split Syst | Heat Pump | 230 | 3 |  |  | No Match | No Match |  |  |  | 49000 | 3951 | 12.4 | 9 | 58500 | 4394 | 3.9 | 3.5 | Non Federally-Regulated | 04/12/2000 |  | 05/23/2001
Waterfurnace International, Inc. | Waterfurnace International, Inc. | SXV016C2 |  | Water-Source | WBAHP: Heat Pump Packaged Unit | Heat Pump | 265 | 1 |  |  | No Match | No Match |  |  |  | 16000 | 1185 | 13.5 | 9.3 | 20400 | 1195 | 5 | 3.8 | Federally-Regulated Commercial & Industrial Equipment | 03/31/1998 |  | 05/10/1998
Mammoth | Hydrobank II | F024VHJ |  | Water-Source | WBAHP: Heat Pump Packaged Unit | Heat Pump | 208 | 3 |  |  | No Match | No Match |  |  |  | 23600 | 2247 | 10.5 | 10 | 31500 | 2366 | 3.9 |  | Federally-Regulated Commercial & Industrial Equipment | 11/14/2000 |  | 01/18/2001
Addison Products | Addison Products | WPH064-3JC/3JBC |  | Water-Source | WBAHP: Heat Pump Packaged Unit | Heat Pump | 208 | 3 |  |  | No Match | No Match |  |  |  | 59500 | 4760 | 12.5 | 9.3 | 78000 | 5861 | 3.9 | 3.8 | Federally-Regulated Commercial & Industrial Equipment | 03/31/1998 |  | 05/10/1998
Snyder General Corp. | McQuay | CCW030A*T |  | Water-Source | WBAHP: Heat Pump Packaged Unit | Heat Pump | 460 | 3 |  |  | No Match | No Match |  |  |  | 29400 | 2800 | 10.5 | 9 | 37400 | 3045 | 3.6 | 3.2 | Non Federally-Regulated | 02/22/1990 |  | 07/31/1991
Econar | Econar | GH361 |  | Ground-Water-Source | WBAHP: Heat Pump Packaged Unit | Heat Pump | 208 | 1 |  |  | No Match | No Match |  |  |  | 35200 | 2550 | 13.8 | 9 | 32000 | 2929 | 3.2 |  | Non Federally-Regulated | 03/18/2002 |  | 03/12/2009
Addison Products | Addison Products | VPY042-1A |  | Water-Source | WBAHP-CB: Heat Pump Split Syst | Heat Pump | 208 | 1 |  |  | No Match | No Match |  |  |  | 48700 | 4058 | 12 | 9 | 52300 | 4378 | 3.5 | 3.5 | Non Federally-Regulated | 11/14/2000 |  | 07/18/2002
Mammoth | Hydrobank II | G142VHF |  | Water-Source | WBAHP: Heat Pump Packaged Unit | Heat Pump | 460 | 3 |  |  | No Match | No Match |  |  |  | 138000 | 12545 | 11 |  | 174000 | 13779 | 3.7 | 3.8 | Non Federally-Regulated | 07/31/1991 |  | 03/31/1998
Mammoth | Hydrobank II | D/E045VHF/HHF/DHF |  | Ground-Water-Source | WBAHP: Heat Pump Packaged Unit | Heat Pump | 208 | 1 |  |  | No Match | No Match |  |  |  | 44500 | 3320 | 13.4 | 9 | 34500 | 3370 | 3 |  | Non Federally-Regulated | 01/30/1998 |  | 07/29/1998
Addison Products | Heat Controller | WSH041-4AL |  | Water-Source | WBAHP: Heat Pump Packaged Unit | Heat Pump | 460 | 3 |  |  | No Match | No Match |  |  |  | 41000 | 3106 | 13.2 | 10 | 51000 | 3557 | 4.2 |  | Federally-Regulated Commercial & Industrial Equipment | 10/05/1999 |  | 04/12/2000
McQuay / Snyder General | Electro-Hydronics | VE390FP |  | Water-Source | WBAHP: Heat Pump Packaged Unit | Heat Pump | 460 | 3 |  |  | No Match | No Match |  |  |  | 39000 | 3700 | 10.5 | 9 | 48000 | 4020 | 3.5 | 3.2 | Non Federally-Regulated | 05/11/1988 |  | 03/15/1989
Mammoth | Mammoth | F104VHC |  | Water-Source | WBAHP: Heat Pump Packaged Unit | Heat Pump | 208 | 3 |  |  | No Match | No Match |  |  |  | 105000 | 9460 | 11.1 | 9.2 | 124000 | 9802 | 3.7 | 2.5 | Non Federally-Regulated | 05/16/1984 |  | 05/11/1988
Florida Heat Pump | Florida Heat Pump | CP048-1HZ/VT |  | Ground-Water-Source | WBAHP: Heat Pump Packaged Unit | Heat Pump | 208 | 1 |  |  | No Match | Single-Speed |  |  |  | 53600 | 2101 | 25.5 | 16.2 | 40500 | 2760 | 4.3 | 3.6 | Non Federally-Regulated | 06/14/2011 |  | 05/01/2015
Addison Products | Heat Controller | DWPG048-1B-XL |  | Ground-Water-Source | WBAHP: Heat Pump Packaged Unit | Heat Pump | 208 | 1 |  |  | No Match | No Match |  |  |  | 47500 | 3298 | 14.4 | 9 | 34000 | 3213 | 3.1 |  | Non Federally-Regulated | 10/06/1999 |  | 04/10/2000
Waterfurnace International, Inc. | Waterfurnace International, Inc. | SXH019C0 |  | Ground-Water-Source | WBAHP: Heat Pump Packaged Unit | Heat Pump | 208 | 1 |  |  | No Match | No Match |  |  |  | 19200 | 1371 | 14 | 9 | 15100 | 1301 | 3.4 |  | Non Federally-Regulated | 12/14/1998 |  | 10/06/1999
Waterfurnace International, Inc. | Eagle Mountain | ZS041**0*0 |  | Ground-Source | WBAHP: Heat Pump Packaged Unit | Heat Pump | 208 | 1 |  |  | No Match | Single-Speed |  |  |  | 41000 | 2595 | 15.8 | 13.4 | 29000 | 2576 | 3.3 | 3.1 | Non Federally-Regulated | 01/24/2011 |  | 04/19/2013
Waterfurnace International, Inc. | Waterfurnace International, Inc. | NSV/NSH030F1*1 |  | Ground-Water-Source | WBAHP: Heat Pump Packaged Unit | Heat Pump | 208 | 1 |  |  | No Match | Single-Speed |  |  |  | 31200 | 1058 | 29.5 | 16.2 | 24400 | 1490 | 4.8 | 3.6 | Non Federally-Regulated | 05/02/2012 |  | 04/19/2013
McQuay International | McQuay | W-CMG-1-024-E |  | Ground-Water-Source | WBAHP: Heat Pump Packaged Unit | Heat Pump | 208 | 1 |  |  | No Match | No Match |  |  |  | 26200 | 1858 | 14.1 | 9 | 18400 | 1797 | 3 |  | Non Federally-Regulated | 07/22/2002 |  | 03/12/2009
Waterfurnace International, Inc. | Waterfurnace International, Inc. | SXH019A1 |  | Ground-Source | WBAHP: Heat Pump Packaged Unit | Heat Pump | 230 | 1 |  |  | No Match | No Match |  |  |  | 19200 | 1371 | 14 |  | 15100 | 1301 | 3.4 |  | Non Federally-Regulated | 03/31/1998 |  | 05/10/1998
Climate Control / Snyder General | Electro-Hydronics | CW420GD |  | Water-Source | WBAHP: Heat Pump Packaged Unit | Heat Pump | 230 | 3 |  |  | No Match | No Match |  |  |  | 42000 | 3850 | 10.9 | 7.5 | 52000 | 4100 | 3.7 | 2.5 | Non Federally-Regulated | 05/16/1984 |  | 08/29/1986
Geoflex Systems, Inc. | Geoflex Systems, Inc. | GF1T-V/H/D/M-026WADBP |  | Ground-Water-Source | WBAHP: Heat Pump Packaged Unit | Both Heat Pump and Electric Re | 460 | 3 |  |  | No Match | Dual-Speed |  |  |  | 28100 | 1181 | 23.8 | 16.2 | 26200 | 1600 | 4.8 | 3.6 | Non Federally-Regulated | 11/30/2011 |  | 01/09/2014
Waterfurnace International, Inc. | Waterfurnace International, Inc. | SXH036B0 |  | Ground-Water-Source | WBAHP: Heat Pump Packaged Unit | Heat Pump | 230 | 1 |  |  | No Match | No Match |  |  |  | 36400 | 2676 | 13.6 | 9 | 26000 | 2381 | 3.2 |  | Non Federally-Regulated | 08/21/1998 |  | 10/02/1998
McQuay International | McQuay | FCV/FCW024B-N |  | Water-Source | WBAHP: Heat Pump Packaged Unit | Heat Pump | 265 | 1 |  |  | No Match | No Match |  |  |  | 24400 | 2033 | 12 | 10 | 32000 | 2343 | 4 |  | Federally-Regulated Commercial & Industrial Equipment | 11/17/1999 |  | 09/21/2000
Waterfurnace International, Inc. | Waterfurnace International, Inc. | ATH070D3(P) |  | Ground-Source | WBAHP: Heat Pump Packaged Unit | Heat Pump | 230 | 1 |  |  | No Match | No Match |  |  |  | 43500 | 2500 | 17.4 |  | 32400 | 2637 | 3.6 |  | Non Federally-Regulated | 03/31/1998 |  | 05/10/1998
Waterfurnace International, Inc. | Waterfurnace International, Inc. | CC/CE/CS/CW18*0 |  | Water-Source | WBAHP-O: Heat Pump Packaged Un | Heat Pump | 230 | 1 |  |  | No Match | No Match |  |  |  | 17800 | 1338 | 13.3 | 10 | 23500 | 1530 | 4.5 |  | Federally-Regulated Commercial & Industrial Equipment | 11/14/2000 |  | 02/09/2009
Waterfurnace International, Inc. | Waterfurnace International, Inc. | ATV057D0 |  | Water-Source | WBAHP-CB: Heat Pump Split Syst | Heat Pump | 230 | 1 |  |  | No Match | No Match |  |  |  | 62500 | 5081 | 12.3 | 9 | 66000 | 5227 | 3.7 | 3.5 | Non Federally-Regulated | 02/02/1998 |  | 05/10/1998
Florida Heat Pump | Florida Heat Pump | EM018-1CF/HZ/VT |  | Ground-Water-Source | WBAHP: Heat Pump Packaged Unit | Heat Pump | 230 | 1 |  |  | No Match | No Match |  |  |  | 19500 | 1433 | 13.6 | 9 | 15500 | 1261 | 3.6 |  | Non Federally-Regulated | 07/22/2002 |  | 03/12/2009
Waterfurnace International, Inc. | Spectra | SXV024A3 |  | Water-Source | WBAHP: Heat Pump Packaged Unit | Heat Pump | 208 | 3 |  |  | No Match | No Match |  |  |  | 26000 | 1688 | 15.4 | 10 | 31200 | 1725 | 5.3 |  | Federally-Regulated Commercial & Industrial Equipment | 06/02/1993 |  | 06/03/1993
Geoflex Systems, Inc. | Geoflex Systems, Inc. | GF1S-V/H/D/M-024WABBP |  | Water-Source | WBAHP: Heat Pump Packaged Unit | Both Heat Pump and Electric Re | 265 | 1 |  |  | No Match | Single-Speed |  |  |  | 20300 | 1216 | 16.7 | 12 | 24300 | 1295 | 5.5 | 4.2 | Federally-Regulated Commercial & Industrial Equipment | 03/02/2012 |  | 01/09/2014
Bard Manufacturing Company, Inc. | Bard | WPVD62 |  | Water-Source | WBAHP: Heat Pump Packaged Unit | Heat Pump | 230 | 1 |  |  | No Match | No Match |  |  |  | 57000 | 5500 | 10.4 | 9 | 70000 | 5800 | 3.5 | 3.2 | Non Federally-Regulated | 05/11/1988 |  | 03/15/1989
Command-Aire | Command-Aire | SWPHR281E |  | Water-Source | WBAHP: Heat Pump Packaged Unit | Heat Pump | 230 | 1 |  |  | No Match | No Match |  |  |  | 30000 | 2702 | 11.1 | 9 | 42000 | 3000 | 4 | 3.2 | Non Federally-Regulated | 05/11/1988 |  | 03/15/1989
Waterfurnace International, Inc. | Waterfurnace International, Inc. | SXV030B3 |  | Ground-Water-Source | WBAHP: Heat Pump Packaged Unit | Heat Pump | 230 | 3 |  |  | No Match | No Match |  |  |  | 31200 | 2181 | 14.3 | 9 | 21600 | 1808 | 3.5 |  | Non Federally-Regulated | 12/14/1998 |  | 10/06/1999
Waterfurnace International, Inc. | Waterfurnace International, Inc. | SXH058C0 |  | Ground-Water-Source | WBAHP: Heat Pump Packaged Unit | Heat Pump | 208 | 1 |  |  | No Match | No Match |  |  |  | 56500 | 4216 | 13.4 | 9 | 45500 | 4301 | 3.1 |  | Non Federally-Regulated | 01/30/1998 |  | 10/02/1998
Trane U.S. Inc. | Trane | GSUF0421B |  | Water-Source | WBAHP-CB: Heat Pump Split Syst | Heat Pump | 208 | 1 |  |  | No Match | No Match |  |  |  | 43500 | 2861 | 15.2 | 9 | 45500 | 3251 | 4.1 | 3.5 | Non Federally-Regulated | 10/05/1999 |  | 04/12/2000
Climate Control / Snyder General | Electro-Hydronics | LWP12BD |  | Water-Source | WBAHP: Heat Pump Packaged Unit | Heat Pump | 230 | 3 |  |  | No Match | No Match |  |  |  | 128000 | 11000 | 11.6 | 9.2 | 142000 | 11200 | 3.7 | 2.5 | Non Federally-Regulated | 06/11/1985 |  | 08/29/1986
Command-Aire | Command-Aire | SWPH097E |  | Water-Source | WBAHP: Heat Pump Packaged Unit | Heat Pump | 265 | 1 |  |  | No Match | No Match |  |  |  | 9000 | 810 | 11.1 | 9 | 12000 | 880 | 4 | 3.2 | Non Federally-Regulated | 02/22/1990 |  | 07/31/1991
ClimateMaster Inc. | Carrier | 50YBV072(P) |  | Ground-Water-Source | WBAHP: Heat Pump Packaged Unit | Heat Pump | 208 | 1 |  |  | No Match | No Match |  |  |  | 26000 | 1733 | 15 | 9 | 26000 | 2176 | 3.5 |  | Non Federally-Regulated | 11/17/1999 |  | 04/10/2000
Florida Heat Pump | Florida Heat Pump | EM024-2VT/HZ/CF |  | Water-Source | WBAHP: Heat Pump Packaged Unit | Heat Pump | 265 | 1 |  |  | No Match | No Match |  |  |  | 24000 | 1714 | 14 | 10 | 30000 | 1831 | 4.8 |  | Federally-Regulated Commercial & Industrial Equipment | 10/05/1999 |  | 04/12/2000
Waterfurnace International, Inc. | Waterfurnace International, Inc. | P045**3 |  | Ground-Water-Source | WBAHP: Heat Pump Packaged Unit | Heat Pump | 230 | 3 |  |  | No Match | No Match |  |  |  | 50000 | 3571 | 14 | 9 | 33000 | 3119 | 3.1 |  | Non Federally-Regulated | 07/22/2002 |  | 03/12/2009
Waterfurnace International, Inc. | Eagle Mountain | GS015**0*1 |  | Ground-Source | WBAHP: Heat Pump Packaged Unit | Heat Pump | 230 | 1 |  |  | No Match | Single-Speed |  |  |  | 14200 | 768 | 18.5 | 13.4 | 11800 | 910 | 3.8 | 3.1 | Non Federally-Regulated | 01/24/2011 |  | 04/19/2013
Addison Products | Addison Products | HWPH064-3JC/3JBC |  | Water-Source | WBAHP: Heat Pump Packaged Unit | Heat Pump | 230 | 3 |  |  | No Match | No Match |  |  |  | 59500 | 4760 | 12.5 | 9.3 | 78000 | 5861 | 3.9 | 3.8 | Federally-Regulated Commercial & Industrial Equipment | 03/31/1998 |  | 05/10/1998
Waterfurnace International, Inc. | Eagle Mountain | YS048**1*4 |  | Ground-Source | WBAHP: Heat Pump Packaged Unit | Heat Pump | 230 | 1 |  |  | No Match | Single-Speed |  |  |  | 49500 | 2735 | 18.1 | 13.4 | 36900 | 3004 | 3.6 | 3.1 | Non Federally-Regulated | 01/24/2011 |  | 04/19/2013
ClimateMaster Inc. | Genesis Compact | GCH036BE******* |  | Water-Source | WBAHP: Heat Pump Packaged Unit | Heat Pump | 265 | 1 |  |  | No Match | No Match |  |  |  | 35600 | 3042 | 11.7 | 10 | 47200 | 3219 | 4.3 |  | Federally-Regulated Commercial & Industrial Equipment | 07/02/2003 |  | 12/21/2006
McQuay / Snyder General | Electro-Hydronics | UW500G5 |  | Water-Source | WBAHP: Heat Pump Packaged Unit | Heat Pump | 208 | 1 |  |  | No Match | No Match |  |  |  | 50000 | 4850 | 10.3 | 7.5 | 65000 | 4900 | 3.9 | 2.5 | Non Federally-Regulated | 08/29/1986 |  | 05/11/1988
Heat Controller | Heat Controller | DWPG017-1B-XL* |  | Water-Source | WBAHP-CB: Heat Pump Split Syst | Heat Pump | 208 | 1 |  |  | No Match | No Match |  |  |  | 16700 | 1176 | 14.2 | 9 | 18100 | 1262 | 4.2 | 3.5 | Non Federally-Regulated | 02/02/1998 |  | 10/02/1998
Mammoth | Sol-A-Terra II | D035HSB OR VSC |  | Water-Source | WBAHP-CB: Heat Pump Split Syst | Heat Pump | 208 | 1 |  |  | No Match | No Match |  |  |  | 36200 | 3415 | 10.6 | 9 | 0 | 0 | 0 |  | Non Federally-Regulated | 06/30/1992 |  | 07/24/1992
Enertech Global, LLC | Enertech | GXT048C2 |  | Ground-Source | WBAHP: Heat Pump Packaged Unit | Heat Pump | 208 | 3 |  |  | No Match | Single-Speed |  |  |  | 49900 | 2697 | 18.5 | 13.4 | 39500 | 2756 | 4.2 | 3.1 | Non Federally-Regulated | 03/02/2012 |  | 05/02/2012
McQuay / Snyder General | Electro-Hydronics | VF330FK |  | Water-Source | WBAHP: Heat Pump Packaged Unit | Heat Pump | 208 | 3 |  |  | No Match | No Match |  |  |  | 30800 | 2852 | 10.8 | 9 | 35000 | 2900 | 3.5 | 3.2 | Non Federally-Regulated | 05/11/1988 |  | 03/15/1989
Mammoth | Hydrobank II | E031HHG |  | Water-Source | WBAHP: Heat Pump Packaged Unit | Heat Pump | 265 | 1 |  |  | No Match | No Match |  |  |  | 29600 | 2487 | 11.9 | 10 | 37000 | 2581 | 4.2 |  | Federally-Regulated Commercial & Industrial Equipment | 01/18/2001 |  | 03/12/2009
Waterfurnace International, Inc. | Eagle Mountain | ZS012**2*0 |  | Ground-Source | WBAHP: Heat Pump Packaged Unit | Heat Pump | 265 | 1 |  |  | No Match | Single-Speed |  |  |  | 11500 | 782 | 14.7 | 13.4 | 9600 | 879 | 3.2 | 3.1 | Non Federally-Regulated | 01/24/2011 |  | 04/19/2013
Mammoth | Hydrobank II | D009VHF |  | Water-Source | WBAHP: Heat Pump Packaged Unit | Heat Pump | 208 | 1 |  |  | No Match | No Match |  |  |  | 8800 | 785 | 11.2 | 9 | 12000 | 879 | 4 | 3.2 | Federally-Regulated Commercial & Industrial Equipment | 01/22/1990 |  | 07/27/1992
Mammoth | Hydrobank II | F090HHF/VHF |  | Water-Source | WBAHP: Heat Pump Packaged Unit | Heat Pump | 230 | 3 |  |  | No Match | No Match |  |  |  | 87300 | 6419 | 13.6 | 9 | 112000 | 7292 | 4.5 | 3.8 | Federally-Regulated Commercial & Industrial Equipment | 10/05/1999 |  | 05/23/2000
Mammoth | Hydrobank II | F031VLH |  | Ground-Water-Source | WBAHP: Heat Pump Packaged Unit | Heat Pump | 230 | 3 |  |  | No Match | No Match |  |  |  | 30000 | 2290 | 13.1 | 9 | 23800 | 2249 | 3.1 |  | Non Federally-Regulated | 06/27/2003 |  | 03/12/2009
Waterfurnace International, Inc. | Trane Unitary Products Group | T1GX036***1**0 |  | Ground-Water-Source | WBAHP: Heat Pump Packaged Unit | Heat Pump | 208 | 1 |  |  | No Match | Single-Speed |  |  |  | 36300 | 1891 | 25.7 | 16.2 | 30300 | 1412 | 4.7 | 3.6 | Non Federally-Regulated | 08/23/2011 |  | 10/24/2014
McQuay / Snyder General | Electro-Hydronics | VE200F5 |  | Water-Source | WBAHP: Heat Pump Packaged Unit | Heat Pump | 208 | 1 |  |  | No Match | No Match |  |  |  | 19000 | 1780 | 10.7 | 7.5 | 25600 | 1920 | 3.9 | 2.5 | Non Federally-Regulated | 08/29/1986 |  | 05/11/1988
Waterfurnace International, Inc. | Waterfurnace International, Inc. | SXH036B1 |  | Water-Source | WBAHP-CB: Heat Pump Split Syst | Heat Pump | 230 | 1 |  |  | No Match | No Match |  |  |  | 37600 | 2870 | 13.1 | 9 | 40500 | 2967 | 4 | 3.5 | Non Federally-Regulated | 08/21/1998 |  | 10/02/1998
McQuay International | McQuay | W-CDD/CDE/CDL-1-090-K |  | Water-Source | WBAHP: Heat Pump Packaged Unit | Heat Pump | 460 | 3 |  |  | No Match | No Match |  |  |  | 92000 | 7603 | 12.1 | 9 | 112000 | 7631 | 4.3 | 3.8 | Federally-Regulated Commercial & Industrial Equipment | 10/05/1999 |  | 09/21/2000
American Air Filter | Enercon | GVW-60 |  | Water-Source | WBAHP: Heat Pump Packaged Unit | Heat Pump | 230 | 3 |  |  | No Match | No Match |  |  |  | 60000 | 5939 | 10.1 | 9 | 74000 | 6377 | 3.4 | 3.2 | Non Federally-Regulated | 02/22/1990 |  | 07/31/1991
Mammoth | Hydrobank II | F043HHJ |  | Water-Source | WBAHP: Heat Pump Packaged Unit | Heat Pump | 208 | 3 |  |  | No Match | No Match |  |  |  | 41000 | 3660 | 11.2 | 10 | 51000 | 3831 | 3.9 |  | Federally-Regulated Commercial & Industrial Equipment | 03/22/2001 |  | 03/12/2009
Geoflex Systems, Inc. | Geoflex Systems, Inc. | GF1S-V/H/D/M-036WADBP |  | Ground-Source | WBAHP: Heat Pump Packaged Unit | Both Heat Pump and Electric Re | 460 | 3 |  |  | No Match | Single-Speed |  |  |  | 33800 | 1742 | 19.4 | 13.4 | 24400 | 1788 | 4 | 3.1 | Non Federally-Regulated | 03/02/2012 |  | 01/09/2014
ClimateMaster Inc. | Climate Master Series | 80108B |  | Water-Source | WBAHP: Heat Pump Packaged Unit | Heat Pump | 208 | 1 |  |  | No Match | No Match |  |  |  | 7000 | 673 | 10.4 | 9 | 9200 | 729 | 3.7 | 3.2 | Non Federally-Regulated | 05/11/1988 |  | 03/15/1989
McQuay / Snyder General | Electro-Hydronics | CC420GK |  | Water-Source | WBAHP: Heat Pump Packaged Unit | Heat Pump | 208 | 3 |  |  | No Match | No Match |  |  |  | 42000 | 3850 | 10.9 | 7.5 | 52000 | 4100 | 3.7 | 2.5 | Non Federally-Regulated | 08/29/1986 |  | 05/11/1988
Florida Heat Pump | Florida Heat Pump | GT022-1CF/HZ/VT |  | Water-Source | WBAHP: Heat Pump Packaged Unit | Heat Pump | 208 | 1 |  |  | No Match | No Match |  |  |  | 22200 | 1776 | 12.5 | 10 | 23600 | 1728 | 4 |  | Federally-Regulated Commercial & Industrial Equipment | 04/12/2000 |  | 05/29/2001
Snyder General Corp. | McQuay | VF330F3 |  | Water-Source | WBAHP: Heat Pump Packaged Unit | Heat Pump | 230 | 1 |  |  | No Match | No Match |  |  |  | 30800 | 2852 | 10.8 | 9 | 35000 | 2900 | 3.5 | 3.2 | Non Federally-Regulated | 02/22/1990 |  | 07/31/1991
Waterfurnace International, Inc. | Waterfurnace International, Inc. | SXV016C0 |  | Water-Source | WBAHP: Heat Pump Packaged Unit | Heat Pump | 230 | 1 |  |  | No Match | No Match |  |  |  | 16000 | 1185 | 13.5 | 10 | 20400 | 1195 | 5 |  | Federally-Regulated Commercial & Industrial Equipment | 02/02/1998 |  | 03/31/1998
Florida Heat Pump | Energy Miser | HECS27-2 | HEAH27-2 | Water-Source | WBAHP-C: Heat Pump Split Syste | Heat Pump | 265 | 1 |  |  | No Match | No Match |  |  |  | 25600 | 2190 | 11.7 | 9.3 | 33400 | 2450 | 4 | 3.8 | Non Federally-Regulated | 07/31/1991 |  | 03/31/1998
Friedrich Air Conditioning Co. | Climate Master Series | V80-12*********** |  | Water-Source | WBAHP: Heat Pump Packaged Unit | Heat Pump | 230 | 1 |  |  | No Match | No Match |  |  |  | 77000 | 7700 | 10 | 9.2 | 80000 | 7100 | 3.3 | 2.5 | Non Federally-Regulated | 05/16/1984 |  | 08/29/1986
Geoflex Systems, Inc. | Geoflex Systems, Inc. | GF1S-V/H/D/M-042WAABE |  | Ground-Water-Source | WBAHP: Heat Pump Packaged Unit | Both Heat Pump and Electric Re | 230 | 1 |  |  | No Match | Single-Speed |  |  |  | 44000 | 1555 | 28.3 | 16.2 | 36400 | 2092 | 5.1 | 3.6 | Non Federally-Regulated | 03/02/2012 |  | 01/09/2014
Waterfurnace International, Inc. | Eagle Mountain | ZS042**4*0 |  | Ground-Source | WBAHP: Heat Pump Packaged Unit | Heat Pump | 460 | 3 |  |  | No Match | Single-Speed |  |  |  | 42300 | 2518 | 16.8 | 13.4 | 29000 | 2576 | 3.3 | 3.1 | Non Federally-Regulated | 01/24/2011 |  | 04/19/2013
Waterfurnace International, Inc. | Geotility Geothermal Installations | ZS024**0*1 |  | Ground-Source | WBAHP: Heat Pump Packaged Unit | Heat Pump | 230 | 1 |  |  | No Match | Single-Speed |  |  |  | 24400 | 1394 | 17.5 | 13.4 | 17500 | 1350 | 3.8 | 3.1 | Non Federally-Regulated | 01/24/2011 |  | 04/19/2013
McQuay / Snyder General | Electro-Hydronics | WM150B5 |  | Water-Source | WBAHP: Heat Pump Packaged Unit | Heat Pump | 208 | 1 |  |  | No Match | No Match |  |  |  | 14700 | 1875 | 7.8 | 7.5 | 19000 | 1900 | 2.9 | 2.5 | Non Federally-Regulated | 08/29/1986 |  | 05/11/1988
Trane U.S. Inc. | Trane | GEHB1503********************** |  | Ground-Water-Source | WBAHP: Heat Pump Packaged Unit | Heat Pump | 208 | 3 |  |  | Ozone-Depleting | No Match | 5690 | 3565 |  | 141600 | 9255 | 15.3 | 13.4 | 105700 | 9110 | 3.4 | 3.1 | Non Federally-Regulated | 06/27/2007 |  | 03/12/2009
Mammoth | Hydrobank II | A013HHG/VHG |  | Water-Source | WBAHP: Heat Pump Packaged Unit | Heat Pump | 115 | 1 |  |  | No Match | No Match |  |  |  | 12500 | 1190 | 10.5 | 9.3 | 17200 | 1326 | 3.8 | 3.8 | Federally-Regulated Commercial & Industrial Equipment | 03/31/1998 |  | 05/10/1998
McQuay International | McQuay | W-CDL/CDS/CMS-1-030-F |  | Water-Source | WBAHP: Heat Pump Packaged Unit | Heat Pump | 230 | 3 |  |  | No Match | No Match |  |  |  | 30000 | 2500 | 12 | 10 | 37000 | 2779 | 3.9 |  | Federally-Regulated Commercial & Industrial Equipment | 10/05/1999 |  | 03/12/2009
Waterfurnace International, Inc. | Waterfurnace International, Inc. | SXV030C0 |  | Ground-Water-Source | WBAHP: Heat Pump Packaged Unit | Heat Pump | 208 | 1 |  |  | No Match | No Match |  |  |  | 31200 | 2181 | 14.3 | 9 | 21600 | 1808 | 3.5 |  | Non Federally-Regulated | 12/14/1998 |  | 10/06/1999
McQuay International | McQuay | W-WD*/WL*/WM*-1-007-E |  | Water-Source | WBAHP-O: Heat Pump Packaged Un | Heat Pump | 208 | 1 |  |  | No Match | No Match |  |  |  | 6900 | 575 | 12 | 10 | 8600 | 646 | 3.9 |  | Federally-Regulated Commercial & Industrial Equipment | 09/21/2000 |  | 03/12/2009
McQuay International | McQuay | W-CDL/CDS/CMS-1-036-E |  | Water-Source | WBAHP: Heat Pump Packaged Unit | Heat Pump | 208 | 1 |  |  | No Match | No Match |  |  |  | 36000 | 2975 | 12.1 | 10 | 42500 | 3037 | 4.1 |  | Federally-Regulated Commercial & Industrial Equipment | 10/05/1999 |  | 03/12/2009
Addison Products | Addison Products | HPY096-4A |  | Water-Source | WBAHP-CB: Heat Pump Split Syst | Heat Pump | 460 | 3 |  |  | No Match | No Match |  |  |  | 97900 | 8900 | 11 | 9 | 123600 | 10346 | 3.5 | 3.5 | Non Federally-Regulated | 01/24/2002 |  | 07/18/2002
Snyder General Corp. | American Air Filter | GHW-30 |  | Water-Source | WBAHP: Heat Pump Packaged Unit | Heat Pump | 200 | 3 |  |  | No Match | No Match |  |  |  | 29200 | 2755 | 10.6 | 9 | 38000 | 3094 | 3.6 | 3.2 | Federally-Regulated Commercial & Industrial Equipment | 01/22/1990 |  | 07/27/1992
ClimateMaster Inc. | Climate Master Series | GSV/GSH060AF |  | Water-Source | WBAHP: Heat Pump Packaged Unit | Heat Pump | 460 | 3 |  |  | No Match | No Match |  |  |  | 59500 | 4375 | 13.6 | 10 | 77100 | 4806 | 4.7 |  | Federally-Regulated Commercial & Industrial Equipment | 04/12/2000 |  | 11/19/2002
McQuay International | McQuay | W-FMS/FME/FDE-1-007-J |  | Water-Source | WBAHP: Heat Pump Packaged Unit | Heat Pump | 265 | 1 |  |  | No Match | No Match |  |  |  | 6800 | 653 | 10.4 | 10 | 9800 | 755 | 3.8 |  | Federally-Regulated Commercial & Industrial Equipment | 10/05/1999 |  | 09/21/2000
Waterfurnace International, Inc. | Waterfurnace International, Inc. | NSV/NSH036G1*4 |  | Water-Source | WBAHP: Heat Pump Packaged Unit | Heat Pump | 208 | 1 |  |  | No Match | Single-Speed |  |  |  | 34900 | 1616 | 21.6 | 12 | 34200 | 1671 | 6 | 4.2 | Federally-Regulated Commercial & Industrial Equipment | 09/03/2012 |  | 04/19/2013
Waterfurnace International, Inc. | Rybacki - Hart Enterprises | YS036**1*4 |  | Ground-Water-Source | WBAHP: Heat Pump Packaged Unit | Heat Pump | 208 | 1 |  |  | No Match | Single-Speed |  |  |  | 37700 | 1639 | 23 | 16.2 | 33000 | 2249 | 4.3 | 3.6 | Non Federally-Regulated | 01/24/2011 |  | 04/19/2013
Command-Aire | Command-Aire | RWP-301 |  | Water-Source | WBAHP: Heat Pump Packaged Unit | Heat Pump | 230 | 1 |  |  | No Match | No Match |  |  |  | 40600 | 4770 | 8.5 | 9 | 51600 | 4540 | 3.3 | 3.2 | Non Federally-Regulated | 05/11/1988 |  | 03/15/1989
Waterfurnace International, Inc. | Waterfurnace International, Inc. | SXH058C1 |  | Ground-Water-Source | WBAHP: Heat Pump Packaged Unit | Heat Pump | 208 | 1 |  |  | No Match | No Match |  |  |  | 56500 | 4216 | 13.4 | 9 | 45500 | 4301 | 3.1 |  | Non Federally-Regulated | 12/14/1998 |  | 10/06/1999
Florida Heat Pump | Florida Heat Pump | EM048-3VT |  | Water-Source | WBAHP: Heat Pump Packaged Unit | Heat Pump | 230 | 3 |  |  | No Match | No Match |  |  |  | 49000 | 3920 | 12.5 | 10 | 58000 | 3863 | 4.4 |  | Federally-Regulated Commercial & Industrial Equipment | 12/14/1998 |  | 10/05/1999
McQuay / Snyder General | Electro-Hydronics | UC350G5 |  | Water-Source | WBAHP: Heat Pump Packaged Unit | Heat Pump | 208 | 1 |  |  | No Match | No Match |  |  |  | 35600 | 3360 | 10.6 | 7.5 | 43000 | 3500 | 3.6 | 2.5 | Non Federally-Regulated | 08/29/1986 |  | 05/11/1988
Heat Controller | Heat Controller | HWPG048-1B** |  | Ground-Water-Source | WBAHP: Heat Pump Packaged Unit | Heat Pump | 208 | 1 |  |  | No Match | No Match |  |  |  | 49500 | 3485 | 14.2 | 11 | 53500 | 3824 | 4.1 | 3.5 | Non Federally-Regulated | 03/31/1998 |  | 05/10/1998
McQuay International | McQuay | W-FDS/FDL/FDD-1-036-F |  | Water-Source | WBAHP: Heat Pump Packaged Unit | Heat Pump | 230 | 3 |  |  | No Match | No Match |  |  |  | 35200 | 2957 | 11.9 | 10 | 45000 | 3296 | 4 |  | Federally-Regulated Commercial & Industrial Equipment | 10/05/1999 |  | 09/21/2000
Waterfurnace International, Inc. | Waterfurnace International, Inc. | SXH068B0 |  | Water-Source | WBAHP: Heat Pump Packaged Unit | Heat Pump | 208 | 1 |  |  | No Match | No Match |  |  |  | 65000 | 5200 | 12.5 | 9 | 84000 | 5470 | 4.5 | 3.8 | Federally-Regulated Commercial & Industrial Equipment | 02/02/1998 |  | 03/31/1998
Command-Aire | Command-Aire | RWP-303 |  | Water-Source | WBAHP: Heat Pump Packaged Unit | Heat Pump | 230 | 3 |  |  | No Match | No Match |  |  |  | 40600 | 4770 | 8.5 | 7.5 | 51600 | 4540 | 3.3 | 2.5 | Non Federally-Regulated | 01/05/1982 |  | 05/11/1988
Florida Heat Pump | Geomaster, LLC | ES070-3CS | ES070-1AV/AH | Ground-Source | WBAHP-CB: Heat Pump Split Syst | Heat Pump | 230 | 3 |  |  | No Match | Single-Speed | 3958 | 803 | 1 | 68500 | 4477 | 15.3 | 13.4 | 52000 | 4621 | 3.3 | 3.1 | Non Federally-Regulated | 06/15/2009 |  | 05/01/2015
Waterfurnace International, Inc. | Waterfurnace International, Inc. | VLV/VXV024*2 |  | Water-Source | WBAHP: Heat Pump Packaged Unit | Heat Pump | 265 | 1 |  |  | No Match | No Match |  |  |  | 23800 | 1676 | 14.2 | 10 | 28200 | 1757 | 4.7 |  | Federally-Regulated Commercial & Industrial Equipment | 10/05/1999 |  | 06/20/2003
Enertech Global, LLC | Enertech | HRT024A | MPD024 | Ground-Source | WBAHP-CB: Heat Pump Split Syst | Heat Pump | 230 | 1 |  |  | No Match | Single-Speed |  |  |  | 24600 | 1547 | 15.9 | 13.4 | 17800 | 1534 | 3.4 | 3.1 | Non Federally-Regulated | 12/12/2012 |  | 04/29/2015
Waterfurnace International, Inc. | Waterfurnace International, Inc. | P056**1 |  | Ground-Water-Source | WBAHP: Heat Pump Packaged Unit | Heat Pump | 230 | 1 |  |  | No Match | No Match |  |  |  | 58000 | 3790 | 15.3 | 9 | 44500 | 4074 | 3.2 |  | Non Federally-Regulated | 07/22/2002 |  | 03/12/2009
McQuay / Snyder General | Electro-Hydronics | LWP27AK |  | Water-Source | WBAHP: Heat Pump Packaged Unit | Heat Pump | 208 | 3 |  |  | No Match | No Match |  |  |  | 295200 | 25350 | 11.6 |  | 348000 | 28300 | 3.6 |  | Non Federally-Regulated | 05/11/1988 |  | 03/15/1989
Enertech Global, LLC | Roth Industries, Inc. | RRT060A | MPD060 | Ground-Source | WBAHP-CB: Heat Pump Split Syst | Heat Pump | 230 | 1 |  |  | No Match | Single-Speed |  |  |  | 62500 | 3571 | 17.5 | 13.4 | 46300 | 3769 | 3.6 | 3.1 | Non Federally-Regulated | 09/03/2012 |  | 12/12/2012
Waterfurnace International, Inc. | Waterfurnace International, Inc. | P010**0 |  | Water-Source | WBAHP: Heat Pump Packaged Unit | Heat Pump | 208 | 1 |  |  | No Match | No Match |  |  |  | 9800 | 653 | 15 | 10 | 12600 | 709 | 5.2 |  | Federally-Regulated Commercial & Industrial Equipment | 06/27/2003 |  | 02/17/2011
Waterfurnace International, Inc. | Eagle Mountain | ZS023**3*4 |  | Water-Source | WBAHP: Heat Pump Packaged Unit | Heat Pump | 208 | 3 |  |  | No Match | Single-Speed |  |  |  | 23000 | 1533 | 15 | 12 | 26000 | 1621 | 4.7 | 4.2 | Federally-Regulated Commercial & Industrial Equipment | 06/14/2011 |  | 04/19/2013
McQuay / Snyder General | Electro-Hydronics | LWP27BK |  | Water-Source | WBAHP: Heat Pump Packaged Unit | Heat Pump | 208 | 3 |  |  | No Match | No Match |  |  |  | 295200 | 25350 | 11.6 |  | 348000 | 28300 | 3.6 |  | Non Federally-Regulated | 05/11/1988 |  | 03/15/1989
Florida Heat Pump | Florida Heat Pump | EM012-2CS | EM012-2AH/AV | Ground-Water-Source | WBAHP-CB: Heat Pump Split Syst | Heat Pump | 265 | 1 |  |  | No Match | No Match |  |  |  | 11800 | 1008 | 11.7 | 9 | 8800 | 889 | 2.9 |  | Non Federally-Regulated | 07/22/2002 |  | 03/12/2009
Florida Heat Pump | Florida Heat Pump | EM060-1CF |  | Water-Source | WBAHP: Heat Pump Packaged Unit | Heat Pump | 230 | 1 |  |  | No Match | No Match |  |  |  | 60000 | 4615 | 13 | 10 | 80000 | 5328 | 4.4 |  | Federally-Regulated Commercial & Industrial Equipment | 02/02/1998 |  | 03/31/1998
Johnson Controls | Johnson Controls | VSCS09B1****0 |  | Ground-Water-Source | WBAHP: Heat Pump Packaged Unit | Heat Pump | 230 | 1 |  |  | No Match | Single-Speed |  |  |  | 10100 | 518 | 19.5 | 16.2 | 9300 | 699 | 3.9 | 3.6 | Non Federally-Regulated | 03/02/2012 |  | 10/24/2014
Waterfurnace International, Inc. | American Standard, Inc. | A1GC048***1**4 |  | Ground-Source | WBAHP: Heat Pump Packaged Unit | Heat Pump | 208 | 1 |  |  | No Match | Single-Speed |  |  |  | 49500 | 2735 | 18.1 | 13.4 | 36900 | 3004 | 3.6 | 3.1 | Non Federally-Regulated | 08/23/2011 |  | 10/24/2014
Waterfurnace International, Inc. | Spectra | SXH058A4 |  | Water-Source | WBAHP: Heat Pump Packaged Unit | Heat Pump | 460 | 3 |  |  | No Match | No Match |  |  |  | 55000 | 4231 | 13 | 10 | 69000 | 4493 | 4.5 |  | Federally-Regulated Commercial & Industrial Equipment | 06/02/1993 |  | 06/03/1993
Enertech Global, LLC | Enertech | TST072A | MPD072 | Ground-Source | WBAHP-CB: Heat Pump Split Syst | Heat Pump | 208 | 1 |  |  | No Match | Single-Speed | 3552 | 693 | 1 | 69200 | 4245 | 16.3 | 13.4 | 52400 | 4266 | 3.6 | 3.1 | Non Federally-Regulated | 11/30/2011 |  | 12/12/2012
Waterfurnace International, Inc. | Eagle Mountain | ZS036**3*1 |  | Ground-Water-Source | WBAHP: Heat Pump Packaged Unit | Heat Pump | 208 | 3 |  |  | No Match | Single-Speed |  |  |  | 37700 | 1639 | 23 | 16.2 | 33000 | 2249 | 4.3 | 3.6 | Non Federally-Regulated | 03/02/2012 |  | 04/19/2013
Waterfurnace International, Inc. | Eagle Mountain | YS042**1*4 |  | Ground-Water-Source | WBAHP: Heat Pump Packaged Unit | Heat Pump | 230 | 1 |  |  | No Match | Single-Speed |  |  |  | 45800 | 1949 | 23.5 | 16.2 | 37000 | 2522 | 4.3 | 3.6 | Non Federally-Regulated | 01/24/2011 |  | 04/19/2013
Florida Heat Pump | Florida Heat Pump | EM096-3VT |  | Water-Source | WBAHP: Heat Pump Packaged Unit | Heat Pump | 230 | 3 |  |  | No Match | No Match |  |  |  | 96000 | 7111 | 13.5 | 9 | 109000 | 6796 | 4.7 | 3.8 | Federally-Regulated Commercial & Industrial Equipment | 12/14/1998 |  | 10/05/1999
Waterfurnace International, Inc. | Waterfurnace International, Inc. | ATV056D3 |  | Ground-Water-Source | WBAHP: Heat Pump Packaged Unit | Heat Pump | 208 | 3 |  |  | No Match | No Match |  |  |  | 60500 | 4143 | 14.6 | 11 | 69000 | 4814 | 4.2 | 3.5 | Non Federally-Regulated | 03/31/1998 |  | 05/10/1998
Waterfurnace International, Inc. | Rybacki - Hart Enterprises | ZS009**0*0 |  | Ground-Water-Source | WBAHP: Heat Pump Packaged Unit | Heat Pump | 208 | 1 |  |  | No Match | Single-Speed |  |  |  | 10500 | 577 | 18.2 | 16.2 | 9600 | 760 | 3.7 | 3.6 | Non Federally-Regulated | 01/24/2011 |  | 04/19/2013
Waterfurnace International, Inc. | Extended Range | WXH/WXV025A*3*** |  | Water-Source | WBAHP-CB: Heat Pump Split Syst | Heat Pump | 230 | 3 |  |  | No Match | No Match |  |  |  | 27800 | 2648 | 10.5 | 9 | 31400 | 3418 | 3.3 |  | Non Federally-Regulated | 09/13/1989 |  | 07/27/1992
McQuay International | McQuay | CCH/CCW/HWH/HWW070C-F |  | Water-Source | WBAHP: Heat Pump Packaged Unit | Heat Pump | 208 | 3 |  |  | No Match | No Match |  |  |  | 70000 | 5833 | 12 | 9 | 80000 | 5582 | 4.2 | 3.8 | Federally-Regulated Commercial & Industrial Equipment | 02/02/1998 |  | 03/31/1998
Mammoth | Mammoth | F124H |  | Water-Source | WBAHP: Heat Pump Packaged Unit | Heat Pump | 208 | 3 |  |  | No Match | No Match |  |  |  | 130000 | 13200 | 9.8 | 7.5 | 142000 | 13600 | 3.1 | 2.2 | Non Federally-Regulated | 01/05/1982 |  | 09/08/1982
Waterfurnace International, Inc. | Rybacki - Hart Enterprises | QT038*1 |  | Ground-Source | WBAHP: Heat Pump Packaged Unit | Heat Pump | 230 | 1 |  |  | No Match | Dual-Speed |  |  |  | 35200 | 1934 | 18.2 | 13.4 | 24400 | 1834 | 3.9 | 3.1 | Non Federally-Regulated | 01/24/2011 |  | 04/19/2013
Waterfurnace International, Inc. | Waterfurnace International, Inc. | ATH056*0 |  | Ground-Water-Source | WBAHP: Heat Pump Packaged Unit | Heat Pump | 230 | 1 |  |  | No Match | No Match |  |  |  | 58000 | 3790 | 15.3 | 9 | 44500 | 4074 | 3.2 |  | Non Federally-Regulated | 10/06/1999 |  | 05/19/2000
Waterfurnace International, Inc. | Waterfurnace International, Inc. | SXH010A1 |  | Ground-Water-Source | WBAHP: Heat Pump Packaged Unit | Heat Pump | 208 | 1 |  |  | No Match | No Match |  |  |  | 10100 | 687 | 14.7 | 11 | 11500 | 783 | 4.3 | 3.5 | Non Federally-Regulated | 03/31/1998 |  | 05/10/1998
Mammoth | Geox | GGH30 |  | Water-Source | WBAHP-CB: Heat Pump Split Syst | Heat Pump | 460 | 3 |  |  | No Match | No Match |  |  |  | 36600 | 3452 | 10.6 | 9 | 46000 | 3850 | 3.5 |  | Non Federally-Regulated | 12/28/1990 |  | 07/27/1992
ClimateMaster Inc. | Climate Master Series | GSS024AG | GAH24 | Water-Source | Water/Brine to Air Heat Pump S | Heat Pump | 208 | 1 |  |  | No Match | No Match |  |  |  | 23700 | 1795 | 13.2 | 10 | 29250 | 2197 | 3.9 |  | Federally-Regulated Commercial & Industrial Equipment | 04/12/2000 |  | 11/19/2001
Waterfurnace International, Inc. | Waterfurnace International, Inc. | SXH024C2 |  | Water-Source | WBAHP: Heat Pump Packaged Unit | Heat Pump | 265 | 1 |  |  | No Match | No Match |  |  |  | 25500 | 1688 | 15.1 | 9.3 | 30700 | 1697 | 5.3 | 3.8 | Federally-Regulated Commercial & Industrial Equipment | 03/31/1998 |  | 05/10/1998
Waterfurnace International, Inc. | Geotility Geothermal Installations | YS030**1*4 |  | Ground-Source | WBAHP: Heat Pump Packaged Unit | Heat Pump | 230 | 1 |  |  | No Match | Single-Speed |  |  |  | 29000 | 1585 | 18.3 | 13.4 | 22800 | 1758 | 3.8 | 3.1 | Non Federally-Regulated | 01/24/2011 |  | 04/19/2013
Waterfurnace International, Inc. | Waterfurnace International, Inc. | ATV070D1(P) |  | Ground-Source | WBAHP: Heat Pump Packaged Unit | Heat Pump | 230 | 3 |  |  | No Match | No Match |  |  |  | 43500 | 2500 | 17.4 |  | 32400 | 2637 | 3.6 |  | Non Federally-Regulated | 03/31/1998 |  | 05/10/1998
Florida Heat Pump | Florida Heat Pump | EM120-1VT |  | Water-Source | WBAHP: Heat Pump Packaged Unit | Heat Pump | 208 | 1 |  |  | No Match | No Match |  |  |  | 123000 | 8601 | 14.3 | 9 | 145000 | 8496 | 5 | 3.8 | Federally-Regulated Commercial & Industrial Equipment | 03/18/2002 |  | 02/17/2011
Florida Heat Pump | Florida Heat Pump | CE035-1CS | DX035 | Ground-Source | WBAHP-CB: Heat Pump Split Syst | Heat Pump | 208 | 1 |  |  | No Match | Variable-Speed |  |  |  | 38500 | 2200 | 17.5 | 13.4 | 25500 | 2135 | 3.5 | 3.1 | Non Federally-Regulated | 03/02/2012 |  | 04/20/2015
Trane U.S. Inc. | Trane | WPHF0271 |  | Water-Source | WBAHP: Heat Pump Packaged Unit | Heat Pump | 265 | 1 |  |  | No Match | No Match |  |  |  | 27600 | 1903 | 14.5 | 10 | 31600 | 2104 | 4.4 |  | Federally-Regulated Commercial & Industrial Equipment | 02/02/1998 |  | 03/31/1998
American Air Filter | Enercon | HW09A |  | Water-Source | WBAHP: Heat Pump Packaged Unit | Heat Pump | 208 | 1 |  |  | No Match | No Match |  |  |  | 9500 | 1100 | 8.6 | 7.5 | 12500 | 1350 | 2.7 | 2.5 | Non Federally-Regulated | 01/05/1982 |  | 05/16/1984
ClimateMaster Inc. | Climate Master Series | HS/HL/VS/VL024G |  | Water-Source | WBAHP: Heat Pump Packaged Unit | Heat Pump | 208 | 1 |  |  | No Match | No Match |  |  |  | 24500 | 1828 | 13.4 | 10 | 28900 | 1840 | 4.6 |  | Federally-Regulated Commercial & Industrial Equipment | 04/12/2000 |  | 11/14/2000
Florida Heat Pump | Bosch | CP042-1HZ/VT |  | Ground-Source | WBAHP: Heat Pump Packaged Unit | Heat Pump | 230 | 1 |  |  |  | Single-Speed |  |  |  | 42000 | 1981 | 21.2 | 13.4 | 28000 | 2001 | 4.1 | 3.1 | Non Federally-Regulated | 04/22/2015 |  | 05/01/2015
Addison Products | Addison Products | VGY018-1A |  | Water-Source | WBAHP-CB: Heat Pump Split Syst | Heat Pump | 208 | 1 |  |  | No Match | No Match |  |  |  | 18900 | 1524 | 12.4 | 9 | 22800 | 1757 | 3.8 | 3.5 | Non Federally-Regulated | 07/22/2002 |  | 03/12/2009
ClimateMaster Inc. | Carrier Corp. | 50YFV/H030 |  | Water-Source | WBAHP: Heat Pump Packaged Unit | Heat Pump | 230 | 1 |  |  | No Match | Single-Speed |  |  |  | 28300 | 2081 | 13.6 | 12 | 35600 | 2319 | 4.5 | 4.2 | Federally-Regulated Commercial & Industrial Equipment | 05/02/2012 |  | 04/22/2015
Command-Aire | Command-Aire | SWPH1033* |  | Water-Source | WBAHP: Heat Pump Packaged Unit | Heat Pump | 208 | 3 |  |  | No Match | No Match |  |  |  | 124000 | 10690 | 11.6 | 10.5 | 156000 | 10880 | 4.2 | 3.8 | Federally-Regulated Commercial & Industrial Equipment | 03/31/1998 |  | 05/10/1998
Waterfurnace International, Inc. | Waterfurnace International, Inc. | CC/CE/CS/CW07*0 |  | Ground-Water-Source | WBAHP: Heat Pump Packaged Unit | Heat Pump | 208 | 1 |  |  | No Match | No Match |  |  |  | 7300 | 493 | 14.8 | 9 | 5600 | 529 | 3.1 |  | Non Federally-Regulated | 07/22/2002 |  | 03/12/2009
Enertech Global, LLC | Enertech | TXT060B3 |  | Ground-Source | WBAHP: Heat Pump Packaged Unit | Heat Pump | 460 | 3 |  |  | No Match | Single-Speed |  |  |  | 60100 | 3515 | 17.1 | 13.4 | 47400 | 3562 | 3.9 | 3.1 | Non Federally-Regulated | 05/02/2012 |  | 01/09/2014
ClimateMaster Inc. | Trane | WPVC1006 |  | Water-Source | WBAHP: Heat Pump Packaged Unit | Heat Pump | 208 | 3 |  |  | No Match | No Match |  |  |  | 101000 | 9700 | 10.4 | 9.2 | 109000 | 9400 | 3.4 | 2.5 | Non Federally-Regulated | 02/22/1990 |  | 07/31/1991
Waterfurnace International, Inc. | Waterfurnace International, Inc. | SXV058C1 |  | Water-Source | WBAHP: Heat Pump Packaged Unit | Heat Pump | 208 | 1 |  |  | No Match | No Match |  |  |  | 55000 | 4074 | 13.5 | 9.3 | 69000 | 4493 | 4.5 | 3.8 | Federally-Regulated Commercial & Industrial Equipment | 03/31/1998 |  | 05/10/1998
Waterfurnace International, Inc. | Rybacki - Hart Enterprises | ZS024**3*1 |  | Ground-Water-Source | WBAHP: Heat Pump Packaged Unit | Heat Pump | 230 | 3 |  |  | No Match | Single-Speed |  |  |  | 26400 | 1128 | 23.4 | 16.2 | 22300 | 1452 | 4.5 | 3.6 | Non Federally-Regulated | 01/24/2011 |  | 04/19/2013
Florida Heat Pump | Geomaster, LLC | EC036-1CS | EC036-1AH/AV | Water-Source | WBAHP-CB: Heat Pump Split Syst | Heat Pump | 230 | 1 |  |  | No Match | Single-Speed |  |  |  | 35300 | 2577 | 13.7 | 12 | 45000 | 2997 | 4.4 | 4.2 | Federally-Regulated Commercial & Industrial Equipment | 04/30/2009 |  | 04/20/2015
Mammoth | Hydrobank II | F/G027VLE/HLE/DLE |  | Ground-Source | WBAHP: Heat Pump Packaged Unit | Heat Pump | 460 | 3 |  |  | No Match | No Match |  |  |  | 25500 | 1847 | 13.8 |  | 20000 | 1890 | 3.1 |  | Non Federally-Regulated | 03/31/1998 |  | 05/10/1998
Florida Heat Pump | Clean Energy Developments Corp. | PT049-1CF/HZ/VT |  | Ground-Source | WBAHP: Heat Pump Packaged Unit | Heat Pump | 208 | 1 |  |  | No Match | Single-Speed |  |  |  | 52000 | 2737 | 19 | 13.4 | 38000 | 2716 | 4.1 | 3.1 | Non Federally-Regulated | 06/23/2011 |  | 09/03/2012
Waterfurnace International, Inc. | Geotility Geothermal Installations | ZS030**0*0 |  | Water-Source | WBAHP: Heat Pump Packaged Unit | Heat Pump | 208 | 1 |  |  | No Match | Single-Speed |  |  |  | 29500 | 1980 | 14.9 | 12 | 34600 | 2113 | 4.8 | 4.2 | Federally-Regulated Commercial & Industrial Equipment | 01/24/2011 |  | 04/19/2013
Addison Products | Addison Products | HWPH032-3JA/3JBA |  | Water-Source | WBAHP: Heat Pump Packaged Unit | Heat Pump | 208 | 3 |  |  | No Match | No Match |  |  |  | 31200 | 2761 | 11.3 | 10 | 38500 | 2969 | 3.8 |  | Federally-Regulated Commercial & Industrial Equipment | 12/14/1998 |  | 11/14/2000
Singer | Electro-Hydronics | UC190 5 |  | Water-Source | WBAHP: Heat Pump Packaged Unit | Heat Pump | 208 | 1 |  |  | No Match | No Match |  |  |  | 18000 | 2175 | 8.3 | 7.5 | 21000 | 2400 | 2.6 | 2.5 | Non Federally-Regulated | 09/08/1982 |  | 05/16/1984
Florida Heat Pump | Florida Heat Pump | EM048-1CF/HZ/VT |  | Ground-Water-Source | WBAHP: Heat Pump Packaged Unit | Heat Pump | 208 | 1 |  |  | No Match | No Match |  |  |  | 51000 | 3953 | 12.9 | 9 | 38000 | 3373 | 3.3 |  | Non Federally-Regulated | 05/29/2001 |  | 07/18/2002
Florida Heat Pump | Florida Heat Pump | TA061-1CS | DX061 | Ground-Source | WBAHP-CB: Heat Pump Split Syst | Both Heat Pump and Electric Re | 230 | 1 |  |  | No Match | Dual-Speed |  |  |  | 63000 | 3913 | 16.1 | 13.4 | 48500 | 3948 | 3.6 | 3.1 | Non Federally-Regulated | 03/02/2012 |  | 05/01/2015
Addison Products | Addison Products | HGY072-3A |  | Water-Source | WBAHP-CB: Heat Pump Split Syst | Heat Pump | 230 | 3 |  |  | No Match | No Match |  |  |  | 73900 | 6718 | 11 | 9 | 88800 | 7433 | 3.5 | 3.5 | Non Federally-Regulated | 07/22/2002 |  | 03/12/2009
Marvair | Marvair | WH036HPA | WM136HPA | Water-Source | WBAHP-C: Heat Pump Split Syste | Heat Pump | 208 | 1 |  |  | No Match | No Match |  |  |  | 35000 | 3500 | 10 | 9 | 47000 | 3826 | 3.6 | 3.2 | Non Federally-Regulated | 02/22/1990 |  | 07/31/1991
Waterfurnace International, Inc. | Eagle Mountain | GTS026A1 | GRAC026* | Ground-Water-Source | WBAHP-CB: Heat Pump Split Syst | Heat Pump | 208 | 1 |  |  | No Match | Dual-Speed |  |  |  | 27800 | 1275 | 21.8 | 16.2 | 25000 | 1593 | 4.6 | 3.6 | Non Federally-Regulated | 01/24/2011 |  | 04/19/2013
Climate Control / Snyder General | Electro-Hydronics | CC140F3 |  | Water-Source | WBAHP: Heat Pump Packaged Unit | Heat Pump | 230 | 1 |  |  | No Match | No Match |  |  |  | 13500 | 1300 | 10.4 | 7.5 | 17500 | 1350 | 3.8 | 2.5 | Non Federally-Regulated | 05/16/1984 |  | 08/29/1986
Marvair | Marvair | WHP57HPD |  | Water-Source | WBAHP: Heat Pump Packaged Unit | Heat Pump | 460 | 3 |  |  | No Match | No Match |  |  |  | 57000 | 5429 | 10.5 | 9 | 72000 | 5703 | 3.7 | 3.2 | Federally-Regulated Commercial & Industrial Equipment | 02/22/1988 |  | 05/11/1988
Waterfurnace International, Inc. | Waterfurnace International, Inc. | SXV019C1 |  | Water-Source | WBAHP-CB: Heat Pump Split Syst | Heat Pump | 230 | 1 |  |  | No Match | No Match |  |  |  | 19500 | 1402 | 13.9 | 9 | 22800 | 1629 | 4.1 | 3.5 | Non Federally-Regulated | 02/02/1998 |  | 10/02/1998
Enertech Global, LLC | Enertech | TST036A | MPD036 | Ground-Water-Source | WBAHP-CB: Heat Pump Split Syst | Heat Pump | 208 | 1 |  |  | No Match | Single-Speed |  |  |  | 41600 | 1865 | 22.3 | 16.2 | 37100 | 2416 | 4.5 | 3.6 | Non Federally-Regulated | 11/30/2011 |  | 12/12/2012
Florida Heat Pump | Geomaster, LLC | EC024-3CF/HZ/VT |  | Water-Source | WBAHP: Heat Pump Packaged Unit | Heat Pump | 230 | 3 |  |  | No Match | Single-Speed |  |  |  | 25000 | 1812 | 13.8 | 12 | 30000 | 1953 | 4.5 | 4.2 | Federally-Regulated Commercial & Industrial Equipment | 04/23/2009 |  | 04/20/2015
Waterfurnace International, Inc. | Waterfurnace International, Inc. | SXV048C3 |  | Ground-Water-Source | WBAHP: Heat Pump Packaged Unit | Heat Pump | 230 | 3 |  |  | No Match | No Match |  |  |  | 51500 | 3843 | 13.4 | 9 | 36000 | 3403 | 3.1 |  | Non Federally-Regulated | 12/14/1998 |  | 10/06/1999
Waterfurnace International, Inc. | Waterfurnace International, Inc. | SXH019B1 |  | Water-Source | WBAHP: Heat Pump Packaged Unit | Heat Pump | 208 | 1 |  |  | No Match | No Match |  |  |  | 18600 | 1338 | 13.9 | 10 | 24200 | 1447 | 4.9 |  | Federally-Regulated Commercial & Industrial Equipment | 08/21/1998 |  | 10/02/1998
California Heat Pump | California Heat Pump | 42V*-32-** |  | Water-Source | WBAHP: Heat Pump Packaged Unit | Heat Pump | 208 | 3 |  |  | No Match | No Match |  |  |  | 39000 | 4700 | 8.3 | 7.5 | 43000 | 4100 | 3 | 2.5 | Non Federally-Regulated | 06/11/1985 |  | 05/11/1988
Mammoth | Hydrobank II | E020HHG |  | Water-Source | WBAHP: Heat Pump Packaged Unit | Heat Pump | 265 | 1 |  |  | No Match | No Match |  |  |  | 19500 | 1488 | 13.1 | 10 | 24500 | 1560 | 4.6 |  | Federally-Regulated Commercial & Industrial Equipment | 11/14/2000 |  | 01/18/2001
Command-Aire | Command-Aire | RWP-844 |  | Water-Source | WBAHP: Heat Pump Packaged Unit | Heat Pump | 460 | 3 |  |  | No Match | No Match |  |  |  | 91800 | 9120 | 10.1 | 7.5 | 116000 | 9520 | 3.6 | 2.2 | Non Federally-Regulated | 01/05/1982 |  | 05/16/1984
Waterfurnace International, Inc. | Waterfurnace International, Inc. | VLH058A4 |  | Water-Source | WBAHP: Heat Pump Packaged Unit | Heat Pump | 460 | 3 |  |  | No Match | No Match |  |  |  | 57500 | 4563 | 12.6 | 10 | 68000 | 4860 | 4.1 |  | Federally-Regulated Commercial & Industrial Equipment | 12/14/1998 |  | 10/05/1999
Waterfurnace International, Inc. | Waterfurnace International, Inc. | SXH036B4 |  | Ground-Water-Source | WBAHP: Heat Pump Packaged Unit | Heat Pump | 460 | 3 |  |  | No Match | No Match |  |  |  | 36400 | 2676 | 13.6 | 9 | 26000 | 2381 | 3.2 |  | Non Federally-Regulated | 08/21/1998 |  | 10/02/1998
Florida Heat Pump | Florida Heat Pump | GT054-3CF/HZ/VT |  | Ground-Water-Source | WBAHP: Heat Pump Packaged Unit | Heat Pump | 208 | 3 |  |  | No Match | No Match |  |  |  | 51500 | 3961 | 13 | 9 | 42500 | 4150 | 3 |  | Non Federally-Regulated | 07/22/2002 |  | 03/12/2009
Mammoth | Hydrobank II | F084HHG/VHG |  | Water-Source | WBAHP: Heat Pump Packaged Unit | Heat Pump | 208 | 3 |  |  | No Match | No Match |  |  |  | 84000 | 7179 | 11.7 | 9 | 108600 | 8375 | 3.8 | 3.8 | Federally-Regulated Commercial & Industrial Equipment | 02/02/1998 |  | 03/31/1998
Command-Aire | Command-Aire | GSCC0611 |  | Water-Source | WBAHP: Heat Pump Packaged Unit | Heat Pump | 208 | 1 |  |  | No Match | No Match |  |  |  | 58200 | 4974 | 11.7 | 10 | 65400 | 5043 | 3.8 |  | Federally-Regulated Commercial & Industrial Equipment | 12/14/1998 |  | 03/12/2009
Florida Heat Pump | Florida Heat Pump | EM028-3CS | EM028-1AH/AV | Ground-Water-Source | WBAHP-CB: Heat Pump Split Syst | Heat Pump | 208 | 3 |  |  | No Match | No Match |  |  |  | 29000 | 2056 | 14.1 | 9 | 20000 | 1831 | 3.2 |  | Non Federally-Regulated | 07/22/2002 |  | 03/12/2009
Waterfurnace International, Inc. | Johnson Controls | RJSV/RJSH022**2*0 |  | Water-Source | WBAHP: Heat Pump Packaged Unit | Heat Pump | 265 | 1 |  |  | No Match | Single-Speed |  |  |  | 20600 | 1198 | 17.2 | 12 | 25000 | 1221 | 6 | 4.2 | Federally-Regulated Commercial & Industrial Equipment | 01/24/2011 |  | 10/24/2014
Florida Heat Pump | Florida Heat Pump | GO060-1CF/HZ/VT |  | Ground-Water-Source | WBAHP: Heat Pump Packaged Unit | Heat Pump | 208 | 1 |  |  | No Match | No Match |  |  |  | 59000 | 4469 | 13.2 | 9 | 40000 | 3906 | 3 |  | Non Federally-Regulated | 05/19/2000 |  | 07/18/2002
Waterfurnace International, Inc. | Rybacki - Hart Enterprises | ZS015**2*1 |  | Water-Source | WBAHP: Heat Pump Packaged Unit | Heat Pump | 265 | 1 |  |  | No Match | Single-Speed |  |  |  | 14000 | 915 | 15.3 | 11.2 | 16500 | 987 | 4.9 | 4.2 | Federally-Regulated Commercial & Industrial Equipment | 01/24/2011 |  | 04/19/2013
Florida Heat Pump | Florida Heat Pump | EP007-0HZ/VT |  | Ground-Source | WBAHP: Heat Pump Packaged Unit | Heat Pump | 115 | 1 |  |  | No Match | Single-Speed |  |  |  | 7400 | 400 | 18.5 | 13.4 | 5100 | 427 | 3.5 | 3.1 | Non Federally-Regulated | 06/14/2011 |  | 11/30/2011
Waterfurnace International, Inc. | Johnson Controls | RJSV/RJSH030**0*0 |  | Ground-Source | WBAHP: Heat Pump Packaged Unit | Heat Pump | 230 | 1 |  |  | No Match | Single-Speed |  |  |  | 29200 | 1384 | 21.1 | 13.4 | 19800 | 1527 | 3.8 | 3.1 | Non Federally-Regulated | 01/24/2011 |  | 10/24/2014
McQuay / Snyder General | Electro-Hydronics | FC500G3 |  | Water-Source | WBAHP: Heat Pump Packaged Unit | Heat Pump | 230 | 1 |  |  | No Match | No Match |  |  |  | 50000 | 4850 | 10.3 | 9 | 65000 | 5149 | 3.7 | 3.2 | Non Federally-Regulated | 05/11/1988 |  | 03/15/1989
Florida Heat Pump | Energy Miser | HEV62-1 |  | Water-Source | WBAHP: Heat Pump Packaged Unit | Heat Pump | 208 | 1 |  |  | No Match | No Match |  |  |  | 61000 | 5755 | 10.6 | 9.3 | 83000 | 6400 | 3.8 | 3.8 | Non Federally-Regulated | 07/31/1991 |  | 03/31/1998
Waterfurnace International, Inc. | Waterfurnace International, Inc. | SXH036*1 |  | Ground-Water-Source | WBAHP: Heat Pump Packaged Unit | Heat Pump | 208 | 1 |  |  | No Match | No Match |  |  |  | 36400 | 2676 | 13.6 | 9 | 26000 | 2380 | 3.2 |  | Non Federally-Regulated | 10/06/1999 |  | 05/19/2000
Florida Heat Pump | Florida Heat Pump | EM060-1CF/HZ/VT |  | Water-Source | WBAHP-CB: Heat Pump Split Syst | Heat Pump | 208 | 1 |  |  | No Match | No Match |  |  |  | 65000 | 5200 | 12.5 | 9 | 80000 | 6335 | 3.7 | 3.5 | Non Federally-Regulated | 05/23/2001 |  | 07/18/2002
Geoflex Systems, Inc. | Geoflex Systems, Inc. | GF1S-V/H/D/M-042WACBP |  | Ground-Water-Source | WBAHP: Heat Pump Packaged Unit | Both Heat Pump and Electric Re | 230 | 3 |  |  | No Match | Single-Speed |  |  |  | 44000 | 1555 | 28.3 | 16.2 | 36400 | 2092 | 5.1 | 3.6 | Non Federally-Regulated | 11/30/2011 |  | 03/02/2012
McQuay International | McQuay | W-FDD/FDE/FME-1-030-F |  | Water-Source | WBAHP: Heat Pump Packaged Unit | Heat Pump | 230 | 3 |  |  | No Match | No Match |  |  |  | 29600 | 2487 | 11.9 | 10 | 39000 | 2929 | 3.9 |  | Federally-Regulated Commercial & Industrial Equipment | 09/21/2000 |  | 03/12/2009
DeMarco Energy Systems | DeMarco Energy Systems | GT026-2VT/HZ/CF |  | Water-Source | WBAHP-CB: Heat Pump Split Syst | Heat Pump | 265 | 1 |  |  | No Match | No Match |  |  |  | 27000 | 2000 | 13.5 | 9 | 30600 | 2299 | 3.9 | 3.5 | Non Federally-Regulated | 10/02/1998 |  | 04/12/2000
Waterfurnace International, Inc. | Rybacki - Hart Enterprises | ZS012**2*0 |  | Ground-Source | WBAHP: Heat Pump Packaged Unit | Heat Pump | 265 | 1 |  |  | No Match | Single-Speed |  |  |  | 11500 | 782 | 14.7 | 13.4 | 9600 | 879 | 3.2 | 3.1 | Non Federally-Regulated | 01/24/2011 |  | 04/19/2013
Waterfurnace International, Inc. | Eagle Mountain | ZS015**0*0 |  | Ground-Water-Source | WBAHP: Heat Pump Packaged Unit | Heat Pump | 230 | 1 |  |  | No Match | Single-Speed |  |  |  | 16000 | 667 | 24 | 16.2 | 15000 | 1072 | 4.1 | 3.6 | Non Federally-Regulated | 01/24/2011 |  | 04/19/2013
Waterfurnace International, Inc. | Eagle Mountain | GTS049A1 | GRAC048* | Ground-Water-Source | WBAHP-CB: Heat Pump Split Syst | Heat Pump | 208 | 1 |  |  | No Match | Dual-Speed |  |  |  | 50500 | 2500 | 20.2 | 16.2 | 46700 | 3111 | 4.4 | 3.6 | Non Federally-Regulated | 01/24/2011 |  | 04/19/2013
McQuay International | McQuay | LHP/LWP7D-L |  | Water-Source | WBAHP: Heat Pump Packaged Unit | Heat Pump | 230 | 3 |  |  | No Match | No Match |  |  |  | 70000 | 6194 | 11.3 | 9 | 83000 | 6401 | 3.8 | 3.8 | Federally-Regulated Commercial & Industrial Equipment | 12/14/1998 |  | 09/21/2000
Carrier Corp. | Carrier | 50Q*V06060 |  | Water-Source | WBAHP: Heat Pump Packaged Unit | Heat Pump | 460 | 3 |  |  | No Match | No Match |  |  |  | 60000 | 5085 | 11.8 | 10 | 70000 | 5128 | 4 |  | Federally-Regulated Commercial & Industrial Equipment | 08/02/1993 |  | 03/08/1996
ClimateMaster Inc. | Carrier | 50HQA/HQD/VQA/VQD036 3 |  | Water-Source | WBAHP: Heat Pump Packaged Unit | Heat Pump | 265 | 1 |  |  | No Match | No Match |  |  |  | 35000 | 3181 | 11 | 10 | 42500 | 3193 | 3.9 |  | Federally-Regulated Commercial & Industrial Equipment | 12/14/1998 |  | 10/05/1999
Mammoth | Hydrobank II | A006HHJ |  | Water-Source | WBAHP: Heat Pump Packaged Unit | Heat Pump | 115 | 1 |  |  | No Match | No Match |  |  |  | 7000 | 636 | 11 | 10 | 9600 | 721 | 3.9 |  | Federally-Regulated Commercial & Industrial Equipment | 05/23/2000 |  | 11/14/2000
Waterfurnace International, Inc. | Rybacki - Hart Enterprises | ZS036**3*0 |  | Ground-Water-Source | WBAHP: Heat Pump Packaged Unit | Heat Pump | 208 | 3 |  |  | No Match | Single-Speed |  |  |  | 37700 | 1778 | 21.2 | 16.2 | 33000 | 2480 | 3.9 | 3.6 | Non Federally-Regulated | 01/24/2011 |  | 04/19/2013
Waterfurnace International, Inc. | Waterfurnace International, Inc. | SXV042B0 |  | Ground-Water-Source | WBAHP: Heat Pump Packaged Unit | Heat Pump | 208 | 1 |  |  | No Match | No Match |  |  |  | 44500 | 3201 | 13.9 | 9 | 31800 | 2824 | 3.3 |  | Non Federally-Regulated | 12/14/1998 |  | 10/06/1999
Addison Products | Addison Products | HWPH054-1JC/1JBC |  | Water-Source | WBAHP: Heat Pump Packaged Unit | Heat Pump | 230 | 1 |  |  | No Match | No Match |  |  |  | 50000 | 4237 | 11.8 | 10 | 68000 | 5109 | 3.9 |  | Federally-Regulated Commercial & Industrial Equipment | 12/14/1998 |  | 11/14/2000
Waterfurnace International, Inc. | Rybacki - Hart Enterprises | ZS024**3*4 |  | Ground-Source | WBAHP: Heat Pump Packaged Unit | Heat Pump | 208 | 3 |  |  | No Match | Single-Speed |  |  |  | 24400 | 1394 | 17.5 | 13.4 | 17500 | 1350 | 3.8 | 3.1 | Non Federally-Regulated | 06/14/2011 |  | 04/19/2013
ClimateMaster Inc. | Climate Master Series | GSS042AG | GAH42 | Water-Source | Water/Brine to Air Heat Pump S | Heat Pump | 230 | 1 |  |  | No Match | No Match |  |  |  | 41700 | 3111 | 13.4 | 10 | 49500 | 3453 | 4.2 |  | Federally-Regulated Commercial & Industrial Equipment | 04/12/2000 |  | 11/19/2001
Command-Aire | Command-Aire | SWPXR414E |  | Water-Source | WBAHP: Heat Pump Packaged Unit | Heat Pump | 460 | 3 |  |  | No Match | No Match |  |  |  | 42000 | 3780 | 11.1 | 9 | 53000 | 3880 | 4 | 3.2 | Non Federally-Regulated | 05/11/1988 |  | 03/15/1989
Florida Heat Pump | Energy Miser | HECS52-4 | HEAH52-4 | Water-Source | WBAHP-C: Heat Pump Split Syste | Heat Pump | 460 | 3 |  |  | No Match | No Match |  |  |  | 48000 | 4445 | 10.8 | 9 | 64000 | 4810 | 3.9 | 3.2 | Non Federally-Regulated | 02/22/1990 |  | 07/31/1991
Mammoth | Mammoth | D030HHA |  | Water-Source | WBAHP: Heat Pump Packaged Unit | Heat Pump | 208 | 1 |  |  | No Match | Dual-Speed |  |  |  | 33200 | 1942 | 17.1 | 12 | 37600 | 2249 | 4.9 | 4.2 | Federally-Regulated Commercial & Industrial Equipment | 11/30/2011 |  | 12/12/2012
American Air Filter | Enercon | VW186 |  | Water-Source | WBAHP: Heat Pump Packaged Unit | Heat Pump | 460 | 3 |  |  | No Match | No Match |  |  |  | 186000 | 21200 | 8.8 | 7.5 | 22500 | 21300 | 3.1 | 2.2 | Non Federally-Regulated | 05/16/1984 |  | 06/11/1985
Florida Heat Pump | Geomaster, LLC | EV036-1CS | EV036-1AV/AH | Ground-Water-Source | WBAHP-CB: Heat Pump Split Syst | Heat Pump | 230 | 1 |  |  | No Match | Single-Speed |  |  |  | 37700 | 1706 | 22.1 | 16.2 | 30900 | 2158 | 4.2 | 3.6 | Non Federally-Regulated | 06/15/2009 |  | 12/12/2012
Addison Products | Heat Controller | HWY048-5A |  | Water-Source | WBAHP: Heat Pump Packaged Unit | Heat Pump | 575 | 3 |  |  | No Match | No Match |  |  |  | 49200 | 3874 | 12.7 | 10 | 61900 | 4030 | 4.5 |  | Federally-Regulated Commercial & Industrial Equipment | 11/17/1999 |  | 04/12/2000
Addison Products | Addison Products | VPY042-1A |  | Water-Source | WBAHP-CB: Heat Pump Split Syst | Heat Pump | 230 | 1 |  |  | No Match | No Match |  |  |  | 48700 | 4058 | 12 | 9 | 52300 | 4378 | 3.5 | 3.5 | Non Federally-Regulated | 11/14/2000 |  | 07/18/2002
Climate Control / Snyder General | Electro-Hydronics | UW500F3 |  | Water-Source | WBAHP: Heat Pump Packaged Unit | Heat Pump | 230 | 1 |  |  | No Match | No Match |  |  |  | 50000 | 4850 | 10.3 | 7.5 | 65000 | 4900 | 3.9 | 2.5 | Non Federally-Regulated | 05/16/1984 |  | 08/29/1986
Florida Heat Pump | Geomaster, LLC | EC030-1CF/HZ/VT |  | Ground-Water-Source | WBAHP: Heat Pump Packaged Unit | Heat Pump | 208 | 1 |  |  | No Match | Single-Speed |  |  |  | 33000 | 1774 | 18.6 | 16.2 | 28400 | 1774 | 3.8 | 3.6 | Non Federally-Regulated | 04/30/2009 |  | 04/20/2015
American Air Filter | Enercon | CCW-06 |  | Water-Source | WBAHP-O: Heat Pump Packaged Un | Heat Pump | 208 | 1 |  |  | No Match | No Match |  |  |  | 6700 | 649 | 10.3 | 9 | 8100 | 675 | 3.5 | 3.2 | Non Federally-Regulated | 02/22/1990 |  | 07/31/1991
Waterfurnace International, Inc. | Waterfurnace International, Inc. | USV/USH060**0*4 |  | Ground-Source | WBAHP: Heat Pump Packaged Unit | Heat Pump | 208 | 1 |  |  | No Match | Single-Speed |  |  |  | 60900 | 3402 | 17.9 | 13.4 | 47100 | 3834 | 3.6 | 3.1 | Non Federally-Regulated | 06/14/2011 |  | 03/02/2012
ClimateMaster Inc. | Trane | WPHC0602 |  | Water-Source | WBAHP: Heat Pump Packaged Unit | Heat Pump | 208 | 1 |  |  | No Match | No Match |  |  |  | 62024 | 5531 | 11.2 | 9 | 74861 | 6889 | 3.8 | 3.2 | Federally-Regulated Commercial & Industrial Equipment | 07/05/1988 |  | 02/22/1990
Jacobsen Energy Ind., Inc. | Thermaflo II | 24***3**** |  | Water-Source | WBAHP: Heat Pump Packaged Unit | Heat Pump | 230 | 1 |  |  | No Match | No Match |  |  |  | 24000 | 2050 | 11.7 | 7.5 | 31000 | 2250 | 4 | 2.5 | Non Federally-Regulated | 06/11/1985 |  | 05/11/1988
Geoflex Systems, Inc. | Geoflex Systems, Inc. | GF1S-V/H/D/M-024WAABP |  | Ground-Source | WBAHP: Heat Pump Packaged Unit | Both Heat Pump and Electric Re | 230 | 1 |  |  | No Match | Single-Speed |  |  |  | 21100 | 1029 | 20.5 | 13.4 | 15200 | 1142 | 3.9 | 3.1 | Non Federally-Regulated | 11/30/2011 |  | 03/02/2012
ClimateMaster Inc. | Climate Master Series | GSV/GSH048 |  | Water-Source | WBAHP: Heat Pump Packaged Unit | Heat Pump | 230 | 1 |  |  | No Match | No Match |  |  |  | 46700 | 3198 | 14.6 | 10 | 55800 | 3406 | 4.8 |  | Federally-Regulated Commercial & Industrial Equipment | 10/05/1999 |  | 04/12/2000
Snyder General Corp. | McQuay | FCW012A*N |  | Water-Source | WBAHP: Heat Pump Packaged Unit | Heat Pump | 265 | 1 |  |  | No Match | No Match |  |  |  | 12500 | 1147 | 10.9 | 9 | 15000 | 1157 | 3.8 | 3.2 | Non Federally-Regulated | 02/22/1990 |  | 07/31/1991
Waterfurnace International, Inc. | WFI Industries, Ltd. | VLV/VXV048*0 |  | Water-Source | WBAHP: Heat Pump Packaged Unit | Heat Pump | 230 | 1 |  |  | No Match | No Match |  |  |  | 45800 | 3606 | 12.7 | 10 | 57900 | 4039 | 4.2 |  | Federally-Regulated Commercial & Industrial Equipment | 06/20/2003 |  | 02/17/2011
Florida Heat Pump | Florida Heat Pump | EM042-4CS | EM042-4AV/AH | Water-Source | WBAHP-C: Heat Pump Split Syste | Heat Pump | 460 | 3 |  |  | No Match | No Match |  |  |  | 41000 | 3153 | 13 | 10 | 50000 | 3488 | 4.2 |  | Federally-Regulated Commercial & Industrial Equipment | 10/05/1999 |  | 04/12/2000
McQuay International | McQuay | CCH/CCW/HWH/HWW012C-A |  | Water-Source | WBAHP: Heat Pump Packaged Unit | Heat Pump | 115 | 1 |  |  | No Match | No Match |  |  |  | 11700 | 1063 | 11 | 10 | 14200 | 1094 | 3.8 |  | Federally-Regulated Commercial & Industrial Equipment | 02/02/1998 |  | 03/31/1998
Tetco | Tetco | ES113.0 |  | Ground-Source | WBAHP: Heat Pump Packaged Unit | Heat Pump | 230 | 1 |  |  | No Match | No Match |  |  |  | 32000 | 2335 | 13.7 |  | 26600 | 2436 | 3.2 |  | Non Federally-Regulated | 03/31/1998 |  | 05/10/1998
McQuay International | McQuay | W-FMS/FME/FDE-1-036-E |  | Water-Source | WBAHP: Heat Pump Packaged Unit | Heat Pump | 230 | 1 |  |  | No Match | No Match |  |  |  | 35200 | 2957 | 11.9 | 10 | 45000 | 3296 | 4 |  | Federally-Regulated Commercial & Industrial Equipment | 10/05/1999 |  | 09/21/2000
ClimateMaster Inc. | Carrier Corp. | 38WQS024 3 | FK4CNF003 | Ground-Source | WBAHP-CB: Heat Pump Split Syst | Heat Pump | 230 | 1 |  |  | No Match | Single-Speed |  |  |  | 25200 | 1518 | 16.6 | 13.4 | 18600 | 1558 | 3.5 | 3.1 | Non Federally-Regulated | 09/15/2009 |  | 02/17/2011
The Whalen Company | Whalen | VI-A-400-1 |  | Water-Source | WBAHP-O: Heat Pump Packaged Un | Heat Pump | 208 | 1 |  |  | No Match | No Match |  |  |  | 13000 | 1226 | 10.6 | 9 | 15600 | 1270 | 3.6 | 3.2 | Non Federally-Regulated | 05/11/1988 |  | 03/15/1989
McQuay / Snyder General | Electro-Hydronics | CW610GP |  | Water-Source | WBAHP: Heat Pump Packaged Unit | Heat Pump | 460 | 3 |  |  | No Match | No Match |  |  |  | 61500 | 5850 | 10.5 | 7.5 | 77000 | 5785 | 3.9 | 2.5 | Non Federally-Regulated | 08/29/1986 |  | 05/11/1988
Waterfurnace International, Inc. | Waterfurnace International, Inc. | CC/CE/CS/CW15*0 |  | Water-Source | WBAHP-O: Heat Pump Packaged Un | Heat Pump | 208 | 1 |  |  | No Match | Single-Speed |  |  |  | 13800 | 1044 | 13.2 | 11.2 | 17000 | 1092 | 4.6 | 4.2 | Federally-Regulated Commercial & Industrial Equipment | 02/09/2009 |  | 02/17/2011
Waterfurnace International, Inc. | Spectra | SXH024A2 |  | Water-Source | WBAHP-CB: Heat Pump Split Syst | Heat Pump | 265 | 1 |  |  | No Match | No Match |  |  |  | 27400 | 1890 | 14.5 | 9 | 28000 | 1908 | 4.3 | 3.5 | Non Federally-Regulated | 06/02/1993 |  | 06/03/1993
ClimateMaster Inc. | Trane | WPVC1006 |  | Water-Source | WBAHP: Heat Pump Packaged Unit | Heat Pump | 208 | 3 |  |  | No Match | No Match |  |  |  | 101000 | 9700 | 10.4 | 10.5 | 109000 | 9400 | 3.4 | 3.8 | Non Federally-Regulated | 07/31/1991 |  | 03/31/1998
Mammoth | Mammoth | D016HHU |  | Water-Source | WBAHP: Heat Pump Packaged Unit | Heat Pump | 208 | 1 |  |  | No Match | Single-Speed |  |  |  | 14200 | 1127 | 12.6 | 11.2 | 16900 | 1101 | 4.5 | 4.2 | Federally-Regulated Commercial & Industrial Equipment | 12/12/2012 |  | 04/22/2015
Addison Products | Addison Products | HWPG048-1B** |  | Ground-Water-Source | WBAHP: Heat Pump Packaged Unit | Heat Pump | 230 | 1 |  |  | No Match | No Match |  |  |  | 48000 | 3380 | 14.2 | 9 | 34400 | 3252 | 3.1 |  | Non Federally-Regulated | 12/14/1998 |  | 04/10/2000
McQuay International | McQuay | WCCH/WCCW-012-J |  | Water-Source | WBAHP-CB: Heat Pump Split Syst | Heat Pump | 265 | 1 |  |  | No Match | No Match |  |  |  | 9400 | 824 | 11.4 | 9 | 11800 | 987 | 3.5 | 3.5 | Non Federally-Regulated | 11/19/2002 |  | 03/12/2009
Florida Heat Pump | Geomaster, LLC | EC048-4CS | EC048-4AH/AV | Ground-Water-Source | WBAHP-CB: Heat Pump Split Syst | Heat Pump | 460 | 3 |  |  | No Match | Single-Speed |  |  |  | 56800 | 2812 | 20.2 | 16.2 | 45700 | 2812 | 4.1 | 3.6 | Non Federally-Regulated | 04/30/2009 |  | 04/20/2015
Florida Heat Pump | Energy Miser | HECS19-1 | HEAH19-1 | Water-Source | WBAHP-C: Heat Pump Split Syste | Heat Pump | 208 | 1 |  |  | No Match | No Match |  |  |  | 18100 | 1660 | 10.9 | 9 | 24000 | 1760 | 4 | 3.2 | Non Federally-Regulated | 05/11/1988 |  | 03/15/1989
ClimateMaster Inc. | Climate Master Series | VE/HE/DE 036 |  | Ground-Water-Source | WBAHP: Heat Pump Packaged Unit | Heat Pump | 208 | 1 |  |  | No Match | No Match |  |  |  | 36000 | 3214 | 11.2 | 9 | 28000 | 2735 | 3 |  | Non Federally-Regulated | 01/30/1998 |  | 10/02/1998
Waterfurnace International, Inc. | Spectra | SXV036A4 |  | Water-Source | WBAHP-CB: Heat Pump Split Syst | Heat Pump | 460 | 3 |  |  | No Match | No Match |  |  |  | 37600 | 2870 | 13.1 | 9 | 40500 | 3043 | 3.9 | 3.5 | Non Federally-Regulated | 06/02/1993 |  | 06/03/1993
Mammoth | Mammoth | D012HHA |  | Water-Source | WBAHP: Heat Pump Packaged Unit | Heat Pump | 230 | 1 |  |  | No Match | Single-Speed |  |  |  | 13100 | 873 | 15 | 11.2 | 13600 | 886 | 4.5 | 4.2 | Federally-Regulated Commercial & Industrial Equipment | 11/30/2011 |  | 12/12/2012
Florida Heat Pump | Florida Heat Pump | EM042-2CF |  | Water-Source | WBAHP: Heat Pump Packaged Unit | Heat Pump | 265 | 1 |  |  | No Match | No Match |  |  |  | 42000 | 3181 | 13.2 | 10 | 51000 | 3475 | 4.3 |  | Federally-Regulated Commercial & Industrial Equipment | 02/02/1998 |  | 03/31/1998
Waterfurnace International, Inc. | Waterfurnace International, Inc. | SXH058C0 |  | Ground-Source | WBAHP: Heat Pump Packaged Unit | Heat Pump | 230 | 1 |  |  | No Match | No Match |  |  |  | 56500 | 4216 | 13.4 |  | 45500 | 4301 | 3.1 |  | Non Federally-Regulated | 03/31/1998 |  | 05/10/1998
Addison Products | Addison Products | VWPG012-1A* |  | Ground-Water-Source | WBAHP: Heat Pump Packaged Unit | Heat Pump | 208 | 1 |  |  | No Match | No Match |  |  |  | 12000 | 745 | 16.1 | 9 | 8900 | 766 | 3.4 |  | Non Federally-Regulated | 05/10/1998 |  | 10/02/1998
Snyder General Corp. | McQuay | FCW007A*N |  | Water-Source | WBAHP: Heat Pump Packaged Unit | Heat Pump | 265 | 1 |  |  | No Match | No Match |  |  |  | 7000 | 660 | 10.6 | 9 | 8400 | 703 | 3.5 | 3.2 | Non Federally-Regulated | 02/22/1990 |  | 07/31/1991
Waterfurnace International, Inc. | Waterfurnace International, Inc. | CW*009A0 |  | Ground-Source | WBAHP: Heat Pump Packaged Unit | Heat Pump | 230 | 1 |  |  | No Match | No Match |  |  |  | 9600 | 581 | 16.5 |  | 6700 | 633 | 3.1 |  | Non Federally-Regulated | 03/31/1998 |  | 05/10/1998
Geoflex Systems, Inc. | Geoflex Systems, Inc. | GF1S-V/H/D/M-036WADBP |  | Water-Source | WBAHP: Heat Pump Packaged Unit | Both Heat Pump and Electric Re | 460 | 3 |  |  | No Match | Single-Speed |  |  |  | 32900 | 1924 | 17.1 | 12 | 38000 | 1989 | 5.6 | 4.2 | Federally-Regulated Commercial & Industrial Equipment | 03/02/2012 |  | 01/09/2014
Florida Heat Pump | Geomaster, LLC | ES071-1CF/HZ/VT |  | Ground-Source | WBAHP: Heat Pump Packaged Unit | Heat Pump | 230 | 1 |  |  | No Match | Single-Speed | 3394 | 803 | 1 | 74000 | 4540 | 16.3 | 13.4 | 53000 | 4197 | 3.7 | 3.1 | Non Federally-Regulated | 04/23/2009 |  | 01/25/2011
Florida Heat Pump | Florida Heat Pump | GT062-3VT/HZ/CF |  | Water-Source | WBAHP-CB: Heat Pump Split Syst | Heat Pump | 230 | 3 |  |  | No Match | No Match |  |  |  | 61500 | 4920 | 12.5 | 9 | 78000 | 6014 | 3.8 | 3.5 | Non Federally-Regulated | 10/05/1999 |  | 04/12/2000
Marvair | Marvair | WVP57HPA |  | Water-Source | WBAHP: Heat Pump Packaged Unit | Heat Pump | 230 | 1 |  |  | No Match | No Match |  |  |  | 57000 | 5429 | 10.5 | 9 | 72000 | 5703 | 3.7 | 3.2 | Non Federally-Regulated | 05/11/1988 |  | 03/15/1989
Carrier Corp. | Carrier | 50HQ,VQ0184 |  | Water-Source | WBAHP: Heat Pump Packaged Unit | Heat Pump | 277 | 1 |  |  | No Match | No Match |  |  |  | 18500 | 2200 | 8.4 | 7.5 | 23600 | 2500 | 2.8 | 2.5 | Non Federally-Regulated | 08/30/1983 |  | 06/11/1985
ClimateMaster Inc. | Climate Master Series | GSV/GSH048AG |  | Ground-Water-Source | WBAHP: Heat Pump Packaged Unit | Heat Pump | 230 | 1 |  |  | No Match | No Match |  |  |  | 48700 | 3246 | 15 | 9 | 37100 | 3294 | 3.3 |  | Non Federally-Regulated | 07/22/2002 |  | 03/12/2009
Mammoth | Mammoth | F104HHC |  | Water-Source | WBAHP: Heat Pump Packaged Unit | Heat Pump | 208 | 3 |  |  | No Match | No Match |  |  |  | 105000 | 9460 | 11.1 | 9.2 | 124000 | 9802 | 3.7 | 2.5 | Non Federally-Regulated | 05/16/1984 |  | 05/11/1988
Enertech Global, LLC | Enertech | HST072A | MPD072 | Ground-Water-Source | WBAHP-CB: Heat Pump Split Syst | Heat Pump | 208 | 1 |  |  | No Match | Single-Speed | 2863 | 693 | 1 | 73600 | 3556 | 20.7 | 16.2 | 64800 | 4632 | 4.1 | 3.6 | Non Federally-Regulated | 11/30/2011 |  | 12/12/2012
Enertech Global, LLC | Enertech | HXT048C2 |  | Ground-Water-Source | WBAHP: Heat Pump Packaged Unit | Heat Pump | 230 | 3 |  |  | No Match | Single-Speed |  |  |  | 55100 | 2277 | 24.2 | 16.2 | 48700 | 2973 | 4.8 | 3.6 | Non Federally-Regulated | 03/02/2012 |  | 05/02/2012
Command-Aire | Command-Aire | SPHD0191 |  | Water-Source | WBAHP: Heat Pump Packaged Unit | Heat Pump | 208 | 1 |  |  | No Match | No Match |  |  |  | 18900 | 1657 | 11.4 | 10 | 24100 | 1810 | 3.9 |  | Federally-Regulated Commercial & Industrial Equipment | 08/07/1998 |  | 10/02/1998
ClimateMaster Inc. | Trane | WPVA40XE* |  | Water-Source | WBAHP: Heat Pump Packaged Unit | Heat Pump | 208 | 3 |  |  | No Match | No Match |  |  |  | 42000 | 3853 | 10.9 | 9 | 52000 | 4119 | 3.7 | 3.2 | Non Federally-Regulated | 05/11/1988 |  | 03/15/1989
Waterfurnace International, Inc. | Waterfurnace International, Inc. | SXV058C0 |  | Water-Source | WBAHP: Heat Pump Packaged Unit | Heat Pump | 230 | 1 |  |  | No Match | No Match |  |  |  | 55000 | 4044 | 13.6 | 9.3 | 69000 | 4493 | 4.5 | 3.8 | Federally-Regulated Commercial & Industrial Equipment | 03/31/1998 |  | 05/10/1998
American Air Filter | Enercon | HW 62 |  | Water-Source | WBAHP: Heat Pump Packaged Unit | Heat Pump | 208 | 3 |  |  | No Match | No Match |  |  |  | 61000 | 71000 | 8.6 | 7.5 | 67000 | 6400 | 3.1 | 2.5 | Non Federally-Regulated | 08/30/1983 |  | 05/16/1984
ClimateMaster Inc. | Climate Master | TZV/H024 |  | Ground-Source | WBAHP: Heat Pump Packaged Unit | Heat Pump | 208 | 1 |  |  | No Match | Single-Speed |  |  |  | 22700 | 1523 | 14.9 | 13.4 | 18400 | 1498 | 3.6 | 3.1 | Non Federally-Regulated | 06/14/2011 |  | 08/23/2011
Waterfurnace International, Inc. | Waterfurnace International, Inc. | NSV/NSH036F1*1 |  | Ground-Water-Source | WBAHP: Heat Pump Packaged Unit | Heat Pump | 230 | 1 |  |  | No Match | Single-Speed |  |  |  | 38000 | 1262 | 30.1 | 16.2 | 28200 | 1621 | 5.1 | 3.6 | Non Federally-Regulated | 05/02/2012 |  | 04/19/2013
Command-Aire | Command-Aire | SWP-1233 |  | Water-Source | WBAHP: Heat Pump Packaged Unit | Heat Pump | 230 | 3 |  |  | No Match | No Match |  |  |  | 140000 | 15400 | 9.1 |  | 199000 | 14600 | 4 | 2.5 | Non Federally-Regulated | 06/11/1985 |  | 05/11/1988
Mammoth | Mammoth | D104V |  | Water-Source | WBAHP: Heat Pump Packaged Unit | Heat Pump | 230 | 1 |  |  | No Match | No Match |  |  |  | 100000 | 10200 | 9.8 | 7.5 | 112000 | 10200 | 3.2 | 2.2 | Non Federally-Regulated | 01/05/1982 |  | 05/16/1984
McQuay / Snyder General | Electro-Hydronics | LWP22BP |  | Water-Source | WBAHP: Heat Pump Packaged Unit | Heat Pump | 460 | 3 |  |  | No Match | No Match |  |  |  | 240400 | 20550 | 11.7 |  | 270000 | 21400 | 3.7 | 2.5 | Non Federally-Regulated | 08/29/1986 |  | 05/11/1988
Command-Aire | Command-Aire | SPHD0351 |  | Water-Source | WBAHP: Heat Pump Packaged Unit | Heat Pump | 265 | 1 |  |  | No Match | No Match |  |  |  | 36100 | 3281 | 11 | 10 | 45800 | 3532 | 3.8 |  | Federally-Regulated Commercial & Industrial Equipment | 12/14/1998 |  | 03/12/2009
Carrier Corp. | Carrier | 50QXH0606 |  | Water-Source | WBAHP: Heat Pump Packaged Unit | Heat Pump | 460 | 3 |  |  | No Match | No Match |  |  |  | 58000 | 5000 | 11.6 | 9 | 65000 | 4763 | 4 | 3.2 | Federally-Regulated Commercial & Industrial Equipment | 09/25/1989 |  | 10/10/1989
Addison Products | Addison Products | HWPH064-4JC/4JBC |  | Ground-Water-Source | WBAHP: Heat Pump Packaged Unit | Heat Pump | 460 | 3 |  |  | No Match | No Match |  |  |  | 63500 | 5080 | 12.5 | 11 | 76000 | 6364 | 3.5 | 3.5 | Non Federally-Regulated | 03/31/1998 |  | 05/10/1998
ClimateMaster Inc. | Carrier | RVC048***50*** |  | Water-Source | WBAHP: Heat Pump Packaged Unit | Heat Pump | 208 | 3 |  |  | No Match | No Match |  |  |  | 47900 | 4094 | 11.7 | 10 | 61100 | 4072 | 4.4 |  | Federally-Regulated Commercial & Industrial Equipment | 07/02/2003 |  | 03/12/2009
Waterfurnace International, Inc. | Waterfurnace International, Inc. | SXH024C1 |  | Ground-Water-Source | WBAHP: Heat Pump Packaged Unit | Heat Pump | 230 | 1 |  |  | No Match | No Match |  |  |  | 27400 | 1889 | 14.5 | 11 | 27400 | 1867 | 4.3 | 3.5 | Non Federally-Regulated | 03/31/1998 |  | 05/10/1998
Waterfurnace International, Inc. | Waterfurnace International, Inc. | SXH058B4 |  | Water-Source | WBAHP: Heat Pump Packaged Unit | Heat Pump | 460 | 3 |  |  | No Match | No Match |  |  |  | 55000 | 4044 | 13.6 | 9.3 | 69000 | 4493 | 4.5 | 3.8 | Federally-Regulated Commercial & Industrial Equipment | 03/31/1998 |  | 05/10/1998
Carrier Corp. | Carrier | 50QXV0483 |  | Water-Source | WBAHP: Heat Pump Packaged Unit | Heat Pump | 208 | 1 |  |  | No Match | No Match |  |  |  | 48000 | 4365 | 11 | 9 | 58000 | 4440 | 3.8 | 3.2 | Federally-Regulated Commercial & Industrial Equipment | 09/25/1989 |  | 10/10/1989
Florida Heat Pump | Geomaster, LLC | EC018-2CF/HZ/VT |  | Ground-Water-Source | WBAHP: Heat Pump Packaged Unit | Heat Pump | 265 | 1 |  |  | No Match | Single-Speed |  |  |  | 21400 | 1126 | 19 | 16.2 | 18000 | 1259 | 3.8 | 3.6 | Non Federally-Regulated | 04/30/2009 |  | 04/20/2015
Mammoth | Mammoth | D009VHC |  | Water-Source | WBAHP: Heat Pump Packaged Unit | Heat Pump | 230 | 1 |  |  | No Match | No Match |  |  |  | 9100 | 825 | 11 | 7.5 | 12000 | 900 | 3.9 | 2.5 | Non Federally-Regulated | 05/16/1984 |  | 05/11/1988
Waterfurnace International, Inc. | Eagle Mountain | YS030**1*4 |  | Ground-Water-Source | WBAHP: Heat Pump Packaged Unit | Heat Pump | 208 | 1 |  |  | No Match | Single-Speed |  |  |  | 32900 | 1377 | 23.9 | 16.2 | 28300 | 1885 | 4.4 | 3.6 | Non Federally-Regulated | 01/24/2011 |  | 04/19/2013
Carrier Corp. | Carrier | 50QXV0094 |  | Water-Source | WBAHP: Heat Pump Packaged Unit | Heat Pump | 265 | 1 |  |  | No Match | No Match |  |  |  | 9100 | 780 | 11.7 | 9 | 11000 | 839 | 3.8 | 3.2 | Federally-Regulated Commercial & Industrial Equipment | 02/05/1990 |  | 02/22/1990
Florida Heat Pump | Florida Heat Pump | CW015-2 |  | Water-Source | WBAHP-CB: Heat Pump Split Syst | Heat Pump | 265 | 1 |  |  | No Match | No Match |  |  |  | 16500 | 970 | 17 | 9 | 15000 | 1098 | 4 | 3.5 | Non Federally-Regulated | 07/16/2001 |  | 07/18/2002
Waterfurnace International, Inc. | Waterfurnace International, Inc. | SXH068B4 |  | Ground-Water-Source | WBAHP: Heat Pump Packaged Unit | Heat Pump | 460 | 3 |  |  | No Match | No Match |  |  |  | 69000 | 5750 | 12 | 11 | 80000 | 6169 | 3.8 | 3.5 | Non Federally-Regulated | 03/31/1998 |  | 05/10/1998
ClimateMaster Inc. | Carrier Corp. | 38WQS036 3 | FK4CNF003 | Ground-Water-Source | WBAHP-CB: Heat Pump Split Syst | Heat Pump | 208 | 1 |  |  | No Match | Single-Speed |  |  |  | 34900 | 1736 | 20.1 | 16.2 | 31900 | 2399 | 3.9 | 3.6 | Non Federally-Regulated | 09/15/2009 |  | 02/17/2011
Snyder General Corp. | American Air Filter | EHW-90 |  | Water-Source | WBAHP: Heat Pump Packaged Unit | Heat Pump | 200 | 3 |  |  | No Match | No Match |  |  |  | 90000 | 8571 | 10.5 | 10.5 | 114000 | 9027 | 3.7 | 3.8 | Non Federally-Regulated | 07/31/1991 |  | 03/31/1998
ClimateMaster Inc. | Carrier Corp. | 50YEH/V/D036K***3 |  | Water-Source | WBAHP: Heat Pump Packaged Unit | Heat Pump | 230 | 1 |  |  | No Match | Single-Speed |  |  |  | 33500 | 1851 | 18.1 | 12 | 39900 | 1982 | 5.9 | 4.2 | Federally-Regulated Commercial & Industrial Equipment | 10/24/2014 |  | 04/22/2015
ClimateMaster Inc. | Climate Master Series | HE006G |  | Ground-Water-Source | WBAHP: Heat Pump Packaged Unit | Heat Pump | 230 | 1 |  |  | No Match | No Match |  |  |  | 7000 | 608 | 11.5 | 9 | 5400 | 565 | 2.8 |  | Non Federally-Regulated | 04/10/2000 |  | 11/14/2000
Mammoth | Mammoth | D052V |  | Water-Source | WBAHP: Heat Pump Packaged Unit | Heat Pump | 230 | 1 |  |  | No Match | No Match |  |  |  | 50000 | 5100 | 9.8 | 7.5 | 56000 | 5100 | 3.2 | 2.5 | Non Federally-Regulated | 01/05/1982 |  | 05/16/1984
McQuay / Snyder General | Electro-Hydronics | CW330FP |  | Water-Source | WBAHP: Heat Pump Packaged Unit | Heat Pump | 460 | 3 |  |  | No Match | No Match |  |  |  | 33000 | 3050 | 10.8 | 7.5 | 39000 | 3090 | 3.7 | 2.5 | Non Federally-Regulated | 08/29/1986 |  | 05/11/1988
Carrier Corp. | Carrier | 50QXV0306 |  | Water-Source | WBAHP: Heat Pump Packaged Unit | Heat Pump | 460 | 3 |  |  | No Match | No Match |  |  |  | 31000 | 2675 | 11.6 | 9 | 36600 | 2680 | 4 | 3.2 | Federally-Regulated Commercial & Industrial Equipment | 02/05/1990 |  | 02/22/1990
Enertech Global, LLC | Enertech | GXT024C3 |  | Ground-Source | WBAHP: Heat Pump Packaged Unit | Heat Pump | 460 | 3 |  |  | No Match | Single-Speed |  |  |  | 27500 | 1256 | 21.9 | 13.4 | 19700 | 1228 | 4.7 | 3.1 | Non Federally-Regulated | 05/02/2012 |  | 04/21/2014
Florida Heat Pump | Florida Heat Pump | GT022-2VT/HZ/CF |  | Ground-Water-Source | WBAHP: Heat Pump Packaged Unit | Heat Pump | 265 | 1 |  |  | No Match | No Match |  |  |  | 21600 | 1785 | 12.1 | 11 | 22200 | 1858 | 3.5 | 3.5 | Non Federally-Regulated | 03/31/1998 |  | 05/10/1998
Trane U.S. Inc. | Trane | GEHB006 |  | Ground-Water-Source | WBAHP: Heat Pump Packaged Unit | Heat Pump | 208 | 1 |  |  | No Match | No Match |  |  |  | 6980 | 484 | 14.4 | 9 | 4690 | 443 | 3.1 |  | Non Federally-Regulated | 07/22/2002 |  | 03/12/2009
Waterfurnace International, Inc. | Waterfurnace International, Inc. | V080**4 |  | Water-Source | WBAHP: Heat Pump Packaged Unit | Heat Pump | 460 | 3 |  |  | No Match | No Match |  |  |  | 79500 | 5888 | 13.5 | 9 | 98000 | 6109 | 4.7 | 3.8 | Federally-Regulated Commercial & Industrial Equipment | 05/19/2000 |  | 11/14/2000
Command-Aire | Command-Aire | SWP-844 |  | Water-Source | WBAHP: Heat Pump Packaged Unit | Heat Pump | 460 | 3 |  |  | No Match | No Match |  |  |  | 88700 | 9200 | 9.6 | 9.2 | 128000 | 10300 | 3.6 |  | Federally-Regulated Commercial & Industrial Equipment | 01/23/1988 |  | 05/11/1988
Florida Heat Pump | Florida Heat Pump | GO036-1CF/HZ/VT |  | Water-Source | WBAHP-CB: Heat Pump Split Syst | Heat Pump | 230 | 1 |  |  | No Match | No Match |  |  |  | 36000 | 2500 | 14.4 | 9 | 41500 | 2827 | 4.3 | 3.5 | Non Federally-Regulated | 05/23/2001 |  | 07/18/2002
Econar | Econar | GV230 |  | Ground-Source | WBAHP: Heat Pump Packaged Unit | Heat Pump | 208 | 1 |  |  | No Match | No Match |  |  |  | 24800 | 1710 | 14.5 |  | 21200 | 1827 | 3.4 |  | Non Federally-Regulated | 03/31/1998 |  | 05/10/1998
Florida Heat Pump | Florida Heat Pump | GT030-3CF/HZ/VT |  | Ground-Water-Source | WBAHP: Heat Pump Packaged Unit | Heat Pump | 230 | 3 |  |  | No Match | No Match |  |  |  | 31200 | 2080 | 15 | 9 | 20600 | 1886 | 3.2 |  | Non Federally-Regulated | 04/10/2000 |  | 05/29/2001
Waterfurnace International, Inc. | Waterfurnace International, Inc. | SXV030*1 |  | Water-Source | WBAHP: Heat Pump Packaged Unit | Heat Pump | 230 | 1 |  |  | No Match | No Match |  |  |  | 30600 | 2125 | 14.4 | 10 | 36600 | 2144 | 5 |  | Federally-Regulated Commercial & Industrial Equipment | 10/05/1999 |  | 05/19/2000
Waterfurnace International, Inc. | Rybacki - Hart Enterprises | ZS023**4*1 |  | Water-Source | WBAHP: Heat Pump Packaged Unit | Heat Pump | 460 | 3 |  |  | No Match | Single-Speed |  |  |  | 23000 | 1533 | 15 | 12 | 26000 | 1621 | 4.7 | 4.2 | Federally-Regulated Commercial & Industrial Equipment | 01/24/2011 |  | 04/19/2013
ClimateMaster Inc. | Climate Master Series | GRV/GRH012AG |  | Water-Source | WBAHP: Heat Pump Packaged Unit | Heat Pump | 230 | 1 |  |  | No Match | No Match |  |  |  | 11500 | 942 | 12.2 | 10 | 14800 | 1057 | 4.1 |  | Federally-Regulated Commercial & Industrial Equipment | 04/12/2000 |  | 03/12/2009
Mammoth | Hydrobank II | F070VHG |  | Water-Source | WBAHP: Heat Pump Packaged Unit | Heat Pump | 208 | 3 |  |  | No Match | No Match |  |  |  | 70800 | 5167 | 13.7 | 9 | 86300 | 5619 | 4.5 | 3.8 | Federally-Regulated Commercial & Industrial Equipment | 05/23/2000 |  | 01/18/2001
Inter-City Products Corp. | McQuay | CCH009C*G |  | Water-Source | WBAHP: Heat Pump Packaged Unit | Heat Pump | 208 | 1 |  |  | No Match | No Match |  |  |  | 8800 | 830 | 10.6 | 9.3 | 11400 | 857 | 3.9 | 3.8 | Non Federally-Regulated | 07/31/1991 |  | 03/31/1998
Mammoth | Hydrobank II | E006CHE |  | Water-Source | WBAHP-O: Heat Pump Packaged Un | Heat Pump | 265 | 1 |  |  | No Match | No Match |  |  |  | 7400 | 672 | 11 | 9.3 | 10500 | 769 | 4 | 3.8 | Federally-Regulated Commercial & Industrial Equipment | 03/31/1998 |  | 05/10/1998
Trane U.S. Inc. | Trane | WPHD0191 |  | Water-Source | WBAHP: Heat Pump Packaged Unit | Heat Pump | 265 | 1 |  |  | No Match | No Match |  |  |  | 18900 | 1657 | 11.4 | 10 | 24100 | 1810 | 3.9 |  | Federally-Regulated Commercial & Industrial Equipment | 12/14/1998 |  | 10/05/1999
Mammoth | Hydrobank II | D027VLF/HLF/DLF |  | Ground-Water-Source | WBAHP: Heat Pump Packaged Unit | Heat Pump | 230 | 1 |  |  | No Match | No Match |  |  |  | 25500 | 1847 | 13.8 | 9 | 20000 | 1890 | 3.1 |  | Non Federally-Regulated | 10/06/1999 |  | 04/10/2000
Florida Heat Pump | Florida Heat Pump | EM028-1CS | EM028-1AH/AV | Water-Source | WBAH: Heating Only Packaged Un | Heat Pump | 230 | 1 |  |  | No Match | No Match |  |  |  | 30000 | 2400 | 12.5 | 9 | 33000 | 2762 | 3.5 | 3.5 | Non Federally-Regulated | 05/23/2001 |  | 07/18/2002
Florida Heat Pump | Florida Heat Pump | EM036-1CF/HZ/VT |  | Ground-Water-Source | WBAHP: Heat Pump Packaged Unit | Heat Pump | 208 | 1 |  |  | No Match | No Match |  |  |  | 36500 | 2534 | 14.4 | 9 | 26000 | 2308 | 3.3 |  | Non Federally-Regulated | 05/29/2001 |  | 07/18/2002
Mammoth | Hydrobank II | F/G090VLF/HLF |  | Ground-Water-Source | WBAHP: Heat Pump Packaged Unit | Heat Pump | 230 | 3 |  |  | No Match | No Match |  |  |  | 86330 | 6640 | 13 | 9 | 67000 | 6771 | 2.9 |  | Non Federally-Regulated | 05/10/1998 |  | 07/29/1998
Econar | Econar | GH361 |  | Water-Source | WBAHP-CB: Heat Pump Split Syst | Heat Pump | 208 | 1 |  |  | No Match | No Match |  |  |  | 35800 | 2671 | 13.4 | 9 | 45000 | 3381 | 3.9 | 3.5 | Non Federally-Regulated | 02/02/1998 |  | 10/02/1998
Mammoth | Hydrobank II | D019HHA-CR1,VHF-CR1 |  | Water-Source | WBAHP: Heat Pump Packaged Unit | Heat Pump | 208 | 1 |  |  | No Match | No Match |  |  |  | 18400 | 1533 | 12 | 9.3 | 25400 | 1908 | 3.9 | 3.8 | Non Federally-Regulated | 07/31/1991 |  | 03/31/1998
Addison Products | Heat Controller | WRH036-1JC | HRH036-1J/1JB | Water-Source | WBAHP-C: Heat Pump Split Syste | Heat Pump | 230 | 1 |  |  | No Match | No Match |  |  |  | 33000 | 3000 | 11 | 10 | 42000 | 3238 | 3.8 |  | Federally-Regulated Commercial & Industrial Equipment | 10/05/1999 |  | 04/12/2000
Trane U.S. Inc. | Trane | GXUB028 |  | Water-Source | WBAHP: Heat Pump Packaged Unit | Heat Pump | 208 | 1 |  |  | No Match | No Match |  |  |  | 26281 | 2190 | 12 | 10 | 32955 | 2343 | 4.1 |  | Federally-Regulated Commercial & Industrial Equipment | 04/12/2000 |  | 11/14/2000
Waterfurnace International, Inc. | Waterfurnace International, Inc. | VLH/VXH058*0 |  | Water-Source | WBAHP: Heat Pump Packaged Unit | Heat Pump | 208 | 1 |  |  | No Match | No Match |  |  |  | 57500 | 4563 | 12.6 | 10 | 68000 | 4859 | 4.1 |  | Federally-Regulated Commercial & Industrial Equipment | 11/14/2000 |  | 03/12/2009
Inter-City Products Corp. | McQuay | CCW090A*F |  | Water-Source | WBAHP: Heat Pump Packaged Unit | Heat Pump | 208 | 3 |  |  | No Match | No Match |  |  |  | 87000 | 9063 | 9.6 | 10.5 | 98000 | 8448 | 3.4 | 3.8 | Non Federally-Regulated | 07/31/1991 |  | 03/31/1998
Mammoth | Hydrobank II | D016CHE |  | Water-Source | WBAHP-O: Heat Pump Packaged Un | Heat Pump | 230 | 1 |  |  | No Match | No Match |  |  |  | 15200 | 1245 | 12.2 | 10 | 19200 | 1406 | 4 |  | Federally-Regulated Commercial & Industrial Equipment | 12/14/1998 |  | 05/23/2000
Waterfurnace International, Inc. | Waterfurnace International, Inc. | SXV048C4 |  | Ground-Water-Source | WBAHP: Heat Pump Packaged Unit | Heat Pump | 460 | 3 |  |  | No Match | No Match |  |  |  | 51500 | 3843 | 13.4 | 9 | 36000 | 3403 | 3.1 |  | Non Federally-Regulated | 01/30/1998 |  | 03/31/1998
ClimateMaster Inc. | Carrier Corp. | 50PSH/V/D024****2 |  | Ground-Water-Source | WBAHP: Heat Pump Packaged Unit | Heat Pump | 208 | 1 |  |  | No Match | Single-Speed |  |  |  | 26500 | 1004 | 26.4 | 16.2 | 24100 | 1413 | 5 | 3.6 | Non Federally-Regulated | 10/24/2014 |  | 04/22/2015
ClimateMaster Inc. | Trane | WPVC0422 |  | Water-Source | WBAHP: Heat Pump Packaged Unit | Heat Pump | 208 | 1 |  |  | No Match | No Match |  |  |  | 41500 | 3520 | 11.8 | 9 | 44500 | 3340 | 3.9 | 3.2 | Federally-Regulated Commercial & Industrial Equipment | 07/05/1988 |  | 02/22/1990
Waterfurnace International, Inc. | Waterfurnace International, Inc. | NSZ048A1 | NRAC048* | Ground-Water-Source | WBAHP-CB: Heat Pump Split Syst | Heat Pump | 208 | 1 |  |  | No Match | Single-Speed |  |  |  | 48900 | 2055 | 23.8 | 16.2 | 45100 | 2939 | 4.5 | 3.6 | Non Federally-Regulated | 04/30/2009 |  | 10/24/2014
Florida Heat Pump | Florida Heat Pump | EM042-3HZ |  | Water-Source | WBAHP: Heat Pump Packaged Unit | Heat Pump | 208 | 3 |  |  | No Match | No Match |  |  |  | 42000 | 3181 | 13.2 | 10 | 51000 | 3475 | 4.3 |  | Federally-Regulated Commercial & Industrial Equipment | 02/02/1998 |  | 03/31/1998
Florida Heat Pump | Bosch | TA061-1CF/HZ/VT |  | Ground-Source | WBAHP: Heat Pump Packaged Unit | Heat Pump | 208 | 1 |  |  |  | Dual-Speed | 3079 | 730 |  | 67000 | 3622 | 18.5 | 13.4 | 49000 | 3503 | 4.1 | 3.1 | Non Federally-Regulated | 04/22/2015 |  | 05/01/2015
California Heat Pump | California Heat Pump | CHP-42H*-34-** |  | Water-Source | WBAHP: Heat Pump Packaged Unit | Heat Pump | 460 | 3 |  |  | No Match | No Match |  |  |  | 39000 | 4700 | 8.3 | 7.5 | 43000 | 4100 | 3 | 2.5 | Non Federally-Regulated | 05/16/1984 |  | 06/11/1985
Florida Heat Pump | Geomaster, LLC | EC060-1CS | EC060-1AH/AV | Ground-Source | WBAHP-CB: Heat Pump Split Syst | Heat Pump | 208 | 1 |  |  | No Match | Single-Speed |  |  |  | 62300 | 4326 | 14.4 | 13.4 | 49000 | 4354 | 3.3 | 3.1 | Non Federally-Regulated | 04/30/2009 |  | 04/20/2015
McQuay International | McQuay | W-FDD/FDE/FME-1-036-K |  | Water-Source | WBAHP: Heat Pump Packaged Unit | Heat Pump | 460 | 3 |  |  | No Match | No Match |  |  |  | 35200 | 2957 | 11.9 | 10 | 45000 | 3296 | 4 |  | Federally-Regulated Commercial & Industrial Equipment | 09/21/2000 |  | 03/12/2009
Florida Heat Pump | Geomaster, LLC | EV024-1CF/HZ/VT |  | Ground-Water-Source | WBAHP: Heat Pump Packaged Unit | Heat Pump | 230 | 1 |  |  | No Match | Single-Speed |  |  |  | 29500 | 1453 | 20.3 | 16.2 | 26500 | 1453 | 3.6 | 3.6 | Non Federally-Regulated | 04/30/2009 |  | 12/12/2012
Mammoth | Hydrobank II | F108VHJ |  | Water-Source | WBAHP: Heat Pump Packaged Unit | Heat Pump | 208 | 3 |  |  | No Match | No Match |  |  |  | 106000 | 9380 | 11.3 | 9 | 138000 | 10367 | 3.9 | 3.8 | Federally-Regulated Commercial & Industrial Equipment | 05/23/2000 |  | 01/18/2001
ClimateMaster Inc. | Trane | WPHC0486 |  | Water-Source | WBAHP: Heat Pump Packaged Unit | Heat Pump | 460 | 3 |  |  | No Match | No Match |  |  |  | 48493 | 4402 | 11 | 9 | 56843 | 5228 | 3.8 | 3.2 | Non Federally-Regulated | 02/22/1990 |  | 07/31/1991
Waterfurnace International, Inc. | Waterfurnace International, Inc. | VLV/VXV036*3 |  | Water-Source | WBAHP: Heat Pump Packaged Unit | Heat Pump | 208 | 3 |  |  | No Match | No Match |  |  |  | 34800 | 2697 | 12.9 | 10 | 42000 | 2861 | 4.3 |  | Federally-Regulated Commercial & Industrial Equipment | 10/05/1999 |  | 06/20/2003
American Air Filter | Enercon | HW26 |  | Water-Source | WBAHP: Heat Pump Packaged Unit | Heat Pump | 277 | 1 |  |  | No Match | No Match |  |  |  | 26000 | 3000 | 8.7 | 7.5 | 33500 | 3400 | 2.9 | 2.5 | Non Federally-Regulated | 01/05/1982 |  | 05/16/1984
Trane U.S. Inc. | Trane | WPHD0261 |  | Water-Source | WBAHP: Heat Pump Packaged Unit | Heat Pump | 208 | 1 |  |  | No Match | No Match |  |  |  | 22800 | 2171 | 10.5 | 10 | 30400 | 2284 | 3.9 |  | Federally-Regulated Commercial & Industrial Equipment | 12/14/1998 |  | 04/12/2000
Florida Heat Pump | Florida Heat Pump | EM009-1CF |  | Water-Source | WBAHP: Heat Pump Packaged Unit | Heat Pump | 230 | 1 |  |  | No Match | No Match |  |  |  | 9500 | 760 | 12.5 | 9.3 | 13000 | 846 | 4.5 | 3.8 | Federally-Regulated Commercial & Industrial Equipment | 03/31/1998 |  | 05/10/1998
Florida Heat Pump | Florida Heat Pump | EM028-1CF |  | Water-Source | WBAHP: Heat Pump Packaged Unit | Heat Pump | 208 | 1 |  |  | No Match | No Match |  |  |  | 28000 | 1971 | 14.2 | 9.3 | 33400 | 2175 | 4.5 | 3.8 | Federally-Regulated Commercial & Industrial Equipment | 03/31/1998 |  | 05/10/1998
Snyder General Corp. | McQuay | LHP22BD |  | Water-Source | WBAHP: Heat Pump Packaged Unit | Heat Pump | 230 | 3 |  |  | No Match | No Match |  |  |  | 240400 | 20550 | 11.7 |  | 270000 | 21400 | 3.7 | 2.5 | Non Federally-Regulated | 02/22/1990 |  | 07/31/1991
Florida Heat Pump | Florida Heat Pump | EM041-3CF/HZ/VT |  | Water-Source | WBAHP-CB: Heat Pump Split Syst | Heat Pump | 230 | 3 |  |  | No Match | No Match |  |  |  | 42500 | 3455 | 12.3 | 9 | 50000 | 4185 | 3.5 | 3.5 | Non Federally-Regulated | 05/23/2001 |  | 07/18/2002
Trane U.S. Inc. | Trane | WPHD0804 |  | Water-Source | WBAHP: Heat Pump Packaged Unit | Heat Pump | 460 | 3 |  |  | No Match | No Match |  |  |  | 100000 | 8474 | 11.8 | 9 | 129400 | 9027 | 4.2 | 3.8 | Federally-Regulated Commercial & Industrial Equipment | 10/05/1999 |  | 04/12/2000
Trane U.S. Inc. | Trane | EXVE0488 |  | Ground-Water-Source | WBAHP: Heat Pump Packaged Unit | Heat Pump | 230 | 3 |  |  | No Match | Single-Speed |  |  |  | 51800 | 2214 | 23.4 | 16.2 | 46300 | 2769 | 4.9 | 3.6 | Non Federally-Regulated | 06/14/2011 |  | 08/15/2014
Waterfurnace International, Inc. | Waterfurnace International, Inc. | SXH013A2 |  | Ground-Source | WBAHP: Heat Pump Packaged Unit | Heat Pump | 265 | 1 |  |  | No Match | No Match |  |  |  | 13300 | 847 | 15.7 |  | 9700 | 861 | 3.3 |  | Non Federally-Regulated | 03/31/1998 |  | 05/10/1998
ClimateMaster Inc. | Climate Master Series | GSV/GSH018 |  | Ground-Water-Source | WBAHP: Heat Pump Packaged Unit | Heat Pump | 208 | 1 |  |  | No Match | No Match |  |  |  | 18400 | 1150 | 16 | 9 | 13600 | 1207 | 3.3 |  | Non Federally-Regulated | 10/06/1999 |  | 04/10/2000
Waterfurnace International, Inc. | Geotility Geothermal Installations | ZS048**3*0 |  | Water-Source | WBAHP: Heat Pump Packaged Unit | Heat Pump | 230 | 3 |  |  | No Match | Single-Speed |  |  |  | 47700 | 3245 | 14.7 | 12 | 56000 | 3730 | 4.4 | 4.2 | Federally-Regulated Commercial & Industrial Equipment | 01/24/2011 |  | 04/19/2013
McQuay International | McQuay | W-LDE/LDL/LME/LML-1-12 |  | Water-Source | WBAHP: Heat Pump Packaged Unit | Heat Pump | 460 | 3 |  |  | No Match | No Match |  |  |  | 116000 | 9747 | 11.9 | 9 | 139000 | 9933 | 4.1 | 3.8 | Federally-Regulated Commercial & Industrial Equipment | 09/21/2000 |  | 01/18/2001
Florida Heat Pump | Florida Heat Pump | EM012-1CS | EM012-1AH/AV | Ground-Water-Source | WBAHP-CB: Heat Pump Split Syst | Heat Pump | 208 | 1 |  |  | No Match | No Match |  |  |  | 11800 | 1008 | 11.7 | 9 | 8800 | 889 | 2.9 |  | Non Federally-Regulated | 05/29/2001 |  | 07/18/2002
Florida Heat Pump | Geomaster, LLC | EP007-0HZ/VT |  | Water-Source | WBAHP: Heat Pump Packaged Unit | Heat Pump | 115 | 1 |  |  | No Match | Single-Speed |  |  |  | 6800 | 433 | 15.7 | 11.2 | 8800 | 452 | 5.7 | 4.2 | Federally-Regulated Commercial & Industrial Equipment | 08/23/2011 |  | 11/30/2011
Command-Aire | Command-Aire | SWPV137M |  | Water-Source | WBAHP: Heat Pump Packaged Unit | Heat Pump | 265 | 1 |  |  | No Match | No Match |  |  |  | 12200 | 1110 | 11 | 9 | 16000 | 1170 | 4 | 3.2 | Non Federally-Regulated | 05/11/1988 |  | 03/15/1989
Florida Heat Pump | Clean Energy Developments Corp. | PS048-1CF/HZ/VT |  | Ground-Water-Source | WBAHP: Heat Pump Packaged Unit | Heat Pump | 208 | 1 |  |  | No Match | Single-Speed |  |  |  | 54500 | 2477 | 22 | 16.2 | 47500 | 2546 | 4.4 | 3.6 | Non Federally-Regulated | 07/06/2011 |  | 09/03/2012
Addison Products | Addison Products | HWPH032-4JA/4JBA |  | Water-Source | WBAHP: Heat Pump Packaged Unit | Heat Pump | 460 | 3 |  |  | No Match | No Match |  |  |  | 31200 | 2761 | 11.3 | 10 | 38500 | 2969 | 3.8 |  | Federally-Regulated Commercial & Industrial Equipment | 12/14/1998 |  | 11/14/2000
Carrier Corp. - Syracuse | Carrier | 50YBV060 |  | Ground-Water-Source | WBAHP: Heat Pump Packaged Unit | Heat Pump | 230 | 1 |  |  | No Match | No Match |  |  |  | 57500 | 4020 | 14.3 | 9 | 38900 | 3353 | 3.4 |  | Non Federally-Regulated | 01/30/1998 |  | 10/02/1998
Waterfurnace International, Inc. | Waterfurnace International, Inc. | SXV042B1 |  | Water-Source | WBAHP: Heat Pump Packaged Unit | Heat Pump | 230 | 1 |  |  | No Match | No Match |  |  |  | 42000 | 3000 | 14 | 9.3 | 54500 | 3131 | 5.1 | 3.8 | Federally-Regulated Commercial & Industrial Equipment | 03/31/1998 |  | 05/10/1998
Waterfurnace International, Inc. | Waterfurnace International, Inc. | VLV030A1 |  | Water-Source | WBAHP: Heat Pump Packaged Unit | Heat Pump | 230 | 1 |  |  | No Match | No Match |  |  |  | 29500 | 2107 | 14 | 10 | 35200 | 2292 | 4.5 |  | Federally-Regulated Commercial & Industrial Equipment | 07/29/1998 |  | 10/02/1998
McQuay International | McQuay | W-CMG-1-024-K |  | Ground-Water-Source | WBAHP: Heat Pump Packaged Unit | Heat Pump | 460 | 3 |  |  | No Match | No Match |  |  |  | 26200 | 1858 | 14.1 | 9 | 18400 | 1797 | 3 |  | Non Federally-Regulated | 07/22/2002 |  | 03/12/2009
Trane U.S. Inc. | Trane | WPVE0614 |  | Water-Source | WBAHP: Heat Pump Packaged Unit | Heat Pump | 460 | 3 |  |  | No Match | No Match |  |  |  | 59500 | 5129 | 11.6 | 10 | 68500 | 5281 | 3.8 |  | Federally-Regulated Commercial & Industrial Equipment | 10/05/1999 |  | 04/12/2000
Enertech Global, LLC | Enertech | GCT036C |  | Ground-Source | WBAHP: Heat Pump Packaged Unit | Heat Pump | 230 | 1 |  |  | No Match | Single-Speed |  |  |  | 38400 | 2076 | 18.5 | 13.4 | 28500 | 1856 | 4.5 | 3.1 | Non Federally-Regulated | 05/02/2012 |  | 12/12/2012
ClimateMaster Inc. | Trane | WPCC015B |  | Water-Source | WBAHP-O: Heat Pump Packaged Un | Heat Pump | 208 | 1 |  |  | No Match | No Match |  |  |  | 14600 | 1390 | 10.5 | 9 | 16800 | 1365 | 3.6 | 3.2 | Federally-Regulated Commercial & Industrial Equipment | 07/05/1988 |  | 07/27/1992
Command-Aire | Command-Aire | SWPHXR281E |  | Water-Source | WBAHP: Heat Pump Packaged Unit | Heat Pump | 230 | 1 |  |  | No Match | No Match |  |  |  | 30000 | 2702 | 11.1 | 9 | 42000 | 3000 | 4 | 3.2 | Non Federally-Regulated | 05/11/1988 |  | 03/15/1989
Florida Heat Pump | Florida Heat Pump | GT026-2CF/HZ/VT |  | Water-Source | WBAHP: Heat Pump Packaged Unit | Heat Pump | 265 | 1 |  |  | No Match | No Match |  |  |  | 26500 | 1879 | 14.1 | 10 | 32500 | 2116 | 4.5 |  | Federally-Regulated Commercial & Industrial Equipment | 04/12/2000 |  | 05/29/2001
ClimateMaster Inc. | Climate Master Series | GSV/GSH060AG |  | Ground-Water-Source | WBAHP: Heat Pump Packaged Unit | Heat Pump | 230 | 1 |  |  | No Match | No Match |  |  |  | 61100 | 4333 | 14.1 | 9 | 49700 | 4550 | 3.2 |  | Non Federally-Regulated | 07/22/2002 |  | 03/12/2009
Florida Heat Pump | Florida Heat Pump | GT030-3CS | GT030-1AH/AV | Ground-Water-Source | WBAHP-CB: Heat Pump Split Syst | Heat Pump | 230 | 3 |  |  | No Match | No Match |  |  |  | 28400 | 1808 | 15.7 | 9 | 19600 | 1640 | 3.5 |  | Non Federally-Regulated | 07/22/2002 |  | 03/12/2009
Geoflex Systems, Inc. | Geoflex Systems, Inc. | GF1S-V/H/D/M-042WADBP |  | Ground-Water-Source | WBAHP: Heat Pump Packaged Unit | Both Heat Pump and Electric Re | 460 | 3 |  |  | No Match | Single-Speed |  |  |  | 44000 | 1555 | 28.3 | 16.2 | 36400 | 2092 | 5.1 | 3.6 | Non Federally-Regulated | 11/30/2011 |  | 03/02/2012
Command-Aire | Command-Aire | SWPH511E |  | Water-Source | WBAHP: Heat Pump Packaged Unit | Heat Pump | 208 | 1 |  |  | No Match | No Match |  |  |  | 49000 | 4380 | 11.2 | 7.5 | 65000 | 4760 | 4 | 2.5 | Non Federally-Regulated | 06/11/1985 |  | 01/23/1988
Waterfurnace International, Inc. | Johnson Controls | RJSV/RJSH036**2*0 |  | Water-Source | WBAHP: Heat Pump Packaged Unit | Heat Pump | 265 | 1 |  |  | No Match | Single-Speed |  |  |  | 34100 | 1938 | 17.6 | 12 | 37900 | 1983 | 5.6 | 4.2 | Federally-Regulated Commercial & Industrial Equipment | 01/24/2011 |  | 10/24/2014
USPower Climate Control | USPower Climate Control | GSDXC6000 | GSDXA6000 | Water-Source | WBAHP-C: Heat Pump Split Syste | Heat Pump | 230 | 1 |  |  | No Match | No Match |  |  |  | 60000 | 3636 | 16.5 | 9 | 60000 | 3704 | 4.7 | 3.2 | Federally-Regulated Commercial & Industrial Equipment | 03/29/1991 |  | 07/29/1992
Waterfurnace International, Inc. | Waterfurnace International, Inc. | ATV022C1 |  | Ground-Source | WBAHP: Heat Pump Packaged Unit | Heat Pump | 230 | 1 |  |  | No Match | No Match |  |  |  | 23400 | 1392 | 16.8 |  | 15700 | 1353 | 3.4 |  | Non Federally-Regulated | 03/31/1998 |  | 05/10/1998
ClimateMaster Inc. | Climate Master Series | 803-030-G******** |  | Water-Source | WBAHP: Heat Pump Packaged Unit | Heat Pump | 208 | 1 |  |  | No Match | No Match |  |  |  | 30000 | 2900 | 10.3 | 9 | 40500 | 3200 | 3.7 | 3.2 | Federally-Regulated Commercial & Industrial Equipment | 01/23/1988 |  | 05/11/1988
Florida Heat Pump | Geosystems, LLC | CFS-*024 |  | Ground-Source | WBAHP: Heat Pump Packaged Unit | Heat Pump | 208 | 1 |  |  | No Match | Single-Speed |  |  |  | 26000 | 1615 | 16.1 | 13.4 | 20000 | 1675 | 3.5 | 3.1 | Non Federally-Regulated | 09/03/2012 |  | 12/12/2012
Mammoth | Hydrobank II | F086HHHJ |  | Water-Source | WBAHP: Heat Pump Packaged Unit | Heat Pump | 230 | 3 |  |  | No Match | No Match |  |  |  | 86000 | 6323 | 13.6 | 9 | 102000 | 6792 | 4.4 | 3.8 | Federally-Regulated Commercial & Industrial Equipment | 01/18/2001 |  | 11/19/2001
Mammoth | Hydrobank II | D013HHJ |  | Water-Source | WBAHP: Heat Pump Packaged Unit | Heat Pump | 230 | 1 |  |  | No Match | No Match |  |  |  | 12500 | 1190 | 10.5 | 10 | 17200 | 1326 | 3.8 |  | Federally-Regulated Commercial & Industrial Equipment | 05/23/2000 |  | 01/18/2001
American Air Filter | Enercon | EHW-51 |  | Water-Source | WBAHP: Heat Pump Packaged Unit | Heat Pump | 230 | 3 |  |  | No Match | No Match |  |  |  | 51000 | 4809 | 10.6 | 9 | 63000 | 5276 | 3.5 | 3.2 | Non Federally-Regulated | 05/11/1988 |  | 03/15/1989
Waterfurnace International, Inc. | Rybacki - Hart Enterprises | ZS048**0*0 |  | Ground-Source | WBAHP: Heat Pump Packaged Unit | Heat Pump | 208 | 1 |  |  | No Match | Single-Speed |  |  |  | 49500 | 2946 | 16.8 | 13.4 | 36900 | 3277 | 3.3 | 3.1 | Non Federally-Regulated | 01/24/2011 |  | 04/19/2013
Florida Heat Pump | Florida Heat Pump | EM007-2VT |  | Water-Source | WBAHP: Heat Pump Packaged Unit | Heat Pump | 265 | 1 |  |  | No Match | No Match |  |  |  | 7500 | 609 | 12.3 | 10 | 10000 | 651 | 4.5 |  | Federally-Regulated Commercial & Industrial Equipment | 12/14/1998 |  | 10/05/1999
Waterfurnace International, Inc. | Waterfurnace International, Inc. | SXV095A3 |  | Water-Source | WBAHP: Heat Pump Packaged Unit | Heat Pump | 230 | 3 |  |  | No Match | No Match |  |  |  | 95000 | 6934 | 13.7 | 9 | 115000 | 7838 | 4.3 | 3.8 | Federally-Regulated Commercial & Industrial Equipment | 02/02/1998 |  | 03/31/1998
Waterfurnace International, Inc. | Rybacki - Hart Enterprises | ZS030**0*4 |  | Water-Source | WBAHP: Heat Pump Packaged Unit | Heat Pump | 230 | 1 |  |  | No Match | Single-Speed |  |  |  | 29500 | 1879 | 15.7 | 12 | 34600 | 1988 | 5.1 | 4.2 | Federally-Regulated Commercial & Industrial Equipment | 06/14/2011 |  | 04/19/2013
Waterfurnace International, Inc. | Geotility Geothermal Installations | ZS042**0*1 |  | Ground-Source | WBAHP: Heat Pump Packaged Unit | Heat Pump | 208 | 1 |  |  | No Match | Single-Speed |  |  |  | 42300 | 2286 | 18.5 | 13.4 | 29900 | 2368 | 3.7 | 3.1 | Non Federally-Regulated | 01/24/2011 |  | 04/19/2013
Command-Aire | Command-Aire | SWPH-197 |  | Water-Source | WBAHP: Heat Pump Packaged Unit | Heat Pump | 265 | 1 |  |  | No Match | No Match |  |  |  | 18000 | 1840 | 9.8 | 7.5 | 23000 | 1820 | 3.7 | 2.5 | Non Federally-Regulated | 05/16/1984 |  | 01/23/1988
McQuay International | McQuay | W-LDD/LDS/LMH/LMS-1-07 |  | Water-Source | WBAHP: Heat Pump Packaged Unit | Heat Pump | 460 | 3 |  |  | No Match | No Match |  |  |  | 70000 | 6194 | 11.3 | 9 | 83000 | 6235 | 3.9 | 3.8 | Federally-Regulated Commercial & Industrial Equipment | 11/14/2000 |  | 01/18/2001
Addison Products | Heat Controller | HWPH028-1J |  | Water-Source | WBAHP: Heat Pump Packaged Unit | Heat Pump | 208 | 1 |  |  | No Match | No Match |  |  |  | 27600 | 2509 | 11 | 10 | 36400 | 2734 | 3.9 |  | Federally-Regulated Commercial & Industrial Equipment | 10/05/1999 |  | 04/12/2000
Waterfurnace International, Inc. | Eagle Mountain | ZS042**0*1 |  | Ground-Source | WBAHP: Heat Pump Packaged Unit | Heat Pump | 230 | 1 |  |  | No Match | Single-Speed |  |  |  | 42300 | 2286 | 18.5 | 13.4 | 29900 | 2368 | 3.7 | 3.1 | Non Federally-Regulated | 01/24/2011 |  | 04/19/2013
Addison Products | Addison Products | VPY072-4A |  | Water-Source | WBAHP-CB: Heat Pump Split Syst | Heat Pump | 460 | 3 |  |  | No Match | No Match |  |  |  | 73900 | 6718 | 11 | 9 | 88800 | 7433 | 3.5 | 3.5 | Non Federally-Regulated | 07/22/2002 |  | 03/12/2009
Enertech Global, LLC | Enertech | GCT036C |  | Ground-Water-Source | WBAHP: Heat Pump Packaged Unit | Heat Pump | 208 | 1 |  |  | No Match | Single-Speed |  |  |  | 41000 | 1723 | 23.8 | 16.2 | 35700 | 2052 | 5.1 | 3.6 | Non Federally-Regulated | 12/12/2012 |  | 04/21/2014
Waterfurnace International, Inc. | Rybacki - Hart Enterprises | ZS023**0*1 |  | Ground-Source | WBAHP: Heat Pump Packaged Unit | Heat Pump | 230 | 1 |  |  | No Match | Single-Speed |  |  |  | 23900 | 1406 | 17 | 13.4 | 17000 | 1384 | 3.6 | 3.1 | Non Federally-Regulated | 01/24/2011 |  | 04/19/2013
Command-Aire | Command-Aire | SWPHXR351E |  | Water-Source | WBAHP: Heat Pump Packaged Unit | Heat Pump | 208 | 1 |  |  | No Match | No Match |  |  |  | 36000 | 3270 | 11 | 7.5 | 49000 | 3500 | 4 | 2.5 | Non Federally-Regulated | 05/16/1984 |  | 01/23/1988
American Air Filter | Enercon | EVW-51 |  | Water-Source | WBAHP: Heat Pump Packaged Unit | Heat Pump | 200 | 3 |  |  | No Match | No Match |  |  |  | 51000 | 4809 | 10.6 | 9 | 63000 | 5276 | 3.5 | 3.2 | Non Federally-Regulated | 05/11/1988 |  | 03/15/1989
Climate Control / Snyder General | Electro-Hydronics | VE330G7 |  | Water-Source | WBAHP: Heat Pump Packaged Unit | Heat Pump | 265 | 1 |  |  | No Match | No Match |  |  |  | 33000 | 3050 | 10.8 | 7.5 | 35000 | 2900 | 3.5 | 2.5 | Non Federally-Regulated | 05/16/1984 |  | 08/29/1986
Hydro Delta Corp. | Hydro Delta Corp. | 03-046-WTARD-HE |  | Water-Source | WBAHP-CB: Heat Pump Split Syst | Heat Pump | 230 | 1 |  |  | No Match | No Match |  |  |  | 44000 | 3520 | 12.5 | 9 | 52000 | 3906 | 3.9 | 3.5 | Non Federally-Regulated | 10/05/1999 |  | 11/17/1999
ClimateMaster Inc. | Climate Master | ACA/B036 |  | Ground-Water-Source | WBAHP: Heat Pump Packaged Unit | Heat Pump | 230 | 1 |  |  | No Match | Single-Speed |  |  |  | 37200 | 1898 | 19.6 | 16.2 | 34700 | 2480 | 4.1 | 3.6 | Non Federally-Regulated | 03/02/2012 |  | 06/09/2015
Mammoth | Geox | ZD009VHC |  | Water-Source | WBAHP: Heat Pump Packaged Unit | Heat Pump | 230 | 1 |  |  | No Match | No Match |  |  |  | 9100 | 825 | 11 | 7.5 | 12000 | 900 | 3.9 | 2.5 | Non Federally-Regulated | 06/11/1985 |  | 05/11/1988
Waterfurnace International, Inc. | Rybacki - Hart Enterprises | GS009**0*0 |  | Ground-Source | WBAHP: Heat Pump Packaged Unit | Heat Pump | 208 | 1 |  |  | No Match | Single-Speed |  |  |  | 9800 | 587 | 16.7 | 13.4 | 7700 | 664 | 3.4 | 3.1 | Non Federally-Regulated | 01/24/2011 |  | 04/19/2013
Waterfurnace International, Inc. | Waterfurnace International, Inc. | NSV/NSH048G1*4 |  | Ground-Source | WBAHP: Heat Pump Packaged Unit | Heat Pump | 208 | 1 |  |  | No Match | Single-Speed |  |  |  | 49300 | 2453 | 20.1 | 13.4 | 35000 | 2630 | 3.9 | 3.1 | Non Federally-Regulated | 09/03/2012 |  | 04/19/2013
Command-Aire | Command-Aire | SWPH-541 |  | Water-Source | WBAHP: Heat Pump Packaged Unit | Heat Pump | 208 | 1 |  |  | No Match | No Match |  |  |  | 56000 | 5800 | 9.7 | 9 | 71000 | 5800 | 3.6 | 3.2 | Non Federally-Regulated | 05/11/1988 |  | 03/15/1989
Waterfurnace International, Inc. | Waterfurnace International, Inc. | ATH057D0(P) |  | Ground-Water-Source | WBAHP: Heat Pump Packaged Unit | Heat Pump | 230 | 1 |  |  | No Match | No Match |  |  |  | 36000 | 1914 | 18.8 | 9 | 26000 | 2116 | 3.6 |  | Non Federally-Regulated | 01/30/1998 |  | 05/10/1998
Climate Control / Snyder General | Electro-Hydronics | CW90F7 |  | Water-Source | WBAHP: Heat Pump Packaged Unit | Heat Pump | 265 | 1 |  |  | No Match | No Match |  |  |  | 9000 | 855 | 10.5 | 7.5 | 11000 | 920 | 3.5 | 2.5 | Non Federally-Regulated | 06/11/1985 |  | 08/29/1986
Waterfurnace International, Inc. | Waterfurnace International, Inc. | VLH/VXH042*1 |  | Water-Source | WBAHP: Heat Pump Packaged Unit | Heat Pump | 208 | 1 |  |  | No Match | No Match |  |  |  | 40000 | 3076 | 13 | 10 | 47400 | 3229 | 4.3 |  | Federally-Regulated Commercial & Industrial Equipment | 10/05/1999 |  | 02/17/2011
Command-Aire | Command-Aire | RWP-1033 |  | Water-Source | WBAHP: Heat Pump Packaged Unit | Heat Pump | 230 | 3 |  |  | No Match | No Match |  |  |  | 117000 | 11800 | 9.9 | 9.2 | 149000 | 11700 | 3.7 |  | Non Federally-Regulated | 05/11/1988 |  | 03/15/1989
Waterfurnace International, Inc. | Waterfurnace International, Inc. | SXV048C1 |  | Ground-Water-Source | WBAHP: Heat Pump Packaged Unit | Heat Pump | 230 | 1 |  |  | No Match | No Match |  |  |  | 51500 | 3843 | 13.4 | 9 | 36000 | 3403 | 3.1 |  | Non Federally-Regulated | 12/14/1998 |  | 10/06/1999
Waterfurnace International, Inc. | Waterfurnace International, Inc. | VLV/VXV058*0 |  | Water-Source | WBAHP: Heat Pump Packaged Unit | Heat Pump | 230 | 1 |  |  | No Match | No Match |  |  |  | 56500 | 4520 | 12.5 | 10 | 72000 | 5022 | 4.2 |  | Federally-Regulated Commercial & Industrial Equipment | 11/14/2000 |  | 06/20/2003
Florida Heat Pump | Florida Heat Pump | EM042-3CS | EM042-1AV | Water-Source | WBAHP-C: Heat Pump Split Syste | Heat Pump | 208 | 3 |  |  | No Match | No Match |  |  |  | 41000 | 3153 | 13 | 10 | 50000 | 3488 | 4.2 |  | Federally-Regulated Commercial & Industrial Equipment | 02/02/1998 |  | 03/31/1998
Mammoth | Hydrobank II | F035VHG |  | Water-Source | WBAHP: Heat Pump Packaged Unit | Heat Pump | 230 | 3 |  |  | No Match | No Match |  |  |  | 37000 | 2624 | 14.1 | 10 | 45000 | 2866 | 4.6 |  | Federally-Regulated Commercial & Industrial Equipment | 05/23/2000 |  | 11/14/2000
Addison Products | Addison Products | VWPG036-3B-XL* |  | Ground-Water-Source | WBAHP: Heat Pump Packaged Unit | Heat Pump | 208 | 3 |  |  | No Match | No Match |  |  |  | 35600 | 2373 | 15 | 9 | 24800 | 2271 | 3.2 |  | Non Federally-Regulated | 07/29/1998 |  | 10/02/1998
Command-Aire | Command-Aire | SWPH411E |  | Water-Source | WBAHP: Heat Pump Packaged Unit | Heat Pump | 230 | 1 |  |  | No Match | No Match |  |  |  | 42000 | 3780 | 11.1 | 7.5 | 53000 | 3880 | 4 | 2.5 | Non Federally-Regulated | 05/16/1984 |  | 06/11/1985
Addison Products | Addison Products | WSH029-8AR |  | Water-Source | WBAHP: Heat Pump Packaged Unit | Heat Pump | 265 | 1 |  |  | No Match | No Match |  |  |  | 28300 | 2021 | 14 | 10 | 34900 | 2176 | 4.7 |  | Federally-Regulated Commercial & Industrial Equipment | 12/14/1998 |  | 05/19/2000
Singer | Electro-Hydronics | CC620 P |  | Water-Source | WBAHP: Heat Pump Packaged Unit | Heat Pump | 460 | 3 |  |  | No Match | No Match |  |  |  | 62000 | 7400 | 8.4 | 7.5 | 82000 | 8200 | 2.9 | 2.5 | Non Federally-Regulated | 09/08/1982 |  | 05/16/1984
Maritime Geothermal, Ltd. | Nordic | R-55-HACW |  | Ground-Water-Source | WBAHP: Heat Pump Packaged Unit | Heat Pump | 208 | 1 |  |  | No Match | No Match |  |  |  | 54121 | 3976 | 13.6 | 11 | 67041 | 4895 | 4 | 3.5 | Non Federally-Regulated | 03/31/1998 |  | 05/10/1998
Trane U.S. Inc. | Trane | EXVE0362 |  | Ground-Water-Source | WBAHP: Heat Pump Packaged Unit | Heat Pump | 230 | 1 |  |  | No Match | Single-Speed |  |  |  | 38200 | 1654 | 23.1 | 16.2 | 34700 | 2164 | 4.7 | 3.6 | Non Federally-Regulated | 06/14/2011 |  | 08/15/2014
Waterfurnace International, Inc. | Waterfurnace International, Inc. | ATV066D3 |  | Ground-Source | WBAHP: Heat Pump Packaged Unit | Heat Pump | 230 | 3 |  |  | No Match | No Match |  |  |  | 67000 | 5000 | 13.4 |  | 50000 | 4884 | 3 |  | Non Federally-Regulated | 03/31/1998 |  | 05/10/1998
Mammoth | Hydrobank II | D045HLG |  | Ground-Water-Source | WBAHP: Heat Pump Packaged Unit | Heat Pump | 230 | 1 |  |  | No Match | No Match |  |  |  | 44500 | 3320 | 13.4 | 9 | 34500 | 3369 | 3 |  | Non Federally-Regulated | 05/23/2000 |  | 07/18/2002
Command-Aire | Command-Aire | SWPR261E |  | Water-Source | WBAHP: Heat Pump Packaged Unit | Heat Pump | 208 | 1 |  |  | No Match | No Match |  |  |  | 24000 | 2160 | 11.1 | 7.5 | 32000 | 2340 | 4.1 | 2.5 | Non Federally-Regulated | 05/16/1984 |  | 01/23/1988
ClimateMaster Inc. | Trane | WPVC0097 |  | Water-Source | WBAHP: Heat Pump Packaged Unit | Heat Pump | 265 | 1 |  |  | No Match | No Match |  |  |  | 9100 | 825 | 11 | 9 | 10800 | 850 | 3.7 | 3.2 | Federally-Regulated Commercial & Industrial Equipment | 07/05/1988 |  | 02/22/1990
ClimateMaster Inc. | Climate Master | ADD/E049A | FV/E4***006 | Ground-Source | WBAHP-CB: Heat Pump Split Syst | Heat Pump | 230 | 1 |  |  | No Match | Single-Speed |  |  |  | 49000 | 2832 | 17.3 | 13.4 | 37100 | 2861 | 3.8 | 3.1 | Non Federally-Regulated | 01/09/2014 |  | 06/09/2015
Mammoth | Hydrobank II | D019VHJ |  | Water-Source | WBAHP: Heat Pump Packaged Unit | Heat Pump | 230 | 1 |  |  | No Match | No Match |  |  |  | 18400 | 1672 | 11 | 10 | 27000 | 2081 | 3.8 |  | Federally-Regulated Commercial & Industrial Equipment | 05/23/2000 |  | 11/14/2000
Waterfurnace International, Inc. | Waterfurnace International, Inc. | VLV/VXV024*2 |  | Ground-Water-Source | WBAHP: Heat Pump Packaged Unit | Heat Pump | 265 | 1 |  |  | No Match | No Match |  |  |  | 25300 | 1794 | 14.1 | 9 | 16900 | 1707 | 2.9 |  | Non Federally-Regulated | 06/20/2003 |  | 03/12/2009
McQuay / Snyder General | Electro-Hydronics | FW500FK |  | Water-Source | WBAHP: Heat Pump Packaged Unit | Heat Pump | 208 | 3 |  |  | No Match | No Match |  |  |  | 50000 | 4850 | 10.3 | 9 | 65000 | 5149 | 3.7 | 3.2 | Non Federally-Regulated | 05/11/1988 |  | 03/15/1989
Florida Heat Pump | Geomaster, LLC | EP007-2HZ/VT |  | Water-Source | WBAHP: Heat Pump Packaged Unit | Heat Pump | 265 | 1 |  |  | No Match | Single-Speed |  |  |  | 6800 | 433 | 15.7 | 11.2 | 8800 | 452 | 5.7 | 4.2 | Federally-Regulated Commercial & Industrial Equipment | 08/23/2011 |  | 11/30/2011
Johnson Controls | Johnson Controls | VSCS18B1****0 |  | Ground-Water-Source | WBAHP: Heat Pump Packaged Unit | Heat Pump | 230 | 1 |  |  | No Match | Single-Speed |  |  |  | 20900 | 1015 | 20.6 | 16.2 | 17900 | 1312 | 4 | 3.6 | Non Federally-Regulated | 03/02/2012 |  | 10/24/2014
Florida Heat Pump | Florida Heat Pump | GT062-3VT/HZ/CF |  | Ground-Source | WBAHP: Heat Pump Packaged Unit | Heat Pump | 230 | 3 |  |  | No Match | No Match |  |  |  | 60500 | 4653 | 13 |  | 50000 | 4884 | 3 |  | Non Federally-Regulated | 03/31/1998 |  | 05/10/1998
Waterfurnace International, Inc. | Eagle Mountain | GCC/GCW/GCS/GCE09*0 |  | Ground-Water-Source | WBAHP-O: Heat Pump Packaged Un | Heat Pump | 208 | 1 |  |  | No Match | Single-Speed |  |  |  | 10200 | 453 | 22.5 | 16.2 | 8700 | 671 | 3.8 | 3.6 | Non Federally-Regulated | 01/24/2011 |  | 04/19/2013
Mammoth | Hydrobank II | D/E014VLE/HLE/DLE |  | Ground-Water-Source | WBAHP: Heat Pump Packaged Unit | Heat Pump | 265 | 1 |  |  | No Match | No Match |  |  |  | 14100 | 1076 | 13.1 | 9 | 11200 | 1058 | 3.1 |  | Non Federally-Regulated | 01/30/1998 |  | 10/02/1998
Trane U.S. Inc. | Trane | GSHC0421B |  | Ground-Water-Source | WBAHP: Heat Pump Packaged Unit | Heat Pump | 208 | 1 |  |  | No Match | No Match |  |  |  | 39000 | 2826 | 13.8 | 9 | 32400 | 2966 | 3.2 |  | Non Federally-Regulated | 10/06/1999 |  | 07/18/2002
Florida Heat Pump | Florida Heat Pump | GT009-0VT/HZ/CF |  | Ground-Water-Source | WBAHP: Heat Pump Packaged Unit | Heat Pump | 115 | 1 |  |  | No Match | No Match |  |  |  | 9800 | 753 | 13 | 9 | 7500 | 732 | 3 |  | Non Federally-Regulated | 10/06/1999 |  | 04/10/2000
Waterfurnace International, Inc. | Eagle Mountain | GTS038A1 | GAH036* | Ground-Water-Source | WBAHP-CB: Heat Pump Split Syst | Heat Pump | 230 | 1 |  |  | No Match | Dual-Speed |  |  |  | 34300 | 1681 | 20.4 | 16.2 | 33100 | 2157 | 4.5 | 3.6 | Non Federally-Regulated | 08/23/2011 |  | 04/19/2013
Command-Aire | Command-Aire | SWP-541 |  | Water-Source | WBAHP: Heat Pump Packaged Unit | Heat Pump | 208 | 1 |  |  | No Match | No Match |  |  |  | 56000 | 5800 | 9.7 | 9 | 71000 | 5800 | 3.6 | 3.2 | Non Federally-Regulated | 05/11/1988 |  | 03/15/1989
Command-Aire | Command-Aire | SWPH060 |  | Water-Source | WBAHP: Heat Pump Packaged Unit | Heat Pump | 230 | 1 |  |  | No Match | No Match |  |  |  | 6706 | 640 | 10.5 | 9 | 9400 | 745 | 3.7 | 3.2 | Non Federally-Regulated | 05/11/1988 |  | 03/15/1989
Waterfurnace International, Inc. | Eagle Mountain | ZS036**3*4 |  | Ground-Water-Source | WBAHP: Heat Pump Packaged Unit | Heat Pump | 208 | 3 |  |  | No Match | Single-Speed |  |  |  | 37700 | 1639 | 23 | 16.2 | 33000 | 2249 | 4.3 | 3.6 | Non Federally-Regulated | 06/14/2011 |  | 03/02/2012
Waterfurnace International, Inc. | Spectra | SXV058A1 |  | Water-Source | WBAHP-CB: Heat Pump Split Syst | Heat Pump | 208 | 1 |  |  | No Match | No Match |  |  |  | 57500 | 4637 | 12.4 | 9 | 65000 | 4883 | 3.9 | 3.5 | Non Federally-Regulated | 06/02/1993 |  | 06/03/1993
Waterfurnace International, Inc. | Waterfurnace International, Inc. | SXV010C1 |  | Water-Source | WBAHP: Heat Pump Packaged Unit | Heat Pump | 230 | 1 |  |  | No Match | No Match |  |  |  | 9800 | 653 | 15 | 10 | 12600 | 710 | 5.2 |  | Federally-Regulated Commercial & Industrial Equipment | 12/14/1998 |  | 10/05/1999
Waterfurnace International, Inc. | American Standard, Inc. | ZBV/ZBH006**2*0 |  | Ground-Source | WBAHP: Heat Pump Packaged Unit | Heat Pump | 265 | 1 |  |  | No Match | Single-Speed |  |  |  | 7400 | 477 | 15.5 | 13.4 | 5400 | 495 | 3.2 | 3.1 | Non Federally-Regulated | 01/09/2014 |  | 10/24/2014
Waterfurnace International, Inc. | Waterfurnace International, Inc. | USV/USH060**0*4 |  | Water-Source | WBAHP: Heat Pump Packaged Unit | Heat Pump | 230 | 1 |  |  | No Match | Single-Speed |  |  |  | 58400 | 3817 | 15.3 | 12 | 72500 | 4521 | 4.7 | 4.2 | Federally-Regulated Commercial & Industrial Equipment | 06/14/2011 |  | 03/02/2012
Enertech Global, LLC | Enertech | H048C | ACD060 | Ground-Water-Source | WBAHP-C: Heat Pump Split Syste | Heat Pump | 230 | 1 |  |  | No Match | Single-Speed |  |  |  | 55900 | 2881 | 19.4 | 16.2 | 48500 | 3743 | 3.8 | 3.6 | Non Federally-Regulated | 04/30/2009 |  | 06/15/2009
Florida Heat Pump | Florida Heat Pump | GT062-4VT/HZ/CF |  | Water-Source | WBAHP-CB: Heat Pump Split Syst | Heat Pump | 460 | 3 |  |  | No Match | No Match |  |  |  | 61500 | 4920 | 12.5 | 9 | 78000 | 6014 | 3.8 | 3.5 | Non Federally-Regulated | 10/05/1999 |  | 04/12/2000
Carrier Corp. | Carrier | 50QXV0093 |  | Water-Source | WBAHP: Heat Pump Packaged Unit | Heat Pump | 230 | 1 |  |  | No Match | No Match |  |  |  | 9100 | 780 | 11.7 | 9 | 11000 | 839 | 3.8 | 3.2 | Non Federally-Regulated | 02/22/1990 |  | 07/31/1991
Waterfurnace International, Inc. | Waterfurnace International, Inc. | VLV/VXV042*1 |  | Water-Source | WBAHP: Heat Pump Packaged Unit | Heat Pump | 230 | 1 |  |  | No Match | No Match |  |  |  | 40000 | 3076 | 13 | 10 | 48000 | 3348 | 4.2 |  | Federally-Regulated Commercial & Industrial Equipment | 10/05/1999 |  | 06/20/2003
Florida Heat Pump | Geomaster, LLC | AP025-1CF/HZ/VT |  | Ground-Source | WBAHP: Heat Pump Packaged Unit | Heat Pump | 208 | 1 |  |  | No Match | Single-Speed |  |  |  | 28500 | 1484 | 19.2 | 13.4 | 20400 | 1458 | 4.1 | 3.1 | Non Federally-Regulated | 01/24/2011 |  | 04/20/2015
Florida Heat Pump | Florida Heat Pump | AP049-3CF/HZ/VT |  | Ground-Water-Source | WBAHP: Heat Pump Packaged Unit | Heat Pump | 208 | 3 |  |  | No Match | Dual-Speed |  |  |  | 56000 | 2333 | 24 | 16.2 | 45500 | 2778 | 4.8 | 3.6 | Non Federally-Regulated | 11/30/2011 |  | 04/20/2015
Addison Products | Addison Products | WPH054-4JC/4JBC |  | Water-Source | WBAHP: Heat Pump Packaged Unit | Heat Pump | 460 | 3 |  |  | No Match | No Match |  |  |  | 50000 | 4237 | 11.8 | 10 | 68000 | 5109 | 3.9 |  | Federally-Regulated Commercial & Industrial Equipment | 02/02/1998 |  | 03/31/1998
Florida Heat Pump | Florida Heat Pump | EM042-3CF |  | Water-Source | WBAHP: Heat Pump Packaged Unit | Heat Pump | 208 | 3 |  |  | No Match | No Match |  |  |  | 42000 | 3181 | 13.2 | 10 | 51000 | 3475 | 4.3 |  | Federally-Regulated Commercial & Industrial Equipment | 02/02/1998 |  | 03/31/1998
Waterfurnace International, Inc. | Waterfurnace International, Inc. | NSV/NSH030F1*4 |  | Ground-Source | WBAHP: Heat Pump Packaged Unit | Heat Pump | 230 | 1 |  |  | No Match | Single-Speed |  |  |  | 29400 | 1342 | 21.9 | 13.4 | 20000 | 1465 | 4 | 3.1 | Non Federally-Regulated | 05/02/2012 |  | 04/19/2013
Waterfurnace International, Inc. | Waterfurnace International, Inc. | NSV/NSH022G1*1 |  | Ground-Source | WBAHP: Heat Pump Packaged Unit | Heat Pump | 208 | 1 |  |  | No Match | Single-Speed |  |  |  | 23000 | 1000 | 23 | 13.4 | 14200 | 1067 | 3.9 | 3.1 | Non Federally-Regulated | 09/03/2012 |  | 04/19/2013
Addison Products | Addison Products | HGY120-3A |  | Ground-Water-Source | WBAHP: Heat Pump Packaged Unit | Heat Pump | 208 | 3 |  |  | No Match | No Match |  |  |  | 106800 | 9621 | 11.1 | 9 | 88500 | 9603 | 2.7 |  | Non Federally-Regulated | 11/14/2000 |  | 11/19/2001
Florida Heat Pump | Florida Heat Pump | EM120-5CS | EM120-5AH/AV | Water-Source | WBAH: Heating Only Packaged Un | Heat Pump | 575 | 3 |  |  | No Match | No Match |  |  |  | 121000 | 9166 | 13.2 | 9 | 137000 | 9790 | 4.1 | 3.5 | Non Federally-Regulated | 04/12/2000 |  | 07/18/2002
Addison Products | Addison Products | HWPH028-1J |  | Water-Source | WBAHP-CB: Heat Pump Split Syst | Heat Pump | 230 | 1 |  |  | No Match | No Match |  |  |  | 28000 | 2545 | 11 | 9 | 33200 | 2779 | 3.5 | 3.5 | Non Federally-Regulated | 10/05/1999 |  | 11/14/2000
Waterfurnace International, Inc. | Johnson Controls | RKV/RKH024**4*1 |  | Water-Source | WBAHP: Heat Pump Packaged Unit | Heat Pump | 460 | 3 |  |  | No Match | Single-Speed |  |  |  | 24800 | 1531 | 16.2 | 12 | 29000 | 1700 | 5 | 4.2 | Federally-Regulated Commercial & Industrial Equipment | 09/03/2012 |  | 01/09/2014
Waterfurnace International, Inc. | Geotility Geothermal Installations | ZS048**4*0 |  | Ground-Water-Source | WBAHP: Heat Pump Packaged Unit | Heat Pump | 460 | 3 |  |  | No Match | Single-Speed |  |  |  | 52000 | 2476 | 21 | 16.2 | 45900 | 3540 | 3.8 | 3.6 | Non Federally-Regulated | 01/24/2011 |  | 04/19/2013
Carrier Corp. | Carrier | 50HQ,VQ0425 |  | Water-Source | WBAHP: Heat Pump Packaged Unit | Heat Pump | 230 | 3 |  |  | No Match | No Match |  |  |  | 41000 | 4900 | 8.4 | 9 | 45000 | 5000 | 2.6 | 3.2 | Non Federally-Regulated | 05/11/1988 |  | 03/15/1989
Waterfurnace International, Inc. | Waterfurnace International, Inc. | SXH024C0 |  | Ground-Water-Source | WBAHP: Heat Pump Packaged Unit | Heat Pump | 208 | 1 |  |  | No Match | No Match |  |  |  | 27000 | 1741 | 15.5 | 9 | 18000 | 1551 | 3.4 |  | Non Federally-Regulated | 12/14/1998 |  | 10/06/1999
American Air Filter | Enercon | VW40A |  | Water-Source | WBAHP: Heat Pump Packaged Unit | Heat Pump | 208 | 1 |  |  | No Match | No Match |  |  |  | 36500 | 4200 | 8.7 | 7.5 | 46000 | 4600 | 2.9 | 2.5 | Non Federally-Regulated | 01/05/1982 |  | 05/16/1984
Waterfurnace International, Inc. | Eagle Mountain | ZS042**0*4 |  | Ground-Water-Source | WBAHP: Heat Pump Packaged Unit | Heat Pump | 230 | 1 |  |  | No Match | Single-Speed |  |  |  | 45800 | 1949 | 23.5 | 16.2 | 37000 | 2522 | 4.3 | 3.6 | Non Federally-Regulated | 06/14/2011 |  | 04/19/2013
Mammoth | Hydrobank II | D054HLH |  | Ground-Water-Source | WBAHP: Heat Pump Packaged Unit | Heat Pump | 208 | 1 |  |  | No Match | No Match |  |  |  | 51500 | 3678 | 14 | 9 | 41000 | 3640 | 3.3 |  | Non Federally-Regulated | 06/27/2003 |  | 03/12/2009
Addison Products | Addison Products | VWPG030-3B-XL* |  | Ground-Water-Source | WBAHP: Heat Pump Packaged Unit | Heat Pump | 230 | 3 |  |  | No Match | No Match |  |  |  | 28800 | 2133 | 13.5 | 11 | 31400 | 2191 | 4.2 | 3.5 | Non Federally-Regulated | 03/31/1998 |  | 05/10/1998
Mammoth | Mammoth | D034HSC |  | Water-Source | WBAHP: Heat Pump Packaged Unit | Heat Pump | 208 | 1 |  |  | No Match | No Match |  |  |  | 31200 | 2920 | 10.7 | 7.5 | 38000 | 3270 | 3.4 | 2.5 | Non Federally-Regulated | 06/11/1985 |  | 05/11/1988
Carrier Corp. | Carrier | 50Q*H01841 |  | Water-Source | WBAHP: Heat Pump Packaged Unit | Heat Pump | 265 | 1 |  |  | No Match | No Match |  |  |  | 18000 | 1636 | 11 | 10 | 21600 | 1665 | 3.8 |  | Federally-Regulated Commercial & Industrial Equipment | 08/02/1993 |  | 03/08/1996
Snyder General Corp. | McQuay | LE190C5 |  | Water-Source | WBAHP-O: Heat Pump Packaged Un | Heat Pump | 208 | 1 |  |  | No Match | No Match |  |  |  | 18200 | 1825 | 10 | 9 | 22600 | 2000 | 3.3 | 3.2 | Non Federally-Regulated | 02/22/1990 |  | 07/31/1991
ClimateMaster Inc. | Climate Master Series | 80120C |  | Water-Source | WBAHP: Heat Pump Packaged Unit | Heat Pump | 230 | 1 |  |  | No Match | No Match |  |  |  | 19000 | 1750 | 10.9 | 9 | 23200 | 1888 | 3.6 | 3.2 | Federally-Regulated Commercial & Industrial Equipment | 02/11/1988 |  | 02/22/1990
ClimateMaster Inc. | Climate Master Series | GSV/GSH024AGE |  | Ground-Water-Source | WBAHP: Heat Pump Packaged Unit | Heat Pump | 208 | 1 |  |  | No Match | No Match |  |  |  | 26100 | 1631 | 16 | 9 | 19800 | 1757 | 3.3 |  | Non Federally-Regulated | 04/10/2000 |  | 05/24/2001
Waterfurnace International, Inc. | Waterfurnace International, Inc. | VLH048A3 |  | Water-Source | WBAHP: Heat Pump Packaged Unit | Heat Pump | 230 | 3 |  |  | No Match | No Match |  |  |  | 47000 | 3852 | 12.2 | 10 | 59800 | 4274 | 4.1 |  | Federally-Regulated Commercial & Industrial Equipment | 12/14/1998 |  | 10/05/1999
ClimateMaster Inc. | Climate Master Series | VS/VL/HS/HL015 |  | Water-Source | WBAHP: Heat Pump Packaged Unit | Heat Pump | 265 | 1 |  |  | No Match | No Match |  |  |  | 14100 | 1340 | 10.5 | 9.3 | 18800 | 1377 | 4 | 3.8 | Non Federally-Regulated | 07/31/1991 |  | 03/31/1998
Hydro Delta Corp. | Hydro Delta Corp. | 03-060-WTARW-MT(P) |  | Ground-Water-Source | WBAHP: Heat Pump Packaged Unit | Heat Pump | 208 | 1 |  |  | No Match | No Match |  |  |  | 34600 | 1765 | 19.6 | 9 | 25000 | 1831 | 4 |  | Non Federally-Regulated | 11/17/1999 |  | 04/10/2000
Enertech Global, LLC | Enertech | HRT048A | ACD060 | Ground-Source | WBAHP-CB: Heat Pump Split Syst | Heat Pump | 230 | 1 |  |  | No Match | Single-Speed |  |  |  | 50500 | 2919 | 17.3 | 13.4 | 36600 | 2823 | 3.8 | 3.1 | Non Federally-Regulated | 12/12/2012 |  | 04/29/2015
Waterfurnace International, Inc. | Waterfurnace International, Inc. | VLH/VXH009*1 |  | Water-Source | WBAHP: Heat Pump Packaged Unit | Heat Pump | 230 | 1 |  |  | No Match | No Match |  |  |  | 9300 | 768 | 12.1 | 10 | 13200 | 920 | 4.2 |  | Federally-Regulated Commercial & Industrial Equipment | 11/14/2000 |  | 01/18/2001
Waterfurnace International, Inc. | Waterfurnace International, Inc. | SXH048*1 |  | Ground-Water-Source | WBAHP: Heat Pump Packaged Unit | Heat Pump | 208 | 1 |  |  | No Match | No Match |  |  |  | 51500 | 3843 | 13.4 | 9 | 36000 | 3402 | 3.1 |  | Non Federally-Regulated | 10/06/1999 |  | 05/19/2000
Bard Manufacturing Company, Inc. | Bard | GTC36S1-A | GTADP-3642-* | Ground-Source | WBAH-C: Heating Only Split Sys | Heat Pump | 208 | 1 |  |  | No Match | Dual-Speed | [7 empty] | 27600 | 2022 | 4 |  | Non Federally-Regulated | 09/03/2012 |  | 04/29/2015
Mammoth | Hydrobank II | D009VHJ |  | Water-Source | WBAHP: Heat Pump Packaged Unit | Heat Pump | 208 | 1 |  |  | No Match | No Match |  |  |  | 8800 | 846 | 10.4 | 10 | 11800 | 886 | 3.9 |  | Federally-Regulated Commercial & Industrial Equipment | 11/14/2000 |  | 01/18/2001
Florida Heat Pump | Florida Heat Pump | GT022-2VT/HZ/CF |  | Ground-Source | WBAHP: Heat Pump Packaged Unit | Heat Pump | 265 | 1 |  |  | No Match | No Match |  |  |  | 22000 | 1641 | 13.4 |  | 15300 | 1494 | 3 |  | Non Federally-Regulated | 03/31/1998 |  | 05/10/1998
Enertech Global, LLC | Enertech | TCT024C |  | Ground-Water-Source | WBAHP: Heat Pump Packaged Unit | Heat Pump | 208 | 1 |  |  | No Match | Single-Speed |  |  |  | 28400 | 1048 | 27.1 | 16.2 | 24300 | 1344 | 5.3 | 3.6 | Non Federally-Regulated | 05/02/2012 |  | 04/21/2014
Florida Heat Pump | Energy Miser | HEV27-2 |  | Water-Source | WBAHP: Heat Pump Packaged Unit | Heat Pump | 265 | 1 |  |  | No Match | No Match |  |  |  | 26600 | 2215 | 12 | 9.3 | 34400 | 2460 | 4.1 | 3.8 | Non Federally-Regulated | 07/31/1991 |  | 03/31/1998
Trane U.S. Inc. | Trane | WPVE0261 |  | Water-Source | WBAHP: Heat Pump Packaged Unit | Heat Pump | 265 | 1 |  |  | No Match | No Match |  |  |  | 23200 | 1770 | 13.1 | 10 | 30600 | 1949 | 4.6 |  | Federally-Regulated Commercial & Industrial Equipment | 12/14/1998 |  | 10/05/1999
Florida Heat Pump | Florida Heat Pump | EM012-1VT |  | Water-Source | WBAHP: Heat Pump Packaged Unit | Heat Pump | 230 | 1 |  |  | No Match | No Match |  |  |  | 11500 | 1008 | 11.4 | 10 | 14600 | 1069 | 4 |  | Federally-Regulated Commercial & Industrial Equipment | 12/14/1998 |  | 10/05/1999
Command-Aire | Command-Aire | SPHD0191 |  | Water-Source | WBAHP: Heat Pump Packaged Unit | Heat Pump | 208 | 1 |  |  | No Match | No Match |  |  |  | 18900 | 1657 | 11.4 | 10 | 24100 | 1810 | 3.9 |  | Federally-Regulated Commercial & Industrial Equipment | 12/14/1998 |  | 03/12/2009
Singer | Electro-Hydronics | LHP9AK |  | Water-Source | WBAHP: Heat Pump Packaged Unit | Heat Pump | 208 | 3 |  |  | No Match | No Match |  |  |  | 107000 | 9000 | 11.9 | 7.5 | 120000 | 9200 | 3.8 | 2.2 | Non Federally-Regulated | 01/05/1982 |  | 05/16/1984
Command-Aire | Command-Aire | SWPH-411 |  | Water-Source | WBAHP: Heat Pump Packaged Unit | Heat Pump | 208 | 1 |  |  | No Match | No Match |  |  |  | 42000 | 4250 | 9.9 | 9 | 56000 | 4400 | 3.7 | 3.2 | Non Federally-Regulated | 02/22/1990 |  | 07/31/1991
Waterfurnace International, Inc. | Waterfurnace International, Inc. | SXV030*1 |  | Ground-Water-Source | WBAHP: Heat Pump Packaged Unit | Heat Pump | 208 | 1 |  |  | No Match | No Match |  |  |  | 31200 | 2181 | 14.3 | 9 | 21600 | 1808 | 3.5 |  | Non Federally-Regulated | 04/10/2000 |  | 05/19/2000
Trane U.S. Inc. | Trane | EXHE0424 |  | Ground-Source | WBAHP: Heat Pump Packaged Unit | Heat Pump | 460 | 3 |  |  | No Match | Single-Speed |  |  |  | 43300 | 2503 | 17.3 | 13.4 | 31500 | 2429 | 3.8 | 3.1 | Non Federally-Regulated | 06/14/2011 |  | 08/15/2014
Florida Heat Pump | Florida Heat Pump | GT015-0VT/HZ/CF |  | Water-Source | WBAHP-CB: Heat Pump Split Syst | Heat Pump | 115 | 1 |  |  | No Match | No Match |  |  |  | 15300 | 1150 | 13.3 | 9 | 17300 | 1333 | 3.8 | 3.5 | Non Federally-Regulated | 10/05/1999 |  | 04/12/2000
Marvair | Marvair | WVP31HPA |  | Water-Source | WBAHP: Heat Pump Packaged Unit | Heat Pump | 208 | 1 |  |  | No Match | No Match |  |  |  | 30500 | 2748 | 11.1 | 9 | 37500 | 2892 | 3.8 | 3.2 | Non Federally-Regulated | 02/22/1990 |  | 07/31/1991
Florida Heat Pump | Energy Miser | HECS15-1 | HEAH15-1 | Water-Source | WBAHP-C: Heat Pump Split Syste | Heat Pump | 208 | 1 |  |  | No Match | No Match |  |  |  | 14100 | 1320 | 10.7 | 9 | 19000 | 13940 | 4 | 3.2 | Non Federally-Regulated | 05/11/1988 |  | 03/15/1989
McQuay International | McQuay | W-FDL/FDS/FMS-1-019-E |  | Water-Source | WBAHP: Heat Pump Packaged Unit | Heat Pump | 208 | 1 |  |  | No Match | No Match |  |  |  | 19000 | 1637 | 11.6 | 10 | 23500 | 1765 | 3.9 |  | Federally-Regulated Commercial & Industrial Equipment | 11/14/2000 |  | 03/12/2009
Florida Heat Pump | DeMarco Energy Systems | GT026-2VT/HZ/CF |  | Water-Source | WBAHP-CB: Heat Pump Split Syst | Heat Pump | 265 | 1 |  |  | No Match | No Match |  |  |  | 27000 | 2000 | 13.5 | 9 | 30600 | 2298 | 3.9 | 3.5 | Non Federally-Regulated | 10/05/1999 |  | 04/12/2000
Waterfurnace International, Inc. | Rybacki - Hart Enterprises | ZS048**0*1 |  | Ground-Water-Source | WBAHP: Heat Pump Packaged Unit | Heat Pump | 230 | 1 |  |  | No Match | Single-Speed |  |  |  | 52000 | 2222 | 23.4 | 16.2 | 45900 | 3203 | 4.2 | 3.6 | Non Federally-Regulated | 01/24/2011 |  | 04/19/2013
Addison Products | Addison Products | HPY012-1A |  | Water-Source | WBAHP-CB: Heat Pump Split Syst | Heat Pump | 230 | 1 |  |  | No Match | No Match |  |  |  | 11900 | 991 | 12 | 9 | 13500 | 1069 | 3.7 | 3.5 | Non Federally-Regulated | 11/14/2000 |  | 07/18/2002
Enertech Global, LLC | Enertech | GRT024A | MPD024 | Ground-Source | WBAHP-CB: Heat Pump Split Syst | Heat Pump | 230 | 1 |  |  | No Match | Single-Speed |  |  |  | 25000 | 1543 | 16.2 | 13.4 | 18100 | 1516 | 3.5 | 3.1 | Non Federally-Regulated | 09/03/2012 |  | 12/12/2012
Florida Heat Pump | Florida Heat Pump | GT036-2VT/HZ/CF |  | Water-Source | WBAHP-CB: Heat Pump Split Syst | Heat Pump | 265 | 1 |  |  | No Match | No Match |  |  |  | 36000 | 2589 | 13.9 | 9 | 39000 | 3007 | 3.8 | 3.5 | Non Federally-Regulated | 10/05/1999 |  | 04/12/2000
Carrier Corp. | Carrier | 50QEV0243 |  | Water-Source | WBAHP: Heat Pump Packaged Unit | Heat Pump | 208 | 1 |  |  | No Match | No Match |  |  |  | 23800 | 2160 | 11 | 9 | 30000 | 2450 | 3.6 | 3.2 | Non Federally-Regulated | 02/22/1990 |  | 07/31/1991
Carrier Corp. | Carrier | 50QEH0124 |  | Water-Source | WBAHP: Heat Pump Packaged Unit | Heat Pump | 265 | 1 |  |  | No Match | No Match |  |  |  | 12000 | 1090 | 11 | 9 | 14000 | 1055 | 3.9 | 3.2 | Federally-Regulated Commercial & Industrial Equipment | 02/05/1990 |  | 02/22/1990
Florida Heat Pump | Florida Heat Pump | EM018-2CF |  | Water-Source | WBAHP: Heat Pump Packaged Unit | Heat Pump | 265 | 1 |  |  | No Match | No Match |  |  |  | 18500 | 1370 | 13.5 | 10 | 25000 | 1526 | 4.8 |  | Federally-Regulated Commercial & Industrial Equipment | 12/14/1998 |  | 10/05/1999
Florida Heat Pump | Florida Heat Pump | GT062-3CF/HZ/VT |  | Ground-Water-Source | WBAHP: Heat Pump Packaged Unit | Heat Pump | 230 | 3 |  |  | No Match | No Match |  |  |  | 60500 | 4653 | 13 | 9 | 50000 | 4883 | 3 |  | Non Federally-Regulated | 04/10/2000 |  | 07/18/2002
Florida Heat Pump | Florida Heat Pump | GT030-4CF/HZ/VT |  | Water-Source | WBAHP-CB: Heat Pump Split Syst | Heat Pump | 460 | 3 |  |  | No Match | No Match |  |  |  | 30000 | 2112 | 14.2 | 9 | 34500 | 2350 | 4.3 | 3.5 | Non Federally-Regulated | 05/23/2001 |  | 07/18/2002
Florida Heat Pump | Florida Heat Pump | EM024-1CS | EM024-1AH/AV | Water-Source | WBAH: Heating Only Packaged Un | Heat Pump | 208 | 1 |  |  | No Match | No Match |  |  |  | 25600 | 2000 | 12.8 | 9 | 29500 | 2336 | 3.7 | 3.5 | Non Federally-Regulated | 07/22/2002 |  | 03/12/2009
Florida Heat Pump | Florida Heat Pump | EM007-0CF/HZ/VT |  | Water-Source | WBAHP-CB: Heat Pump Split Syst | Heat Pump | 115 | 1 |  |  | No Match | No Match |  |  |  | 8200 | 683 | 12 | 9 | 10000 | 791 | 3.7 | 3.5 | Non Federally-Regulated | 07/22/2002 |  | 03/12/2009
Mammoth | Mammoth | D086V |  | Water-Source | WBAHP: Heat Pump Packaged Unit | Heat Pump | 208 | 1 |  |  | No Match | No Match |  |  |  | 79000 | 8775 | 9 | 7.5 | 88000 | 8900 | 2.9 | 2.2 | Non Federally-Regulated | 09/08/1982 |  | 05/16/1984
Enviro Master International llc | Enviro Master International | FWH12D******A*B |  | Water-Source | WBAHP-O: Heat Pump Packaged Un | Heat Pump | 230 | 1 |  |  | No Match | No Match |  |  |  | 11500 | 980 | 11.7 | 9 | 14200 | 1095 | 3.8 | 3.2 | Non Federally-Regulated | 02/22/1990 |  | 07/31/1991
Carrier Corp. | Carrier | 50QXH0244 |  | Water-Source | WBAHP: Heat Pump Packaged Unit | Heat Pump | 265 | 1 |  |  | No Match | No Match |  |  |  | 25400 | 2112 | 12 | 9 | 30600 | 2360 | 3.8 | 3.2 | Non Federally-Regulated | 10/10/1989 |  | 07/31/1991
Enertech Global, LLC | Enertech | HXT048C |  | Ground-Source | WBAHP: Heat Pump Packaged Unit | Heat Pump | 230 | 1 |  |  | No Match | Single-Speed |  |  |  | 49900 | 2697 | 18.5 | 13.4 | 39500 | 2756 | 4.2 | 3.1 | Non Federally-Regulated | 11/30/2011 |  | 05/02/2012
American Air Filter | Enercon | VW61 |  | Water-Source | WBAHP: Heat Pump Packaged Unit | Heat Pump | 200 | 3 |  |  | No Match | No Match |  |  |  | 61000 | 5730 | 10.6 | 7.5 | 74000 | 6100 | 3.6 | 2.5 | Non Federally-Regulated | 06/11/1985 |  | 05/11/1988
Snyder General Corp. | McQuay | CCH030A*N |  | Water-Source | WBAHP: Heat Pump Packaged Unit | Heat Pump | 265 | 1 |  |  | No Match | No Match |  |  |  | 29400 | 2800 | 10.5 | 9 | 37400 | 3045 | 3.6 | 3.2 | Non Federally-Regulated | 02/22/1990 |  | 07/31/1991
Florida Heat Pump | Florida Heat Pump | GT048-1CS | GT048-1AH/AV | Water-Source | WBAH: Heating Only Packaged Un | Heat Pump | 208 | 1 |  |  | No Match | No Match |  |  |  | 49000 | 4016 | 12.2 | 9 | 59000 | 4549 | 3.8 | 3.5 | Non Federally-Regulated | 05/23/2001 |  | 07/18/2002
Climate Control / Snyder General | Electro-Hydronics | VF260F3 |  | Water-Source | WBAHP: Heat Pump Packaged Unit | Heat Pump | 230 | 1 |  |  | No Match | No Match |  |  |  | 25000 | 2450 | 10.2 | 7.5 | 31600 | 2500 | 3.7 | 2.5 | Non Federally-Regulated | 05/16/1984 |  | 08/29/1986
Mammoth | Hydrobank II | E031HLG |  | Ground-Water-Source | WBAHP: Heat Pump Packaged Unit | Heat Pump | 265 | 1 |  |  | No Match | No Match |  |  |  | 30000 | 2290 | 13.1 | 9 | 23800 | 2249 | 3.1 |  | Non Federally-Regulated | 07/22/2002 |  | 03/12/2009
Snyder General Corp. | American Air Filter | FHW-07 |  | Water-Source | WBAHP: Heat Pump Packaged Unit | Heat Pump | 208 | 1 |  |  | No Match | No Match |  |  |  | 6300 | 623 | 10.1 | 9 | 8200 | 706 | 3.4 | 3.2 | Federally-Regulated Commercial & Industrial Equipment | 02/04/1988 |  | 07/27/1992
Jacobsen Energy Ind., Inc. | Thermaflo II | 24***5**** |  | Water-Source | WBAHP: Heat Pump Packaged Unit | Heat Pump | 265 | 1 |  |  | No Match | No Match |  |  |  | 24000 | 2050 | 11.7 | 7.5 | 31000 | 2250 | 4 | 2.5 | Non Federally-Regulated | 06/11/1985 |  | 05/11/1988
Enertech Global, LLC | Roth Industries, Inc. | RCT036A |  | Ground-Source | WBAHP: Heat Pump Packaged Unit | Heat Pump | 230 | 1 |  |  | No Match | Single-Speed |  |  |  | 38900 | 2137 | 18.2 | 13.4 | 28500 | 2037 | 4.1 | 3.1 | Non Federally-Regulated | 06/14/2011 |  | 01/09/2014
Friedrich Climate Master | Climate Master Series | 803-019-E******** |  | Water-Source | WBAHP: Heat Pump Packaged Unit | Heat Pump | 265 | 1 |  |  | No Match | No Match |  |  |  | 19000 | 1750 | 10.9 | 7.5 | 23000 | 1875 | 3.6 | 2.5 | Non Federally-Regulated | 08/29/1986 |  | 05/11/1988
Addison Products | Addison Products | WSH032-1AR |  | Water-Source | WBAHP: Heat Pump Packaged Unit | Heat Pump | 208 | 1 |  |  | No Match | No Match |  |  |  | 32600 | 2672 | 12.2 | 9.3 | 41000 | 2860 | 4.2 | 3.8 | Federally-Regulated Commercial & Industrial Equipment | 03/31/1998 |  | 05/10/1998
Waterfurnace International, Inc. | Johnson Controls | RCLC/RCLW/RCLS/RCLX09*0 |  | Water-Source | WBAHP-O: Heat Pump Packaged Un | Heat Pump | 230 | 1 |  |  | No Match | Single-Speed |  |  |  | 8700 | 737 | 11.8 | 11.2 | 11400 | 777 | 4.3 | 4.2 | Federally-Regulated Commercial & Industrial Equipment | 05/02/2012 |  | 01/09/2014
Command-Aire | Command-Aire | GSUF0361B |  | Ground-Water-Source | WBAHP: Heat Pump Packaged Unit | Heat Pump | 208 | 1 |  |  | No Match | No Match |  |  |  | 35600 | 2211 | 16.1 | 9 | 26000 | 2458 | 3.1 |  | Non Federally-Regulated | 12/14/1998 |  | 04/10/2000
Climate Control / Snyder General | Electro-Hydronics | FW630FP |  | Water-Source | WBAHP: Heat Pump Packaged Unit | Heat Pump | 460 | 3 |  |  | No Match | No Match |  |  |  | 63000 | 6430 | 9.8 | 7.5 | 79000 | 6430 | 3.6 | 2.5 | Non Federally-Regulated | 06/11/1985 |  | 08/29/1986
ClimateMaster Inc. | Carrier Corp. | 50YDV/YDH/YDD049 |  | Ground-Source | WBAHP: Heat Pump Packaged Unit | Heat Pump | 230 | 1 |  |  | No Match | Single-Speed |  |  |  | 50600 | 2827 | 17.9 | 13.4 | 37500 | 2748 | 4 | 3.1 | Non Federally-Regulated | 02/09/2009 |  | 04/22/2015
ClimateMaster Inc. | Climate Master Series | GSS048AG | GAH48 | Ground-Water-Source | WBAHP-CB: Heat Pump Split Syst | Heat Pump | 230 | 1 |  |  | No Match | No Match |  |  |  | 50000 | 3424 | 14.6 | 9 | 38000 | 3373 | 3.3 |  | Non Federally-Regulated | 04/10/2000 |  | 11/19/2001
Waterfurnace International, Inc. | Waterfurnace International, Inc. | ATV022*1 |  | Ground-Water-Source | WBAHP: Heat Pump Packaged Unit | Heat Pump | 208 | 1 |  |  | No Match | No Match |  |  |  | 23400 | 1392 | 16.8 | 9 | 15700 | 1352 | 3.4 |  | Non Federally-Regulated | 10/06/1999 |  | 05/19/2000
ClimateMaster Inc. | Climate Master Series | HS/VS042G |  | Water-Source | WBAHP: Heat Pump Packaged Unit | Heat Pump | 230 | 1 |  |  | No Match | No Match |  |  |  | 41500 | 3705 | 11.2 | 10 | 52500 | 3845 | 4 |  | Federally-Regulated Commercial & Industrial Equipment | 11/14/2000 |  | 01/18/2001
Addison Products | Addison Products | DWPG048-3B-XL* |  | Ground-Water-Source | WBAHP: Heat Pump Packaged Unit | Heat Pump | 208 | 3 |  |  | No Match | No Match |  |  |  | 47500 | 3298 | 14.4 | 9 | 34000 | 3214 | 3.1 |  | Non Federally-Regulated | 12/14/1998 |  | 04/10/2000
Waterfurnace International, Inc. | Waterfurnace International, Inc. | USV/USH060**3*4 |  | Ground-Source | WBAHP: Heat Pump Packaged Unit | Heat Pump | 208 | 3 |  |  | No Match | Single-Speed |  |  |  | 60900 | 3402 | 17.9 | 13.4 | 47100 | 3834 | 3.6 | 3.1 | Non Federally-Regulated | 06/14/2011 |  | 03/02/2012
Snyder General Corp. | McQuay | LWP25AK |  | Water-Source | WBAHP: Heat Pump Packaged Unit | Heat Pump | 208 | 3 |  |  | No Match | No Match |  |  |  | 256000 | 22000 | 11.6 |  | 284000 | 22400 | 3.7 | 2.5 | Non Federally-Regulated | 02/22/1990 |  | 07/31/1991
Waterfurnace International, Inc. | Waterfurnace International, Inc. | CXW007*0 |  | Ground-Water-Source | WBAHP: Heat Pump Packaged Unit | Heat Pump | 208 | 1 |  |  | No Match | No Match |  |  |  | 7300 | 493 | 14.8 | 9 | 5600 | 529 | 3.1 |  | Non Federally-Regulated | 10/06/1999 |  | 04/10/2000
ClimateMaster Inc. | Carrier Corp. | 50PRH/V036 3 |  | Ground-Water-Source | WBAHP: Heat Pump Packaged Unit | Heat Pump | 208 | 1 |  |  | No Match | Single-Speed |  |  |  | 38700 | 1870 | 20.7 | 16.2 | 37500 | 2748 | 4 | 3.6 | Non Federally-Regulated | 01/24/2011 |  | 08/23/2011
Climate Control / Snyder General | Electro-Hydronics | CC500FD |  | Water-Source | WBAHP: Heat Pump Packaged Unit | Heat Pump | 230 | 3 |  |  | No Match | No Match |  |  |  | 50000 | 4850 | 10.3 | 7.5 | 65000 | 4900 | 3.9 | 2.5 | Non Federally-Regulated | 05/16/1984 |  | 08/29/1986
Climate Control / Snyder General | Electro-Hydronics | CC420FD |  | Water-Source | WBAHP: Heat Pump Packaged Unit | Heat Pump | 230 | 3 |  |  | No Match | No Match |  |  |  | 42000 | 3850 | 10.9 | 7.5 | 52000 | 4100 | 3.7 | 2.5 | Non Federally-Regulated | 05/16/1984 |  | 08/29/1986
Waterfurnace International, Inc. | Waterfurnace International, Inc. | ATH045*3 |  | Ground-Water-Source | WBAHP: Heat Pump Packaged Unit | Heat Pump | 208 | 3 |  |  | No Match | No Match |  |  |  | 50000 | 3571 | 14 | 9 | 33000 | 3119 | 3.1 |  | Non Federally-Regulated | 10/06/1999 |  | 05/19/2000
Waterfurnace International, Inc. | Eagle Mountain | ZS024**0*0 |  | Water-Source | WBAHP: Heat Pump Packaged Unit | Heat Pump | 208 | 1 |  |  | No Match | Single-Speed |  |  |  | 23900 | 1637 | 14.6 | 12 | 27000 | 1684 | 4.7 | 4.2 | Federally-Regulated Commercial & Industrial Equipment | 01/24/2011 |  | 04/19/2013
Econar | Econar | GH182 |  | Ground-Water-Source | WBAHP: Heat Pump Packaged Unit | Heat Pump | 208 | 1 |  |  | No Match | No Match |  |  |  | 18400 | 1333 | 13.8 | 11 | 21700 | 1718 | 3.7 | 3.5 | Non Federally-Regulated | 03/31/1998 |  | 05/10/1998
Florida Heat Pump | Florida Heat Pump | GT062-1VT/HZ/CF |  | Water-Source | WBAHP-CB: Heat Pump Split Syst | Heat Pump | 208 | 1 |  |  | No Match | No Match |  |  |  | 61500 | 4920 | 12.5 | 9 | 78000 | 6014 | 3.8 | 3.5 | Non Federally-Regulated | 10/05/1999 |  | 04/12/2000
Hydro Delta Corp. | Hydro Delta Corp. | 03-036-WTARW-HE |  | Ground-Water-Source | WBAHP: Heat Pump Packaged Unit | Heat Pump | 230 | 1 |  |  | No Match | No Match |  |  |  | 36000 | 2727 | 13.2 | 9 | 29000 | 2574 | 3.3 |  | Non Federally-Regulated | 10/06/1999 |  | 04/10/2000
ClimateMaster Inc. | Genesis Compact | GCV006BE******* |  | Water-Source | WBAHP: Heat Pump Packaged Unit | Heat Pump | 265 | 1 |  |  | No Match | No Match |  |  |  | 6600 | 545 | 12.1 | 10 | 8500 | 607 | 4.1 |  | Federally-Regulated Commercial & Industrial Equipment | 07/02/2003 |  | 03/12/2009
Mammoth | Hydrobank II | D054VLG |  | Ground-Water-Source | WBAHP: Heat Pump Packaged Unit | Heat Pump | 208 | 1 |  |  | No Match | No Match |  |  |  | 51500 | 3678 | 14 | 9 | 41000 | 3640 | 3.3 |  | Non Federally-Regulated | 07/22/2002 |  | 03/12/2009
ClimateMaster Inc. | Carrier Corp. | 50PSH/V/D018K |  | Water-Source | WBAHP: Heat Pump Packaged Unit | Heat Pump | 208 | 1 |  |  | No Match | Single-Speed |  |  |  | 19200 | 1164 | 16.5 | 12 | 23300 | 1157 | 5.9 | 4.2 | Federally-Regulated Commercial & Industrial Equipment | 10/24/2014 |  | 04/22/2015
Waterfurnace International, Inc. | Geosmart Energy, Inc. | YS024**1*4 |  | Ground-Source | WBAHP: Heat Pump Packaged Unit | Heat Pump | 208 | 1 |  |  | No Match | Single-Speed |  |  |  | 24400 | 1394 | 17.5 | 13.4 | 17500 | 1350 | 3.8 | 3.1 | Non Federally-Regulated | 01/24/2011 |  | 05/01/2015
McQuay / Snyder General | Electro-Hydronics | CW90G7 |  | Water-Source | WBAHP: Heat Pump Packaged Unit | Heat Pump | 265 | 1 |  |  | No Match | No Match |  |  |  | 9000 | 855 | 10.5 | 7.5 | 11000 | 920 | 3.5 | 2.5 | Non Federally-Regulated | 08/29/1986 |  | 05/11/1988
American Air Filter | Enercon | GHW-30 |  | Water-Source | WBAHP: Heat Pump Packaged Unit | Heat Pump | 230 | 1 |  |  | No Match | No Match |  |  |  | 29200 | 2755 | 10.6 | 9 | 38000 | 3094 | 3.6 | 3.2 | Non Federally-Regulated | 02/22/1990 |  | 07/31/1991
Florida Heat Pump | Florida Heat Pump | EM031-1VT |  | Water-Source | WBAHP: Heat Pump Packaged Unit | Heat Pump | 230 | 1 |  |  | No Match | No Match |  |  |  | 32000 | 2285 | 14 | 10 | 42000 | 2735 | 4.5 |  | Federally-Regulated Commercial & Industrial Equipment | 02/02/1998 |  | 03/31/1998
McQuay / Snyder General | Electro-Hydronics | FW260G3 |  | Water-Source | WBAHP: Heat Pump Packaged Unit | Heat Pump | 230 | 1 |  |  | No Match | No Match |  |  |  | 26000 | 2450 | 10.6 | 7.5 | 31600 | 2500 | 3.7 | 2.5 | Non Federally-Regulated | 08/29/1986 |  | 05/11/1988
Waterfurnace International, Inc. | Waterfurnace International, Inc. | SXV095A4 |  | Ground-Water-Source | WBAHP: Heat Pump Packaged Unit | Heat Pump | 460 | 3 |  |  | No Match | No Match |  |  |  | 99000 | 6875 | 14.4 | 9 | 65500 | 6398 | 3 |  | Non Federally-Regulated | 12/14/1998 |  | 10/06/1999
Carrier Corp. | Carrier | 50QEV0481 |  | Water-Source | WBAHP: Heat Pump Packaged Unit | Heat Pump | 575 | 3 |  |  | No Match | No Match |  |  |  | 47500 | 4330 | 11 | 9 | 57800 | 4420 | 3.8 | 3.2 | Federally-Regulated Commercial & Industrial Equipment | 09/25/1989 |  | 10/10/1989
Waterfurnace International, Inc. | Waterfurnace International, Inc. | SXH048C3 |  | Ground-Source | WBAHP: Heat Pump Packaged Unit | Heat Pump | 208 | 3 |  |  | No Match | No Match |  |  |  | 51500 | 3843 | 13.4 |  | 36000 | 3403 | 3.1 |  | Non Federally-Regulated | 03/31/1998 |  | 05/10/1998
ClimateMaster Inc. | Carrier | 50HQA/HQD/VQA/VQD024 5 |  | Water-Source | WBAHP: Heat Pump Packaged Unit | Heat Pump | 230 | 3 |  |  | No Match | No Match |  |  |  | 24500 | 1828 | 13.4 | 10 | 28900 | 1840 | 4.6 |  | Federally-Regulated Commercial & Industrial Equipment | 10/05/1999 |  | 04/12/2000
Climate Control / Snyder General | Electro-Hydronics | RC90A3 |  | Water-Source | WBAHP: Heat Pump Packaged Unit | Heat Pump | 230 | 1 |  |  | No Match | No Match |  |  |  | 9000 | 780 | 11.5 | 7.5 | 11200 | 820 | 4 | 2.5 | Non Federally-Regulated | 06/11/1985 |  | 08/29/1986
Econar | Econar | GV420 |  | Water-Source | WBAHP-CB: Heat Pump Split Syst | Heat Pump | 208 | 1 |  |  | No Match | No Match |  |  |  | 35400 | 2744 | 12.9 | 9 | 50500 | 4000 | 3.7 | 3.5 | Non Federally-Regulated | 12/14/1998 |  | 04/12/2000
Friedrich Air Conditioning Co. | Climate Master Series | 805-060-G******** |  | Water-Source | WBAHP: Heat Pump Packaged Unit | Heat Pump | 208 | 1 |  |  | No Match | No Match |  |  |  | 58000 | 6170 | 9.4 | 7.5 | 77000 | 6100 | 3.7 | 2.5 | Non Federally-Regulated | 08/30/1983 |  | 08/29/1986
Jacobsen Energy Ind., Inc. | Jacobsen Energy Ind., Inc. | 48***3**** |  | Water-Source | WBAHP: Heat Pump Packaged Unit | Heat Pump | 230 | 1 |  |  | No Match | No Match |  |  |  | 49000 | 4350 | 11.2 | 7.5 | 59000 | 4400 | 3.9 | 2.5 | Non Federally-Regulated | 06/11/1985 |  | 05/11/1988
Carrier Corp. | Carrier | 50HQ,VQ0223 |  | Water-Source | WBAHP: Heat Pump Packaged Unit | Heat Pump | 208 | 1 |  |  | No Match | No Match |  |  |  | 22000 | 2100 | 10.4 | 7.5 | 24000 | 2100 | 3.3 | 2.5 | Non Federally-Regulated | 08/29/1986 |  | 05/11/1988
Addison Products | Addison Products | VPY012-1A |  | Water-Source | WBAHP-CB: Heat Pump Split Syst | Heat Pump | 230 | 1 |  |  | No Match | No Match |  |  |  | 11900 | 991 | 12 | 9 | 13500 | 1069 | 3.7 | 3.5 | Non Federally-Regulated | 11/14/2000 |  | 07/18/2002
Waterfurnace International, Inc. | Waterfurnace International, Inc. | E040**1 |  | Ground-Water-Source | WBAHP: Heat Pump Packaged Unit | Heat Pump | 230 | 1 |  |  | No Match | No Match |  |  |  | 40400 | 2321 | 17.4 | 9 | 29300 | 2601 | 3.3 |  | Non Federally-Regulated | 11/19/2002 |  | 06/27/2003
Command-Aire | Command-Aire | SWP-1233 |  | Water-Source | WBAHP: Heat Pump Packaged Unit | Heat Pump | 208 | 3 |  |  | No Match | No Match |  |  |  | 140000 | 15400 | 9.1 |  | 199000 | 14600 | 4 | 3.8 | Non Federally-Regulated | 07/31/1991 |  | 03/31/1998
Mammoth | Hydrobank II | F054HLG |  | Ground-Water-Source | WBAHP: Heat Pump Packaged Unit | Heat Pump | 230 | 3 |  |  | No Match | No Match |  |  |  | 54500 | 3978 | 13.7 | 9 | 42500 | 4016 | 3.1 |  | Non Federally-Regulated | 05/23/2000 |  | 01/18/2001
Climate Control / Snyder General | Electro-Hydronics | CC400F3 |  | Water-Source | WBAHP: Heat Pump Packaged Unit | Heat Pump | 230 | 1 |  |  | No Match | No Match |  |  |  | 39600 | 3960 | 10 | 7.5 | 45000 | 3880 | 3.4 | 2.5 | Non Federally-Regulated | 06/11/1985 |  | 08/29/1986
Mammoth | Hydrobank II | K090HHT/VHT |  | Water-Source | WBAHP: Heat Pump Packaged Unit | Heat Pump | 575 | 3 |  |  | No Match | No Match |  |  |  | 87300 | 6419 | 13.6 | 10.5 | 112000 | 7294 | 4.5 | 3.8 | Federally-Regulated Commercial & Industrial Equipment | 03/31/1998 |  | 05/10/1998
Hydro Delta Corp. | Hydro Delta Corp. | 03-060-WTARW-MT |  | Water-Source | WBAHP-CB: Heat Pump Split Syst | Heat Pump | 230 | 1 |  |  | No Match | No Match |  |  |  | 67500 | 4963 | 13.6 | 9 | 76500 | 6226 | 3.6 | 3.5 | Non Federally-Regulated | 10/05/1999 |  | 04/12/2000
Mammoth | Hydrobank II | D014VLG |  | Ground-Water-Source | WBAHP: Heat Pump Packaged Unit | Heat Pump | 208 | 1 |  |  | No Match | No Match |  |  |  | 14000 | 1000 | 14 | 9 | 10500 | 992 | 3.1 |  | Non Federally-Regulated | 05/29/2001 |  | 07/18/2002
Florida Heat Pump | Florida Heat Pump | CW015-1 |  | Ground-Water-Source | WBAHP: Heat Pump Packaged Unit | Heat Pump | 230 | 1 |  |  | No Match | No Match |  |  |  | 15500 | 993 | 15.6 | 9 | 9000 | 878 | 3 |  | Non Federally-Regulated | 04/10/2000 |  | 07/18/2002
Waterfurnace International, Inc. | Waterfurnace International, Inc. | SXV019C2 |  | Ground-Source | WBAHP: Heat Pump Packaged Unit | Heat Pump | 265 | 1 |  |  | No Match | No Match |  |  |  | 19200 | 1371 | 14 |  | 15100 | 1301 | 3.4 |  | Non Federally-Regulated | 03/31/1998 |  | 05/10/1998
Climate Control / Snyder General | Electro-Hydronics | LHP12BK |  | Water-Source | WBAHP: Heat Pump Packaged Unit | Heat Pump | 208 | 3 |  |  | No Match | No Match |  |  |  | 128000 | 11000 | 11.6 | 9.2 | 142000 | 11200 | 3.7 | 2.5 | Non Federally-Regulated | 05/16/1984 |  | 08/29/1986
Waterfurnace International, Inc. | Geotility Geothermal Installations | ZS048**3*1 |  | Water-Source | WBAHP: Heat Pump Packaged Unit | Heat Pump | 208 | 3 |  |  | No Match | Single-Speed |  |  |  | 47700 | 3077 | 15.5 | 12 | 56000 | 3419 | 4.8 | 4.2 | Federally-Regulated Commercial & Industrial Equipment | 01/24/2011 |  | 04/19/2013
Waterfurnace International, Inc. | Eagle Mountain | ZS030**0*4 |  | Ground-Water-Source | WBAHP: Heat Pump Packaged Unit | Heat Pump | 230 | 1 |  |  | No Match | Single-Speed |  |  |  | 32900 | 1377 | 23.9 | 16.2 | 28300 | 1885 | 4.4 | 3.6 | Non Federally-Regulated | 06/14/2011 |  | 04/19/2013
Waterfurnace International, Inc. | Geotility Geothermal Installations | ZS060**3*0 |  | Ground-Source | WBAHP: Heat Pump Packaged Unit | Heat Pump | 230 | 3 |  |  | No Match | Single-Speed |  |  |  | 60900 | 3669 | 16.6 | 13.4 | 47100 | 4183 | 3.3 | 3.1 | Non Federally-Regulated | 01/24/2011 |  | 04/19/2013
Trane U.S. Inc. | Trane | GEVA048 |  | Ground-Water-Source | WBAHP: Heat Pump Packaged Unit | Heat Pump | 208 | 1 |  |  | No Match | No Match |  |  |  | 48510 | 3484 | 13.9 | 9 | 32000 | 2995 | 3.1 |  | Non Federally-Regulated | 04/10/2000 |  | 07/18/2002
ClimateMaster Inc. | Climate Master Series | VZ024 |  | Ground-Water-Source | WBAHP: Heat Pump Packaged Unit | Heat Pump | 208 | 1 |  |  | No Match | No Match |  |  |  | 24000 | 1558 | 15.4 | 9 | 16600 | 1430 | 3.4 |  | Non Federally-Regulated | 01/30/1998 |  | 10/02/1998
Climate Control / Snyder General | Electro-Hydronics | UC420FD |  | Water-Source | WBAHP: Heat Pump Packaged Unit | Heat Pump | 230 | 3 |  |  | No Match | No Match |  |  |  | 42000 | 3850 | 10.9 | 7.5 | 52000 | 4100 | 3.7 | 2.5 | Non Federally-Regulated | 05/16/1984 |  | 08/29/1986
Waterfurnace International, Inc. | Waterfurnace International, Inc. | V095**3 |  | Water-Source | WBAHP: Heat Pump Packaged Unit | Heat Pump | 230 | 3 |  |  | No Match | No Match |  |  |  | 95000 | 7089 | 13.4 | 9 | 118000 | 7516 | 4.6 | 3.8 | Federally-Regulated Commercial & Industrial Equipment | 05/19/2000 |  | 11/14/2000
Jacobsen Energy Ind., Inc. | Jacobsen Energy Ind., Inc. | 48***2**** |  | Water-Source | WBAHP: Heat Pump Packaged Unit | Heat Pump | 208 | 3 |  |  | No Match | No Match |  |  |  | 49000 | 4350 | 11.3 | 9 | 59000 | 4400 | 3.9 | 3.2 | Non Federally-Regulated | 02/22/1990 |  | 07/31/1991
American Air Filter | Enercon | FHW-30 |  | Water-Source | WBAHP: Heat Pump Packaged Unit | Heat Pump | 230 | 1 |  |  | No Match | No Match |  |  |  | 28800 | 2619 | 11 | 9 | 34000 | 2624 | 3.8 | 3.2 | Non Federally-Regulated | 05/11/1988 |  | 03/15/1989
Singer | Electro-Hydronics | CC80D2 |  | Water-Source | WBAHP: Heat Pump Packaged Unit | Heat Pump | 115 | 1 |  |  | No Match | No Match |  |  |  | 8500 | 1000 | 8.5 | 7.5 | 10500 | 1100 | 2.8 | 2.5 | Non Federally-Regulated | 09/08/1982 |  | 05/16/1984
Mammoth | Hydrobank II | F070HHT/VHT |  | Water-Source | WBAHP: Heat Pump Packaged Unit | Heat Pump | 208 | 3 |  |  | No Match | No Match |  |  |  | 71800 | 5240 | 13.7 | 10.5 | 87300 | 5685 | 4.5 | 3.8 | Federally-Regulated Commercial & Industrial Equipment | 03/31/1998 |  | 05/10/1998
California Heat Pump | Carrier | 50BQ0124 |  | Water-Source | WBAHP: Heat Pump Packaged Unit | Heat Pump | 265 | 1 |  |  | No Match | No Match |  |  |  | 12500 | 1300 | 9.6 | 7.5 | 14000 | 1350 | 3 | 2.5 | Non Federally-Regulated | 01/05/1982 |  | 06/11/1985
ClimateMaster Inc. | Carrier Corp. | YDS/YPS064 | CNPV*60* | Ground-Water-Source | WBAHP-C: Heat Pump Split Syste | Heat Pump | 230 | 1 |  |  | No Match | Single-Speed |  |  |  | 63700 | 2882 | 22.1 | 16.2 | 57600 | 4108 | 4.1 | 3.6 | Non Federally-Regulated | 11/25/2009 |  | 08/23/2011
Waterfurnace International, Inc. | Waterfurnace International, Inc. | SXV013A0 |  | Water-Source | WBAHP: Heat Pump Packaged Unit | Heat Pump | 208 | 1 |  |  | No Match | No Match |  |  |  | 12700 | 858 | 14.8 | 9.3 | 15100 | 921 | 4.8 | 3.8 | Federally-Regulated Commercial & Industrial Equipment | 03/31/1998 |  | 05/10/1998
Carrier Corp. - Syracuse | Carrier | 50YAV/YAH019 |  | Ground-Water-Source | WBAHP: Heat Pump Packaged Unit | Heat Pump | 208 | 1 |  |  | No Match | No Match |  |  |  | 21500 | 1535 | 14 | 9 | 14000 | 1367 | 3 |  | Non Federally-Regulated | 01/30/1998 |  | 10/02/1998
McQuay International | McQuay | CCH/CCW/HWH/HWW042C-G |  | Water-Source | WBAHP: Heat Pump Packaged Unit | Heat Pump | 230 | 1 |  |  | No Match | No Match |  |  |  | 40500 | 3521 | 11.5 | 9.3 | 49500 | 3626 | 4 | 3.8 | Federally-Regulated Commercial & Industrial Equipment | 03/31/1998 |  | 05/10/1998
Mammoth | Mammoth | D043VSC |  | Water-Source | WBAHP: Heat Pump Packaged Unit | Heat Pump | 230 | 1 |  |  | No Match | No Match |  |  |  | 41000 | 3888 | 10.5 | 7.5 | 47500 | 3965 | 3.5 | 2.5 | Non Federally-Regulated | 05/16/1984 |  | 05/11/1988
Climate Control / Snyder General | Electro-Hydronics | FC350G3 |  | Water-Source | WBAHP: Heat Pump Packaged Unit | Heat Pump | 230 | 1 |  |  | No Match | No Match |  |  |  | 35600 | 3360 | 10.6 | 7.5 | 43000 | 3500 | 3.6 | 2.5 | Non Federally-Regulated | 06/11/1985 |  | 08/29/1986
Waterfurnace International, Inc. | Waterfurnace International, Inc. | VLH030A2 |  | Water-Source | WBAHP: Heat Pump Packaged Unit | Heat Pump | 265 | 1 |  |  | No Match | No Match |  |  |  | 29700 | 2414 | 12.3 | 10 | 35900 | 2630 | 4 |  | Federally-Regulated Commercial & Industrial Equipment | 07/29/1998 |  | 10/02/1998
ClimateMaster Inc. | Carrier Corp. | 50YEH/V/D060K***3 |  | Ground-Water-Source | WBAHP: Heat Pump Packaged Unit | Heat Pump | 230 | 1 |  |  | No Match | Single-Speed | 2478 | 688 | 92 | 68900 | 2767 | 24.9 | 16.2 | 58200 | 3708 | 4.6 | 3.6 | Non Federally-Regulated | 10/24/2014 |  | 04/22/2015
Addison Products | Addison Products | VGY072-4A |  | Water-Source | WBAHP-CB: Heat Pump Split Syst | Heat Pump | 460 | 3 |  |  | No Match | No Match |  |  |  | 73900 | 6718 | 11 | 9 | 88800 | 7433 | 3.5 | 3.5 | Non Federally-Regulated | 07/22/2002 |  | 03/12/2009
ClimateMaster Inc. | Climate Master Series | 804-019-E******** |  | Water-Source | WBAHP: Heat Pump Packaged Unit | Heat Pump | 265 | 1 |  |  | No Match | No Match |  |  |  | 19000 | 1775 | 10.7 | 9 | 24000 | 1760 | 3.6 | 3.2 | Non Federally-Regulated | 02/22/1990 |  | 07/31/1991
Florida Heat Pump | Florida Heat Pump | EM096-1CS | EM096-1AH/AV | Water-Source | WBAH: Heating Only Packaged Un | Heat Pump | 230 | 1 |  |  | No Match | No Match |  |  |  | 101000 | 7537 | 13.4 | 9 | 103000 | 7941 | 3.8 | 3.5 | Non Federally-Regulated | 04/12/2000 |  | 07/18/2002
Hydro Delta Corp. | Hydro Delta Corp. | 03-068-WRAE-DS-D-HE |  | Water-Source | WBAHP-CB: Heat Pump Split Syst | Heat Pump | 230 | 1 |  |  | No Match | No Match |  |  |  | 68000 | 5230 | 13 | 9 | 78600 | 6060 | 3.8 | 3.5 | Non Federally-Regulated | 10/05/1999 |  | 11/17/1999
Waterfurnace International, Inc. | Waterfurnace International, Inc. | SXH042C0 |  | Water-Source | WBAHP: Heat Pump Packaged Unit | Heat Pump | 230 | 1 |  |  | No Match | No Match |  |  |  | 42000 | 3000 | 14 | 10 | 54500 | 3131 | 5.1 |  | Federally-Regulated Commercial & Industrial Equipment | 12/14/1998 |  | 10/05/1999
Bard Manufacturing Company, Inc. | Bard | WPV53 |  | Water-Source | WBAHP: Heat Pump Packaged Unit | Heat Pump | 208 | 1 |  |  | No Match | No Match |  |  |  | 49000 | 4500 | 10.8 | 7.5 | 54000 | 4300 | 3.6 | 2.5 | Non Federally-Regulated | 08/30/1983 |  | 01/23/1988
McQuay / Snyder General | Electro-Hydronics | VF70F5 |  | Water-Source | WBAHP: Heat Pump Packaged Unit | Heat Pump | 208 | 1 |  |  | No Match | No Match |  |  |  | 6900 | 645 | 10.7 | 7.5 | 8800 | 700 | 3.7 | 2.5 | Non Federally-Regulated | 08/29/1986 |  | 05/11/1988
Thermal Energy Systems | Jacobsen Energy Ind., Inc. | 72***6**** |  | Water-Source | WBAHP: Heat Pump Packaged Unit | Heat Pump | 460 | 3 |  |  | No Match | No Match |  |  |  | 67000 | 5650 | 11.9 | 9.2 | 88000 | 6750 | 3.8 |  | Federally-Regulated Commercial & Industrial Equipment | 01/23/1988 |  | 07/31/1991
Waterfurnace International, Inc. | Johnson Controls | RGSV/RGSH036**0*1 |  | Ground-Source | WBAHP: Heat Pump Packaged Unit | Heat Pump | 230 | 1 |  |  | No Match | Single-Speed |  |  |  | 34500 | 1994 | 17.3 | 13.4 | 26000 | 2177 | 3.5 | 3.1 | Non Federally-Regulated | 01/24/2011 |  | 03/02/2012
Florida Heat Pump | Florida Heat Pump | GT070-5CF/HZ/VT |  | Water-Source | WBAHP-CB: Heat Pump Split Syst | Heat Pump | 575 | 3 |  |  | No Match | No Match |  |  |  | 69000 | 5036 | 13.7 | 9 | 79000 | 5935 | 3.9 | 3.5 | Non Federally-Regulated | 07/22/2002 |  | 03/12/2009
Addison Products | Addison Products | HGY036-3A |  | Ground-Water-Source | WBAHP: Heat Pump Packaged Unit | Heat Pump | 230 | 3 |  |  | No Match | No Match |  |  |  | 38100 | 2627 | 14.5 | 9 | 23600 | 2095 | 3.3 |  | Non Federally-Regulated | 11/14/2000 |  | 07/18/2002
ClimateMaster Inc. | Trane | WPVC0304 |  | Water-Source | WBAHP: Heat Pump Packaged Unit | Heat Pump | 460 | 3 |  |  | No Match | No Match |  |  |  | 30000 | 2900 | 10.3 | 9 | 40500 | 3200 | 3.7 | 3.2 | Non Federally-Regulated | 02/22/1990 |  | 07/31/1991
Addison Products | Comfort-Aire | SWPH-3533 |  | Water-Source | WBAHP: Heat Pump Packaged Unit | Heat Pump | 208 | 3 |  |  | No Match | No Match |  |  |  | 438000 | 47400 | 9.2 |  | 608000 | 49700 | 3.6 | 3.8 | Non Federally-Regulated | 07/31/1991 |  | 03/31/1998
Waterfurnace International, Inc. | Waterfurnace International, Inc. | ES060*1(P) | FV4ANF006 | Ground-Water-Source | WBAHP-CB: Heat Pump Split Syst | Heat Pump | 208 | 1 |  |  | No Match | No Match |  |  |  | 30800 | 1720 | 17.9 | 9 | 23200 | 1657 | 4.1 |  | Non Federally-Regulated | 05/21/2002 |  | 07/18/2002
Thermal Energy Systems | Jacobsen Energy Ind., Inc. | 90***2**** |  | Water-Source | WBAHP: Heat Pump Packaged Unit | Heat Pump | 208 | 3 |  |  | No Match | No Match |  |  |  | 96500 | 9500 | 10.2 | 10.5 | 112500 | 9700 | 3.4 | 3.8 | Non Federally-Regulated | 07/31/1991 |  | 03/31/1998
Florida Heat Pump | Florida Heat Pump | EM028-1VT/HZ/CF |  | Water-Source | WBAHP: Heat Pump Packaged Unit | Heat Pump | 208 | 1 |  |  | No Match | No Match |  |  |  | 28000 | 1971 | 14.2 | 10 | 33400 | 2174 | 4.5 |  | Federally-Regulated Commercial & Industrial Equipment | 10/05/1999 |  | 04/12/2000
Waterfurnace International, Inc. | Waterfurnace International, Inc. | SXH042B3 |  | Ground-Source | WBAHP: Heat Pump Packaged Unit | Heat Pump | 230 | 3 |  |  | No Match | No Match |  |  |  | 44500 | 3201 | 13.9 |  | 31800 | 2824 | 3.3 |  | Non Federally-Regulated | 03/31/1998 |  | 05/10/1998
Addison Products | Addison Products | HGY018-8A |  | Water-Source | WBAHP: Heat Pump Packaged Unit | Heat Pump | 265 | 1 |  |  | No Match | No Match |  |  |  | 17600 | 1303 | 13.5 | 10 | 24200 | 1337 | 5.3 |  | Federally-Regulated Commercial & Industrial Equipment | 11/14/2000 |  | 03/22/2001
ClimateMaster Inc. | Climate Master Series | GSV/GSH048AG |  | Water-Source | WBAHP-CB: Heat Pump Split Syst | Heat Pump | 208 | 1 |  |  | No Match | No Match |  |  |  | 50300 | 3143 | 16 | 9 | 52600 | 3502 | 4.4 | 3.5 | Non Federally-Regulated | 05/23/2001 |  | 07/18/2002
McQuay International | McQuay | W-FDS/FDL/FDD-1-019-E |  | Water-Source | WBAHP: Heat Pump Packaged Unit | Heat Pump | 208 | 1 |  |  | No Match | No Match |  |  |  | 19000 | 1637 | 11.6 | 10 | 23500 | 1811 | 3.8 |  | Federally-Regulated Commercial & Industrial Equipment | 10/05/1999 |  | 09/21/2000
Trane U.S. Inc. | Trane | GSSD036 | TWE040E | Ground-Water-Source | WBAHP-CB: Heat Pump Split Syst | Heat Pump | 208 | 1 |  |  | No Match | No Match |  |  |  | 36400 | 2318 | 15.7 | 9 | 26000 | 2308 | 3.3 |  | Non Federally-Regulated | 07/22/2002 |  | 03/12/2009
Waterfurnace International, Inc. | Waterfurnace International, Inc. | SXH042B3 |  | Ground-Water-Source | WBAHP: Heat Pump Packaged Unit | Heat Pump | 230 | 3 |  |  | No Match | No Match |  |  |  | 44500 | 3201 | 13.9 | 9 | 31800 | 2824 | 3.3 |  | Non Federally-Regulated | 01/30/1998 |  | 10/02/1998
Waterfurnace International, Inc. | Johnson Controls | RKV/RKH060**0*4 |  | Water-Source | WBAHP: Heat Pump Packaged Unit | Heat Pump | 208 | 1 |  |  | No Match | Single-Speed |  |  |  | 61300 | 3981 | 15.4 | 12 | 69000 | 4044 | 5 | 4.2 | Federally-Regulated Commercial & Industrial Equipment | 09/03/2012 |  | 01/09/2014
ClimateMaster Inc. | Carrier Corp. | 50PSH/V/D042K***2 |  | Ground-Source | WBAHP: Heat Pump Packaged Unit | Heat Pump | 230 | 1 |  |  | No Match | Single-Speed |  |  |  | 40700 | 1858 | 21.9 | 13.4 | 27400 | 1959 | 4.1 | 3.1 | Non Federally-Regulated | 10/24/2014 |  | 04/22/2015
Addison Products | Addison Products | WSH032-1AR |  | Water-Source | WBAHP: Heat Pump Packaged Unit | Heat Pump | 208 | 1 |  |  | No Match | No Match |  |  |  | 32600 | 2672 | 12.2 | 10 | 41000 | 2860 | 4.2 |  | Federally-Regulated Commercial & Industrial Equipment | 02/02/1998 |  | 03/31/1998
Command-Aire | Command-Aire | SWP511E |  | Water-Source | WBAHP: Heat Pump Packaged Unit | Heat Pump | 230 | 1 |  |  | No Match | No Match |  |  |  | 49000 | 4380 | 11.2 | 7.5 | 65000 | 4760 | 4 | 2.5 | Non Federally-Regulated | 06/11/1985 |  | 05/11/1988
McQuay / Snyder General | Electro-Hydronics | CC610G3 |  | Water-Source | WBAHP: Heat Pump Packaged Unit | Heat Pump | 230 | 1 |  |  | No Match | No Match |  |  |  | 61500 | 5850 | 10.5 | 7.5 | 77000 | 5785 | 3.9 | 2.5 | Non Federally-Regulated | 08/29/1986 |  | 05/11/1988
Carrier Corp. - Syracuse | Carrier | 50QEH0721 |  | Water-Source | WBAHP: Heat Pump Packaged Unit | Heat Pump | 575 | 3 |  |  | No Match | No Match |  |  |  | 71000 | 6228 | 11.4 | 10.5 | 92000 | 6420 | 4.2 | 3.8 | Non Federally-Regulated | 07/31/1991 |  | 03/31/1998
Waterfurnace International, Inc. | Waterfurnace International, Inc. | SXH120A3 |  | Water-Source | WBAHP: Heat Pump Packaged Unit | Heat Pump | 230 | 3 |  |  | No Match | No Match |  |  |  | 118500 | 9634 | 12.3 | 9 | 160000 | 10905 | 4.3 | 3.8 | Federally-Regulated Commercial & Industrial Equipment | 12/14/1998 |  | 10/05/1999
Mammoth | Hydrobank II | E025HHG |  | Water-Source | WBAHP: Heat Pump Packaged Unit | Heat Pump | 265 | 1 |  |  | No Match | No Match |  |  |  | 24800 | 1893 | 13.1 | 10 | 31500 | 1963 | 4.7 |  | Federally-Regulated Commercial & Industrial Equipment | 11/14/2000 |  | 01/18/2001
Florida Heat Pump | Florida Heat Pump | GT024-1CS | GT024-2AH/AV | Ground-Water-Source | WBAHP-CB: Heat Pump Split Syst | Heat Pump | 265 | 1 |  |  | No Match | No Match |  |  |  | 24000 | 1791 | 13.4 | 9 | 17500 | 1654 | 3.1 |  | Non Federally-Regulated | 05/29/2001 |  | 07/16/2001
Friedrich Climate Master | Climate Master Series | 804-025-G******** |  | Water-Source | WBAHP: Heat Pump Packaged Unit | Heat Pump | 208 | 1 |  |  | No Match | No Match |  |  |  | 25400 | 2275 | 11.2 | 7.5 | 35000 | 2650 | 3.9 | 2.5 | Non Federally-Regulated | 08/29/1986 |  | 05/11/1988
Mammoth | Hydrobank II | D006HHA/VHA |  | Water-Source | WBAHP: Heat Pump Packaged Unit | Heat Pump | 230 | 1 |  |  | No Match | No Match |  |  |  | 7000 | 636 | 11 | 9.3 | 9600 | 721 | 3.9 | 3.8 | Federally-Regulated Commercial & Industrial Equipment | 03/31/1998 |  | 05/10/1998
California Heat Pump | Trane | WPRB-0282 |  | Water-Source | WBAHP: Heat Pump Packaged Unit | Heat Pump | 230 | 1 |  |  | No Match | No Match |  |  |  | 28400 | 2850 | 10 | 7.5 | 32400 | 2600 | 3.6 | 2.5 | Non Federally-Regulated | 06/11/1985 |  | 05/11/1988
Hydro Delta Corp. | Hydro Delta Corp. | 03-020-WTARH |  | Ground-Water-Source | WBAHP: Heat Pump Packaged Unit | Heat Pump | 230 | 1 |  |  | No Match | No Match |  |  |  | 22400 | 1723 | 13 | 11 | 26000 | 1905 | 4 | 3.5 | Non Federally-Regulated | 03/31/1998 |  | 05/10/1998
Enertech Global, LLC | Enertech | TST066 | MPD060 | Ground-Water-Source | WBAHP-CB: Heat Pump Split Syst | Heat Pump | 208 | 1 |  |  | No Match | Single-Speed | 3591 | 682 | 1 | 65100 | 3426 | 19 | 16.2 | 57000 | 4176 | 4 | 3.6 | Non Federally-Regulated | 08/23/2011 |  | 04/19/2013
Waterfurnace International, Inc. | Standard Range | WSH/WSV059A*1*** |  | Water-Source | WBAHP: Heat Pump Packaged Unit | Heat Pump | 230 | 1 |  |  | No Match | No Match |  |  |  | 59000 | 5784 | 10.2 | 9 | 71000 | 5779 | 3.6 | 3.2 | Non Federally-Regulated | 03/15/1989 |  | 09/13/1989
Tetco | Tetco | ESII1.0 |  | Ground-Water-Source | WBAHP: Heat Pump Packaged Unit | Heat Pump | 230 | 1 |  |  | No Match | No Match |  |  |  | 11400 | 754 | 15.1 | 9 | 8400 | 723 | 3.4 |  | Non Federally-Regulated | 12/14/1998 |  | 04/10/2000
Waterfurnace International, Inc. | Eagle Mountain | ZS023**2*4 |  | Ground-Source | WBAHP: Heat Pump Packaged Unit | Heat Pump | 265 | 1 |  |  | No Match | Single-Speed |  |  |  | 23900 | 1406 | 17 | 13.4 | 17000 | 1384 | 3.6 | 3.1 | Non Federally-Regulated | 06/14/2011 |  | 04/19/2013
Geoflex Systems, Inc. | Geoflex Systems, Inc. | GS1S-V/H/D/M-024WAABP |  | Water-Source | WBAHP: Heat Pump Packaged Unit | Both Heat Pump and Electric Re | 208 | 1 |  |  | No Match | Single-Speed |  |  |  | 20300 | 1173 | 17.3 | 12 | 24600 | 1243 | 5.8 | 4.2 | Federally-Regulated Commercial & Industrial Equipment | 11/30/2011 |  | 03/02/2012
Florida Heat Pump | Florida Heat Pump | CE025-1CS | CE025-1AH/AV | Ground-Source | WBAHP-CB: Heat Pump Split Syst | Heat Pump | 208 | 1 |  |  | No Match | Dual-Speed |  |  |  | 26900 | 1469 | 18.3 | 13.4 | 18600 | 1473 | 3.7 | 3.1 | Non Federally-Regulated | 06/14/2011 |  | 05/01/2015
Waterfurnace International, Inc. | Waterfurnace International, Inc. | NSZ060A3 | NRAC060* | Water-Source | WBAHP-CB: Heat Pump Split Syst | Heat Pump | 230 | 3 |  |  | No Match | Single-Speed |  |  |  | 54600 | 3792 | 14.4 | 12 | 66300 | 4224 | 4.6 | 4.2 | Federally-Regulated Commercial & Industrial Equipment | 08/23/2011 |  | 03/02/2012
Addison Products | Addison Products | VWPG060-3B-XL* |  | Ground-Water-Source | WBAHP: Heat Pump Packaged Unit | Heat Pump | 208 | 3 |  |  | No Match | No Match |  |  |  | 58000 | 4393 | 13.2 | 9 | 44000 | 4298 | 3 |  | Non Federally-Regulated | 12/14/1998 |  | 04/10/2000
Waterfurnace International, Inc. | Waterfurnace International, Inc. | SXH068B4 |  | Water-Source | WBAHP: Heat Pump Packaged Unit | Heat Pump | 460 | 3 |  |  | No Match | No Match |  |  |  | 65000 | 5200 | 12.5 | 9 | 84000 | 5470 | 4.5 | 3.8 | Federally-Regulated Commercial & Industrial Equipment | 02/02/1998 |  | 03/31/1998
Enertech Global, LLC | Roth Industries, Inc. | RXT072B |  | Ground-Source | WBAHP: Heat Pump Packaged Unit | Heat Pump | 208 | 1 |  |  | No Match | Single-Speed | 3411 | 937 | 1 | 65400 | 4360 | 15 | 13.4 | 57000 | 4515 | 3.7 | 3.1 | Non Federally-Regulated | 11/30/2011 |  | 01/09/2014
Friedrich Air Conditioning Co. | Climate Master Series | V80-12*********** |  | Water-Source | WBAHP: Heat Pump Packaged Unit | Heat Pump | 208 | 1 |  |  | No Match | No Match |  |  |  | 77000 | 7700 | 10 | 9.2 | 80000 | 7100 | 3.3 | 2.5 | Non Federally-Regulated | 05/16/1984 |  | 08/29/1986
Waterfurnace International, Inc. | Waterfurnace International, Inc. | ATH046D0 |  | Ground-Source | WBAHP: Heat Pump Packaged Unit | Heat Pump | 230 | 1 |  |  | No Match | No Match |  |  |  | 47000 | 2919 | 16.1 |  | 34500 | 3063 | 3.3 |  | Non Federally-Regulated | 03/31/1998 |  | 05/10/1998
McQuay / Snyder General | Electro-Hydronics | WM190C7 |  | Water-Source | WBAHP: Heat Pump Packaged Unit | Heat Pump | 265 | 1 |  |  | No Match | No Match |  |  |  | 18200 | 1825 | 10 | 9 | 22600 | 2000 | 3.3 | 3.2 | Non Federally-Regulated | 05/11/1988 |  | 03/15/1989
Waterfurnace International, Inc. | Eagle Mountain | ZS048**0*0 |  | Ground-Water-Source | WBAHP: Heat Pump Packaged Unit | Heat Pump | 208 | 1 |  |  | No Match | Single-Speed |  |  |  | 52000 | 2476 | 21 | 16.2 | 45900 | 3540 | 3.8 | 3.6 | Non Federally-Regulated | 01/24/2011 |  | 04/19/2013
Carrier Corp. | Carrier | 50QEV0243 |  | Water-Source | WBAHP: Heat Pump Packaged Unit | Heat Pump | 230 | 1 |  |  | No Match | No Match |  |  |  | 24000 | 2100 | 11.4 | 9 | 30000 | 2450 | 3.6 | 3.2 | Non Federally-Regulated | 03/15/1989 |  | 02/22/1990
Econar | Econar | GV492 |  | Water-Source | WBAHP-CB: Heat Pump Split Syst | Heat Pump | 208 | 1 |  |  | No Match | No Match |  |  |  | 43500 | 3717 | 11.7 | 9 | 66000 | 5227 | 3.7 | 3.5 | Non Federally-Regulated | 02/02/1998 |  | 10/02/1998
Mammoth | Hydrobank II | D006VHJ |  | Water-Source | WBAHP: Heat Pump Packaged Unit | Heat Pump | 230 | 1 |  |  | No Match | No Match |  |  |  | 8800 | 846 | 10.4 | 10 | 12000 | 878 | 4 |  | Federally-Regulated Commercial & Industrial Equipment | 05/23/2000 |  | 11/14/2000
Florida Heat Pump | Energy Miser | HECS23-1 | HEAH23-1 | Water-Source | WBAHP-C: Heat Pump Split Syste | Heat Pump | 208 | 1 |  |  | No Match | No Match |  |  |  | 22500 | 1830 | 12.3 | 9 | 27800 | 1940 | 4.2 | 3.2 | Non Federally-Regulated | 02/22/1990 |  | 07/31/1991
Inter-City Products Corp. | McQuay | LWP20BD |  | Water-Source | WBAHP: Heat Pump Packaged Unit | Heat Pump | 230 | 3 |  |  | No Match | No Match |  |  |  | 214000 | 18000 | 11.9 |  | 240000 | 18400 | 3.8 | 3.8 | Non Federally-Regulated | 07/31/1991 |  | 03/31/1998
Climate Control / Snyder General | Electro-Hydronics | CW350FP |  | Water-Source | WBAHP: Heat Pump Packaged Unit | Heat Pump | 460 | 3 |  |  | No Match | No Match |  |  |  | 35600 | 3360 | 10.6 | 7.5 | 43000 | 3500 | 3.6 | 2.5 | Non Federally-Regulated | 06/11/1985 |  | 08/29/1986
Florida Heat Pump | Bosch | ES035-3CF/HZ/VT |  | Water-Source | WBAHP: Heat Pump Packaged Unit | Heat Pump | 208 | 3 |  |  |  | Dual-Speed |  |  |  | 36000 | 2466 | 14.6 | 12 | 43000 | 2625 | 4.8 | 4.2 | Federally-Regulated Commercial & Industrial Equipment | 04/22/2015 |  | 04/29/2015
Waterfurnace International, Inc. | Waterfurnace International, Inc. | SXH030A3 |  | Water-Source | WBAHP-CB: Heat Pump Split Syst | Heat Pump | 230 | 3 |  |  | No Match | No Match |  |  |  | 31800 | 2338 | 13.6 | 9 | 33400 | 2330 | 4.2 | 3.5 | Non Federally-Regulated | 02/02/1998 |  | 08/21/1998
Florida Heat Pump | Energy Miser | HE42CF-3 |  | Water-Source | WBAHP: Heat Pump Packaged Unit | Heat Pump | 230 | 3 |  |  | No Match | No Match |  |  |  | 42000 | 3620 | 11.6 | 9 | 53500 | 3825 | 4.1 | 3.2 | Non Federally-Regulated | 05/11/1988 |  | 03/15/1989
Mammoth | Hydrobank II | D045HHF/VHF |  | Water-Source | WBAHP: Heat Pump Packaged Unit | Heat Pump | 230 | 1 |  |  | No Match | No Match |  |  |  | 45000 | 3214 | 14 | 10 | 58000 | 3695 | 4.6 |  | Federally-Regulated Commercial & Industrial Equipment | 07/29/1998 |  | 10/02/1998
Enertech Global, LLC | Enertech | HST072A2 | ACD060 | Ground-Water-Source | WBAHP-CB: Heat Pump Split Syst | Heat Pump | 208 | 3 |  |  | No Match | Single-Speed | 3108 | 4814 | 1 | 69100 | 3735 | 18.5 | 16.2 | 65700 | 4814 | 4 | 3.6 | Non Federally-Regulated | 03/02/2012 |  | 12/12/2012
Florida Heat Pump | Florida Heat Pump | EM048-5CF/HZ/VT |  | Ground-Water-Source | WBAHP: Heat Pump Packaged Unit | Heat Pump | 575 | 3 |  |  | No Match | No Match |  |  |  | 51000 | 3953 | 12.9 | 9 | 37762 | 3352 | 3.3 |  | Non Federally-Regulated | 07/22/2002 |  | 03/12/2009
ClimateMaster Inc. | Climate Master | ACA/B060 |  | Water-Source | WBAHP: Heat Pump Packaged Unit | Heat Pump | 208 | 1 |  |  | No Match | Single-Speed |  |  |  | 57000 | 4130 | 13.8 | 12 | 69300 | 4616 | 4.4 | 4.2 | Federally-Regulated Commercial & Industrial Equipment | 03/02/2012 |  | 06/09/2015
Command-Aire | Command-Aire | SWP281E |  | Water-Source | WBAHP: Heat Pump Packaged Unit | Heat Pump | 230 | 1 |  |  | No Match | No Match |  |  |  | 30000 | 2720 | 11 | 7.5 | 42000 | 3000 | 4 | 2.5 | Non Federally-Regulated | 06/11/1985 |  | 05/11/1988
Climate Control / Snyder General | Electro-Hydronics | CC420G3 |  | Water-Source | WBAHP: Heat Pump Packaged Unit | Heat Pump | 230 | 1 |  |  | No Match | No Match |  |  |  | 42000 | 3850 | 10.9 | 7.5 | 52000 | 4100 | 3.7 | 2.5 | Non Federally-Regulated | 05/16/1984 |  | 08/29/1986
Enertech Global, LLC | Enertech | HHT060A2 |  | Ground-Source | WBAHP: Heat Pump Packaged Unit | Heat Pump | 208 | 3 |  |  | No Match | Single-Speed |  |  |  | 54600 | 3689 | 14.8 | 13.4 | 45600 | 3931 | 3.4 | 3.1 | Non Federally-Regulated | 12/12/2012 |  | 05/11/2015
Snyder General Corp. | McQuay | FCW060A*F |  | Water-Source | WBAHP: Heat Pump Packaged Unit | Heat Pump | 208 | 3 |  |  | No Match | No Match |  |  |  | 61500 | 5802 | 10.6 | 9 | 78000 | 6180 | 3.7 | 3.2 | Non Federally-Regulated | 02/22/1990 |  | 07/31/1991
Mammoth | Mammoth | D026HSFXXX |  | Water-Source | WBAHP: Heat Pump Packaged Unit | Heat Pump | 208 | 1 |  |  | No Match | No Match |  |  |  | 24400 | 2160 | 11.3 | 9 | 31200 | 2400 | 3.8 | 3.2 | Non Federally-Regulated | 05/11/1988 |  | 03/15/1989
McQuay / Snyder General | Electro-Hydronics | FW330G7 |  | Water-Source | WBAHP: Heat Pump Packaged Unit | Heat Pump | 265 | 1 |  |  | No Match | No Match |  |  |  | 33000 | 3050 | 10.8 | 7.5 | 39000 | 3090 | 3.7 | 2.5 | Non Federally-Regulated | 08/29/1986 |  | 05/11/1988
ClimateMaster Inc. | Climate Master Series | 804-012-G******** |  | Water-Source | WBAHP: Heat Pump Packaged Unit | Heat Pump | 208 | 1 |  |  | No Match | No Match |  |  |  | 12400 | 1204 | 10.3 | 9 | 16200 | 1356 | 3.5 | 3.2 | Non Federally-Regulated | 05/11/1988 |  | 03/15/1989
Mammoth | Hydrobank II | F120HHG/VHG |  | Water-Source | WBAHP: Heat Pump Packaged Unit | Heat Pump | 208 | 3 |  |  | No Match | No Match |  |  |  | 122000 | 10796 | 11.3 | 9 | 169000 | 13034 | 3.8 | 3.8 | Federally-Regulated Commercial & Industrial Equipment | 02/02/1998 |  | 03/31/1998
Mammoth | Hydrobank II | D014HLG |  | Ground-Water-Source | WBAHP: Heat Pump Packaged Unit | Heat Pump | 208 | 1 |  |  | No Match | No Match |  |  |  | 14000 | 1000 | 14 | 9 | 10500 | 992 | 3.1 |  | Non Federally-Regulated | 07/22/2002 |  | 03/12/2009
McQuay International | McQuay | FCV/FCW/VWH/VWW060B-G |  | Water-Source | WBAHP: Heat Pump Packaged Unit | Heat Pump | 208 | 1 |  |  | No Match | No Match |  |  |  | 58000 | 5321 | 10.9 | 10 | 78000 | 5861 | 3.9 |  | Federally-Regulated Commercial & Industrial Equipment | 12/14/1998 |  | 11/17/1999
Waterfurnace International, Inc. | Waterfurnace International, Inc. | SXV120A3 |  | Ground-Source | WBAHP: Heat Pump Packaged Unit | Heat Pump | 230 | 3 |  |  | No Match | No Match |  |  |  | 124000 | 9323 | 13.3 |  | 95000 | 9280 | 3 |  | Non Federally-Regulated | 03/31/1998 |  | 05/10/1998
Waterfurnace International, Inc. | Waterfurnace International, Inc. | SXH058B0 |  | Water-Source | WBAHP: Heat Pump Packaged Unit | Heat Pump | 208 | 1 |  |  | No Match | No Match |  |  |  | 55000 | 4044 | 13.6 | 10 | 69000 | 4493 | 4.5 |  | Federally-Regulated Commercial & Industrial Equipment | 07/29/1998 |  | 10/02/1998
Waterfurnace International, Inc. | Geotility Geothermal Installations | ZS030**0*1 |  | Water-Source | WBAHP: Heat Pump Packaged Unit | Heat Pump | 230 | 1 |  |  | No Match | Single-Speed |  |  |  | 29500 | 1879 | 15.7 | 12 | 34600 | 1988 | 5.1 | 4.2 | Federally-Regulated Commercial & Industrial Equipment | 01/24/2011 |  | 04/19/2013
McQuay / Snyder General | Electro-Hydronics | VE330GK |  | Water-Source | WBAHP: Heat Pump Packaged Unit | Heat Pump | 208 | 3 |  |  | No Match | No Match |  |  |  | 30800 | 2852 | 10.8 | 9 | 35000 | 2900 | 3.5 | 3.2 | Non Federally-Regulated | 05/11/1988 |  | 03/15/1989
Hydro Delta Corp. | Hydro Delta Corp. | 03-068-WTARWD-HM |  | Water-Source | WBAHP-CB: Heat Pump Split Syst | Heat Pump | 230 | 1 |  |  | No Match | No Match |  |  |  | 68000 | 5230 | 13 | 9 | 78600 | 6060 | 3.8 | 3.5 | Non Federally-Regulated | 10/05/1999 |  | 11/17/1999
Singer | Electro-Hydronics | FC330 5 |  | Water-Source | WBAHP: Heat Pump Packaged Unit | Heat Pump | 208 | 1 |  |  | No Match | No Match |  |  |  | 33000 | 3500 | 9.4 | 7.5 | 35400 | 3550 | 2.9 | 2.5 | Non Federally-Regulated | 09/08/1982 |  | 05/16/1984
ClimateMaster Inc. | Carrier Corp. | YDS/YPS026 | CNPV*24* | Ground-Water-Source | WBAHP-C: Heat Pump Split Syste | Heat Pump | 208 | 1 |  |  | No Match | Single-Speed |  |  |  | 28000 | 1261 | 22.2 | 16.2 | 25700 | 1708 | 4.4 | 3.6 | Non Federally-Regulated | 11/25/2009 |  | 08/23/2011
Enertech Global, LLC | Enertech | TST048A | ACD060 | Ground-Water-Source | WBAHP-CB: Heat Pump Split Syst | Heat Pump | 208 | 1 |  |  | No Match | Single-Speed |  |  |  | 55400 | 2388 | 23.2 | 16.2 | 46300 | 2887 | 4.7 | 3.6 | Non Federally-Regulated | 11/30/2011 |  | 03/02/2012
Mammoth | Geox | ZG062VHF |  | Water-Source | WBAHP: Heat Pump Packaged Unit | Heat Pump | 460 | 3 |  |  | No Match | No Match |  |  |  | 60000 | 5660 | 10.6 | 9 | 80000 | 6510 | 3.6 | 3.2 | Federally-Regulated Commercial & Industrial Equipment | 12/26/1990 |  | 07/27/1992
Command-Aire | Command-Aire | SWPV131 |  | Water-Source | WBAHP: Heat Pump Packaged Unit | Heat Pump | 230 | 1 |  |  | No Match | No Match |  |  |  | 12200 | 1110 | 11 | 7.5 | 16000 | 1170 | 4 | 2.5 | Non Federally-Regulated | 06/11/1985 |  | 05/11/1988
ClimateMaster Inc. | Carrier Corp. | 50PSH/V012 |  | Ground-Water-Source | WBAHP: Heat Pump Packaged Unit | Heat Pump | 208 | 1 |  |  | No Match | Single-Speed |  |  |  | 13300 | 541 | 24.6 | 16.2 | 11800 | 865 | 4 | 3.6 | Non Federally-Regulated | 10/24/2014 |  | 04/22/2015
Enertech Global, LLC | Enertech | HCT048C2 |  | Ground-Source | WBAHP: Heat Pump Packaged Unit | Heat Pump | 230 | 3 |  |  | No Match | Single-Speed |  |  |  | 48300 | 2808 | 17.2 | 13.4 | 38600 | 2901 | 3.9 | 3.1 | Non Federally-Regulated | 12/12/2012 |  | 04/21/2014
Carrier Corp. | Carrier | 50QEV0364 |  | Water-Source | WBAHP: Heat Pump Packaged Unit | Heat Pump | 265 | 1 |  |  | No Match | No Match |  |  |  | 35000 | 3180 | 11 | 9 | 41500 | 3151 | 3.9 | 3.2 | Non Federally-Regulated | 02/22/1990 |  | 07/31/1991
Waterfurnace International, Inc. | Waterfurnace International, Inc. | SXH024C1 |  | Ground-Source | WBAHP: Heat Pump Packaged Unit | Heat Pump | 230 | 1 |  |  | No Match | No Match |  |  |  | 27000 | 1741 | 15.5 |  | 18000 | 1551 | 3.4 |  | Non Federally-Regulated | 03/31/1998 |  | 05/10/1998
Enertech Global, LLC | Roth Industries, Inc. | RXT072D3 |  | Ground-Source | WBAHP: Heat Pump Packaged Unit | Heat Pump | 460 | 3 |  |  | No Match | Single-Speed | 3533 | 710 | 1 | 73400 | 4243 | 17.3 | 13.4 | 57000 | 4515 | 3.7 | 3.1 | Non Federally-Regulated | 09/03/2012 |  | 12/12/2012
Waterfurnace International, Inc. | Waterfurnace International, Inc. | USV/USH036**3*4 |  | Ground-Water-Source | WBAHP: Heat Pump Packaged Unit | Heat Pump | 230 | 3 |  |  | No Match | Single-Speed |  |  |  | 37700 | 1639 | 23 | 16.2 | 33000 | 2249 | 4.3 | 3.6 | Non Federally-Regulated | 06/14/2011 |  | 03/02/2012
ClimateMaster Inc. | Carrier Corp. | 50P1H/V006 |  | Water-Source | WBAHP: Heat Pump Packaged Unit | Heat Pump | 208 | 1 |  |  | No Match | Single-Speed |  |  |  | 5800 | 439 | 13.2 | 11.2 | 7500 | 468 | 4.7 | 4.2 | Federally-Regulated Commercial & Industrial Equipment | 10/24/2014 |  | 04/22/2015
Florida Heat Pump | Florida Heat Pump | EM028-3VT/HZ/CF |  | Water-Source | WBAHP: Heat Pump Packaged Unit | Heat Pump | 208 | 3 |  |  | No Match | No Match |  |  |  | 28000 | 1971 | 14.2 | 10 | 33400 | 2174 | 4.5 |  | Federally-Regulated Commercial & Industrial Equipment | 10/05/1999 |  | 04/12/2000
Climate Control / Snyder General | Electro-Hydronics | FW350GK |  | Water-Source | WBAHP: Heat Pump Packaged Unit | Heat Pump | 208 | 3 |  |  | No Match | No Match |  |  |  | 35600 | 3360 | 10.6 | 7.5 | 43000 | 3500 | 3.6 | 2.5 | Non Federally-Regulated | 06/11/1985 |  | 08/29/1986
Waterfurnace International, Inc. | Waterfurnace International, Inc. | SXV068B4 |  | Ground-Water-Source | WBAHP: Heat Pump Packaged Unit | Heat Pump | 460 | 3 |  |  | No Match | No Match |  |  |  | 69000 | 5750 | 12 | 11 | 80000 | 6169 | 3.8 | 3.5 | Non Federally-Regulated | 03/31/1998 |  | 05/10/1998
Enertech Global, LLC | Enertech | HXT036C |  | Ground-Source | WBAHP: Heat Pump Packaged Unit | Heat Pump | 208 | 1 |  |  | No Match | Single-Speed |  |  |  | 39300 | 1985 | 19.8 | 13.4 | 28600 | 1905 | 4.4 | 3.1 | Non Federally-Regulated | 11/30/2011 |  | 12/12/2012
Florida Heat Pump | Florida Heat Pump | EP060-1HZ/VT |  | Water-Source | WBAHP: Heat Pump Packaged Unit | Heat Pump | 208 | 1 |  |  | No Match | Single-Speed |  |  |  | 62000 | 3625 | 17.1 | 12 | 72000 | 3638 | 5.8 | 4.2 | Federally-Regulated Commercial & Industrial Equipment | 06/14/2011 |  | 04/21/2014
Florida Heat Pump | Florida Heat Pump | TA025-1CS | DX025CC/UC | Ground-Source | WBAHP-C: Heat Pump Split Syste | Heat Pump | 208 | 1 |  |  | No Match | Dual-Speed |  |  |  | 26900 | 1332 | 20.2 | 13.4 | 19600 | 1336 | 4.3 | 3.1 | Non Federally-Regulated | 01/10/2012 |  | 03/02/2012
Maritime Geothermal, Ltd. | Nordic | W-65-W |  | Ground-Source | WBAH: Heating Only Packaged Un | Heat Pump | 208 | 1 |  |  | No Match | No Match | [7 empty] | 75985 | 5708 | 3.9 |  | Non Federally-Regulated | 03/31/1998 |  | 05/10/1998
ClimateMaster Inc. | Climate Master Series | 814-009-G |  | Water-Source | WBAHP: Heat Pump Packaged Unit | Heat Pump | 265 | 1 |  |  | No Match | No Match |  |  |  | 8700 | 770 | 11.3 | 9 | 9600 | 800 | 3.5 | 3.2 | Non Federally-Regulated | 05/11/1988 |  | 03/15/1989
Mammoth | Hydrobank II | F045HLG |  | Ground-Water-Source | WBAHP: Heat Pump Packaged Unit | Heat Pump | 208 | 3 |  |  | No Match | No Match |  |  |  | 44000 | 3283 | 13.4 | 9 | 34000 | 3320 | 3 |  | Non Federally-Regulated | 05/23/2000 |  | 01/18/2001
Command-Aire | Command-Aire | SWP411E |  | Water-Source | WBAHP: Heat Pump Packaged Unit | Heat Pump | 208 | 1 |  |  | No Match | No Match |  |  |  | 42000 | 3810 | 11 | 9 | 53000 | 3880 | 4 | 3.2 | Non Federally-Regulated | 05/11/1988 |  | 03/15/1989
Waterfurnace International, Inc. | Johnson Controls | RKV/RKH060**0*1 |  | Water-Source | WBAHP: Heat Pump Packaged Unit | Heat Pump | 208 | 1 |  |  | No Match | Single-Speed |  |  |  | 61300 | 3981 | 15.4 | 12 | 69000 | 4044 | 5 | 4.2 | Federally-Regulated Commercial & Industrial Equipment | 09/03/2012 |  | 01/09/2014
Econar | Econar | GH1201 |  | Ground-Source | WBAHP: Heat Pump Packaged Unit | Heat Pump | 460 | 3 |  |  | No Match | No Match |  |  |  | 109000 | 9083 | 12 |  | 107000 | 10453 | 3 |  | Non Federally-Regulated | 03/31/1998 |  | 05/10/1998
Command-Aire | Command-Aire | SWPV191 |  | Water-Source | WBAHP: Heat Pump Packaged Unit | Heat Pump | 208 | 1 |  |  | No Match | No Match |  |  |  | 18500 | 1680 | 11 | 9 | 24500 | 1800 | 4 | 3.2 | Non Federally-Regulated | 05/11/1988 |  | 03/15/1989
Waterfurnace International, Inc. | Waterfurnace International, Inc. | V120**3 |  | Ground-Water-Source | WBAHP: Heat Pump Packaged Unit | Heat Pump | 208 | 3 |  |  | No Match | No Match |  |  |  | 122000 | 9172 | 13.3 | 9 | 100000 | 9766 | 3 |  | Non Federally-Regulated | 05/19/2000 |  | 11/14/2000
Florida Heat Pump | Florida Heat Pump | GO036-1CF/HZ/VT |  | Ground-Water-Source | WBAHP: Heat Pump Packaged Unit | Heat Pump | 208 | 1 |  |  | No Match | No Match |  |  |  | 35000 | 2173 | 16.1 | 9 | 25000 | 1979 | 3.7 |  | Non Federally-Regulated | 07/22/2002 |  | 03/12/2009
ClimateMaster Inc. | Climate Master Series | HS/HL 006 |  | Water-Source | WBAHP: Heat Pump Packaged Unit | Heat Pump | 208 | 1 |  |  | No Match | No Match |  |  |  | 7400 | 627 | 11.8 | 10 | 8800 | 644 | 4 |  | Federally-Regulated Commercial & Industrial Equipment | 02/02/1998 |  | 03/31/1998
Waterfurnace International, Inc. | Eagle Mountain | ZS041**3*4 |  | Ground-Source | WBAHP: Heat Pump Packaged Unit | Heat Pump | 230 | 3 |  |  | No Match | Single-Speed |  |  |  | 41000 | 2485 | 16.5 | 13.4 | 29000 | 2428 | 3.5 | 3.1 | Non Federally-Regulated | 06/14/2011 |  | 04/19/2013
Climate Control / Snyder General | Trane | WPRA10HCXBX |  | Water-Source | WBAHP: Heat Pump Packaged Unit | Heat Pump | 230 | 1 |  |  | No Match | No Match |  |  |  | 9500 | 850 | 11.2 | 7.5 | 12600 | 880 | 4.2 | 2.5 | Non Federally-Regulated | 05/16/1984 |  | 05/11/1988
Florida Heat Pump | Florida Heat Pump | GT042-1CS | GT042-1AH/AV | Ground-Water-Source | WBAHP-CB: Heat Pump Split Syst | Heat Pump | 230 | 1 |  |  | No Match | No Match |  |  |  | 40700 | 2806 | 14.5 | 9 | 30600 | 2636 | 3.4 |  | Non Federally-Regulated | 07/22/2002 |  | 03/12/2009
Waterfurnace International, Inc. | Geotility Geothermal Installations | YS048**1*0 |  | Ground-Water-Source | WBAHP: Heat Pump Packaged Unit | Heat Pump | 208 | 1 |  |  | No Match | Single-Speed |  |  |  | 52000 | 2476 | 21 | 16.2 | 45900 | 3540 | 3.8 | 3.6 | Non Federally-Regulated | 01/24/2011 |  | 04/19/2013
Florida Heat Pump | Florida Heat Pump | EM120-4VT |  | Water-Source | WBAHP: Heat Pump Packaged Unit | Heat Pump | 460 | 3 |  |  | No Match | No Match |  |  |  | 123000 | 8601 | 14.3 | 10.5 | 145000 | 8499 | 5 | 3.8 | Federally-Regulated Commercial & Industrial Equipment | 03/31/1998 |  | 05/10/1998
Waterfurnace International, Inc. | Waterfurnace International, Inc. | ATH066D3 |  | Ground-Source | WBAHP: Heat Pump Packaged Unit | Heat Pump | 230 | 3 |  |  | No Match | No Match |  |  |  | 67000 | 5000 | 13.4 |  | 50000 | 4884 | 3 |  | Non Federally-Regulated | 03/31/1998 |  | 05/10/1998
Waterfurnace International, Inc. | Waterfurnace International, Inc. | SXH058C1 |  | Water-Source | WBAHP: Heat Pump Packaged Unit | Heat Pump | 208 | 1 |  |  | No Match | No Match |  |  |  | 55000 | 4074 | 13.5 | 9.3 | 69000 | 4493 | 4.5 | 3.8 | Federally-Regulated Commercial & Industrial Equipment | 03/31/1998 |  | 05/10/1998
Addison Products | Heat Controller | WRH64-1J | HRH64-1J/1JB | Water-Source | WBAH: Heating Only Packaged Un | Heat Pump | 208 | 1 |  |  | No Match | No Match |  |  |  | 62500 | 5081 | 12.3 | 9 | 76000 | 6362 | 3.5 | 3.5 | Non Federally-Regulated | 10/05/1999 |  | 04/12/2000
Florida Heat Pump | Florida Heat Pump | GT036-3CF/HZ/VT |  | Water-Source | WBAHP: Heat Pump Packaged Unit | Heat Pump | 230 | 3 |  |  | No Match | No Match |  |  |  | 34500 | 2379 | 14.5 | 10 | 42000 | 2412 | 5.1 |  | Federally-Regulated Commercial & Industrial Equipment | 05/29/2001 |  | 02/17/2011
Climate Control / Snyder General | Electro-Hydronics | CC330G5 |  | Water-Source | WBAHP: Heat Pump Packaged Unit | Heat Pump | 208 | 1 |  |  | No Match | No Match |  |  |  | 33000 | 3050 | 10.8 | 7.5 | 39000 | 3090 | 3.7 | 2.5 | Non Federally-Regulated | 05/16/1984 |  | 08/29/1986
Singer | Electro-Hydronics | CC140D3 |  | Water-Source | WBAHP: Heat Pump Packaged Unit | Heat Pump | 230 | 1 |  |  | No Match | No Match |  |  |  | 14000 | 1850 | 7.6 | 7.5 | 18000 | 2050 | 2.6 | 2.5 | Non Federally-Regulated | 09/08/1982 |  | 05/16/1984
American Air Filter | Enercon | BCW19 |  | Water-Source | WBAHP: Heat Pump Packaged Unit | Heat Pump | 208 | 1 |  |  | No Match | No Match |  |  |  | 19100 | 2000 | 9.8 | 7.5 | 26000 | 2175 | 3.4 | 2.5 | Non Federally-Regulated | 05/16/1984 |  | 06/11/1985
Waterfurnace International, Inc. | Extended Range | WXH/WXV019A*2*** |  | Ground-Water-Source | WBAHP: Heat Pump Packaged Unit | Heat Pump | 265 | 1 |  |  | No Match | No Match |  |  |  | 19300 | 1787 | 10.8 |  | 23000 | 2042 | 3.3 |  | Non Federally-Regulated | 03/15/1989 |  | 07/31/1991
ClimateMaster Inc. | Carrier Corp. | 50PSH/V/D042K***2 |  | Ground-Water-Source | WBAHP: Heat Pump Packaged Unit | Heat Pump | 230 | 1 |  |  | No Match | Single-Speed |  |  |  | 44400 | 1505 | 29.5 | 16.2 | 35200 | 1984 | 5.2 | 3.6 | Non Federally-Regulated | 10/24/2014 |  | 04/22/2015
Waterfurnace International, Inc. | Rybacki - Hart Enterprises | YS030**1*0 |  | Ground-Source | WBAHP: Heat Pump Packaged Unit | Heat Pump | 230 | 1 |  |  | No Match | Single-Speed |  |  |  | 29000 | 1706 | 17 | 13.4 | 22800 | 1909 | 3.5 | 3.1 | Non Federally-Regulated | 01/24/2011 |  | 04/19/2013
Waterfurnace International, Inc. | Waterfurnace International, Inc. | P070**3(P) |  | Ground-Water-Source | WBAHP: Heat Pump Packaged Unit | Heat Pump | 230 | 3 |  |  | No Match | No Match |  |  |  | 41500 | 2385 | 17.4 | 9 | 32400 | 2636 | 3.6 |  | Non Federally-Regulated | 05/19/2000 |  | 07/18/2002
ClimateMaster Inc. | Climate Master Series | VP/HP048G |  | Water-Source | WBAHP: Heat Pump Packaged Unit | Heat Pump | 208 | 1 |  |  | No Match | No Match |  |  |  | 48000 | 3555 | 13.5 | 10 | 57000 | 3795 | 4.4 |  | Federally-Regulated Commercial & Industrial Equipment | 04/12/2000 |  | 11/14/2000
Heat Controller | Heat Controller | DWPG030-1B-XL* |  | Water-Source | WBAHP-CB: Heat Pump Split Syst | Heat Pump | 208 | 1 |  |  | No Match | No Match |  |  |  | 28800 | 2133 | 13.5 | 9 | 31400 | 2191 | 4.2 | 3.5 | Non Federally-Regulated | 02/02/1998 |  | 10/02/1998
Enertech Global, LLC | Enertech | THT036A2 |  | Ground-Source | WBAHP: Heat Pump Packaged Unit | Heat Pump | 208 | 3 |  |  | No Match | Single-Speed |  |  |  | 33400 | 2242 | 14.9 | 13.4 | 28500 | 2457 | 3.4 | 3.1 | Non Federally-Regulated | 12/12/2012 |  | 05/11/2015
Waterfurnace International, Inc. | Waterfurnace International, Inc. | P019D | N-VSB1206/G+FD03617A | Ground-Water-Source | WBAHP-CB: Heat Pump Split Syst | Heat Pump | 230 | 1 |  |  | No Match | No Match |  |  |  | 18100 | 1330 | 13.6 | 9 | 14400 | 1318 | 3.2 |  | Non Federally-Regulated | 05/19/2000 |  | 07/18/2002
ClimateMaster Inc. | Climate Master Series | VL012G********* |  | Water-Source | WBAHP: Heat Pump Packaged Unit | Heat Pump | 208 | 1 |  |  | No Match | No Match |  |  |  | 12200 | 1100 | 11.1 | 9 | 16200 | 1195 | 4 | 3.2 | Federally-Regulated Commercial & Industrial Equipment | 07/17/1991 |  | 07/27/1992
Waterfurnace International, Inc. | WFI Industries, Ltd. | ES024*1 | FV4ANF003 | Ground-Water-Source | WBAHP-CB: Heat Pump Split Syst | Heat Pump | 230 | 1 |  |  | No Match | No Match |  |  |  | 25000 | 1404 | 17.8 | 9 | 16200 | 1356 | 3.5 |  | Non Federally-Regulated | 06/20/2003 |  | 03/12/2009
Singer | Electro-Hydronics | CC140B5 |  | Water-Source | WBAHP: Heat Pump Packaged Unit | Heat Pump | 208 | 1 |  |  | No Match | No Match |  |  |  | 14000 | 1850 | 7.6 | 7.5 | 18000 | 2050 | 2.6 | 2.5 | Non Federally-Regulated | 01/05/1982 |  | 09/08/1982
Florida Heat Pump | Florida Heat Pump | EM028-2VT/HZ/CF |  | Water-Source | WBAHP: Heat Pump Packaged Unit | Heat Pump | 265 | 1 |  |  | No Match | No Match |  |  |  | 28000 | 1971 | 14.2 | 10 | 33400 | 2174 | 4.5 |  | Federally-Regulated Commercial & Industrial Equipment | 10/05/1999 |  | 04/12/2000
Waterfurnace International, Inc. | Johnson Controls | RJTV/RJTH038**3 |  | Ground-Source | WBAHP: Heat Pump Packaged Unit | Heat Pump | 208 | 3 |  |  | No Match | Dual-Speed |  |  |  | 40200 | 2000 | 20.1 | 13.4 | 27000 | 1884 | 4.2 | 3.1 | Non Federally-Regulated | 01/24/2011 |  | 06/14/2011
Florida Heat Pump | Florida Heat Pump | GT018-1CS | GT018-1AH/AV | Ground-Water-Source | WBAHP-CB: Heat Pump Split Syst | Heat Pump | 208 | 1 |  |  | No Match | No Match |  |  |  | 16200 | 1018 | 15.9 | 9 | 11300 | 1034 | 3.2 |  | Non Federally-Regulated | 04/10/2000 |  | 11/14/2000
Maritime Geothermal, Ltd. | Nordic | R-65-HACW |  | Ground-Source | WBAHP: Heat Pump Packaged Unit | Heat Pump | 208 | 1 |  |  | No Match | No Match |  |  |  | 62110 | 4565 | 13.6 |  | 79801 | 5353 | 4.4 |  | Non Federally-Regulated | 03/31/1998 |  | 05/10/1998
Waterfurnace International, Inc. | Eagle Mountain | ZS024**0*1 |  | Ground-Water-Source | WBAHP: Heat Pump Packaged Unit | Heat Pump | 208 | 1 |  |  | No Match | Single-Speed |  |  |  | 26400 | 1128 | 23.4 | 16.2 | 22300 | 1634 | 4 | 3.6 | Non Federally-Regulated | 01/24/2011 |  | 09/03/2012
Waterfurnace International, Inc. | American Standard, Inc. | A2GX049***1*1 |  | Water-Source | WBAHP: Heat Pump Packaged Unit | Heat Pump | 230 | 1 |  |  | No Match | Dual-Speed |  |  |  | 48300 | 3057 | 15.8 | 12 | 57400 | 3301 | 5.1 | 4.2 | Federally-Regulated Commercial & Industrial Equipment | 08/23/2011 |  | 10/24/2014
Waterfurnace International, Inc. | Waterfurnace International, Inc. | SXV068C1 |  | Ground-Water-Source | WBAHP: Heat Pump Packaged Unit | Heat Pump | 230 | 1 |  |  | No Match | No Match |  |  |  | 66000 | 5500 | 12 | 9 | 52000 | 5080 | 3 |  | Non Federally-Regulated | 12/14/1998 |  | 10/06/1999
McQuay / Snyder General | Electro-Hydronics | CC330G5 |  | Water-Source | WBAHP: Heat Pump Packaged Unit | Heat Pump | 208 | 1 |  |  | No Match | No Match |  |  |  | 33000 | 3050 | 10.8 | 7.5 | 39000 | 3090 | 3.7 | 2.5 | Non Federally-Regulated | 08/29/1986 |  | 05/11/1988
ClimateMaster Inc. | Climate Master Series | V160-34********** |  | Water-Source | WBAHP: Heat Pump Packaged Unit | Heat Pump | 460 | 3 |  |  | No Match | No Match |  |  |  | 154000 | 15400 | 10 |  | 160000 | 14200 | 3.3 |  | Non Federally-Regulated | 05/11/1988 |  | 03/15/1989
Waterfurnace International, Inc. | Waterfurnace International, Inc. | ATV057D1 |  | Ground-Water-Source | WBAHP: Heat Pump Packaged Unit | Heat Pump | 230 | 1 |  |  | No Match | No Match |  |  |  | 61000 | 4841 | 12.6 | 9 | 42000 | 4103 | 3 |  | Non Federally-Regulated | 01/30/1998 |  | 03/31/1998
California Heat Pump | Carrier | 50BQ0074 |  | Water-Source | WBAHP: Heat Pump Packaged Unit | Heat Pump | 265 | 1 |  |  | No Match | No Match |  |  |  | 7500 | 800 | 9.4 | 7.5 | 9000 | 825 | 2.9 | 2.5 | Non Federally-Regulated | 01/05/1982 |  | 06/11/1985
Trane U.S. Inc. | Command-Aire | GSUF0361B |  | Water-Source | WBAHP-CB: Heat Pump Split Syst | Heat Pump | 208 | 1 |  |  | No Match | No Match |  |  |  | 36800 | 2271 | 16.2 | 9 | 40000 | 2930 | 4 | 3.5 | Non Federally-Regulated | 08/07/1998 |  | 10/02/1998
ClimateMaster Inc. | Climate Master Series | GSV/GSH036AF |  | Ground-Water-Source | WBAHP: Heat Pump Packaged Unit | Heat Pump | 460 | 3 |  |  | No Match | No Match |  |  |  | 35800 | 2294 | 15.6 | 9 | 27500 | 2517 | 3.2 |  | Non Federally-Regulated | 07/22/2002 |  | 01/22/2003
Waterfurnace International, Inc. | Geosmart Energy, Inc. | USV/USH060**3*4 |  | Water-Source | WBAHP: Heat Pump Packaged Unit | Heat Pump | 208 | 3 |  |  | No Match | Single-Speed |  |  |  | 58400 | 3817 | 15.3 | 12 | 72500 | 4521 | 4.7 | 4.2 | Federally-Regulated Commercial & Industrial Equipment | 06/14/2011 |  | 03/02/2012
Waterfurnace International, Inc. | Geotility Geothermal Installations | GS018**0*0 |  | Ground-Water-Source | WBAHP: Heat Pump Packaged Unit | Heat Pump | 208 | 1 |  |  | No Match | Single-Speed |  |  |  | 20700 | 812 | 25.5 | 16.2 | 18400 | 1226 | 4.4 | 3.6 | Non Federally-Regulated | 01/24/2011 |  | 04/19/2013
Florida Heat Pump | Florida Heat Pump | EM041-4CS | EM041-4AV | Water-Source | WBAHP-C: Heat Pump Split Syste | Heat Pump | 460 | 3 |  |  | No Match | No Match |  |  |  | 39000 | 3000 | 13 | 10 | 49000 | 3502 | 4.1 |  | Federally-Regulated Commercial & Industrial Equipment | 12/14/1998 |  | 10/05/1999
Inter-City Products Corp. | McQuay | WMH015B*N |  | Water-Source | WBAHP-O: Heat Pump Packaged Un | Heat Pump | 265 | 1 |  |  | No Match | No Match |  |  |  | 15000 | 1250 | 12 | 9.3 | 17000 | 1282 | 3.9 | 3.8 | Non Federally-Regulated | 07/31/1991 |  | 03/31/1998
Florida Heat Pump | Florida Heat Pump | EM031-3CS | EM031-1AV | Water-Source | WBAHP-C: Heat Pump Split Syste | Heat Pump | 230 | 3 |  |  | No Match | No Match |  |  |  | 31400 | 2275 | 13.8 | 9.3 | 41000 | 2730 | 4.4 | 3.8 | Federally-Regulated Commercial & Industrial Equipment | 03/31/1998 |  | 05/10/1998
Climate Control / Snyder General | Electro-Hydronics | FC610FK |  | Water-Source | WBAHP: Heat Pump Packaged Unit | Heat Pump | 208 | 3 |  |  | No Match | No Match |  |  |  | 61500 | 5850 | 10.5 | 7.5 | 69000 | 5790 | 3.5 | 2.5 | Non Federally-Regulated | 05/16/1984 |  | 06/11/1985
Command-Aire | Command-Aire | SWPHXR191E |  | Water-Source | WBAHP: Heat Pump Packaged Unit | Heat Pump | 208 | 1 |  |  | No Match | No Match |  |  |  | 18500 | 1650 | 11.2 | 7.5 | 24500 | 1750 | 4 | 2.5 | Non Federally-Regulated | 05/16/1984 |  | 01/23/1988
Waterfurnace International, Inc. | Waterfurnace International, Inc. | SXV030*3 |  | Ground-Water-Source | WBAHP: Heat Pump Packaged Unit | Heat Pump | 208 | 3 |  |  | No Match | No Match |  |  |  | 31200 | 2181 | 14.3 | 9 | 21600 | 1808 | 3.5 |  | Non Federally-Regulated | 04/10/2000 |  | 05/19/2000
Waterfurnace International, Inc. | Waterfurnace International, Inc. | SXH013A1 |  | Ground-Source | WBAHP: Heat Pump Packaged Unit | Heat Pump | 230 | 1 |  |  | No Match | No Match |  |  |  | 13300 | 847 | 15.7 |  | 9700 | 861 | 3.3 |  | Non Federally-Regulated | 03/31/1998 |  | 05/10/1998
Waterfurnace International, Inc. | Waterfurnace International, Inc. | SXH036B3 |  | Ground-Water-Source | WBAHP: Heat Pump Packaged Unit | Heat Pump | 230 | 3 |  |  | No Match | No Match |  |  |  | 36400 | 2676 | 13.6 | 9 | 26000 | 2381 | 3.2 |  | Non Federally-Regulated | 08/21/1998 |  | 10/02/1998
ClimateMaster Inc. | Climate Master Series | HS/HL/VS/VL060H |  | Water-Source | WBAHP: Heat Pump Packaged Unit | Heat Pump | 208 | 3 |  |  | No Match | No Match |  |  |  | 62000 | 5535 | 11.2 | 10 | 75000 | 5782 | 3.8 |  | Federally-Regulated Commercial & Industrial Equipment | 04/12/2000 |  | 11/14/2000
ClimateMaster Inc. | Climate Master Series | VE/HE 024 |  | Ground-Water-Source | WBAHP: Heat Pump Packaged Unit | Heat Pump | 208 | 1 |  |  | No Match | No Match |  |  |  | 25500 | 1821 | 14 | 9 | 19000 | 1740 | 3.2 |  | Non Federally-Regulated | 12/14/1998 |  | 04/10/2000
Trane U.S. Inc. | Trane | GSHC0481A |  | Ground-Water-Source | WBAHP: Heat Pump Packaged Unit | Heat Pump | 208 | 1 |  |  | No Match | No Match |  |  |  | 47000 | 3430 | 13.7 | 9 | 37000 | 3613 | 3 |  | Non Federally-Regulated | 07/22/2002 |  | 03/12/2009
ClimateMaster Inc. | Carrier Corp. | 38WQS042 3 | FK4CNF005 | Ground-Water-Source | WBAHP-CB: Heat Pump Split Syst | Heat Pump | 208 | 1 |  |  | No Match | Single-Speed |  |  |  | 44100 | 2239 | 19.7 | 16.2 | 37800 | 2842 | 3.9 | 3.6 | Non Federally-Regulated | 09/15/2009 |  | 02/17/2011
Florida Heat Pump | Florida Heat Pump | EM041-3CF |  | Water-Source | WBAHP: Heat Pump Packaged Unit | Heat Pump | 208 | 3 |  |  | No Match | No Match |  |  |  | 39500 | 2992 | 13.2 | 9.3 | 50000 | 3488 | 4.2 | 3.8 | Federally-Regulated Commercial & Industrial Equipment | 03/31/1998 |  | 05/10/1998
Geosystems, LLC | Geosystems, LLC | RGS-V060 |  | Ground-Source | WBAHP: Heat Pump Packaged Unit | Heat Pump | 208 | 1 |  |  | No Match | Single-Speed |  |  |  | 59100 | 3456 | 17.1 | 13.4 | 45600 | 3712 | 3.6 | 3.1 | Non Federally-Regulated | 12/12/2012 |  | 04/19/2013
Waterfurnace International, Inc. | Johnson Controls | RJSV/RJSH022**2*0 |  | Ground-Source | WBAHP: Heat Pump Packaged Unit | Heat Pump | 265 | 1 |  |  | No Match | Single-Speed |  |  |  | 21200 | 1044 | 20.3 | 13.4 | 15000 | 1157 | 3.8 | 3.1 | Non Federally-Regulated | 01/24/2011 |  | 10/24/2014
Florida Heat Pump | Florida Heat Pump | GT026-4VT/HZ/CF |  | Water-Source | WBAHP-CB: Heat Pump Split Syst | Heat Pump | 460 | 3 |  |  | No Match | No Match |  |  |  | 27000 | 2000 | 13.5 | 9 | 30600 | 2298 | 3.9 | 3.5 | Non Federally-Regulated | 10/05/1999 |  | 04/12/2000
Mammoth | Hydrobank II | D064VLG |  | Ground-Water-Source | WBAHP: Heat Pump Packaged Unit | Heat Pump | 230 | 1 |  |  | No Match | No Match |  |  |  | 64500 | 4923 | 13.1 | 9 | 49500 | 4834 | 3 |  | Non Federally-Regulated | 05/23/2000 |  | 01/18/2001
McQuay / Snyder General | Electro-Hydronics | UW610GK |  | Water-Source | WBAHP: Heat Pump Packaged Unit | Heat Pump | 208 | 3 |  |  | No Match | No Match |  |  |  | 61500 | 5850 | 10.5 | 7.5 | 77000 | 5785 | 3.9 | 2.5 | Non Federally-Regulated | 08/29/1986 |  | 05/11/1988
Command-Aire | Command-Aire | SWP-461 |  | Water-Source | WBAHP: Heat Pump Packaged Unit | Heat Pump | 208 | 1 |  |  | No Match | No Match |  |  |  | 46000 | 4800 | 9.6 | 7.5 | 55000 | 4600 | 3.5 | 2.5 | Non Federally-Regulated | 01/05/1982 |  | 01/23/1988
McQuay / Snyder General | Electro-Hydronics | LE090C7 |  | Water-Source | WBAHP: Heat Pump Packaged Unit | Heat Pump | 265 | 1 |  |  | No Match | No Match |  |  |  | 8700 | 825 | 10.5 | 9 | 10000 | 850 | 3.4 | 3.2 | Non Federally-Regulated | 05/11/1988 |  | 03/15/1989
Enertech Global, LLC | Enertech | GXT072B3 |  | Ground-Water-Source | WBAHP: Heat Pump Packaged Unit | Heat Pump | 460 | 3 |  |  | No Match | Single-Speed | 2980 | 693 | 1 | 72000 | 3673 | 19.6 | 16.2 | 72200 | 4809 | 4.4 | 3.6 | Non Federally-Regulated | 05/02/2012 |  | 01/09/2014
ClimateMaster Inc. | Climate Master Series | GRV/GRH030AH |  | Ground-Water-Source | WBAHP: Heat Pump Packaged Unit | Heat Pump | 208 | 3 |  |  | No Match | No Match |  |  |  | 28200 | 2088 | 13.5 | 9 | 20500 | 1820 | 3.3 |  | Non Federally-Regulated | 07/22/2002 |  | 03/12/2009
Addison Products | Addison Products | HPY060-4A |  | Water-Source | WBAHP-CB: Heat Pump Split Syst | Heat Pump | 460 | 3 |  |  | No Match | No Match |  |  |  | 68000 | 5354 | 12.7 | 9 | 77200 | 6113 | 3.7 | 3.5 | Non Federally-Regulated | 07/22/2002 |  | 03/12/2009
Marvair | Marvair | WHP57HPC |  | Water-Source | WBAHP: Heat Pump Packaged Unit | Heat Pump | 208 | 3 |  |  | No Match | No Match |  |  |  | 56400 | 5371 | 10.5 | 9 | 71400 | 5656 | 3.7 | 3.2 | Federally-Regulated Commercial & Industrial Equipment | 02/22/1988 |  | 05/11/1988
Geosystems, LLC | Geosystems, LLC | CHS-H036 |  | Ground-Source | WBAHP: Heat Pump Packaged Unit | Heat Pump | 208 | 1 |  |  | No Match | Single-Speed |  |  |  | 35400 | 2584 | 13.7 | 13.4 | 32400 | 2877 | 3.3 | 3.1 | Non Federally-Regulated | 12/12/2012 |  | 04/19/2013
California Heat Pump | Carrier | 50BQ01641 |  | Water-Source | WBAHP: Heat Pump Packaged Unit | Heat Pump | 265 | 1 |  |  | No Match | No Match |  |  |  | 16000 | 1345 | 11.9 | 7.5 | 17500 | 1385 | 3.7 | 2.5 | Non Federally-Regulated | 06/11/1985 |  | 05/11/1988
Singer | Electro-Hydronics | CC240C5 |  | Water-Source | WBAHP: Heat Pump Packaged Unit | Heat Pump | 208 | 1 |  |  | No Match | No Match |  |  |  | 24000 | 2850 | 8.4 | 7.5 | 28500 | 2900 | 2.9 | 2.5 | Non Federally-Regulated | 01/05/1982 |  | 09/08/1982
California Heat Pump | California Heat Pump | CHP-53H*-32-** |  | Water-Source | WBAHP: Heat Pump Packaged Unit | Heat Pump | 230 | 3 |  |  | No Match | No Match |  |  |  | 53000 | 5700 | 9.3 | 7.5 | 60000 | 5700 | 3.1 | 2.5 | Non Federally-Regulated | 01/05/1982 |  | 06/11/1985
McQuay / Snyder General | Electro-Hydronics | LE150B3 |  | Water-Source | WBAHP: Heat Pump Packaged Unit | Heat Pump | 230 | 1 |  |  | No Match | No Match |  |  |  | 14700 | 1875 | 7.8 | 9 | 19000 | 1900 | 2.9 | 3.2 | Non Federally-Regulated | 05/11/1988 |  | 03/15/1989
Waterfurnace International, Inc. | Waterfurnace International, Inc. | SXV058C4 |  | Water-Source | WBAHP: Heat Pump Packaged Unit | Heat Pump | 460 | 3 |  |  | No Match | No Match |  |  |  | 55000 | 4044 | 13.6 | 10 | 69000 | 4493 | 4.5 |  | Federally-Regulated Commercial & Industrial Equipment | 02/02/1998 |  | 03/31/1998
Waterfurnace International, Inc. | Waterfurnace International, Inc. | E060**1 |  | Ground-Water-Source | WBAHP: Heat Pump Packaged Unit | Heat Pump | 208 | 1 |  |  | No Match | No Match |  |  |  | 60600 | 4150 | 14.6 | 9 | 42400 | 3764 | 3.3 |  | Non Federally-Regulated | 07/22/2002 |  | 06/27/2003
Waterfurnace International, Inc. | WFI Industries, Ltd. | ZS060**0*4 |  | Ground-Source | WBAHP: Heat Pump Packaged Unit | Heat Pump | 230 | 1 |  |  | No Match | Single-Speed |  |  |  | 60900 | 3402 | 17.9 | 13.4 | 47100 | 3834 | 3.6 | 3.1 | Non Federally-Regulated | 06/14/2011 |  | 03/02/2012
McQuay / Snyder General | Electro-Hydronics | UC330FK |  | Water-Source | WBAHP: Heat Pump Packaged Unit | Heat Pump | 208 | 3 |  |  | No Match | No Match |  |  |  | 33000 | 3050 | 10.8 | 7.5 | 39000 | 3090 | 3.7 | 2.5 | Non Federally-Regulated | 08/29/1986 |  | 05/11/1988
Mammoth | Hydrobank II | D020VLG |  | Ground-Water-Source | WBAHP: Heat Pump Packaged Unit | Heat Pump | 208 | 1 |  |  | No Match | No Match |  |  |  | 20300 | 1471 | 13.8 | 9 | 15800 | 1543 | 3 |  | Non Federally-Regulated | 05/23/2000 |  | 11/14/2000
Addison Products | Addison Products | WPH028-1J |  | Water-Source | WBAHP: Heat Pump Packaged Unit | Heat Pump | 208 | 1 |  |  | No Match | No Match |  |  |  | 27600 | 2509 | 11 | 10 | 36400 | 2735 | 3.9 |  | Federally-Regulated Commercial & Industrial Equipment | 12/14/1998 |  | 11/14/2000
Enertech Global, LLC | Enertech | HXT048C |  | Ground-Water-Source | WBAHP: Heat Pump Packaged Unit | Heat Pump | 208 | 1 |  |  | No Match | No Match |  |  |  | 55100 | 2277 | 24.2 | 16.2 | 48700 | 2973 | 4.8 | 3.6 | No Match | 05/02/2012 |  | 05/08/2012
ClimateMaster Inc. | Carrier Corp. | 50YPS038 | FV4***005 | Ground-Source | WBAHP-CB: Heat Pump Split Syst | Heat Pump | 208 | 1 |  |  | No Match | Single-Speed |  |  |  | 37300 | 2234 | 16.7 | 13.4 | 27000 | 2082 | 3.8 | 3.1 | Non Federally-Regulated | 01/24/2011 |  | 08/23/2011
Carrier Corp. - Syracuse | Carrier | 50QXV0725 |  | Water-Source | WBAHP: Heat Pump Packaged Unit | Heat Pump | 230 | 3 |  |  | No Match | No Match |  |  |  | 72000 | 6100 | 11.8 | 10.5 | 88000 | 6410 | 4 | 3.8 | Non Federally-Regulated | 07/31/1991 |  | 03/31/1998
Friedrich Climate Master | Friedrich Climate Master | 80109G********A |  | Water-Source | WBAHP: Heat Pump Packaged Unit | Heat Pump | 208 | 1 |  |  | No Match | No Match |  |  |  | 8300 | 680 | 12.2 | 7.5 | 10000 | 755 | 3.9 | 2.5 | Non Federally-Regulated | 08/29/1986 |  | 05/11/1988
Florida Heat Pump | DeMarco Energy Systems | GT054-3VT/HZ/CF |  | Water-Source | WBAHP-CB: Heat Pump Split Syst | Heat Pump | 230 | 3 |  |  | No Match | No Match |  |  |  | 53000 | 4240 | 12.5 | 9 | 62000 | 4657 | 3.9 | 3.5 | Non Federally-Regulated | 10/05/1999 |  | 04/12/2000
Florida Heat Pump | Bosch | ES024-1CF/HZ/VT |  | Ground-Source | WBAHP: Heat Pump Packaged Unit | Heat Pump | 230 | 1 |  |  |  | Single-Speed |  |  |  | 26000 | 1615 | 16.1 | 13.4 | 20000 | 1675 | 3.5 | 3.1 | Non Federally-Regulated | 04/22/2015 |  | 05/01/2015
Enertech Global, LLC | Enertech | TST066 | MPD060 | Ground-Source | WBAHP-CB: Heat Pump Split Syst | Heat Pump | 208 | 1 |  |  | No Match | Single-Speed |  |  |  | 62100 | 3857 | 16.1 | 13.4 | 49500 | 4145 | 3.5 | 3.1 | Non Federally-Regulated | 08/23/2011 |  | 04/19/2013
Command-Aire | Command-Aire | SWP-543 |  | Water-Source | WBAHP: Heat Pump Packaged Unit | Heat Pump | 230 | 3 |  |  | No Match | No Match |  |  |  | 56000 | 5800 | 9.7 | 7.5 | 71000 | 5800 | 3.6 | 2.5 | Non Federally-Regulated | 01/05/1982 |  | 05/11/1988
Florida Heat Pump | Florida Heat Pump | EP018-1HZ/VT |  | Ground-Source | WBAHP: Heat Pump Packaged Unit | Heat Pump | 230 | 1 |  |  | No Match | Single-Speed |  |  |  | 20500 | 1078 | 19 | 13.4 | 14800 | 1141 | 3.8 | 3.1 | Non Federally-Regulated | 06/14/2011 |  | 08/23/2011
ClimateMaster Inc. | Carrier Corp. | 50PRH/V015 3 |  | Ground-Source | WBAHP: Heat Pump Packaged Unit | Heat Pump | 230 | 1 |  |  | No Match | Single-Speed |  |  |  | 15000 | 872 | 17.2 | 13.4 | 11100 | 904 | 3.6 | 3.1 | Non Federally-Regulated | 01/24/2011 |  | 08/23/2011
ClimateMaster Inc. | Climate Master Series | VE/HE/DE 030 |  | Ground-Water-Source | WBAHP: Heat Pump Packaged Unit | Heat Pump | 208 | 1 |  |  | No Match | No Match |  |  |  | 30000 | 2727 | 11 | 9 | 22000 | 2302 | 2.8 |  | Non Federally-Regulated | 01/30/1998 |  | 10/02/1998
California Heat Pump | Carrier | 50BQ0093 |  | Water-Source | WBAHP: Heat Pump Packaged Unit | Heat Pump | 230 | 1 |  |  | No Match | No Match |  |  |  | 9000 | 900 | 10 | 7.5 | 10300 | 900 | 3.4 | 2.5 | Non Federally-Regulated | 01/05/1982 |  | 06/11/1985
Bard Manufacturing Company, Inc. | Bard | QW241-A |  | Ground-Water-Source | WBAHP: Heat Pump Packaged Unit | Heat Pump | 230 | 1 |  |  | No Match | No Match |  |  |  | 25000 | 1533 | 16.3 | 9 | 16200 | 1531 | 3.1 |  | Non Federally-Regulated | 03/21/2001 |  | 07/18/2002
Enertech Global, LLC | Enertech | TST036A | ACD036 | Ground-Water-Source | WBAHP-CB: Heat Pump Split Syst | Heat Pump | 230 | 1 |  |  | No Match | Single-Speed |  |  |  | 40200 | 1836 | 21.9 | 16.2 | 36900 | 2403 | 4.5 | 3.6 | Non Federally-Regulated | 03/02/2012 |  | 12/12/2012
Climate Control / Snyder General | Electro-Hydronics | FC610FK |  | Water-Source | WBAHP: Heat Pump Packaged Unit | Heat Pump | 208 | 3 |  |  | No Match | No Match |  |  |  | 61500 | 5850 | 10.5 | 7.5 | 77000 | 5785 | 3.9 | 2.5 | Non Federally-Regulated | 06/11/1985 |  | 08/29/1986
Geoflex Systems, Inc. | Geoflex Systems, Inc. | GF1T-V/H/D/M-038WACBP |  | Water-Source | WBAHP: Heat Pump Packaged Unit | Both Heat Pump and Electric Re | 200 | 3 |  |  | No Match | Dual-Speed |  |  |  | 36500 | 2267 | 16.1 | 12 | 44800 | 2477 | 5.3 | 4.2 | Federally-Regulated Commercial & Industrial Equipment | 11/30/2011 |  | 01/09/2014
Carrier Corp. | Carrier | 50QXV0365 |  | Water-Source | WBAHP: Heat Pump Packaged Unit | Heat Pump | 230 | 3 |  |  | No Match | No Match |  |  |  | 35000 | 3180 | 11 | 9 | 41500 | 3131 | 3.9 | 3.2 | Non Federally-Regulated | 02/22/1990 |  | 07/31/1991
Waterfurnace International, Inc. | Waterfurnace International, Inc. | VLH/VXH048*1 |  | Water-Source | WBAHP: Heat Pump Packaged Unit | Heat Pump | 208 | 1 |  |  | No Match | No Match |  |  |  | 47000 | 3852 | 12.2 | 10 | 59800 | 4273 | 4.1 |  | Federally-Regulated Commercial & Industrial Equipment | 10/05/1999 |  | 03/12/2009
Waterfurnace International, Inc. | Geotility Geothermal Installations | ZS030**2*4 |  | Ground-Water-Source | WBAHP: Heat Pump Packaged Unit | Heat Pump | 265 | 1 |  |  | No Match | Single-Speed |  |  |  | 32900 | 1377 | 23.9 | 16.2 | 28300 | 1885 | 4.4 | 3.6 | Non Federally-Regulated | 06/14/2011 |  | 04/19/2013
Climate Control / Snyder General | Electro-Hydronics | CC400GD |  | Water-Source | WBAHP: Heat Pump Packaged Unit | Heat Pump | 230 | 3 |  |  | No Match | No Match |  |  |  | 39600 | 3960 | 10 | 7.5 | 45000 | 3880 | 3.4 | 2.5 | Non Federally-Regulated | 06/11/1985 |  | 08/29/1986
Enertech Global, LLC | Enertech | H062C | MPD060 | Ground-Water-Source | WBAHP-CB: Heat Pump Split Syst | Heat Pump | 230 | 1 |  |  | No Match | Single-Speed | 2506 | 682 | 1 | 65100 | 3426 | 19 | 16.2 | 57000 | 4176 | 4 | 3.6 | Non Federally-Regulated | 08/23/2011 |  | 04/19/2013
Waterfurnace International, Inc. | Waterfurnace International, Inc. | SXV016C2 |  | Water-Source | WBAHP: Heat Pump Packaged Unit | Heat Pump | 265 | 1 |  |  | No Match | No Match |  |  |  | 16000 | 1185 | 13.5 | 10 | 20400 | 1195 | 5 |  | Federally-Regulated Commercial & Industrial Equipment | 02/02/1998 |  | 03/31/1998
Florida Heat Pump | Florida Heat Pump | SV060-1CS*-*****A | SV060-1AV/AH*-***T/A*A | Ground-Source | WBAHP-CB: Heat Pump Split Syst | Heat Pump | 208 | 1 |  |  | No Match | Single-Speed |  |  |  | 57400 | 3852 | 14.9 | 13.4 | 44400 | 4066 | 3.2 | 3.1 | Non Federally-Regulated | 10/24/2014 |  | 04/01/2015
Addison Products | Addison Products | DWPG042-1B-XL* |  | Water-Source | WBAHP-CB: Heat Pump Split Syst | Heat Pump | 230 | 1 |  |  | No Match | No Match |  |  |  | 42000 | 2896 | 14.5 | 9 | 46000 | 3209 | 4.2 | 3.5 | Non Federally-Regulated | 02/02/1998 |  | 10/02/1998
McQuay International | McQuay | W-FDS/FDL/FDD-1-036-F |  | Water-Source | WBAHP: Heat Pump Packaged Unit | Heat Pump | 208 | 3 |  |  | No Match | No Match |  |  |  | 35200 | 2957 | 11.9 | 10 | 45000 | 3296 | 4 |  | Federally-Regulated Commercial & Industrial Equipment | 10/05/1999 |  | 09/21/2000
Snyder General Corp. | American Air Filter | HWW042C*T |  | Water-Source | WBAHP: Heat Pump Packaged Unit | Heat Pump | 460 | 3 |  |  | No Match | No Match |  |  |  | 40500 | 3522 | 11.5 | 9.3 | 49500 | 3831 | 3.8 | 3.8 | Non Federally-Regulated | 07/31/1991 |  | 03/31/1998
Trane U.S. Inc. | Trane | GSUF0721B |  | Ground-Water-Source | WBAHP: Heat Pump Packaged Unit | Heat Pump | 208 | 1 |  |  | No Match | No Match |  |  |  | 73000 | 5069 | 14.4 | 11 | 76000 | 5861 | 3.8 | 3.5 | Non Federally-Regulated | 03/31/1998 |  | 05/10/1998
Waterfurnace International, Inc. | American Standard, Inc. | A1GX022***1**1 |  | Water-Source | WBAHP: Heat Pump Packaged Unit | Heat Pump | 208 | 1 |  |  | No Match | Single-Speed |  |  |  | 20700 | 1183 | 17.5 | 12 | 25300 | 1197 | 6.2 | 4.2 | Federally-Regulated Commercial & Industrial Equipment | 08/23/2011 |  | 10/24/2014
Waterfurnace International, Inc. | Waterfurnace International, Inc. | CC/CE/CS/CW18*0 |  | Ground-Water-Source | WBAHP: Heat Pump Packaged Unit | Heat Pump | 230 | 1 |  |  | No Match | No Match |  |  |  | 18100 | 1360 | 13.3 | 9 | 14600 | 1336 | 3.2 |  | Non Federally-Regulated | 07/22/2002 |  | 03/12/2009
Florida Heat Pump | Florida Heat Pump | EM120-1VT |  | Water-Source | WBAHP: Heat Pump Packaged Unit | Heat Pump | 208 | 1 |  |  | No Match | No Match |  |  |  | 123000 | 8601 | 14.3 | 9 | 145000 | 8499 | 5 | 3.8 | Federally-Regulated Commercial & Industrial Equipment | 12/14/1998 |  | 03/18/2002
Command-Aire | Command-Aire | SWPHXR261E |  | Water-Source | WBAHP: Heat Pump Packaged Unit | Heat Pump | 208 | 1 |  |  | No Match | No Match |  |  |  | 24000 | 2160 | 11.1 | 7.5 | 32000 | 2340 | 4.1 | 2.5 | Non Federally-Regulated | 05/16/1984 |  | 01/23/1988
Waterfurnace International, Inc. | Rybacki - Hart Enterprises | GCC/GCW/GCS/GCE09*0 |  | Ground-Water-Source | WBAHP-O: Heat Pump Packaged Un | Heat Pump | 208 | 1 |  |  | No Match | Single-Speed |  |  |  | 10200 | 453 | 22.5 | 16.2 | 8700 | 671 | 3.8 | 3.6 | Non Federally-Regulated | 01/24/2011 |  | 04/19/2013
Carrier Corp. | Carrier | 50QEV0304 |  | Water-Source | WBAHP: Heat Pump Packaged Unit | Heat Pump | 265 | 1 |  |  | No Match | No Match |  |  |  | 31200 | 2735 | 11.4 | 9 | 36800 | 2670 | 4 | 3.2 | Non Federally-Regulated | 02/22/1990 |  | 07/31/1991
Waterfurnace International, Inc. | Geotility Geothermal Installations | ZS023**2*0 |  | Ground-Water-Source | WBAHP: Heat Pump Packaged Unit | Heat Pump | 265 | 1 |  |  | No Match | Single-Speed |  |  |  | 25400 | 1129 | 22.5 | 16.2 | 21900 | 1646 | 3.9 | 3.6 | Non Federally-Regulated | 01/24/2011 |  | 04/19/2013
Command-Aire | Command-Aire | SWPH-2044 |  | Water-Source | WBAHP: Heat Pump Packaged Unit | Heat Pump | 460 | 3 |  |  | No Match | No Match |  |  |  | 240000 | 24700 | 9.7 |  | 336000 | 27900 | 3.5 | 2.5 | Non Federally-Regulated | 02/22/1990 |  | 07/31/1991
Waterfurnace International, Inc. | American Standard, Inc. | A1GX042***1**0 |  | Water-Source | WBAHP: Heat Pump Packaged Unit | Heat Pump | 230 | 1 |  |  | No Match | Single-Speed |  |  |  | 40100 | 2416 | 16.6 | 12 | 44100 | 2440 | 5.3 | 4.2 | Federally-Regulated Commercial & Industrial Equipment | 08/23/2011 |  | 10/24/2014
Waterfurnace International, Inc. | Waterfurnace International, Inc. | NSV/NSH018G1*1 |  | Water-Source | WBAHP: Heat Pump Packaged Unit | Heat Pump | 230 | 1 |  |  | No Match | Single-Speed |  |  |  | 18000 | 1091 | 16.5 | 12 | 23000 | 1272 | 5.3 | 4.2 | Federally-Regulated Commercial & Industrial Equipment | 09/03/2012 |  | 04/19/2013
Waterfurnace International, Inc. | Waterfurnace International, Inc. | SXV042C0 |  | Ground-Water-Source | WBAHP: Heat Pump Packaged Unit | Heat Pump | 230 | 1 |  |  | No Match | No Match |  |  |  | 44500 | 3201 | 13.9 | 9 | 31800 | 2824 | 3.3 |  | Non Federally-Regulated | 01/30/1998 |  | 10/02/1998
Waterfurnace International, Inc. | Extended Range | WXS025A*1 | RCS-025A | Water-Source | Water/Brine to Air Heat Pump S | Heat Pump | 230 | 1 |  |  | No Match | No Match |  |  |  | 28000 | 2642 | 10.6 | 9 | 32000 | 2758 | 3.4 |  | Non Federally-Regulated | 09/13/1989 |  | 07/27/1992
Waterfurnace International, Inc. | Geotility Geothermal Installations | ZS023**2*4 |  | Water-Source | WBAHP: Heat Pump Packaged Unit | Heat Pump | 265 | 1 |  |  | No Match | Single-Speed |  |  |  | 23000 | 1533 | 15 | 12 | 26000 | 1621 | 4.7 | 4.2 | Federally-Regulated Commercial & Industrial Equipment | 06/14/2011 |  | 04/19/2013
Waterfurnace International, Inc. | Waterfurnace International, Inc. | P028**2 |  | Water-Source | WBAHP: Heat Pump Packaged Unit | Heat Pump | 265 | 1 |  |  | No Match | No Match |  |  |  | 28100 | 1745 | 16.1 | 10 | 33600 | 2094 | 4.7 |  | Federally-Regulated Commercial & Industrial Equipment | 05/19/2000 |  | 02/17/2011
Marvair | Marvair | WHP31HPA |  | Water-Source | WBAHP: Heat Pump Packaged Unit | Heat Pump | 230 | 1 |  |  | No Match | No Match |  |  |  | 31000 | 2793 | 11.1 | 9 | 38000 | 2931 | 3.8 | 3.2 | Non Federally-Regulated | 05/11/1988 |  | 03/15/1989
Command-Aire | Command-Aire | RUWP-203 |  | Water-Source | WBAHP: Heat Pump Packaged Unit | Heat Pump | 230 | 3 |  |  | No Match | No Match |  |  |  | 25000 | 2440 | 10.6 | 7.5 | 31200 | 2420 | 3.8 | 2.5 | Non Federally-Regulated | 08/30/1983 |  | 08/29/1986
McQuay / Snyder General | Electro-Hydronics | LWP12BD |  | Water-Source | WBAHP: Heat Pump Packaged Unit | Heat Pump | 230 | 3 |  |  | No Match | No Match |  |  |  | 128000 | 11000 | 11.6 | 9.2 | 142000 | 11200 | 3.7 |  | Non Federally-Regulated | 05/11/1988 |  | 03/15/1989
Marvair | Marvair | H-V300-A1-A |  | Water-Source | WBAHP: Heat Pump Packaged Unit | Heat Pump | 208 | 1 |  |  | No Match | No Match |  |  |  | 27000 | 3100 | 8.7 | 7.5 | 32500 | 3500 | 2.7 | 2.5 | Non Federally-Regulated | 01/05/1982 |  | 05/16/1984
Florida Heat Pump | Florida Heat Pump | EM024-2CS | EM024-2AV | Water-Source | WBAHP-C: Heat Pump Split Syste | Heat Pump | 265 | 1 |  |  | No Match | No Match |  |  |  | 23600 | 1710 | 13.8 | 10 | 29500 | 1839 | 4.7 |  | Federally-Regulated Commercial & Industrial Equipment | 12/14/1998 |  | 10/05/1999
Command-Aire | Command-Aire | SWPH-414 |  | Water-Source | WBAHP: Heat Pump Packaged Unit | Heat Pump | 460 | 3 |  |  | No Match | No Match |  |  |  | 42000 | 4250 | 9.5 | 7.5 | 56000 | 4400 | 3.7 | 2.5 | Non Federally-Regulated | 08/30/1983 |  | 08/29/1986
Climate Control / Snyder General | Electro-Hydronics | CC260G7 |  | Water-Source | WBAHP: Heat Pump Packaged Unit | Heat Pump | 265 | 1 |  |  | No Match | No Match |  |  |  | 26000 | 2450 | 10.6 | 7.5 | 31600 | 2500 | 3.7 | 2.5 | Non Federally-Regulated | 05/16/1984 |  | 08/29/1986
Waterfurnace International, Inc. | Waterfurnace International, Inc. | NSZ036A0 | NRAC036* | Ground-Water-Source | WBAHP-CB: Heat Pump Split Syst | Heat Pump | 230 | 1 |  |  | No Match | Single-Speed |  |  |  | 33900 | 1256 | 27 | 16.2 | 30000 | 1871 | 4.7 | 3.6 | Non Federally-Regulated | 01/24/2011 |  | 10/24/2014
Enertech Global, LLC | Enertech | GRT072A | ACD060 | Ground-Source | WBAHP-CB: Heat Pump Split Syst | Heat Pump | 230 | 1 |  |  | No Match | Single-Speed | 3517 | 627 | 1 | 69200 | 4144 | 16.7 | 13.4 | 52200 | 4371 | 3.5 | 3.1 | Non Federally-Regulated | 09/03/2012 |  | 01/09/2014
Geoflex Systems, Inc. | Geoflex Systems, Inc. | GF1T-V/H/D/M-038WADBP |  | Water-Source | WBAHP: Heat Pump Packaged Unit | Both Heat Pump and Electric Re | 460 | 3 |  |  | No Match | Dual-Speed |  |  |  | 36500 | 2267 | 16.1 | 12 | 44800 | 2477 | 5.3 | 4.2 | Federally-Regulated Commercial & Industrial Equipment | 11/30/2011 |  | 01/09/2014
ClimateMaster Inc. | Trane | WPHA33XC* |  | Water-Source | WBAHP: Heat Pump Packaged Unit | Heat Pump | 230 | 1 |  |  | No Match | No Match |  |  |  | 33000 | 3050 | 10.8 | 9 | 39000 | 3090 | 3.7 | 3.2 | Non Federally-Regulated | 05/11/1988 |  | 03/15/1989
Waterfurnace International, Inc. | Waterfurnace International, Inc. | P040**0 |  | Ground-Water-Source | WBAHP: Heat Pump Packaged Unit | Heat Pump | 208 | 1 |  |  | No Match | No Match |  |  |  | 41500 | 2441 | 17 | 9 | 29200 | 2516 | 3.4 |  | Non Federally-Regulated | 05/19/2000 |  | 07/18/2002
Command-Aire | Command-Aire | SWP513E |  | Water-Source | WBAHP: Heat Pump Packaged Unit | Heat Pump | 208 | 3 |  |  | No Match | No Match |  |  |  | 49000 | 4380 | 11.2 | 9 | 65000 | 4760 | 4 | 3.2 | Federally-Regulated Commercial & Industrial Equipment | 01/23/1988 |  | 05/11/1988
Snyder General Corp. | McQuay | LM090C5 |  | Water-Source | WBAHP-O: Heat Pump Packaged Un | Heat Pump | 208 | 1 |  |  | No Match | No Match |  |  |  | 8700 | 825 | 10.5 | 9 | 10000 | 850 | 3.4 | 3.2 | Non Federally-Regulated | 02/22/1990 |  | 07/31/1991
Mammoth | Hydrobank II | F035HHG |  | Water-Source | WBAHP: Heat Pump Packaged Unit | Heat Pump | 230 | 3 |  |  | No Match | No Match |  |  |  | 35000 | 2573 | 13.6 | 10 | 44500 | 2897 | 4.5 |  | Federally-Regulated Commercial & Industrial Equipment | 11/14/2000 |  | 01/18/2001
ClimateMaster Inc. | Climate Master Series | GSV/GSH030AF |  | Ground-Water-Source | WBAHP: Heat Pump Packaged Unit | Heat Pump | 460 | 3 |  |  | No Match | No Match |  |  |  | 32000 | 1987 | 16.1 | 9 | 23000 | 2042 | 3.3 |  | Non Federally-Regulated | 04/10/2000 |  | 07/18/2002
Waterfurnace International, Inc. | Waterfurnace International, Inc. | SXH030B3 |  | Ground-Water-Source | WBAHP: Heat Pump Packaged Unit | Heat Pump | 230 | 3 |  |  | No Match | No Match |  |  |  | 31200 | 2181 | 14.3 | 9 | 21600 | 1808 | 3.5 |  | Non Federally-Regulated | 12/14/1998 |  | 10/06/1999
Mammoth | Hydrobank II | F030HHK |  | Water-Source | WBAHP: Heat Pump Packaged Unit | Heat Pump | 230 | 3 |  |  | No Match | No Match |  |  |  | 30000 | 2727 | 11 | 10 | 38000 | 2854 | 3.9 |  | Federally-Regulated Commercial & Industrial Equipment | 06/27/2003 |  | 03/12/2009
Florida Heat Pump | Florida Heat Pump | EP015-1HZ/VT |  | Water-Source | WBAHP: Heat Pump Packaged Unit | Heat Pump | 208 | 1 |  |  | No Match | Single-Speed |  |  |  | 15200 | 869 | 17.5 | 11.2 | 17500 | 916 | 5.6 | 4.2 | Federally-Regulated Commercial & Industrial Equipment | 01/24/2011 |  | 06/14/2011
Waterfurnace International, Inc. | Geotility Geothermal Installations | ZS042**0*0 |  | Ground-Water-Source | WBAHP: Heat Pump Packaged Unit | Heat Pump | 208 | 1 |  |  | No Match | Single-Speed |  |  |  | 45800 | 2082 | 22 | 16.2 | 37000 | 2854 | 3.8 | 3.6 | Non Federally-Regulated | 01/24/2011 |  | 04/19/2013
Geoflex Systems, Inc. | Geoflex Systems, Inc. | GS1S-V/H/D/M-024WACBP |  | Ground-Water-Source | WBAHP: Heat Pump Packaged Unit | Both Heat Pump and Electric Re | 200 | 3 |  |  | No Match | Single-Speed |  |  |  | 22900 | 851 | 26.9 | 16.2 | 19900 | 1241 | 4.7 | 3.6 | Non Federally-Regulated | 03/02/2012 |  | 01/09/2014
Florida Heat Pump | Florida Heat Pump | EM041-1CS | EM041-1AV | Water-Source | WBAHP-C: Heat Pump Split Syste | Heat Pump | 208 | 1 |  |  | No Match | No Match |  |  |  | 39000 | 3000 | 13 | 10 | 49000 | 3502 | 4.1 |  | Federally-Regulated Commercial & Industrial Equipment | 12/14/1998 |  | 10/05/1999
California Heat Pump | Trane | WPVB-0426 |  | Water-Source | WBAHP: Heat Pump Packaged Unit | Heat Pump | 230 | 3 |  |  | No Match | No Match |  |  |  | 39000 | 4700 | 8.3 | 7.5 | 43000 | 4100 | 3 | 2.5 | Non Federally-Regulated | 06/11/1985 |  | 05/11/1988
Command-Aire | Command-Aire | SWP-351 |  | Water-Source | WBAHP: Heat Pump Packaged Unit | Heat Pump | 230 | 1 |  |  | No Match | No Match |  |  |  | 36000 | 3450 | 10.4 | 9 | 50000 | 3900 | 3.8 | 3.2 | Non Federally-Regulated | 02/22/1990 |  | 07/31/1991
McQuay / Snyder General | Electro-Hydronics | VE140G7 |  | Water-Source | WBAHP: Heat Pump Packaged Unit | Heat Pump | 265 | 1 |  |  | No Match | No Match |  |  |  | 13500 | 1300 | 10.4 | 7.5 | 16000 | 1320 | 3.5 | 2.5 | Non Federally-Regulated | 08/29/1986 |  | 05/11/1988
Waterfurnace International, Inc. | Waterfurnace International, Inc. | SXH048B4 |  | Water-Source | WBAHP-CB: Heat Pump Split Syst | Heat Pump | 460 | 3 |  |  | No Match | No Match |  |  |  | 52000 | 4000 | 13 | 9 | 55500 | 4066 | 4 | 3.5 | Non Federally-Regulated | 02/02/1998 |  | 10/02/1998
ClimateMaster Inc. | Climate Master Series | VT 036 |  | Ground-Water-Source | WBAHP: Heat Pump Packaged Unit | Heat Pump | 230 | 1 |  |  | No Match | No Match |  |  |  | 34500 | 2225 | 15.5 | 9 | 26000 | 2240 | 3.4 |  | Non Federally-Regulated | 10/06/1999 |  | 04/10/2000
Waterfurnace International, Inc. | American Standard, Inc. | A1GC036***1**4 |  | Ground-Water-Source | WBAHP: Heat Pump Packaged Unit | Heat Pump | 208 | 1 |  |  | No Match | Single-Speed |  |  |  | 37700 | 1639 | 23 | 16.2 | 33000 | 2249 | 4.3 | 3.6 | Non Federally-Regulated | 08/23/2011 |  | 03/02/2012
Waterfurnace International, Inc. | Geotility Geothermal Installations | ZS060**3*1 |  | Ground-Source | WBAHP: Heat Pump Packaged Unit | Heat Pump | 230 | 3 |  |  | No Match | Single-Speed |  |  |  | 60900 | 3402 | 17.9 | 13.4 | 47100 | 3834 | 3.6 | 3.1 | Non Federally-Regulated | 01/24/2011 |  | 04/19/2013
Climate Control / Snyder General | Electro-Hydronics | FW350F7 |  | Water-Source | WBAHP: Heat Pump Packaged Unit | Heat Pump | 265 | 1 |  |  | No Match | No Match |  |  |  | 35600 | 3360 | 10.6 | 7.5 | 43000 | 3500 | 3.6 | 2.5 | Non Federally-Regulated | 06/11/1985 |  | 08/29/1986
Florida Heat Pump | Florida Heat Pump | LM048-2VT/CF/HZ*-*****A |  | Ground-Source | WBAHP: Heat Pump Packaged Unit | Both Heat Pump and Electric Re | 265 | 1 |  |  | No Match | Dual-Speed |  |  |  | 51300 | 2658 | 19.3 | 13.4 | 36900 | 2704 | 4 | 3.1 | Non Federally-Regulated | 01/09/2014 |  | 04/20/2015
Geoflex Systems, Inc. | Geoflex Systems, Inc. | GF1S-V/H/D/M-024WADBP |  | Ground-Source | WBAHP: Heat Pump Packaged Unit | Both Heat Pump and Electric Re | 460 | 3 |  |  | No Match | Single-Speed |  |  |  | 21200 | 1034 | 20.5 | 13.4 | 15200 | 1142 | 3.9 | 3.1 | Non Federally-Regulated | 11/30/2011 |  | 03/02/2012
Waterfurnace International, Inc. | Waterfurnace International, Inc. | SXH058C0 |  | Ground-Water-Source | WBAHP: Heat Pump Packaged Unit | Heat Pump | 230 | 1 |  |  | No Match | No Match |  |  |  | 58500 | 4365 | 13.4 | 11 | 67500 | 4945 | 4 | 3.5 | Non Federally-Regulated | 03/31/1998 |  | 05/10/1998
ClimateMaster Inc. | Carrier | 50YAV/YAH 048 |  | Ground-Water-Source | WBAHP: Heat Pump Packaged Unit | Heat Pump | 208 | 1 |  |  | No Match | No Match |  |  |  | 48000 | 3555 | 13.5 | 9 | 38000 | 3479 | 3.2 |  | Non Federally-Regulated | 11/17/1999 |  | 04/10/2000
Waterfurnace International, Inc. | Johnson Controls | RKV/RKH036**0*1 |  | Ground-Water-Source | WBAHP: Heat Pump Packaged Unit | Heat Pump | 230 | 1 |  |  | No Match | Single-Speed |  |  |  | 36300 | 1412 | 25.7 | 16.2 | 28200 | 1758 | 4.7 | 3.6 | Non Federally-Regulated | 09/03/2012 |  | 01/09/2014
Waterfurnace International, Inc. | Waterfurnace International, Inc. | P046**3 |  | Ground-Water-Source | WBAHP: Heat Pump Packaged Unit | Heat Pump | 208 | 3 |  |  | No Match | No Match |  |  |  | 47000 | 2919 | 16.1 | 9 | 34500 | 3063 | 3.3 |  | Non Federally-Regulated | 07/22/2002 |  | 03/12/2009
Addison Products | Addison Products | HWPHO22-1J |  | Water-Source | WBAHP-CB: Heat Pump Split Syst | Heat Pump | 230 | 1 |  |  | No Match | No Match |  |  |  | 23200 | 2017 | 11.5 | 9 | 28400 | 2378 | 3.5 | 3.5 | Non Federally-Regulated | 02/02/1998 |  | 10/02/1998
Addison Products | Addison Products | HPY036-8A |  | Water-Source | WBAHP-CB: Heat Pump Split Syst | Heat Pump | 265 | 1 |  |  | No Match | No Match |  |  |  | 39400 | 2755 | 14.3 | 9 | 42700 | 3381 | 3.7 | 3.5 | Non Federally-Regulated | 11/14/2000 |  | 07/18/2002
Trane U.S. Inc. | Command-Aire | SPVF0241 |  | Water-Source | WBAHP: Heat Pump Packaged Unit | Heat Pump | 208 | 1 |  |  | No Match | No Match |  |  |  | 24200 | 1779 | 13.6 | 10 | 30600 | 2037 | 4.4 |  | Federally-Regulated Commercial & Industrial Equipment | 10/05/1999 |  | 04/12/2000
Carrier Corp. | Carrier | 50Q*H04850 |  | Water-Source | WBAHP: Heat Pump Packaged Unit | Heat Pump | 208 | 3 |  |  | No Match | No Match |  |  |  | 47000 | 4273 | 11 | 10 | 59000 | 4550 | 3.8 |  | Federally-Regulated Commercial & Industrial Equipment | 08/02/1993 |  | 03/08/1996
Waterfurnace International, Inc. | Johnson Controls | RKV/RKH042**0*1 |  | Ground-Source | WBAHP: Heat Pump Packaged Unit | Heat Pump | 208 | 1 |  |  | No Match | Single-Speed |  |  |  | 41600 | 2237 | 18.6 | 13.4 | 27500 | 2178 | 3.7 | 3.1 | Non Federally-Regulated | 09/03/2012 |  | 01/09/2014
Friedrich Climate Master | Climate Master Series | 803-030-H******** |  | Water-Source | WBAHP: Heat Pump Packaged Unit | Heat Pump | 208 | 3 |  |  | No Match | No Match |  |  |  | 30000 | 2900 | 10.3 | 7.5 | 40500 | 3200 | 3.7 | 2.5 | Non Federally-Regulated | 08/29/1986 |  | 05/11/1988
Waterfurnace International, Inc. | Waterfurnace International, Inc. | NTV030A1(P) |  | Ground-Water-Source | WBAH: Heating Only Packaged Un | Heat Pump | 230 | 1 |  |  | No Match | No Match |  |  |  | 0 | 0 | 0 | 9 | 24000 | 2198 | 3.2 |  | Non Federally-Regulated | 01/30/1998 |  | 10/02/1998
ClimateMaster Inc. | Carrier | 50YBV036(P) |  | Ground-Water-Source | WBAHP: Heat Pump Packaged Unit | Heat Pump | 230 | 1 |  |  | No Match | No Match |  |  |  | 17000 | 1000 | 17 | 9 | 13800 | 1092 | 3.7 |  | Non Federally-Regulated | 11/17/1999 |  | 04/10/2000
Innovative Air Systems | E-Series | SE35H/CUV |  | Ground-Water-Source | WBAHP: Heat Pump Packaged Unit | Heat Pump | 460 | 3 |  |  | No Match | No Match |  |  |  | 41328 | 2956 | 14 | 9 | 52906 | 2956 | 5.2 |  | Non Federally-Regulated | 02/24/1994 |  | 04/10/2000
Waterfurnace International, Inc. | Waterfurnace International, Inc. | SXV048C3 |  | Water-Source | WBAHP: Heat Pump Packaged Unit | Heat Pump | 230 | 3 |  |  | No Match | No Match |  |  |  | 49000 | 3629 | 13.5 | 10 | 60500 | 3772 | 4.7 |  | Federally-Regulated Commercial & Industrial Equipment | 02/02/1998 |  | 03/31/1998
Snyder General Corp. | McQuay | CW750FD |  | Water-Source | WBAHP: Heat Pump Packaged Unit | Heat Pump | 230 | 3 |  |  | No Match | No Match |  |  |  | 74000 | 7000 | 10.6 | 9.2 | 92000 | 7500 | 3.6 | 2.5 | Non Federally-Regulated | 02/22/1990 |  | 07/31/1991
Florida Heat Pump | Florida Heat Pump | EM036-1VT |  | Water-Source | WBAHP: Heat Pump Packaged Unit | Heat Pump | 208 | 1 |  |  | No Match | No Match |  |  |  | 35000 | 2500 | 14 | 10 | 42000 | 2735 | 4.5 |  | Federally-Regulated Commercial & Industrial Equipment | 02/02/1998 |  | 03/31/1998
Mammoth | Mammoth | F086VHC |  | Water-Source | WBAHP: Heat Pump Packaged Unit | Heat Pump | 208 | 3 |  |  | No Match | No Match |  |  |  | 82000 | 7776 | 10.5 | 9.2 | 95000 | 7930 | 3.5 | 2.5 | Non Federally-Regulated | 05/16/1984 |  | 05/11/1988
ClimateMaster Inc. | Carrier Corp. | 50PRH/V006 3 |  | Ground-Water-Source | WBAHP: Heat Pump Packaged Unit | Heat Pump | 208 | 1 |  |  | No Match | Single-Speed |  |  |  | 6900 | 329 | 21 | 16.2 | 6200 | 454 | 4 | 3.6 | Non Federally-Regulated | 01/24/2011 |  | 08/23/2011
McQuay International | McQuay | FCV/FCW019B-G |  | Water-Source | WBAHP: Heat Pump Packaged Unit | Heat Pump | 230 | 1 |  |  | No Match | No Match |  |  |  | 19000 | 1637 | 11.6 | 10 | 23500 | 1811 | 3.8 |  | Federally-Regulated Commercial & Industrial Equipment | 11/17/1999 |  | 09/21/2000
Climate Control / Snyder General | Electro-Hydronics | FC500F3 |  | Water-Source | WBAHP: Heat Pump Packaged Unit | Heat Pump | 230 | 1 |  |  | No Match | No Match |  |  |  | 50000 | 4850 | 10.3 | 7.5 | 65000 | 4900 | 3.9 | 2.5 | Non Federally-Regulated | 05/16/1984 |  | 08/29/1986
Addison Products | Addison Products | HGY060-4A |  | Water-Source | WBAHP-CB: Heat Pump Split Syst | Heat Pump | 460 | 3 |  |  | No Match | No Match |  |  |  | 68000 | 5354 | 12.7 | 9 | 77200 | 6113 | 3.7 | 3.5 | Non Federally-Regulated | 07/22/2002 |  | 03/12/2009
Snyder General Corp. | McQuay | LM120E3 |  | Water-Source | WBAHP-O: Heat Pump Packaged Un | Heat Pump | 208 | 1 |  |  | No Match | No Match |  |  |  | 11500 | 927 | 12.4 | 9 | 12800 | 1103 | 3.4 | 3.2 | Non Federally-Regulated | 02/22/1990 |  | 07/31/1991
Waterfurnace International, Inc. | Rybacki - Hart Enterprises | ZS023**0*0 |  | Ground-Water-Source | WBAHP: Heat Pump Packaged Unit | Heat Pump | 208 | 1 |  |  | No Match | Single-Speed |  |  |  | 25400 | 1129 | 22.5 | 16.2 | 21900 | 1646 | 3.9 | 3.6 | Non Federally-Regulated | 01/24/2011 |  | 04/19/2013
Econar | Econar | GH290 |  | Ground-Water-Source | WBAHP: Heat Pump Packaged Unit | Heat Pump | 208 | 1 |  |  | No Match | No Match |  |  |  | 28600 | 2087 | 13.7 | 9 | 25800 | 2291 | 3.3 |  | Non Federally-Regulated | 01/30/1998 |  | 03/31/1998
McQuay International | McQuay | FCV/FCW/VWH/VWW009B-G |  | Water-Source | WBAHP: Heat Pump Packaged Unit | Heat Pump | 208 | 1 |  |  | No Match | No Match |  |  |  | 8800 | 822 | 10.7 | 9.3 | 12000 | 901 | 3.9 | 3.8 | Federally-Regulated Commercial & Industrial Equipment | 03/31/1998 |  | 05/10/1998
ClimateMaster Inc. | Carrier Corp. | 50PCH/V024 |  | Ground-Water-Source | WBAHP: Heat Pump Packaged Unit | Heat Pump | 208 | 1 |  |  | No Match | Single-Speed |  |  |  | 26700 | 1278 | 20.9 | 16.2 | 24000 | 1716 | 4.1 | 3.6 | Non Federally-Regulated | 10/24/2014 |  | 04/22/2015
Florida Heat Pump | Florida Heat Pump | GT042-2VT/HZ/CF |  | Water-Source | WBAHP-CB: Heat Pump Split Syst | Heat Pump | 265 | 1 |  |  | No Match | No Match |  |  |  | 45000 | 3435 | 13.1 | 9 | 50000 | 3488 | 4.2 | 3.5 | Non Federally-Regulated | 12/14/1998 |  | 04/12/2000
Waterfurnace International, Inc. | Spectra | SXH030A3 |  | Water-Source | WBAHP: Heat Pump Packaged Unit | Heat Pump | 208 | 3 |  |  | No Match | No Match |  |  |  | 30600 | 2125 | 14.4 | 10 | 36600 | 2145 | 5 |  | Federally-Regulated Commercial & Industrial Equipment | 06/02/1993 |  | 06/03/1993
Enertech Global, LLC | Enertech | TRT024A | ACD024 | Ground-Source | WBAHP-CB: Heat Pump Split Syst | Heat Pump | 230 | 1 |  |  | No Match | Single-Speed |  |  |  | 24700 | 1506 | 16.4 | 13.4 | 17600 | 1474 | 3.5 | 3.1 | Non Federally-Regulated | 12/12/2012 |  | 04/29/2015
Snyder General Corp. | McQuay | LWP27BP |  | Water-Source | WBAHP: Heat Pump Packaged Unit | Heat Pump | 460 | 3 |  |  | No Match | No Match |  |  |  | 295200 | 25350 | 11.6 |  | 348000 | 28300 | 3.6 | 2.5 | Non Federally-Regulated | 02/22/1990 |  | 07/31/1991
Florida Heat Pump | Florida Heat Pump | ES048-1CF/HZ/VT |  | Ground-Water-Source | WBAHP: Heat Pump Packaged Unit | Heat Pump | 208 | 1 |  |  | No Match | Single-Speed |  |  |  | 54500 | 2477 | 22 | 16.2 | 47500 | 2546 | 4.4 | 3.6 | Non Federally-Regulated | 07/06/2011 |  | 04/20/2015
McQuay International | McQuay | WCCH/WCCW-030-E |  | Water-Source | WBAHP-CB: Heat Pump Split Syst | Heat Pump | 230 | 1 |  |  | No Match | No Match |  |  |  | 30700 | 2379 | 12.9 | 9 | 39400 | 2960 | 3.9 | 3.5 | Non Federally-Regulated | 11/19/2002 |  | 03/12/2009
Trane U.S. Inc. | Trane | WPHC0964 |  | Water-Source | WBAHP: Heat Pump Packaged Unit | Heat Pump | 460 | 3 |  |  | No Match | No Match |  |  |  | 96970 | 8802 | 11 | 10.5 | 113724 | 10462 | 3.2 | 3.8 | Non Federally-Regulated | 07/31/1991 |  | 03/31/1998
Florida Heat Pump | Florida Heat Pump | EM042-3HZ |  | Water-Source | WBAHP: Heat Pump Packaged Unit | Heat Pump | 230 | 3 |  |  | No Match | No Match |  |  |  | 42000 | 3181 | 13.2 | 10 | 51000 | 3475 | 4.3 |  | Federally-Regulated Commercial & Industrial Equipment | 12/14/1998 |  | 10/05/1999
Enertech Global, LLC | Enertech | GRT036A | ACD036 | Ground-Source | WBAHP-CB: Heat Pump Split Syst | Heat Pump | 208 | 1 |  |  | No Match | Single-Speed |  |  |  | 35600 | 2145 | 16.6 | 13.4 | 27500 | 2121 | 3.8 | 3.1 | Non Federally-Regulated | 12/12/2012 |  | 04/29/2015
Waterfurnace International, Inc. | Waterfurnace International, Inc. | VLV/VXV009*1 |  | Water-Source | WBAHP: Heat Pump Packaged Unit | Heat Pump | 230 | 1 |  |  | No Match | No Match |  |  |  | 9000 | 703 | 12.8 | 10 | 12000 | 817 | 4.3 |  | Federally-Regulated Commercial & Industrial Equipment | 10/05/1999 |  | 04/12/2000
Mammoth | Sol-A-Terra II | E020HSB |  | Ground-Water-Source | WBAHP: Heat Pump Packaged Unit | Heat Pump | 265 | 1 |  |  | No Match | No Match |  |  |  | 19200 | 1828 | 10.5 | 11 | 23200 | 1890 | 3.6 | 3.4 | Non Federally-Regulated | 07/31/1991 |  | 03/31/1998
Enviro Master International llc | Enviro Master International | FWH12D******B*B |  | Water-Source | WBAHP-O: Heat Pump Packaged Un | Heat Pump | 208 | 1 |  |  | No Match | No Match |  |  |  | 11300 | 1035 | 10.9 | 9.3 | 12700 | 1130 | 3.3 | 3.8 | Federally-Regulated Commercial & Industrial Equipment | 03/31/1998 |  | 05/10/1998
Mammoth | Mammoth | F086V |  | Water-Source | WBAHP: Heat Pump Packaged Unit | Heat Pump | 208 | 3 |  |  | No Match | No Match |  |  |  | 86000 | 8800 | 9.8 | 7.5 | 94000 | 9200 | 3 | 2.2 | Non Federally-Regulated | 01/05/1982 |  | 09/08/1982
Mammoth | Mammoth | E019H |  | Water-Source | WBAHP: Heat Pump Packaged Unit | Heat Pump | 265 | 1 |  |  | No Match | No Match |  |  |  | 19500 | 2175 | 9 | 7.5 | 24500 | 2500 | 2.9 | 2.5 | Non Federally-Regulated | 01/05/1982 |  | 05/16/1984
Florida Heat Pump | Florida Heat Pump | GT042-2CF/HZ/VT |  | Ground-Water-Source | WBAHP: Heat Pump Packaged Unit | Heat Pump | 265 | 1 |  |  | No Match | No Match |  |  |  | 42500 | 3148 | 13.5 | 9 | 31600 | 2805 | 3.3 |  | Non Federally-Regulated | 07/22/2002 |  | 03/12/2009
ClimateMaster Inc. | Climate Master Series | VS/VL/HS/HL 042 F/H |  | Water-Source | WBAHP: Heat Pump Packaged Unit | Heat Pump | 230 | 3 |  |  | No Match | No Match |  |  |  | 41500 | 3705 | 11.2 | 10 | 52500 | 3845 | 4 |  | Federally-Regulated Commercial & Industrial Equipment | 10/05/1999 |  | 04/12/2000
Singer | Electro-Hydronics | VF80D5 |  | Water-Source | WBAHP: Heat Pump Packaged Unit | Heat Pump | 208 | 1 |  |  | No Match | No Match |  |  |  | 8500 | 1000 | 8.5 | 7.5 | 10500 | 1100 | 2.8 | 2.5 | Non Federally-Regulated | 09/08/1982 |  | 05/16/1984
Snyder General Corp. | McQuay | VE140G3 |  | Water-Source | WBAHP: Heat Pump Packaged Unit | Heat Pump | 230 | 1 |  |  | No Match | No Match |  |  |  | 13500 | 1300 | 10.4 | 9 | 16000 | 1320 | 3.5 | 3.2 | Non Federally-Regulated | 02/22/1990 |  | 07/31/1991
Waterfurnace International, Inc. | Geotility Geothermal Installations | GS018**2*1 |  | Water-Source | WBAHP: Heat Pump Packaged Unit | Heat Pump | 265 | 1 |  |  | No Match | Single-Speed |  |  |  | 18000 | 1091 | 16.5 | 12 | 23000 | 1272 | 5.3 | 4.2 | Federally-Regulated Commercial & Industrial Equipment | 01/24/2011 |  | 04/19/2013
Trane U.S. Inc. | Command-Aire | SPVE0511 |  | Water-Source | WBAHP: Heat Pump Packaged Unit | Heat Pump | 208 | 1 |  |  | No Match | No Match |  |  |  | 47500 | 3925 | 12.1 | 10 | 56500 | 4244 | 3.9 |  | Federally-Regulated Commercial & Industrial Equipment | 10/05/1999 |  | 04/12/2000
Waterfurnace International, Inc. | Trane Unitary Products Group | T1GX048***1**0 |  | Ground-Source | WBAHP: Heat Pump Packaged Unit | Heat Pump | 230 | 1 |  |  | No Match | Single-Speed |  |  |  | 48900 | 2827 | 17.3 | 13.4 | 35300 | 2876 | 3.6 | 3.1 | Non Federally-Regulated | 08/23/2011 |  | 10/24/2014
McQuay / Snyder General | Electro-Hydronics | FW500G5 |  | Water-Source | WBAHP: Heat Pump Packaged Unit | Heat Pump | 208 | 1 |  |  | No Match | No Match |  |  |  | 50000 | 4850 | 10.3 | 9 | 65000 | 5149 | 3.7 | 3.2 | Non Federally-Regulated | 05/11/1988 |  | 03/15/1989
Waterfurnace International, Inc. | Waterfurnace International, Inc. | ATV057D0 |  | Ground-Water-Source | WBAHP: Heat Pump Packaged Unit | Heat Pump | 230 | 1 |  |  | No Match | No Match |  |  |  | 61000 | 4841 | 12.6 | 9 | 42000 | 4103 | 3 |  | Non Federally-Regulated | 01/30/1998 |  | 03/31/1998
Florida Heat Pump | Florida Heat Pump | GT030-3VT/HZ/CF |  | Water-Source | WBAHP-CB: Heat Pump Split Syst | Heat Pump | 230 | 3 |  |  | No Match | No Match |  |  |  | 31400 | 2211 | 14.2 | 9 | 33000 | 2417 | 4 | 3.5 | Non Federally-Regulated | 10/05/1999 |  | 04/12/2000
Waterfurnace International, Inc. | Waterfurnace International, Inc. | SXV019A1 |  | Ground-Source | WBAHP: Heat Pump Packaged Unit | Heat Pump | 208 | 1 |  |  | No Match | No Match |  |  |  | 19200 | 1371 | 14 |  | 15100 | 1301 | 3.4 |  | Non Federally-Regulated | 03/31/1998 |  | 05/10/1998
Addison Products | Addison Products | HGY036-4A |  | Ground-Water-Source | WBAHP: Heat Pump Packaged Unit | Heat Pump | 460 | 3 |  |  | No Match | No Match |  |  |  | 38100 | 2627 | 14.5 | 9 | 23600 | 2095 | 3.3 |  | Non Federally-Regulated | 07/22/2002 |  | 03/12/2009
American Air Filter | Enercon | HW30 |  | Water-Source | WBAHP: Heat Pump Packaged Unit | Heat Pump | 460 | 3 |  |  | No Match | No Match |  |  |  | 29800 | 2620 | 11.4 | 7.5 | 34000 | 2620 | 3.8 | 2.5 | Non Federally-Regulated | 06/11/1985 |  | 05/11/1988
Carrier Corp. | Carrier | 50HQ,VQ0143 |  | Water-Source | WBAHP: Heat Pump Packaged Unit | Heat Pump | 208 | 1 |  |  | No Match | No Match |  |  |  | 14000 | 1550 | 9 | 7.5 | 17000 | 1650 | 3 | 2.5 | Non Federally-Regulated | 08/30/1983 |  | 05/11/1988
Waterfurnace International, Inc. | Waterfurnace International, Inc. | V080**4 |  | Ground-Water-Source | WBAHP: Heat Pump Packaged Unit | Heat Pump | 460 | 3 |  |  | No Match | No Match |  |  |  | 84000 | 6000 | 14 | 9 | 54500 | 5506 | 2.9 |  | Non Federally-Regulated | 05/19/2000 |  | 11/14/2000
Florida Heat Pump | Geomaster, LLC | EC036-3CF/HZ/VT |  | Ground-Water-Source | WBAHP: Heat Pump Packaged Unit | Heat Pump | 230 | 3 |  |  | No Match | Single-Speed |  |  |  | 40200 | 2062 | 19.5 | 16.2 | 36200 | 2161 | 4 | 3.6 | Non Federally-Regulated | 04/30/2009 |  | 04/20/2015
Command-Aire | Command-Aire | SWP-1233 |  | Water-Source | WBAHP: Heat Pump Packaged Unit | Heat Pump | 208 | 3 |  |  | No Match | No Match |  |  |  | 140000 | 15400 | 9.1 |  | 199000 | 14600 | 4 |  | Non Federally-Regulated | 05/11/1988 |  | 03/15/1989
Florida Heat Pump | Florida Heat Pump | EM009-0CS | EM009-0AV | Water-Source | WBAHP-C: Heat Pump Split Syste | Heat Pump | 115 | 1 |  |  | No Match | No Match |  |  |  | 9300 | 756 | 12.3 | 10 | 12800 | 852 | 4.4 |  | Federally-Regulated Commercial & Industrial Equipment | 02/02/1998 |  | 03/31/1998
Command-Aire | Command-Aire | SWPXR513E |  | Water-Source | WBAHP: Heat Pump Packaged Unit | Heat Pump | 208 | 3 |  |  | No Match | No Match |  |  |  | 51000 | 4550 | 11.2 | 9 | 64000 | 4690 | 4 | 3.2 | Non Federally-Regulated | 05/11/1988 |  | 03/15/1989
Mammoth | Hydrobank II | F030HHA-CR1,VHA-CR1 |  | Water-Source | WBAHP: Heat Pump Packaged Unit | Heat Pump | 208 | 3 |  |  | No Match | No Match |  |  |  | 31400 | 2415 | 13 | 9.3 | 37200 | 2725 | 4 | 3.8 | Non Federally-Regulated | 07/31/1991 |  | 03/31/1998
Command-Aire | Command-Aire | RWP-504 |  | Water-Source | WBAHP: Heat Pump Packaged Unit | Heat Pump | 460 | 3 |  |  | No Match | No Match |  |  |  | 58600 | 5925 | 9.9 | 9 | 74700 | 5890 | 3.7 | 3.2 | Non Federally-Regulated | 05/11/1988 |  | 03/15/1989
Enertech Global, LLC | Roth Industries, Inc. | RCT024C |  | Ground-Water-Source | WBAHP: Heat Pump Packaged Unit | Heat Pump | 230 | 1 |  |  | No Match | Single-Speed |  |  |  | 28400 | 1048 | 27.1 | 16.2 | 24300 | 1344 | 5.3 | 3.6 | Non Federally-Regulated | 05/02/2012 |  | 04/21/2014
Florida Heat Pump | Florida Heat Pump | EM041-3CS | EM041-1AV | Water-Source | WBAHP-C: Heat Pump Split Syste | Heat Pump | 208 | 3 |  |  | No Match | No Match |  |  |  | 39000 | 3000 | 13 | 10 | 49000 | 3502 | 4.1 |  | Federally-Regulated Commercial & Industrial Equipment | 12/14/1998 |  | 10/05/1999
Addison Products | Addison Products | VWPG012-0A* |  | Water-Source | WBAHP: Heat Pump Packaged Unit | Heat Pump | 115 | 1 |  |  | No Match | No Match |  |  |  | 11500 | 751 | 15.3 | 10 | 13600 | 830 | 4.8 |  | Federally-Regulated Commercial & Industrial Equipment | 05/10/1998 |  | 10/02/1998
Florida Heat Pump | Florida Heat Pump | GO030-3CF/HZ/VT |  | Water-Source | WBAHP-CB: Heat Pump Split Syst | Heat Pump | 230 | 3 |  |  | No Match | No Match |  |  |  | 29600 | 2114 | 14 | 9 | 34000 | 2316 | 4.3 | 3.5 | Non Federally-Regulated | 07/16/2001 |  | 07/18/2002
Carrier Corp. | Carrier | 50KQ0064 |  | Water-Source | WBAHP: Heat Pump Packaged Unit | Heat Pump | 265 | 1 |  |  | No Match | No Match |  |  |  | 6900 | 650 | 10.6 | 9 | 8300 | 675 | 3.6 | 3.2 | Federally-Regulated Commercial & Industrial Equipment | 02/06/1988 |  | 05/11/1988
Waterfurnace International, Inc. | Johnson Controls | RGSV/RGSH036**0*4 |  | Ground-Source | WBAHP: Heat Pump Packaged Unit | Heat Pump | 208 | 1 |  |  | No Match | Single-Speed |  |  |  | 34500 | 1994 | 17.3 | 13.4 | 26000 | 2177 | 3.5 | 3.1 | Non Federally-Regulated | 06/14/2011 |  | 03/02/2012
ClimateMaster Inc. | Climate Master Series | GSV/GSH042AH |  | Water-Source | WBAHP: Heat Pump Packaged Unit | Heat Pump | 208 | 3 |  |  | No Match | No Match |  |  |  | 42000 | 2876 | 14.6 | 10 | 51300 | 3131 | 4.8 |  | Federally-Regulated Commercial & Industrial Equipment | 04/12/2000 |  | 11/19/2002
Mammoth | Hydrobank II | F035VLH |  | Ground-Water-Source | WBAHP: Heat Pump Packaged Unit | Heat Pump | 208 | 3 |  |  | No Match | No Match |  |  |  | 34500 | 2464 | 14 | 9 | 26500 | 2504 | 3.1 |  | Non Federally-Regulated | 06/27/2003 |  | 03/12/2009
Florida Heat Pump | Florida Heat Pump | EM042-3CS | EM042-1AH/AV | Ground-Water-Source | WBAHP-CB: Heat Pump Split Syst | Heat Pump | 208 | 3 |  |  | No Match | No Match |  |  |  | 43000 | 3257 | 13.2 | 9 | 30000 | 2929 | 3 |  | Non Federally-Regulated | 07/22/2002 |  | 03/12/2009
McQuay / Snyder General | Electro-Hydronics | CCW030A*G |  | Water-Source | WBAHP: Heat Pump Packaged Unit | Heat Pump | 208 | 1 |  |  | No Match | No Match |  |  |  | 30000 | 2715 | 11 | 9 | 38000 | 2918 | 3.8 | 3.2 | Non Federally-Regulated | 05/11/1988 |  | 03/15/1989
California Heat Pump | Trane | WPCB-0072 |  | Water-Source | WBAHP: Heat Pump Packaged Unit | Heat Pump | 230 | 1 |  |  | No Match | No Match |  |  |  | 7400 | 733 | 10.1 | 7.5 | 9000 | 775 | 3.4 | 2.5 | Non Federally-Regulated | 06/11/1985 |  | 05/11/1988
Waterfurnace International, Inc. | Waterfurnace International, Inc. | SXV095A3 |  | Water-Source | WBAHP: Heat Pump Packaged Unit | Heat Pump | 208 | 3 |  |  | No Match | No Match |  |  |  | 95000 | 6934 | 13.7 | 9 | 115000 | 7838 | 4.3 | 3.8 | Federally-Regulated Commercial & Industrial Equipment | 02/02/1998 |  | 03/31/1998
Florida Heat Pump | Florida Heat Pump | EM120-4VT |  | Water-Source | WBAHP: Heat Pump Packaged Unit | Heat Pump | 460 | 3 |  |  | No Match | No Match |  |  |  | 123000 | 8601 | 14.3 | 9 | 145000 | 8499 | 5 | 3.8 | Federally-Regulated Commercial & Industrial Equipment | 12/14/1998 |  | 10/05/1999
Carrier Corp. | Carrier | 50QEV0365 |  | Water-Source | WBAHP: Heat Pump Packaged Unit | Heat Pump | 208 | 3 |  |  | No Match | No Match |  |  |  | 35000 | 3180 | 11 | 9 | 41500 | 3131 | 3.9 | 3.2 | Non Federally-Regulated | 02/22/1990 |  | 07/31/1991
Command-Aire | Command-Aire | RUWP-201 |  | Water-Source | WBAHP: Heat Pump Packaged Unit | Heat Pump | 230 | 1 |  |  | No Match | No Match |  |  |  | 25000 | 2440 | 10.2 | 9 | 31200 | 2420 | 3.8 | 3.2 | Non Federally-Regulated | 05/11/1988 |  | 03/15/1989
Waterfurnace International, Inc. | Waterfurnace International, Inc. | CX*012*0 |  | Ground-Water-Source | WBAHP: Heat Pump Packaged Unit | Heat Pump | 230 | 1 |  |  | No Match | No Match |  |  |  | 11500 | 787 | 14.6 | 9 | 10000 | 837 | 3.5 |  | Non Federally-Regulated | 04/10/2000 |  | 11/14/2000
Snyder General Corp. | McQuay | VF260GP |  | Water-Source | WBAHP: Heat Pump Packaged Unit | Heat Pump | 460 | 3 |  |  | No Match | No Match |  |  |  | 25000 | 2450 | 10.2 | 9 | 31600 | 2500 | 3.7 | 3.2 | Non Federally-Regulated | 02/22/1990 |  | 07/31/1991
Mammoth | Hydrobank II | F045VLF/HLF/DLF |  | Ground-Water-Source | WBAHP: Heat Pump Packaged Unit | Heat Pump | 230 | 3 |  |  | No Match | No Match |  |  |  | 44500 | 3320 | 13.4 | 9 | 34500 | 3370 | 3 |  | Non Federally-Regulated | 07/29/1998 |  | 10/02/1998
Waterfurnace International, Inc. | Waterfurnace International, Inc. | VL/VX120**4 |  | Ground-Water-Source | WBAHP: Heat Pump Packaged Unit | Heat Pump | 460 | 3 |  |  | No Match | No Match |  |  |  | 122000 | 9172 | 13.3 | 9 | 100000 | 9766 | 3 |  | Non Federally-Regulated | 11/14/2000 |  | 07/18/2002
Climate Control / Snyder General | Electro-Hydronics | FW260FD |  | Water-Source | WBAHP: Heat Pump Packaged Unit | Heat Pump | 230 | 3 |  |  | No Match | No Match |  |  |  | 26000 | 2450 | 10.6 | 7.5 | 31600 | 2500 | 3.7 | 2.5 | Non Federally-Regulated | 05/16/1984 |  | 08/29/1986
McQuay / Snyder General | Electro-Hydronics | HC090A7 |  | Water-Source | WBAHP: Heat Pump Packaged Unit | Heat Pump | 265 | 1 |  |  | No Match | No Match |  |  |  | 9000 | 850 | 10.6 | 9 | 11000 | 920 | 3.5 | 3.2 | Non Federally-Regulated | 05/11/1988 |  | 03/15/1989
ClimateMaster Inc. | Climate Master Series | V80-34*********** |  | Water-Source | WBAHP: Heat Pump Packaged Unit | Heat Pump | 460 | 3 |  |  | No Match | No Match |  |  |  | 77000 | 7700 | 10 | 9.2 | 80000 | 7100 | 3.3 |  | Non Federally-Regulated | 05/11/1988 |  | 03/15/1989
Marvair | Marvair | H-V410-02-P |  | Water-Source | WBAHP: Heat Pump Packaged Unit | Heat Pump | 208 | 1 |  |  | No Match | No Match |  |  |  | 40000 | 4000 | 10.2 | 7.5 | 52000 | 4300 | 3.5 | 2.5 | Non Federally-Regulated | 09/08/1982 |  | 08/30/1983
McQuay / Snyder General | Electro-Hydronics | VE090F5 |  | Water-Source | WBAHP: Heat Pump Packaged Unit | Heat Pump | 208 | 1 |  |  | No Match | No Match |  |  |  | 9000 | 855 | 10.5 | 9 | 11000 | 920 | 3.5 | 3.2 | Non Federally-Regulated | 05/11/1988 |  | 03/15/1989
McQuay / Snyder General | Electro-Hydronics | FW500G5 |  | Water-Source | WBAHP: Heat Pump Packaged Unit | Heat Pump | 208 | 1 |  |  | No Match | No Match |  |  |  | 50000 | 4850 | 10.3 | 7.5 | 65000 | 4900 | 3.9 | 2.5 | Non Federally-Regulated | 08/29/1986 |  | 05/11/1988
ClimateMaster Inc. | Carrier Corp. | 50RTP08 |  | Ground-Water-Source | WBAHP: Heat Pump Packaged Unit | Heat Pump | 208 | 3 |  |  | No Match | Single-Speed | 2166 | 1477 | 236 | 108600 | 5272 | 20.6 | 16.2 | 91700 | 6891 | 3.9 | 3.6 | Non Federally-Regulated | 10/24/2014 |  | 04/22/2015
Florida Heat Pump | Geomaster, LLC | EC024-3CS | EC024-1AH/AV | Water-Source | WBAHP-CB: Heat Pump Split Syst | Heat Pump | 230 | 3 |  |  | No Match | Single-Speed |  |  |  | 24500 | 1815 | 13.5 | 12 | 29400 | 1958 | 4.4 | 4.2 | Federally-Regulated Commercial & Industrial Equipment | 04/23/2009 |  | 04/20/2015
McQuay International | McQuay | CCH/CCW/HWH/HWW090C-W |  | Water-Source | WBAHP: Heat Pump Packaged Unit | Heat Pump | 575 | 3 |  |  | No Match | No Match |  |  |  | 92000 | 7603 | 12.1 | 9 | 112000 | 7633 | 4.3 | 3.8 | Federally-Regulated Commercial & Industrial Equipment | 02/02/1998 |  | 03/31/1998
Jacobsen Energy Ind., Inc. | Phoenix | JEI60VUA |  | Water-Source | WBAHP: Heat Pump Packaged Unit | Heat Pump | 208 | 1 |  |  | No Match | No Match |  |  |  | 60500 | 5450 | 11.1 | 7.5 | 73000 | 5900 | 3.6 | 2.5 | Non Federally-Regulated | 09/08/1982 |  | 06/11/1985
Addison Products | Addison Products | HGY030-1A |  | Water-Source | WBAHP-CB: Heat Pump Split Syst | Heat Pump | 208 | 1 |  |  | No Match | No Match |  |  |  | 34900 | 2510 | 13.9 | 9 | 42300 | 3541 | 3.5 | 3.5 | Non Federally-Regulated | 07/22/2002 |  | 03/12/2009
Waterfurnace International, Inc. | Waterfurnace International, Inc. | SXV048C3 |  | Water-Source | WBAHP: Heat Pump Packaged Unit | Heat Pump | 230 | 3 |  |  | No Match | No Match |  |  |  | 49000 | 3629 | 13.5 | 10 | 60500 | 3772 | 4.7 |  | Federally-Regulated Commercial & Industrial Equipment | 12/14/1998 |  | 10/05/1999
Florida Heat Pump | Florida Heat Pump | EM048-3CS | EM048-1AV/AH | Water-Source | WBAHP-C: Heat Pump Split Syste | Heat Pump | 230 | 3 |  |  | No Match | No Match |  |  |  | 48000 | 3902 | 12.3 | 10 | 57000 | 3883 | 4.3 |  | Federally-Regulated Commercial & Industrial Equipment | 10/05/1999 |  | 04/12/2000
Heat Controller | Heat Controller | DWPG036-1B-XL* |  | Water-Source | WBAHP-CB: Heat Pump Split Syst | Heat Pump | 208 | 1 |  |  | No Match | No Match |  |  |  | 36000 | 2482 | 14.5 | 9 | 37800 | 2701 | 4.1 | 3.5 | Non Federally-Regulated | 02/02/1998 |  | 10/02/1998
Florida Heat Pump | Geomaster, LLC | EC042-1CS | EC042-1AH/AV | Ground-Water-Source | WBAHP-CB: Heat Pump Split Syst | Heat Pump | 208 | 1 |  |  | No Match | Single-Speed |  |  |  | 43600 | 2383 | 18.3 | 16.2 | 41200 | 2708 | 3.7 | 3.6 | Non Federally-Regulated | 04/30/2009 |  | 04/20/2015
Waterfurnace International, Inc. | Johnson Controls | RGSV/RGSH060**3*4 |  | Water-Source | WBAHP: Heat Pump Packaged Unit | Heat Pump | 230 | 3 |  |  | No Match | Single-Speed |  |  |  | 58400 | 3817 | 15.3 | 12 | 72500 | 4521 | 4.7 | 4.2 | Federally-Regulated Commercial & Industrial Equipment | 06/14/2011 |  | 03/02/2012
ClimateMaster Inc. | Heat Controller | HTS024A | HAGV24 | Ground-Water-Source | WBAHP-CB: Heat Pump Split Syst | Heat Pump | 208 | 1 |  |  | No Match | Single-Speed |  |  |  | 27100 | 1173 | 23.1 | 16.2 | 24500 | 1633 | 4.4 | 3.6 | Non Federally-Regulated | 09/15/2009 |  | 08/23/2011
ClimateMaster Inc. | Climate Master Series | HS/HL/VS/VL009E |  | Water-Source | WBAHP: Heat Pump Packaged Unit | Heat Pump | 265 | 1 |  |  | No Match | No Match |  |  |  | 9800 | 844 | 11.6 | 10 | 12000 | 837 | 4.2 |  | Federally-Regulated Commercial & Industrial Equipment | 01/18/2001 |  | 11/19/2001
Florida Heat Pump | Energy Miser | HEV 84-4 |  | Water-Source | WBAHP: Heat Pump Packaged Unit | Heat Pump | 460 | 3 |  |  | No Match | No Match |  |  |  | 84000 | 7660 | 11 | 9.2 | 107000 | 7720 | 4.1 | 2.5 | Non Federally-Regulated | 06/11/1985 |  | 05/11/1988
Hydro Delta Corp. | Hydro Delta Corp. | 03-068-WTAR-DS-HE |  | Water-Source | WBAHP-CB: Heat Pump Split Syst | Heat Pump | 208 | 1 |  |  | No Match | No Match |  |  |  | 67500 | 5314 | 12.7 | 9 | 77000 | 6266 | 3.6 | 3.5 | Non Federally-Regulated | 10/05/1999 |  | 04/12/2000
Climate Control / Snyder General | Electro-Hydronics | LHP10BD |  | Water-Source | WBAHP: Heat Pump Packaged Unit | Heat Pump | 230 | 3 |  |  | No Match | No Match |  |  |  | 107000 | 9000 | 11.9 | 9.2 | 120000 | 9200 | 3.8 | 2.5 | Non Federally-Regulated | 05/16/1984 |  | 08/29/1986
ClimateMaster Inc. | Heat Controller | HTS036A | HAGV36 | Ground-Water-Source | WBAHP-CB: Heat Pump Split Syst | Heat Pump | 230 | 1 |  |  | No Match | Single-Speed |  |  |  | 39100 | 1898 | 20.6 | 16.2 | 35700 | 2493 | 4.2 | 3.6 | Non Federally-Regulated | 09/15/2009 |  | 08/23/2011
Florida Heat Pump | Geomaster, LLC | EC007-1CF/HZ/VT |  | Ground-Water-Source | WBAHP: Heat Pump Packaged Unit | Heat Pump | 208 | 1 |  |  | No Match | Single-Speed |  |  |  | 7200 | 360 | 20 | 16.2 | 6000 | 411 | 4 | 3.6 | Non Federally-Regulated | 04/30/2009 |  | 04/20/2015
Geoflex Systems, Inc. | Geoflex Systems, Inc. | GF1S-V/H/D/M-036WAABE |  | Ground-Water-Source | WBAHP: Heat Pump Packaged Unit | Both Heat Pump and Electric Re | 208 | 1 |  |  | No Match | Single-Speed |  |  |  | 36000 | 1417 | 25.4 | 16.2 | 30900 | 1887 | 4.8 | 3.6 | Non Federally-Regulated | 11/30/2011 |  | 03/02/2012
Waterfurnace International, Inc. | Waterfurnace International, Inc. | SXH019*0 |  | Water-Source | WBAHP: Heat Pump Packaged Unit | Heat Pump | 208 | 1 |  |  | No Match | No Match |  |  |  | 18600 | 1338 | 13.9 | 10 | 24200 | 1447 | 4.9 |  | Federally-Regulated Commercial & Industrial Equipment | 10/05/1999 |  | 05/19/2000
ClimateMaster Inc. | Climate Master Series | VS/VL/HS/HL 060 F/H |  | Water-Source | WBAHP: Heat Pump Packaged Unit | Heat Pump | 208 | 3 |  |  | No Match | No Match |  |  |  | 62000 | 5535 | 11.2 | 10 | 75000 | 5784 | 3.8 |  | Federally-Regulated Commercial & Industrial Equipment | 12/14/1998 |  | 04/12/2000
Florida Heat Pump | Florida Heat Pump | EM028-1CF/HZ/VT |  | Ground-Water-Source | WBAHP: Heat Pump Packaged Unit | Heat Pump | 230 | 1 |  |  | No Match | No Match |  |  |  | 29500 | 2048 | 14.4 | 9 | 20500 | 1820 | 3.3 |  | Non Federally-Regulated | 07/22/2002 |  | 03/12/2009
Bard Manufacturing Company, Inc. | Bard | GTC48S1-A | HE49948D210B22705AW | Ground-Source | WBAH-C: Heating Only Split Sys | Heat Pump | 230 | 1 |  |  | No Match | Dual-Speed | [7 empty] | 35000 | 2699 | 3.8 |  | Non Federally-Regulated | 09/03/2012 |  | 01/09/2014
Addison Products | Addison Products | HPY120-3A |  | Water-Source | WBAHP-CB: Heat Pump Split Syst | Heat Pump | 230 | 3 |  |  | No Match | No Match |  |  |  | 110400 | 8492 | 13 | 9 | 137100 | 11477 | 3.5 | 3.5 | Non Federally-Regulated | 01/24/2002 |  | 07/18/2002
Carrier Corp. - Syracuse | Carrier | 50YBV060 |  | Ground-Water-Source | WBAHP: Heat Pump Packaged Unit | Heat Pump | 230 | 1 |  |  | No Match | No Match |  |  |  | 57500 | 4020 | 14.3 | 9 | 38900 | 3353 | 3.4 |  | Non Federally-Regulated | 12/14/1998 |  | 04/10/2000
Mammoth | Hydrobank II | D016VHB/HHB |  | Water-Source | WBAHP: Heat Pump Packaged Unit | Heat Pump | 230 | 1 |  |  | No Match | No Match |  |  |  | 16000 | 1250 | 12.8 | 10 | 22000 | 1465 | 4.4 |  | Federally-Regulated Commercial & Industrial Equipment | 12/14/1998 |  | 05/23/2000
California Heat Pump | Trane | WPHB-0132 |  | Water-Source | WBAHP: Heat Pump Packaged Unit | Heat Pump | 208 | 1 |  |  | No Match | No Match |  |  |  | 13600 | 1248 | 10.9 | 7.5 | 16400 | 1373 | 3.5 | 2.5 | Non Federally-Regulated | 06/11/1985 |  | 05/11/1988
McQuay International | McQuay | LHP/LWP10D-L |  | Water-Source | WBAHP: Heat Pump Packaged Unit | Heat Pump | 230 | 3 |  |  | No Match | No Match |  |  |  | 107000 | 8991 | 11.9 | 9 | 120000 | 9254 | 3.8 | 3.8 | Federally-Regulated Commercial & Industrial Equipment | 12/14/1998 |  | 10/05/1999
Florida Heat Pump | Florida Heat Pump | GT048-5CF/HZ/VT |  | Ground-Water-Source | WBAHP: Heat Pump Packaged Unit | Heat Pump | 575 | 3 |  |  | No Match | No Match |  |  |  | 48000 | 3692 | 13 | 9 | 37000 | 3613 | 3 |  | Non Federally-Regulated | 04/10/2000 |  | 05/29/2001
Florida Heat Pump | Florida Heat Pump | GT018-1VT/HZ/CF |  | Water-Source | WBAHP-CB: Heat Pump Split Syst | Heat Pump | 230 | 1 |  |  | No Match | No Match |  |  |  | 16600 | 1084 | 15.3 | 9 | 17800 | 1185 | 4.4 | 3.5 | Non Federally-Regulated | 10/05/1999 |  | 04/12/2000
American Air Filter | Enercon | GVW-19 |  | Water-Source | WBAHP: Heat Pump Packaged Unit | Heat Pump | 208 | 1 |  |  | No Match | No Match |  |  |  | 18200 | 1595 | 11.4 | 9 | 21000 | 1809 | 3.4 | 3.2 | Non Federally-Regulated | 02/22/1990 |  | 07/31/1991
ClimateMaster Inc. | Trane | WPCA07XA* |  | Water-Source | WBAHP: Heat Pump Packaged Unit | Heat Pump | 115 | 1 |  |  | No Match | No Match |  |  |  | 6900 | 675 | 10.2 | 9 | 9500 | 795 | 3.5 | 3.2 | Non Federally-Regulated | 05/11/1988 |  | 03/15/1989
McQuay / Snyder General | Electro-Hydronics | FC420FK |  | Water-Source | WBAHP: Heat Pump Packaged Unit | Heat Pump | 208 | 3 |  |  | No Match | No Match |  |  |  | 42000 | 3850 | 10.9 | 7.5 | 52000 | 4100 | 3.7 | 2.5 | Non Federally-Regulated | 08/29/1986 |  | 05/11/1988
Mammoth | Hydrobank II | F130HHT/VHT |  | Water-Source | WBAHP: Heat Pump Packaged Unit | Heat Pump | 230 | 3 |  |  | No Match | No Match |  |  |  | 124000 | 9538 | 13 | 9 | 159000 | 11650 | 4 | 3.8 | Federally-Regulated Commercial & Industrial Equipment | 02/02/1998 |  | 03/31/1998
Waterfurnace International, Inc. | Eagle Mountain | ZS023**0*0 |  | Ground-Source | WBAHP: Heat Pump Packaged Unit | Heat Pump | 208 | 1 |  |  | No Match | Single-Speed |  |  |  | 23900 | 1423 | 16.8 | 13.4 | 17000 | 1465 | 3.4 | 3.1 | Non Federally-Regulated | 01/24/2011 |  | 04/19/2013
Mammoth | Mammoth | D062HSC |  | Water-Source | WBAHP: Heat Pump Packaged Unit | Heat Pump | 230 | 1 |  |  | No Match | No Match |  |  |  | 58000 | 5795 | 10 | 7.5 | 71000 | 5862 | 3.7 | 2.5 | Non Federally-Regulated | 05/16/1984 |  | 05/11/1988
ClimateMaster Inc. | Climate Master Series | 813-060-H******** |  | Water-Source | WBAHP: Heat Pump Packaged Unit | Heat Pump | 208 | 3 |  |  | No Match | No Match |  |  |  | 62000 | 5536 | 11.2 | 9 | 75000 | 5782 | 3.8 | 3.2 | Non Federally-Regulated | 05/11/1988 |  | 03/15/1989
Power-Save International, Inc. | S.O.E.S.I. | PSD-800 (2) |  | Water-Source | WBAHP: Heat Pump Packaged Unit | Heat Pump | 230 | 1 |  |  | No Match | No Match |  |  |  | 100000 | 7682 | 13 | 10.5 | 104000 | 7498 | 4 | 3.8 | Federally-Regulated Commercial & Industrial Equipment | 03/31/1998 |  | 05/10/1998
Florida Heat Pump | Energy Miser | HE52CF-3 |  | Water-Source | WBAHP: Heat Pump Packaged Unit | Heat Pump | 230 | 3 |  |  | No Match | No Match |  |  |  | 50000 | 4545 | 11 | 7.5 | 65000 | 4760 | 4 | 2.5 | Non Federally-Regulated | 05/16/1984 |  | 06/11/1985
Enviro Master International llc | Enviro Master International | FWH09D******B*B |  | Water-Source | WBAHP-O: Heat Pump Packaged Un | Heat Pump | 230 | 1 |  |  | No Match | No Match |  |  |  | 9700 | 820 | 11.8 | 9.3 | 11400 | 980 | 3.4 | 3.8 | Non Federally-Regulated | 07/31/1991 |  | 03/31/1998
ClimateMaster Inc. | Climate Master Series | 814-009-E******** |  | Water-Source | WBAHP: Heat Pump Packaged Unit | Heat Pump | 265 | 1 |  |  | No Match | No Match |  |  |  | 8700 | 765 | 11.4 | 9 | 9600 | 800 | 3.5 | 3.2 | Non Federally-Regulated | 02/22/1990 |  | 07/31/1991
Addison Products | Addison Products | HPY036-4A |  | Water-Source | WBAHP-CB: Heat Pump Split Syst | Heat Pump | 460 | 3 |  |  | No Match | No Match |  |  |  | 39400 | 2755 | 14.3 | 9 | 42700 | 3381 | 3.7 | 3.5 | Non Federally-Regulated | 07/22/2002 |  | 03/12/2009
Marvair | Marvair | WVP57HPA |  | Water-Source | WBAHP: Heat Pump Packaged Unit | Heat Pump | 208 | 1 |  |  | No Match | No Match |  |  |  | 56400 | 5371 | 10.5 | 9 | 71400 | 5656 | 3.7 | 3.2 | Non Federally-Regulated | 02/22/1990 |  | 07/31/1991
Mammoth | Hydrobank II | G064HLG |  | Ground-Water-Source | WBAHP: Heat Pump Packaged Unit | Heat Pump | 460 | 3 |  |  | No Match | No Match |  |  |  | 60000 | 4316 | 13.9 | 9 | 49500 | 4532 | 3.2 |  | Non Federally-Regulated | 07/22/2002 |  | 03/12/2009
ClimateMaster Inc. | Climate Master Series | HS/HL/VS/VL036H |  | Water-Source | WBAHP: Heat Pump Packaged Unit | Heat Pump | 208 | 3 |  |  | No Match | No Match |  |  |  | 35000 | 3181 | 11 | 10 | 42500 | 3192 | 3.9 |  | Federally-Regulated Commercial & Industrial Equipment | 01/18/2001 |  | 11/19/2001
Climate Control / Snyder General | Electro-Hydronics | LE120C7 |  | Water-Source | WBAHP: Heat Pump Packaged Unit | Heat Pump | 265 | 1 |  |  | No Match | No Match |  |  |  | 11500 | 1200 | 9.6 | 7.5 | 14000 | 1300 | 3.1 | 2.5 | Non Federally-Regulated | 05/16/1984 |  | 08/29/1986
Waterfurnace International, Inc. | Waterfurnace International, Inc. | SXV036A2 |  | Ground-Source | WBAHP: Heat Pump Packaged Unit | Heat Pump | 265 | 1 |  |  | No Match | No Match |  |  |  | 36400 | 2676 | 13.6 |  | 26000 | 2381 | 3.2 |  | Non Federally-Regulated | 03/31/1998 |  | 05/10/1998
California Heat Pump | Aqua-Matic | 26V*-32-** |  | Water-Source | WBAHP: Heat Pump Packaged Unit | Heat Pump | 230 | 3 |  |  | No Match | No Match |  |  |  | 25500 | 3050 | 8.4 | 7.5 | 31000 | 3200 | 2.8 | 2.5 | Non Federally-Regulated | 06/11/1985 |  | 05/11/1988
Florida Heat Pump | DeMarco Energy Systems | GT048-3VT/HZ/CF |  | Water-Source | WBAHP-CB: Heat Pump Split Syst | Heat Pump | 230 | 3 |  |  | No Match | No Match |  |  |  | 49000 | 3951 | 12.4 | 9 | 58500 | 4394 | 3.9 | 3.5 | Non Federally-Regulated | 10/05/1999 |  | 04/12/2000
Command-Aire | Command-Aire | RUWP-1833 |  | Water-Source | WBAHP: Heat Pump Packaged Unit | Heat Pump | 208 | 3 |  |  | No Match | No Match |  |  |  | 195000 | 22800 | 8.5 |  | 257000 | 22700 | 3.3 | 2.5 | Non Federally-Regulated | 06/11/1985 |  | 01/23/1988
Climate Control / Snyder General | Electro-Hydronics | FC500FD |  | Water-Source | WBAHP: Heat Pump Packaged Unit | Heat Pump | 230 | 3 |  |  | No Match | No Match |  |  |  | 50000 | 4850 | 10.3 | 7.5 | 65000 | 4900 | 3.9 | 2.5 | Non Federally-Regulated | 05/16/1984 |  | 08/29/1986
Mammoth | Hydrobank II | D072HHF |  | Water-Source | WBAHP: Heat Pump Packaged Unit | Heat Pump | 230 | 1 |  |  | No Match | No Match |  |  |  | 69000 | 6272 | 11 | 10.5 | 87000 | 6889 | 3.7 | 3.8 | Non Federally-Regulated | 07/31/1991 |  | 03/31/1998
Addison Products | Addison Products | HGY012-8A |  | Ground-Water-Source | WBAHP: Heat Pump Packaged Unit | Heat Pump | 265 | 1 |  |  | No Match | No Match |  |  |  | 11400 | 820 | 13.9 | 9 | 8200 | 750 | 3.2 |  | Non Federally-Regulated | 07/22/2002 |  | 03/12/2009
ClimateMaster Inc. | Climate Master Series | 814-060-F******** |  | Water-Source | WBAHP: Heat Pump Packaged Unit | Heat Pump | 460 | 3 |  |  | No Match | No Match |  |  |  | 62000 | 5535 | 11.2 | 9 | 75000 | 5785 | 3.8 | 3.2 | Non Federally-Regulated | 02/22/1990 |  | 07/31/1991
McQuay / Snyder General | Electro-Hydronics | FC260GK |  | Water-Source | WBAHP: Heat Pump Packaged Unit | Heat Pump | 208 | 3 |  |  | No Match | No Match |  |  |  | 26000 | 2450 | 10.6 | 9 | 31000 | 2524 | 3.6 | 3.2 | Non Federally-Regulated | 05/11/1988 |  | 03/15/1989
ClimateMaster Inc. | Climate Master Series | VP/HP048G |  | Ground-Water-Source | WBAHP: Heat Pump Packaged Unit | Heat Pump | 208 | 1 |  |  | No Match | No Match |  |  |  | 48000 | 3555 | 13.5 | 9 | 38000 | 3479 | 3.2 |  | Non Federally-Regulated | 04/10/2000 |  | 11/14/2000
Florida Heat Pump | Florida Heat Pump | BP042-1HZ/VT |  | Water-Source | WBAHP: Heat Pump Packaged Unit | Heat Pump | 230 | 1 |  |  | No Match | Single-Speed |  |  |  | 40600 | 2268 | 17.9 | 12 | 42000 | 2086 | 5.9 | 4.2 | Federally-Regulated Commercial & Industrial Equipment | 06/14/2011 |  | 04/21/2014
Mammoth | Hydrobank II | G120VHJ |  | Water-Source | WBAHP: Heat Pump Packaged Unit | Heat Pump | 460 | 3 |  |  | No Match | No Match |  |  |  | 122000 | 10796 | 11.3 | 9 | 169000 | 13030 | 3.8 | 3.8 | Federally-Regulated Commercial & Industrial Equipment | 05/23/2000 |  | 01/18/2001
Waterfurnace International, Inc. | Waterfurnace International, Inc. | SXH030A3 |  | Ground-Water-Source | WBAHP: Heat Pump Packaged Unit | Heat Pump | 230 | 3 |  |  | No Match | No Match |  |  |  | 31800 | 2338 | 13.6 | 11 | 33400 | 2330 | 4.2 | 3.5 | Non Federally-Regulated | 03/31/1998 |  | 05/10/1998
Snyder General Corp. | American Air Filter | VWH019A*N |  | Water-Source | WBAHP: Heat Pump Packaged Unit | Heat Pump | 265 | 1 |  |  | No Match | No Match |  |  |  | 18200 | 1640 | 11.1 | 9.3 | 23200 | 1796 | 3.8 | 3.8 | Non Federally-Regulated | 07/31/1991 |  | 03/31/1998
ClimateMaster Inc. | Carrier Corp. | 38WQS030 3 | FK4CNF003 | Ground-Source | WBAHP-CB: Heat Pump Split Syst | Heat Pump | 208 | 1 |  |  | No Match | Single-Speed |  |  |  | 29800 | 1817 | 16.4 | 13.4 | 21500 | 1801 | 3.5 | 3.1 | Non Federally-Regulated | 09/15/2009 |  | 02/17/2011
Mammoth | Hydrobank II | D010VLG |  | Ground-Water-Source | WBAHP: Heat Pump Packaged Unit | Heat Pump | 230 | 1 |  |  | No Match | No Match |  |  |  | 10100 | 742 | 13.6 | 9 | 7900 | 746 | 3.1 |  | Non Federally-Regulated | 07/22/2002 |  | 03/12/2009
Command-Aire | Command-Aire | SWP-2544 |  | Water-Source | WBAHP: Heat Pump Packaged Unit | Heat Pump | 460 | 3 |  |  | No Match | No Match |  |  |  | 292000 | 31600 | 9.2 |  | 405000 | 33100 | 3.6 |  | Non Federally-Regulated | 05/11/1988 |  | 03/15/1989
Addison Products | Addison Products | VWY054-1A |  | Water-Source | WBAHP: Heat Pump Packaged Unit | Heat Pump | 230 | 1 |  |  | No Match | No Match |  |  |  | 54800 | 4248 | 12.9 | 10 | 66100 | 4401 | 4.4 |  | Federally-Regulated Commercial & Industrial Equipment | 05/19/2000 |  | 11/14/2000
Mammoth | Hydrobank II | F072VHJ |  | Water-Source | WBAHP: Heat Pump Packaged Unit | Heat Pump | 230 | 3 |  |  | No Match | No Match |  |  |  | 69000 | 5750 | 12 | 9 | 86000 | 6460 | 3.9 | 3.8 | Federally-Regulated Commercial & Industrial Equipment | 01/18/2001 |  | 03/12/2009
ClimateMaster Inc. | Carrier Corp. | 50YCS0243 | FK4CNF003 | Ground-Source | WBAHP-CB: Heat Pump Split Syst | Heat Pump | 230 | 1 |  |  | No Match | Single-Speed |  |  |  | 25200 | 1518 | 16.6 | 13.4 | 18600 | 1558 | 3.5 | 3.1 | Non Federally-Regulated | 09/15/2009 |  | 02/17/2011
Waterfurnace International, Inc. | Waterfurnace International, Inc. | SXS024A | SBC024B | Water-Source | WBAH: Heating Only Packaged Un | Heat Pump | 230 | 1 |  |  | No Match | No Match |  |  |  | 22800 | 1824 | 12.5 | 9 | 24600 | 1948 | 3.7 | 3.5 | Non Federally-Regulated | 02/02/1998 |  | 10/02/1998
ClimateMaster Inc. | Climate Master Series | 814-048-H******** |  | Water-Source | WBAHP: Heat Pump Packaged Unit | Heat Pump | 208 | 3 |  |  | No Match | No Match |  |  |  | 48500 | 4410 | 11 | 9 | 57000 | 4395 | 3.8 | 3.2 | Federally-Regulated Commercial & Industrial Equipment | 02/11/1988 |  | 05/11/1988
Waterfurnace International, Inc. | Waterfurnace International, Inc. | USV/USH036**0*4 |  | Ground-Source | WBAHP: Heat Pump Packaged Unit | Heat Pump | 208 | 1 |  |  | No Match | Single-Speed |  |  |  | 34500 | 1994 | 17.3 | 13.4 | 26000 | 2177 | 3.5 | 3.1 | Non Federally-Regulated | 06/14/2011 |  | 03/02/2012
Florida Heat Pump | Geomaster, LLC | EC060-1CS | EC060-1AH/AV | Water-Source | WBAHP-CB: Heat Pump Split Syst | Heat Pump | 230 | 1 |  |  | No Match | Single-Speed |  |  |  | 61000 | 4729 | 12.9 | 12 | 77500 | 5281 | 4.3 | 4.2 | Federally-Regulated Commercial & Industrial Equipment | 04/23/2009 |  | 04/20/2015
Climate Control / Snyder General | Electro-Hydronics | UC500G3 |  | Water-Source | WBAHP: Heat Pump Packaged Unit | Heat Pump | 230 | 1 |  |  | No Match | No Match |  |  |  | 50000 | 4850 | 10.3 | 7.5 | 65000 | 4900 | 3.9 | 2.5 | Non Federally-Regulated | 05/16/1984 |  | 08/29/1986
Snyder General Corp. | American Air Filter | VWH048A*T |  | Water-Source | WBAHP: Heat Pump Packaged Unit | Heat Pump | 460 | 3 |  |  | No Match | No Match |  |  |  | 46500 | 4227 | 11 | 9 | 59000 | 4449 | 3.9 | 3.2 | Federally-Regulated Commercial & Industrial Equipment | 08/14/1992 |  | 08/06/1993
Climate Control / Snyder General | Electro-Hydronics | CW630FD |  | Water-Source | WBAHP: Heat Pump Packaged Unit | Heat Pump | 230 | 3 |  |  | No Match | No Match |  |  |  | 63000 | 6430 | 9.8 | 7.5 | 79000 | 6430 | 3.6 | 2.5 | Non Federally-Regulated | 06/11/1985 |  | 08/29/1986
Waterfurnace International, Inc. | Waterfurnace International, Inc. | SXV058C4 |  | Water-Source | WBAHP-CB: Heat Pump Split Syst | Heat Pump | 460 | 3 |  |  | No Match | No Match |  |  |  | 58500 | 4365 | 13.4 | 9 | 67500 | 4945 | 4 | 3.5 | Non Federally-Regulated | 02/02/1998 |  | 10/02/1998
Mammoth | Hydrobank II | G035HHE/VHE |  | Water-Source | WBAHP: Heat Pump Packaged Unit | Heat Pump | 460 | 3 |  |  | No Match | No Match |  |  |  | 37000 | 2624 | 14.1 | 10 | 45000 | 2866 | 4.6 |  | Federally-Regulated Commercial & Industrial Equipment | 07/29/1998 |  | 10/02/1998
Florida Heat Pump | Florida Heat Pump | EM070-1CS | EM070-1AH/AV | Ground-Water-Source | WBAHP-CB: Heat Pump Split Syst | Heat Pump | 230 | 1 |  |  | No Match | No Match |  |  |  | 70500 | 4895 | 14.4 | 9 | 52000 | 4914 | 3.1 |  | Non Federally-Regulated | 07/22/2002 |  | 03/12/2009
Waterfurnace International, Inc. | Eagle Mountain | YS042**1*0 |  | Ground-Source | WBAHP: Heat Pump Packaged Unit | Heat Pump | 230 | 1 |  |  | No Match | Single-Speed |  |  |  | 42300 | 2518 | 16.8 | 13.4 | 29900 | 2655 | 3.3 | 3.1 | Non Federally-Regulated | 01/24/2011 |  | 04/19/2013
Waterfurnace International, Inc. | Waterfurnace International, Inc. | NDS038A1 | NRAC036* | Ground-Water-Source | WBAHP-CB: Heat Pump Split Syst | Heat Pump | 208 | 1 |  |  | No Match | Dual-Speed |  |  |  | 34300 | 1681 | 20.4 | 16.2 | 33100 | 2151 | 4.5 | 3.6 | Non Federally-Regulated | 11/25/2009 |  | 08/23/2011
Addison Products | Heat Controller | HWY072-4A |  | Water-Source | WBAHP: Heat Pump Packaged Unit | Heat Pump | 460 | 3 |  |  | No Match | No Match |  |  |  | 75000 | 6000 | 12.5 | 9 | 90200 | 5872 | 4.5 | 3.8 | Federally-Regulated Commercial & Industrial Equipment | 11/17/1999 |  | 04/12/2000
Econar | Econar | GV671 |  | Ground-Source | WBAHP: Heat Pump Packaged Unit | Heat Pump | 208 | 1 |  |  | No Match | No Match |  |  |  | 63500 | 6047 | 10.5 |  | 64000 | 6252 | 3 |  | Non Federally-Regulated | 03/31/1998 |  | 05/10/1998
Command-Aire | Command-Aire | RUWP-844 |  | Water-Source | WBAHP: Heat Pump Packaged Unit | Heat Pump | 460 | 3 |  |  | No Match | No Match |  |  |  | 91800 | 9120 | 10.1 | 9.2 | 116000 | 9520 | 3.6 |  | Non Federally-Regulated | 05/11/1988 |  | 03/15/1989
Heat Controller | Heat Controller | VWPG060-3B-XL* |  | Water-Source | WBAHP-CB: Heat Pump Split Syst | Heat Pump | 208 | 1 |  |  | No Match | No Match |  |  |  | 59000 | 4538 | 13 | 9 | 66000 | 4959 | 3.9 | 3.5 | Non Federally-Regulated | 12/14/1998 |  | 04/12/2000
Florida Heat Pump | Florida Heat Pump | EM024-2CS | EM024-2AH/AV | Water-Source | WBAH: Heating Only Packaged Un | Heat Pump | 265 | 1 |  |  | No Match | No Match |  |  |  | 25600 | 2000 | 12.8 | 9 | 29500 | 2336 | 3.7 | 3.5 | Non Federally-Regulated | 05/23/2001 |  | 07/18/2002
Mammoth | Hydrobank II | E013CHE |  | Water-Source | WBAHP-O: Heat Pump Packaged Un | Heat Pump | 265 | 1 |  |  | No Match | No Match |  |  |  | 12600 | 1024 | 12.3 | 10 | 15200 | 1113 | 4 |  | Federally-Regulated Commercial & Industrial Equipment | 02/02/1998 |  | 03/31/1998
Waterfurnace International, Inc. | American Standard, Inc. | A2GY072***1* |  | Ground-Water-Source | WBAHP: Heat Pump Packaged Unit | Heat Pump | 208 | 1 |  |  | No Match | Dual-Speed | 3834 | 942 |  | 74500 | 4209 | 17.7 | 16.2 | 64600 | 4618 | 4.1 | 3.6 | Non Federally-Regulated | 08/23/2011 |  | 11/30/2011
Waterfurnace International, Inc. | Waterfurnace International, Inc. | SXH030B2 |  | Water-Source | WBAHP-CB: Heat Pump Split Syst | Heat Pump | 265 | 1 |  |  | No Match | No Match |  |  |  | 31800 | 2338 | 13.6 | 9 | 33400 | 2330 | 4.2 | 3.5 | Non Federally-Regulated | 08/21/1998 |  | 10/02/1998
ClimateMaster Inc. | Climate Master Series | 814-031-G******** |  | Water-Source | WBAHP: Heat Pump Packaged Unit | Heat Pump | 208 | 1 |  |  | No Match | No Match |  |  |  | 30500 | 2850 | 10.7 | 9 | 38500 | 2969 | 3.8 | 3.2 | Non Federally-Regulated | 05/11/1988 |  | 03/15/1989
Waterfurnace International, Inc. | Waterfurnace International, Inc. | VLV036A0 |  | Water-Source | WBAHP: Heat Pump Packaged Unit | Heat Pump | 208 | 1 |  |  | No Match | No Match |  |  |  | 34800 | 2697 | 12.9 | 10 | 42000 | 2862 | 4.3 |  | Federally-Regulated Commercial & Industrial Equipment | 02/02/1998 |  | 03/31/1998
ClimateMaster Inc. | Climate Master | QEV/H/D1860 |  | Ground-Source | WBAHP: Heat Pump Packaged Unit | Heat Pump | 208 | 1 |  |  | No Match | Variable-Speed |  |  |  | 48000 | 2222 | 21.6 | 13.4 | 48000 | 3908 | 3.6 | 3.1 | Non Federally-Regulated | 12/12/2012 |  | 08/15/2014
Waterfurnace International, Inc. | Waterfurnace International, Inc. | SXH030C2 |  | Ground-Water-Source | WBAHP: Heat Pump Packaged Unit | Heat Pump | 265 | 1 |  |  | No Match | No Match |  |  |  | 31800 | 2338 | 13.6 | 11 | 33400 | 2330 | 4.2 | 3.5 | Non Federally-Regulated | 03/31/1998 |  | 05/10/1998
Florida Heat Pump | Geomaster, LLC | EC042-1CF/HZ/VT |  | Ground-Water-Source | WBAHP: Heat Pump Packaged Unit | Heat Pump | 230 | 1 |  |  | No Match | Single-Speed |  |  |  | 44500 | 2405 | 18.5 | 16.2 | 42000 | 2713 | 3.8 | 3.6 | Non Federally-Regulated | 04/30/2009 |  | 04/20/2015
Waterfurnace International, Inc. | Rybacki - Hart Enterprises | YS036**1*0 |  | Ground-Source | WBAHP: Heat Pump Packaged Unit | Heat Pump | 230 | 1 |  |  | No Match | Single-Speed |  |  |  | 34500 | 2078 | 16.6 | 13.4 | 26000 | 2309 | 3.3 | 3.1 | Non Federally-Regulated | 01/24/2011 |  | 04/19/2013
Addison Products | Addison Products | HGY018-1A |  | Water-Source | WBAHP: Heat Pump Packaged Unit | Heat Pump | 230 | 1 |  |  | No Match | No Match |  |  |  | 17600 | 1323 | 13.3 | 10 | 24200 | 1390 | 5.1 |  | Federally-Regulated Commercial & Industrial Equipment | 11/14/2000 |  | 03/22/2001
Econar | Econar | GH420 |  | Water-Source | WBAHP-CB: Heat Pump Split Syst | Heat Pump | 208 | 1 |  |  | No Match | No Match |  |  |  | 35400 | 2744 | 12.9 | 9 | 50500 | 4000 | 3.7 | 3.5 | Non Federally-Regulated | 02/02/1998 |  | 10/02/1998
Florida Heat Pump | Florida Heat Pump | GT042-1CF/HZ/VT |  | Ground-Water-Source | WBAHP: Heat Pump Packaged Unit | Heat Pump | 208 | 1 |  |  | No Match | No Match |  |  |  | 41300 | 2790 | 14.8 | 9 | 31000 | 2595 | 3.5 |  | Non Federally-Regulated | 07/22/2002 |  | 03/12/2009
Addison Products | Addison Products | WPH028-1J |  | Water-Source | WBAHP: Heat Pump Packaged Unit | Heat Pump | 208 | 1 |  |  | No Match | No Match |  |  |  | 27600 | 2509 | 11 | 10 | 36400 | 2735 | 3.9 |  | Federally-Regulated Commercial & Industrial Equipment | 02/02/1998 |  | 03/31/1998
McQuay / Snyder General | Electro-Hydronics | LHP22BD |  | Water-Source | WBAHP: Heat Pump Packaged Unit | Heat Pump | 230 | 3 |  |  | No Match | No Match |  |  |  | 240400 | 20550 | 11.7 |  | 270000 | 21400 | 3.7 |  | Non Federally-Regulated | 05/11/1988 |  | 03/15/1989
ClimateMaster Inc. | Trane | WPVC0804 |  | Water-Source | WBAHP: Heat Pump Packaged Unit | Heat Pump | 460 | 3 |  |  | No Match | No Match |  |  |  | 77000 | 7700 | 10 | 10.5 | 80000 | 7100 | 3.3 | 3.8 | Non Federally-Regulated | 07/31/1991 |  | 03/31/1998
Addison Products | Addison Products | WSH036-3AR |  | Water-Source | WBAHP: Heat Pump Packaged Unit | Heat Pump | 230 | 3 |  |  | No Match | No Match |  |  |  | 35000 | 2868 | 12.2 | 10 | 44000 | 3070 | 4.2 |  | Federally-Regulated Commercial & Industrial Equipment | 02/02/1998 |  | 03/31/1998
Trane U.S. Inc. | Trane | GEVA018 |  | Water-Source | WBAHP: Heat Pump Packaged Unit | Heat Pump | 208 | 1 |  |  | No Match | No Match |  |  |  | 18871 | 1397 | 13.5 | 10 | 21060 | 1415 | 4.4 |  | Federally-Regulated Commercial & Industrial Equipment | 04/12/2000 |  | 09/25/2002
Waterfurnace International, Inc. | Rybacki - Hart Enterprises | ZS030**4*4 |  | Ground-Water-Source | WBAHP: Heat Pump Packaged Unit | Heat Pump | 460 | 3 |  |  | No Match | Single-Speed |  |  |  | 32900 | 1377 | 23.9 | 16.2 | 28300 | 1885 | 4.4 | 3.6 | Non Federally-Regulated | 06/14/2011 |  | 04/19/2013
McQuay International | McQuay | HWH/HWW048C-F |  | Water-Source | WBAHP: Heat Pump Packaged Unit | Heat Pump | 230 | 3 |  |  | No Match | No Match |  |  |  | 47000 | 3790 | 12.4 | 10 | 54000 | 3767 | 4.2 |  | Federally-Regulated Commercial & Industrial Equipment | 11/17/1999 |  | 09/21/2000
McQuay / Snyder General | Electro-Hydronics | FC330G3 |  | Water-Source | WBAHP: Heat Pump Packaged Unit | Heat Pump | 230 | 1 |  |  | No Match | No Match |  |  |  | 30800 | 2852 | 10.8 | 9 | 39000 | 3090 | 3.7 | 3.2 | Non Federally-Regulated | 05/11/1988 |  | 03/15/1989
Mammoth | Hydrobank II | F/G130VHF/HLF |  | Ground-Water-Source | WBAHP: Heat Pump Packaged Unit | Heat Pump | 230 | 3 |  |  | No Match | No Match |  |  |  | 126100 | 9700 | 13 | 9 | 97000 | 9803 | 2.9 |  | Non Federally-Regulated | 05/10/1998 |  | 07/29/1998
American Air Filter | Enercon | VW36 |  | Water-Source | WBAHP: Heat Pump Packaged Unit | Heat Pump | 460 | 3 |  |  | No Match | No Match |  |  |  | 36000 | 3280 | 11 | 7.5 | 43000 | 3525 | 3.6 | 2.5 | Non Federally-Regulated | 06/11/1985 |  | 05/11/1988
McQuay International | McQuay | W-CDD/CDE/CDL-1-007-J |  | Water-Source | WBAHP: Heat Pump Packaged Unit | Heat Pump | 265 | 1 |  |  | No Match | No Match |  |  |  | 7000 | 654 | 10.7 | 10 | 9800 | 736 | 3.9 |  | Federally-Regulated Commercial & Industrial Equipment | 10/05/1999 |  | 09/21/2000
Trane U.S. Inc. | Trane | GETE018 |  | Ground-Water-Source | WBAHP-O: Heat Pump Packaged Un | Heat Pump | 208 | 1 |  |  | No Match | Single-Speed |  |  |  | 19500 | 1096 | 17.8 | 16.2 | 19300 | 1415 | 4 | 3.6 | Non Federally-Regulated | 11/25/2009 |  | 01/09/2014
ClimateMaster Inc. | Climate Master Series | V113-12 |  | Water-Source | WBAHP: Heat Pump Packaged Unit | Heat Pump | 230 | 1 |  |  | No Match | No Match |  |  |  | 113000 | 10462 | 10.8 | 9 | 130000 | 10026 | 3.8 | 3.8 | Federally-Regulated Commercial & Industrial Equipment | 02/02/1998 |  | 03/31/1998
Enertech Global, LLC | Enertech | TST060A | ACD060 | Ground-Source | WBAHP-CB: Heat Pump Split Syst | Heat Pump | 230 | 1 |  |  | No Match | Single-Speed |  |  |  | 61500 | 3683 | 16.7 | 13.4 | 44800 | 3549 | 3.7 | 3.1 | Non Federally-Regulated | 11/30/2011 |  | 03/02/2012
Waterfurnace International, Inc. | Waterfurnace International, Inc. | SXV024A2 |  | Water-Source | WBAHP-CB: Heat Pump Split Syst | Heat Pump | 265 | 1 |  |  | No Match | No Match |  |  |  | 27400 | 1889 | 14.5 | 9 | 27400 | 1867 | 4.3 | 3.5 | Non Federally-Regulated | 02/02/1998 |  | 08/21/1998
Command-Aire | Command-Aire | SWPH-351 |  | Water-Source | WBAHP: Heat Pump Packaged Unit | Heat Pump | 208 | 1 |  |  | No Match | No Match |  |  |  | 36000 | 3450 | 10.4 | 9 | 50000 | 3900 | 3.8 | 3.2 | Non Federally-Regulated | 02/22/1990 |  | 07/31/1991
Command-Aire | Command-Aire | SWPH1033* |  | Water-Source | WBAHP: Heat Pump Packaged Unit | Heat Pump | 208 | 3 |  |  | No Match | No Match |  |  |  | 124000 | 10690 | 11.6 | 9.2 | 156000 | 10880 | 4.2 | 2.5 | Non Federally-Regulated | 02/22/1990 |  | 07/31/1991
Waterfurnace International, Inc. | Geotility Geothermal Installations | ZS042**0*1 |  | Ground-Water-Source | WBAHP: Heat Pump Packaged Unit | Heat Pump | 208 | 1 |  |  | No Match | Single-Speed |  |  |  | 45800 | 1949 | 23.5 | 16.2 | 37000 | 2522 | 4.3 | 3.6 | Non Federally-Regulated | 01/24/2011 |  | 04/19/2013
Florida Heat Pump | Florida Heat Pump | GT036-2CS | GT036-2AH/AV | Water-Source | WBAH: Heating Only Packaged Un | Heat Pump | 265 | 1 |  |  | No Match | No Match |  |  |  | 35900 | 2740 | 13.1 | 9 | 41200 | 3095 | 3.9 | 3.5 | Non Federally-Regulated | 05/23/2001 |  | 07/18/2002
Friedrich Climate Master | Climate Master Series | 803-060-G******** |  | Water-Source | WBAHP: Heat Pump Packaged Unit | Heat Pump | 230 | 1 |  |  | No Match | No Match |  |  |  | 62000 | 6100 | 10.2 | 7.5 | 68000 | 5600 | 3.6 | 2.5 | Non Federally-Regulated | 08/29/1986 |  | 05/11/1988
McQuay International | McQuay | W-LDD/LDS/LMH/LMS-1-10 |  | Water-Source | WBAHP: Heat Pump Packaged Unit | Heat Pump | 230 | 3 |  |  | No Match | No Match |  |  |  | 107000 | 9727 | 11 | 9 | 120000 | 9252 | 3.8 | 3.8 | Federally-Regulated Commercial & Industrial Equipment | 09/21/2000 |  | 11/14/2000
Waterfurnace International, Inc. | Rybacki - Hart Enterprises | GS018**0*0 |  | Water-Source | WBAHP: Heat Pump Packaged Unit | Heat Pump | 208 | 1 |  |  | No Match | Single-Speed |  |  |  | 18000 | 1192 | 15.1 | 12 | 22500 | 1319 | 5 | 4.2 | Federally-Regulated Commercial & Industrial Equipment | 01/24/2011 |  | 04/19/2013
Singer | Electro-Hydronics | UC240 5 |  | Water-Source | WBAHP: Heat Pump Packaged Unit | Heat Pump | 208 | 1 |  |  | No Match | No Match |  |  |  | 24000 | 2850 | 8.4 | 7.5 | 28400 | 2900 | 2.9 | 2.5 | Non Federally-Regulated | 09/08/1982 |  | 05/16/1984
Waterfurnace International, Inc. | American Standard, Inc. | A1GX036***1**1 |  | Ground-Source | WBAHP: Heat Pump Packaged Unit | Heat Pump | 230 | 1 |  |  | No Match | Single-Speed |  |  |  | 35000 | 1591 | 22 | 13.4 | 24100 | 1606 | 4.4 | 3.1 | Non Federally-Regulated | 08/23/2011 |  | 10/24/2014
Waterfurnace International, Inc. | Waterfurnace International, Inc. | SXV080A3 |  | Ground-Water-Source | WBAHP: Heat Pump Packaged Unit | Heat Pump | 230 | 3 |  |  | No Match | No Match |  |  |  | 88000 | 5677 | 15.5 | 9 | 57000 | 5220 | 3.2 |  | Non Federally-Regulated | 08/21/1998 |  | 10/02/1998
Waterfurnace International, Inc. | Waterfurnace International, Inc. | SXH019C1 |  | Water-Source | WBAHP: Heat Pump Packaged Unit | Heat Pump | 230 | 1 |  |  | No Match | No Match |  |  |  | 18600 | 1338 | 13.9 | 10 | 24200 | 1447 | 4.9 |  | Federally-Regulated Commercial & Industrial Equipment | 12/14/1998 |  | 10/05/1999
Waterfurnace International, Inc. | Waterfurnace International, Inc. | SXV068C4 |  | Water-Source | WBAHP-CB: Heat Pump Split Syst | Heat Pump | 460 | 3 |  |  | No Match | No Match |  |  |  | 69000 | 5750 | 12 | 9 | 80000 | 6169 | 3.8 | 3.5 | Non Federally-Regulated | 02/02/1998 |  | 10/02/1998
Florida Heat Pump | Florida Heat Pump | CE061-1CS | DX061 | Ground-Source | WBAHP-CB: Heat Pump Split Syst | Heat Pump | 208 | 1 |  |  | No Match | Dual-Speed |  |  |  | 63000 | 3841 | 16.4 | 13.4 | 47500 | 3977 | 3.5 | 3.1 | Non Federally-Regulated | 03/02/2012 |  | 05/01/2015
McQuay International | McQuay | W-CMG-1-024-F |  | Ground-Water-Source | WBAHP: Heat Pump Packaged Unit | Heat Pump | 230 | 3 |  |  | No Match | No Match |  |  |  | 26200 | 1858 | 14.1 | 9 | 18400 | 1797 | 3 |  | Non Federally-Regulated | 09/21/2000 |  | 07/18/2002
Waterfurnace International, Inc. | Waterfurnace International, Inc. | SXV048B4 |  | Water-Source | WBAHP: Heat Pump Packaged Unit | Heat Pump | 460 | 3 |  |  | No Match | No Match |  |  |  | 49000 | 3629 | 13.5 | 9.3 | 60500 | 3772 | 4.7 | 3.8 | Federally-Regulated Commercial & Industrial Equipment | 03/31/1998 |  | 05/10/1998
Waterfurnace International, Inc. | Waterfurnace International, Inc. | SXV048B0 |  | Water-Source | WBAHP: Heat Pump Packaged Unit | Heat Pump | 208 | 1 |  |  | No Match | No Match |  |  |  | 49000 | 3629 | 13.5 | 10 | 60500 | 3772 | 4.7 |  | Federally-Regulated Commercial & Industrial Equipment | 12/14/1998 |  | 10/05/1999
Trane U.S. Inc. | Trane | WPVF036 |  | Water-Source | WBAHP: Heat Pump Packaged Unit | Heat Pump | 208 | 1 |  |  | No Match | No Match |  |  |  | 34600 | 2489 | 13.9 | 10 | 42000 | 2796 | 4.4 |  | Federally-Regulated Commercial & Industrial Equipment | 04/12/2000 |  | 11/19/2001
LG Electronics Inc. | LG | AKWW0093YA0 |  | Water-Source | WBAHP-O: Heat Pump Packaged Un | Heat Pump | 208 | 1 |  |  | No Match | Variable-Speed |  |  |  | 9500 | 731 | 13 | 11.2 | 12000 | 838 | 4.2 | 4.2 | Federally-Regulated Commercial & Industrial Equipment | 06/15/2009 |  | 06/14/2011
Command-Aire | Command-Aire | SWPXR281E |  | Water-Source | WBAHP: Heat Pump Packaged Unit | Heat Pump | 208 | 1 |  |  | No Match | No Match |  |  |  | 30000 | 2702 | 11.1 | 9 | 42000 | 3000 | 4 | 3.2 | Non Federally-Regulated | 05/11/1988 |  | 03/15/1989
Climate Control / Snyder General | Electro-Hydronics | UC200G3 |  | Water-Source | WBAHP: Heat Pump Packaged Unit | Heat Pump | 230 | 1 |  |  | No Match | No Match |  |  |  | 20000 | 1880 | 10.7 | 7.5 | 25600 | 1920 | 3.9 | 2.5 | Non Federally-Regulated | 05/16/1984 |  | 08/29/1986
Florida Heat Pump | Florida Heat Pump | EM060-4CF |  | Water-Source | WBAHP: Heat Pump Packaged Unit | Heat Pump | 460 | 3 |  |  | No Match | No Match |  |  |  | 60000 | 4615 | 13 | 10 | 80000 | 5328 | 4.4 |  | Federally-Regulated Commercial & Industrial Equipment | 02/02/1998 |  | 03/31/1998
Command-Aire | Command-Aire | SWPH1033* |  | Water-Source | WBAHP: Heat Pump Packaged Unit | Heat Pump | 208 | 3 |  |  | No Match | No Match |  |  |  | 124000 | 10690 | 11.6 | 9.2 | 156000 | 10880 | 4.2 |  | Non Federally-Regulated | 05/11/1988 |  | 03/15/1989
ClimateMaster Inc. | Climate Master Series | HE006 |  | Ground-Water-Source | WBAHP: Heat Pump Packaged Unit | Heat Pump | 208 | 1 |  |  | No Match | No Match |  |  |  | 7400 | 655 | 11.3 | 11 | 8500 | 732 | 3.4 | 3.4 | Non Federally-Regulated | 07/31/1991 |  | 03/31/1998
Friedrich Air Conditioning Co. | Climate Master Series | 804-037-H******** |  | Water-Source | WBAHP: Heat Pump Packaged Unit | Heat Pump | 230 | 3 |  |  | No Match | No Match |  |  |  | 35600 | 3360 | 10.6 | 7.5 | 42500 | 3550 | 3.5 | 2.5 | Non Federally-Regulated | 08/30/1983 |  | 08/29/1986
Waterfurnace International, Inc. | Rybacki - Hart Enterprises | ZS015**0*1 |  | Ground-Water-Source | WBAHP: Heat Pump Packaged Unit | Heat Pump | 230 | 1 |  |  | No Match | Single-Speed |  |  |  | 16000 | 658 | 24.3 | 16.2 | 15000 | 999 | 4.4 | 3.6 | Non Federally-Regulated | 01/24/2011 |  | 04/19/2013
Florida Heat Pump | Energy Miser | HLTV40-2 |  | Water-Source | WBAH-O: Heating Only Packaged | Heat Pump | 265 | 1 |  |  | No Match | No Match |  |  |  | 0 | 0 | 0 | 9 | 49000 | 4100 | 3.5 |  | Non Federally-Regulated | 03/07/1989 |  | 07/28/1992
Waterfurnace International, Inc. | Johnson Controls | RKV/RKH049**0*1 |  | Ground-Water-Source | WBAHP: Heat Pump Packaged Unit | Heat Pump | 230 | 1 |  |  | No Match | Single-Speed |  |  |  | 56200 | 2294 | 24.5 | 16.2 | 46300 | 2950 | 4.6 | 3.6 | Non Federally-Regulated | 09/03/2012 |  | 01/09/2014
Mammoth | Mammoth | D086VSC |  | Water-Source | WBAHP: Heat Pump Packaged Unit | Heat Pump | 208 | 1 |  |  | No Match | No Match |  |  |  | 82000 | 7776 | 10.5 | 9.2 | 95000 | 7930 | 3.5 | 2.5 | Non Federally-Regulated | 05/16/1984 |  | 05/11/1988
Florida Heat Pump | Florida Heat Pump | GT018-1VT/HZ/CF |  | Ground-Water-Source | WBAHP: Heat Pump Packaged Unit | Heat Pump | 208 | 1 |  |  | No Match | No Match |  |  |  | 16600 | 1084 | 15.3 | 11 | 17800 | 1185 | 4.4 | 3.5 | Non Federally-Regulated | 03/31/1998 |  | 05/10/1998
ClimateMaster Inc. | Carrier Corp. | 50PSH/V/D070K***2 |  | Ground-Water-Source | WBAHP: Heat Pump Packaged Unit | Heat Pump | 208 | 1 |  |  | No Match | Single-Speed | 3125 | 691 | 141 | 78100 | 3396 | 23 | 16.2 | 65200 | 4661 | 4.1 | 3.6 | Non Federally-Regulated | 10/24/2014 |  | 04/22/2015
Florida Heat Pump | Florida Heat Pump | EM060-3CS | EM060-1AV | Water-Source | WBAHP-C: Heat Pump Split Syste | Heat Pump | 230 | 3 |  |  | No Match | No Match |  |  |  | 59000 | 4609 | 12.8 | 10 | 78000 | 5316 | 4.3 |  | Federally-Regulated Commercial & Industrial Equipment | 02/02/1998 |  | 03/31/1998
Florida Heat Pump | Florida Heat Pump | GT024-2CS | GT024-2AH/AV | Ground-Water-Source | WBAHP-CB: Heat Pump Split Syst | Heat Pump | 265 | 1 |  |  | No Match | No Match |  |  |  | 24000 | 1791 | 13.4 | 9 | 17500 | 1654 | 3.1 |  | Non Federally-Regulated | 07/16/2001 |  | 07/18/2002
Florida Heat Pump | Florida Heat Pump | GO030-3CF/HZ/VT |  | Ground-Water-Source | WBAHP: Heat Pump Packaged Unit | Heat Pump | 230 | 3 |  |  | No Match | No Match |  |  |  | 28800 | 1822 | 15.8 | 9 | 20000 | 1583 | 3.7 |  | Non Federally-Regulated | 07/16/2001 |  | 07/18/2002
Mammoth | Hydrobank II | F120HHG/VHG |  | Water-Source | WBAHP: Heat Pump Packaged Unit | Heat Pump | 230 | 3 |  |  | No Match | No Match |  |  |  | 122000 | 10796 | 11.3 | 10.5 | 169000 | 13034 | 3.8 | 3.8 | Federally-Regulated Commercial & Industrial Equipment | 03/31/1998 |  | 05/10/1998
Trane U.S. Inc. | Trane | WPRD0261 |  | Water-Source | WBAHP-O: Heat Pump Packaged Un | Heat Pump | 208 | 1 |  |  | No Match | No Match |  |  |  | 24000 | 1967 | 12.2 | 10 | 28000 | 2159 | 3.8 |  | Federally-Regulated Commercial & Industrial Equipment | 12/14/1998 |  | 10/05/1999
Command-Aire | Command-Aire | SWPR411E |  | Water-Source | WBAHP: Heat Pump Packaged Unit | Heat Pump | 208 | 1 |  |  | No Match | No Match |  |  |  | 42000 | 3780 | 11.1 | 9 | 53000 | 3880 | 4 | 3.2 | Non Federally-Regulated | 02/22/1990 |  | 07/31/1991
ClimateMaster Inc. | Climate Master Series | HE072H |  | Ground-Water-Source | WBAHP: Heat Pump Packaged Unit | Heat Pump | 230 | 3 |  |  | No Match | No Match |  |  |  | 68000 | 6181 | 11 | 9 | 5300 | 554 | 2.8 |  | Non Federally-Regulated | 04/10/2000 |  | 11/14/2000
Waterfurnace International, Inc. | Waterfurnace International, Inc. | SXH010B0 |  | Ground-Water-Source | WBAHP: Heat Pump Packaged Unit | Heat Pump | 208 | 1 |  |  | No Match | No Match |  |  |  | 9900 | 642 | 15.4 | 9 | 7400 | 657 | 3.3 |  | Non Federally-Regulated | 08/21/1998 |  | 10/02/1998
Enertech Global, LLC | Roth Industries, Inc. | RXT048A |  | Ground-Source | WBAHP: Heat Pump Packaged Unit | Heat Pump | 230 | 1 |  |  | No Match | Single-Speed |  |  |  | 53500 | 3023 | 17.7 | 13.4 | 42500 | 3114 | 4 | 3.1 | Non Federally-Regulated | 01/24/2011 |  | 04/19/2013
Waterfurnace International, Inc. | Waterfurnace International, Inc. | SXV030C0 |  | Water-Source | WBAHP: Heat Pump Packaged Unit | Heat Pump | 230 | 1 |  |  | No Match | No Match |  |  |  | 30600 | 2125 | 14.4 | 10 | 36600 | 2145 | 5 |  | Federally-Regulated Commercial & Industrial Equipment | 12/14/1998 |  | 10/05/1999
Florida Heat Pump | Florida Heat Pump | EM042-1CF |  | Water-Source | WBAHP: Heat Pump Packaged Unit | Heat Pump | 208 | 1 |  |  | No Match | No Match |  |  |  | 42000 | 3181 | 13.2 | 9.3 | 51000 | 3475 | 4.3 | 3.8 | Federally-Regulated Commercial & Industrial Equipment | 03/31/1998 |  | 05/10/1998
Waterfurnace International, Inc. | Eagle Mountain | ZS030**3*0 |  | Ground-Water-Source | WBAHP: Heat Pump Packaged Unit | Heat Pump | 208 | 3 |  |  | No Match | Single-Speed |  |  |  | 32900 | 1430 | 23 | 16.2 | 28300 | 2074 | 4 | 3.6 | Non Federally-Regulated | 01/24/2011 |  | 04/19/2013
Waterfurnace International, Inc. | Waterfurnace International, Inc. | SXV048C3 |  | Ground-Source | WBAHP: Heat Pump Packaged Unit | Heat Pump | 230 | 3 |  |  | No Match | No Match |  |  |  | 51500 | 3843 | 13.4 |  | 36000 | 3403 | 3.1 |  | Non Federally-Regulated | 03/31/1998 |  | 05/10/1998
Geosystems, LLC | Geosystems, LLC | CHS-H048 |  | Ground-Water-Source | WBAHP: Heat Pump Packaged Unit | Heat Pump | 208 | 1 |  |  | No Match | Single-Speed |  |  |  | 40700 | 2299 | 17.7 | 16.2 | 36500 | 2891 | 3.7 | 3.6 | Non Federally-Regulated | 12/12/2012 |  | 04/19/2013
McQuay / Snyder General | Electro-Hydronics | VF260GP |  | Water-Source | WBAHP: Heat Pump Packaged Unit | Heat Pump | 460 | 3 |  |  | No Match | No Match |  |  |  | 25000 | 2450 | 10.2 | 9 | 31600 | 2500 | 3.7 | 3.2 | Non Federally-Regulated | 05/11/1988 |  | 03/15/1989
Waterfurnace International, Inc. | Waterfurnace International, Inc. | SXH058B1 |  | Water-Source | WBAHP-CB: Heat Pump Split Syst | Heat Pump | 230 | 1 |  |  | No Match | No Match |  |  |  | 58500 | 4365 | 13.4 | 9 | 67500 | 4945 | 4 | 3.5 | Non Federally-Regulated | 02/02/1998 |  | 10/02/1998
Waterfurnace International, Inc. | Waterfurnace International, Inc. | P034**4 |  | Water-Source | WBAHP: Heat Pump Packaged Unit | Heat Pump | 460 | 3 |  |  | No Match | No Match |  |  |  | 33300 | 2068 | 16.1 | 10 | 40000 | 2547 | 4.6 |  | Federally-Regulated Commercial & Industrial Equipment | 05/19/2000 |  | 02/17/2011
Florida Heat Pump | Florida Heat Pump | EM028-3CS | EM028-1AV/AH | Water-Source | WBAHP-C: Heat Pump Split Syste | Heat Pump | 230 | 3 |  |  | No Match | No Match |  |  |  | 27500 | 1964 | 14 | 10 | 33000 | 2197 | 4.4 |  | Federally-Regulated Commercial & Industrial Equipment | 10/05/1999 |  | 04/12/2000
Florida Heat Pump | Florida Heat Pump | EM028-3HZ |  | Water-Source | WBAHP: Heat Pump Packaged Unit | Heat Pump | 230 | 1 |  |  | No Match | No Match |  |  |  | 28000 | 1971 | 14.2 | 10 | 33400 | 2175 | 4.5 |  | Federally-Regulated Commercial & Industrial Equipment | 02/02/1998 |  | 03/31/1998
Addison Products | Addison Products | DWPG036-1B-XL* |  | Water-Source | WBAHP-CB: Heat Pump Split Syst | Heat Pump | 230 | 1 |  |  | No Match | No Match |  |  |  | 36000 | 2627 | 13.7 | 9 | 37800 | 2701 | 4.1 | 3.5 | Non Federally-Regulated | 02/02/1998 |  | 10/02/1998
Florida Heat Pump | Geomaster, LLC | EC070-4CF/HZ/VT |  | Ground-Source | WBAHP: Heat Pump Packaged Unit | Heat Pump | 460 | 3 |  |  | No Match | Single-Speed | 4050 | 803 | 1 | 70000 | 4605 | 15.2 | 13.4 | 53000 | 4710 | 3.3 | 3.1 | Non Federally-Regulated | 04/30/2009 |  | 04/20/2015
Waterfurnace International, Inc. | WFI Industries, Ltd. | VLH/VXH024*0 |  | Water-Source | WBAHP: Heat Pump Packaged Unit | Heat Pump | 208 | 1 |  |  | No Match | No Match |  |  |  | 25300 | 1860 | 13.6 | 10 | 30500 | 2078 | 4.3 |  | Federally-Regulated Commercial & Industrial Equipment | 06/27/2003 |  | 02/17/2011
McQuay / Snyder General | Electro-Hydronics | HC140A5 |  | Water-Source | WBAHP: Heat Pump Packaged Unit | Heat Pump | 208 | 1 |  |  | No Match | No Match |  |  |  | 13500 | 1300 | 10.4 | 9 | 17500 | 1350 | 3.8 | 3.2 | Non Federally-Regulated | 05/11/1988 |  | 03/15/1989
McQuay / Snyder General | Electro-Hydronics | UC200G3 |  | Water-Source | WBAHP: Heat Pump Packaged Unit | Heat Pump | 230 | 1 |  |  | No Match | No Match |  |  |  | 20000 | 1880 |  | 7.5 | 25600 | 1920 | 3.9 | 2.5 | Non Federally-Regulated | 08/29/1986 |  | 05/11/1988
Waterfurnace International, Inc. | WFI Industries, Ltd. | VLV/VXV030*1 |  | Water-Source | WBAHP: Heat Pump Packaged Unit | Heat Pump | 208 | 1 |  |  | No Match | No Match |  |  |  | 29500 | 2107 | 14 | 10 | 35200 | 2291 | 4.5 |  | Federally-Regulated Commercial & Industrial Equipment | 06/20/2003 |  | 02/17/2011
Waterfurnace International, Inc. | Geotility Geothermal Installations | ZS012**2*0 |  | Ground-Water-Source | WBAHP: Heat Pump Packaged Unit | Heat Pump | 265 | 1 |  |  | No Match | Single-Speed |  |  |  | 12500 | 687 | 18.2 | 16.2 | 12000 | 925 | 3.8 | 3.6 | Non Federally-Regulated | 01/24/2011 |  | 04/19/2013
Florida Heat Pump | Florida Heat Pump | GT072-1VT/HZ |  | Ground-Water-Source | WBAHP: Heat Pump Packaged Unit | Heat Pump | 230 | 1 |  |  | No Match | No Match |  |  |  | 72000 | 5142 | 14 | 9 | 50000 | 4439 | 3.3 |  | Non Federally-Regulated | 10/06/1999 |  | 04/10/2000
Command-Aire | Command-Aire | SWPXR511E |  | Water-Source | WBAHP: Heat Pump Packaged Unit | Heat Pump | 230 | 1 |  |  | No Match | No Match |  |  |  | 51000 | 4550 | 11.2 | 7.5 | 64000 | 4690 | 4 | 2.5 | Non Federally-Regulated | 05/16/1984 |  | 05/11/1988
Waterfurnace International, Inc. | Rybacki - Hart Enterprises | YS042**1*4 |  | Water-Source | WBAHP: Heat Pump Packaged Unit | Heat Pump | 230 | 1 |  |  | No Match | Single-Speed |  |  |  | 40800 | 2615 | 15.6 | 12 | 45400 | 2661 | 5 | 4.2 | Federally-Regulated Commercial & Industrial Equipment | 01/24/2011 |  | 04/19/2013
Enertech Global, LLC | Enertech | HST036A | ACD036 | Ground-Water-Source | WBAHP-CB: Heat Pump Split Syst | Heat Pump | 208 | 1 |  |  | No Match | Single-Speed |  |  |  | 40200 | 1787 | 22.5 | 16.2 | 36900 | 2351 | 4.6 | 3.6 | Non Federally-Regulated | 11/30/2011 |  | 03/02/2012
Waterfurnace International, Inc. | Waterfurnace International, Inc. | ATV019D1 |  | Ground-Water-Source | WBAHP: Heat Pump Packaged Unit | Heat Pump | 230 | 1 |  |  | No Match | No Match |  |  |  | 19400 | 1168 | 16.6 | 9 | 13700 | 1115 | 3.6 |  | Non Federally-Regulated | 12/14/1998 |  | 10/06/1999
McQuay International | McQuay | FCV/FCW/VWH/VWW030B-N |  | Water-Source | WBAHP: Heat Pump Packaged Unit | Heat Pump | 265 | 1 |  |  | No Match | No Match |  |  |  | 29600 | 2487 | 11.9 | 9.3 | 39000 | 2930 | 3.9 | 3.8 | Federally-Regulated Commercial & Industrial Equipment | 03/31/1998 |  | 05/10/1998
ClimateMaster Inc. | Carrier Corp. | 50YGV/H/D038 |  | Ground-Water-Source | WBAHP: Heat Pump Packaged Unit | Heat Pump | 208 | 1 |  |  | No Match | Single-Speed |  |  |  | 43100 | 1602 | 26.9 | 16.2 | 37000 | 2126 | 5.1 | 3.6 | Non Federally-Regulated | 12/12/2012 |  | 04/22/2015
ClimateMaster Inc. | Climate Master Series | CVL036 |  | Water-Source | WBAHP-O: Heat Pump Packaged Un | Heat Pump | 460 | 3 |  |  | No Match | No Match |  |  |  | 35000 | 2966 | 11.8 | 9.3 | 41000 | 3160 | 3.8 | 3.8 | Non Federally-Regulated | 07/31/1991 |  | 03/31/1998
Waterfurnace International, Inc. | Geotility Geothermal Installations | ZS048**0*0 |  | Water-Source | WBAHP: Heat Pump Packaged Unit | Heat Pump | 208 | 1 |  |  | No Match | Single-Speed |  |  |  | 47700 | 3245 | 14.7 | 12 | 56000 | 3730 | 4.4 | 4.2 | Federally-Regulated Commercial & Industrial Equipment | 01/24/2011 |  | 04/19/2013
McQuay / Snyder General | Electro-Hydronics | LHV25AD |  | Water-Source | WBAHP: Heat Pump Packaged Unit | Heat Pump | 230 | 3 |  |  | No Match | No Match |  |  |  | 256000 | 22000 | 11.6 |  | 284000 | 22400 | 3.7 | 2.5 | Non Federally-Regulated | 08/29/1986 |  | 05/11/1988
American Air Filter | Enercon | CCW-12 |  | Water-Source | WBAHP-O: Heat Pump Packaged Un | Heat Pump | 265 | 1 |  |  | No Match | No Match |  |  |  | 11400 | 1089 | 10.5 | 9 | 13000 | 1130 | 3.4 | 3.2 | Non Federally-Regulated | 02/22/1990 |  | 07/31/1991
American Air Filter | Enercon | FHW-12 |  | Water-Source | WBAHP: Heat Pump Packaged Unit | Heat Pump | 265 | 1 |  |  | No Match | No Match |  |  |  | 11000 | 1037 | 10.6 | 9 | 15100 | 1196 | 3.7 | 3.2 | Non Federally-Regulated | 02/22/1990 |  | 07/31/1991
Hydro Delta Corp. | Hydro Delta Corp. | 03-060-WTARW-MT(P) |  | Water-Source | WBAHP-CB: Heat Pump Split Syst | Heat Pump | 230 | 1 |  |  | No Match | No Match |  |  |  | 34800 | 1988 | 17.5 | 9 | 38000 | 2474 | 4.5 | 3.5 | Non Federally-Regulated | 02/02/1998 |  | 10/02/1998
Florida Heat Pump | Florida Heat Pump | EM018-2VT |  | Water-Source | WBAHP: Heat Pump Packaged Unit | Heat Pump | 265 | 1 |  |  | No Match | No Match |  |  |  | 18500 | 1370 | 13.5 | 10 | 25000 | 1526 | 4.8 |  | Federally-Regulated Commercial & Industrial Equipment | 02/02/1998 |  | 03/31/1998
ClimateMaster Inc. | Climate Master Series | HL009G********* |  | Water-Source | WBAHP: Heat Pump Packaged Unit | Heat Pump | 208 | 1 |  |  | No Match | No Match |  |  |  | 9800 | 850 | 11.5 | 9 | 12000 | 827 | 4.2 | 3.2 | Federally-Regulated Commercial & Industrial Equipment | 07/17/1991 |  | 07/27/1992
ClimateMaster Inc. | Carrier Corp. | 50YGV/H/D026 |  | Ground-Water-Source | WBAHP: Heat Pump Packaged Unit | Heat Pump | 230 | 1 |  |  | No Match | Single-Speed |  |  |  | 28500 | 1052 | 27.1 | 16.2 | 24600 | 1471 | 4.9 | 3.6 | Non Federally-Regulated | 12/12/2012 |  | 04/22/2015
Command-Aire | Command-Aire | SWPV191 |  | Water-Source | WBAHP: Heat Pump Packaged Unit | Heat Pump | 230 | 1 |  |  | No Match | No Match |  |  |  | 18500 | 1680 | 11 | 9 | 24500 | 1800 | 4 | 3.2 | Non Federally-Regulated | 05/11/1988 |  | 03/15/1989
Florida Heat Pump | Florida Heat Pump | EM048-4HZ |  | Water-Source | WBAHP: Heat Pump Packaged Unit | Heat Pump | 460 | 3 |  |  | No Match | No Match |  |  |  | 49000 | 3920 | 12.5 | 9.3 | 58000 | 3863 | 4.4 | 3.8 | Federally-Regulated Commercial & Industrial Equipment | 03/31/1998 |  | 05/10/1998
ClimateMaster Inc. | Carrier Corp. | 50YGV/H/D038 |  | Ground-Water-Source | WBAHP: Heat Pump Packaged Unit | Heat Pump | 230 | 1 |  |  | No Match | Single-Speed |  |  |  | 43100 | 1602 | 26.9 | 16.2 | 37000 | 2126 | 5.1 | 3.6 | Non Federally-Regulated | 12/12/2012 |  | 04/22/2015
Enertech Global, LLC | Enertech | H048C | ACD060 | Water-Source | WBAHP-C: Heat Pump Split Syste | Heat Pump | 230 | 1 |  |  | No Match | Single-Speed |  |  |  | 47800 | 3764 | 12.7 | 12 | 57000 | 3715 | 4.5 | 4.2 | Federally-Regulated Commercial & Industrial Equipment | 04/30/2009 |  | 06/15/2009
Florida Heat Pump | DeMarco Energy Systems | GT026-1VT/HZ/CF |  | Water-Source | WBAHP-CB: Heat Pump Split Syst | Heat Pump | 230 | 1 |  |  | No Match | No Match |  |  |  | 27000 | 2000 | 13.5 | 9 | 30600 | 2298 | 3.9 | 3.5 | Non Federally-Regulated | 10/05/1999 |  | 04/12/2000
McQuay International | McQuay | W-CMG-1-036-E |  | Ground-Water-Source | WBAHP: Heat Pump Packaged Unit | Heat Pump | 230 | 1 |  |  | No Match | No Match |  |  |  | 36200 | 2701 | 13.4 | 9 | 25400 | 2566 | 2.9 |  | Non Federally-Regulated | 09/21/2000 |  | 07/18/2002
Waterfurnace International, Inc. | Waterfurnace International, Inc. | VLV012A0 |  | Water-Source | WBAHP: Heat Pump Packaged Unit | Heat Pump | 208 | 1 |  |  | No Match | No Match |  |  |  | 11600 | 859 | 13.5 | 9.3 | 15100 | 1005 | 4.4 | 3.8 | Federally-Regulated Commercial & Industrial Equipment | 03/31/1998 |  | 05/10/1998
Florida Heat Pump | DeMarco Energy Systems | GT042-4VT/HZ/CF |  | Water-Source | WBAHP-CB: Heat Pump Split Syst | Heat Pump | 460 | 3 |  |  | No Match | No Match |  |  |  | 45000 | 3435 | 13.1 | 9 | 50000 | 3488 | 4.2 | 3.5 | Non Federally-Regulated | 10/05/1999 |  | 04/12/2000
Command-Aire | Command-Aire | SWPH-281 |  | Water-Source | WBAHP: Heat Pump Packaged Unit | Heat Pump | 230 | 1 |  |  | No Match | No Match |  |  |  | 29000 | 3050 | 9.5 | 7.5 | 38000 | 3150 | 3.5 | 2.5 | Non Federally-Regulated | 01/05/1982 |  | 05/11/1988
American Air Filter | Enercon | VW93 |  | Water-Source | WBAHP: Heat Pump Packaged Unit | Heat Pump | 208 | 3 |  |  | No Match | No Match |  |  |  | 93000 | 11100 | 8.4 | 7.5 | 115000 | 11000 | 3.1 | 2.2 | Non Federally-Regulated | 01/05/1982 |  | 05/16/1984
McQuay / Snyder General | Electro-Hydronics | WM190C5 |  | Water-Source | WBAHP: Heat Pump Packaged Unit | Heat Pump | 208 | 1 |  |  | No Match | No Match |  |  |  | 18200 | 1825 | 10 | 9 | 22600 | 2000 | 3.3 | 3.2 | Non Federally-Regulated | 05/11/1988 |  | 03/15/1989
Florida Heat Pump | Florida Heat Pump | GO036-1CF/HZ/VT |  | Ground-Water-Source | WBAHP: Heat Pump Packaged Unit | Heat Pump | 230 | 1 |  |  | No Match | No Match |  |  |  | 35000 | 2173 | 16.1 | 9 | 25000 | 1979 | 3.7 |  | Non Federally-Regulated | 05/29/2001 |  | 07/18/2002
Waterfurnace International, Inc. | Spectra | SXH010A0 |  | Water-Source | WBAHP-CB: Heat Pump Split Syst | Heat Pump | 208 | 1 |  |  | No Match | No Match |  |  |  | 10100 | 687 | 14.7 | 9 | 11500 | 784 | 4.3 | 3.5 | Non Federally-Regulated | 06/02/1993 |  | 06/03/1993
Florida Heat Pump | Florida Heat Pump | EM007-0CF/HZ/VT |  | Water-Source | WBAHP-CB: Heat Pump Split Syst | Heat Pump | 115 | 1 |  |  | No Match | No Match |  |  |  | 8200 | 683 | 12 | 9 | 10000 | 791 | 3.7 | 3.5 | Non Federally-Regulated | 05/23/2001 |  | 07/18/2002
Waterfurnace International, Inc. | Waterfurnace International, Inc. | VLV024A1 |  | Water-Source | WBAHP: Heat Pump Packaged Unit | Heat Pump | 230 | 1 |  |  | No Match | No Match |  |  |  | 23800 | 1676 | 14.2 | 10 | 28200 | 1758 | 4.7 |  | Federally-Regulated Commercial & Industrial Equipment | 07/29/1998 |  | 10/02/1998
Command-Aire | Command-Aire | RUWP-833 |  | Water-Source | WBAHP: Heat Pump Packaged Unit | Heat Pump | 208 | 3 |  |  | No Match | No Match |  |  |  | 91800 | 9120 | 10.1 | 9.2 | 116000 | 9520 | 3.6 |  | Non Federally-Regulated | 05/11/1988 |  | 03/15/1989
Waterfurnace International, Inc. | Waterfurnace International, Inc. | NSV/NSH022F1*1 |  | Ground-Water-Source | WBAHP: Heat Pump Packaged Unit | Heat Pump | 208 | 1 |  |  | No Match | Single-Speed |  |  |  | 24800 | 827 | 30 | 16.2 | 18200 | 1111 | 4.8 | 3.6 | Non Federally-Regulated | 05/02/2012 |  | 04/19/2013
Waterfurnace International, Inc. | Waterfurnace International, Inc. | SXV048*4 |  | Water-Source | WBAHP: Heat Pump Packaged Unit | Heat Pump | 460 | 3 |  |  | No Match | No Match |  |  |  | 49000 | 3629 | 13.5 | 10 | 60500 | 3771 | 4.7 |  | Federally-Regulated Commercial & Industrial Equipment | 10/05/1999 |  | 05/19/2000
Climate Control / Snyder General | Electro-Hydronics | LHV20AD |  | Water-Source | WBAHP: Heat Pump Packaged Unit | Heat Pump | 230 | 3 |  |  | No Match | No Match |  |  |  | 214000 | 18000 | 11.9 |  | 240000 | 18400 | 3.8 | 2.5 | Non Federally-Regulated | 06/11/1985 |  | 08/29/1986
Mammoth | Hydrobank II | F035VHG |  | Water-Source | WBAHP: Heat Pump Packaged Unit | Heat Pump | 208 | 3 |  |  | No Match | No Match |  |  |  | 34500 | 2518 | 13.7 | 10 | 44000 | 2864 | 4.5 |  | Federally-Regulated Commercial & Industrial Equipment | 11/14/2000 |  | 01/18/2001
Carrier Corp. | Carrier | 50KQ0123 |  | Water-Source | WBAHP: Heat Pump Packaged Unit | Heat Pump | 208 | 1 |  |  | No Match | No Match |  |  |  | 11400 | 1085 | 10.5 | 9 | 13000 | 1120 | 3.4 | 3.2 | Federally-Regulated Commercial & Industrial Equipment | 02/06/1988 |  | 05/11/1988
Waterfurnace International, Inc. | Waterfurnace International, Inc. | VL/VX120**3 |  | Water-Source | WBAHP: Heat Pump Packaged Unit | Heat Pump | 230 | 3 |  |  | No Match | No Match |  |  |  | 118500 | 9634 | 12.3 | 9 | 160000 | 10902 | 4.3 | 3.8 | Federally-Regulated Commercial & Industrial Equipment | 11/14/2000 |  | 02/17/2011
Carrier Corp. - Syracuse | Carrier | 50HQ,VQ0805 |  | Water-Source | WBAHP: Heat Pump Packaged Unit | Heat Pump | 208 | 3 |  |  | No Match | No Match |  |  |  | 80000 | 8200 | 9.8 | 7.5 | 86000 | 7900 | 3.2 | 2.2 | Non Federally-Regulated | 01/05/1982 |  | 09/08/1982
Waterfurnace International, Inc. | Waterfurnace International, Inc. | SXV036*4 |  | Ground-Water-Source | WBAHP: Heat Pump Packaged Unit | Heat Pump | 460 | 3 |  |  | No Match | No Match |  |  |  | 36400 | 2676 | 13.6 | 9 | 26000 | 2380 | 3.2 |  | Non Federally-Regulated | 10/06/1999 |  | 05/19/2000
Climate Control / Snyder General | Electro-Hydronics | CC70F3 |  | Water-Source | WBAHP: Heat Pump Packaged Unit | Heat Pump | 230 | 1 |  |  | No Match | No Match |  |  |  | 6900 | 645 | 10.7 | 7.5 | 8800 | 680 | 3.8 | 2.5 | Non Federally-Regulated | 05/16/1984 |  | 08/29/1986
Florida Heat Pump | Florida Heat Pump | CW012-0 |  | Water-Source | WBAHP-O: Heat Pump Packaged Un | Heat Pump | 115 | 1 |  |  | No Match | No Match |  |  |  | 11000 | 714 | 15.4 | 10 | 11300 | 704 | 4.7 |  | Federally-Regulated Commercial & Industrial Equipment | 02/02/1998 |  | 03/31/1998
ClimateMaster Inc. | Climate Master Series | VE/HE/DE024 |  | Ground-Water-Source | WBAHP: Heat Pump Packaged Unit | Heat Pump | 460 | 3 |  |  | No Match | No Match |  |  |  | 26000 | 2280 | 11.4 | 11 | 29000 | 2435 | 3.5 | 3.4 | Non Federally-Regulated | 07/31/1991 |  | 03/31/1998
ClimateMaster Inc. | Carrier Corp. | 50YGV/H/D038 |  | Ground-Source | WBAHP: Heat Pump Packaged Unit | Heat Pump | 230 | 1 |  |  | No Match | Single-Speed |  |  |  | 39700 | 1975 | 20.1 | 13.4 | 29000 | 1977 | 4.3 | 3.1 | Non Federally-Regulated | 12/12/2012 |  | 04/22/2015
Command-Aire | Command-Aire | SWP-2033 |  | Water-Source | WBAHP: Heat Pump Packaged Unit | Heat Pump | 230 | 3 |  |  | No Match | No Match |  |  |  | 240000 | 24700 | 9.7 | 7.5 | 336000 | 27900 | 3.5 | 2.2 | Non Federally-Regulated | 01/05/1982 |  | 06/11/1985
Command-Aire | Command-Aire | SPVD0803 |  | Water-Source | WBAHP: Heat Pump Packaged Unit | Heat Pump | 460 | 3 |  |  | No Match | No Match |  |  |  | 100000 | 8474 | 11.8 | 9 | 128400 | 9902 | 3.8 | 3.8 | Federally-Regulated Commercial & Industrial Equipment | 12/14/1998 |  | 03/12/2009
Enviro Master International llc | Enviro Master International | FWH12E******A*B |  | Water-Source | WBAHP-O: Heat Pump Packaged Un | Heat Pump | 265 | 1 |  |  | No Match | No Match |  |  |  | 11500 | 980 | 11.7 | 9 | 14200 | 1095 | 3.8 | 3.2 | Federally-Regulated Commercial & Industrial Equipment | 12/18/1989 |  | 02/22/1990
Addison Products | Addison Products | HGY036-1A |  | Ground-Water-Source | WBAHP: Heat Pump Packaged Unit | Heat Pump | 208 | 1 |  |  | No Match | No Match |  |  |  | 38100 | 2627 | 14.5 | 9 | 23600 | 2095 | 3.3 |  | Non Federally-Regulated | 07/22/2002 |  | 03/12/2009
Waterfurnace International, Inc. | Waterfurnace International, Inc. | SXV013B1 |  | Water-Source | WBAHP-CB: Heat Pump Split Syst | Heat Pump | 208 | 1 |  |  | No Match | No Match |  |  |  | 13500 | 906 | 14.9 | 9 | 14100 | 961 | 4.3 | 3.5 | Non Federally-Regulated | 08/21/1998 |  | 10/02/1998
Solar Oriented Environmental Systems | S.O.E.S.I. | PSS-100 |  | Water-Source | WBAHP: Heat Pump Packaged Unit | Heat Pump | 230 | 1 |  |  | No Match | No Match |  |  |  | 11000 | 1150 | 9.5 | 7.5 | 13000 | 1115 | 3.4 | 2.5 | Non Federally-Regulated | 05/16/1984 |  | 05/11/1988
American Air Filter | Enercon | DVW-188 |  | Water-Source | WBAHP: Heat Pump Packaged Unit | Heat Pump | 200 | 3 |  |  | No Match | No Match |  |  |  | 188000 | 16621 | 11.3 |  | 222000 | 17583 | 3.7 | 2.5 | Non Federally-Regulated | 02/22/1990 |  | 07/31/1991
Addison Products | Addison Products | HWPG054-3B** |  | Water-Source | WBAHP-CB: Heat Pump Split Syst | Heat Pump | 230 | 3 |  |  | No Match | No Match |  |  |  | 55000 | 4166 | 13.2 | 9 | 61500 | 4506 | 4 | 3.5 | Non Federally-Regulated | 02/02/1998 |  | 10/02/1998
Addison Products | Addison Products | HGY007-0A |  | Water-Source | WBAHP: Heat Pump Packaged Unit | Heat Pump | 208 | 1 |  |  | No Match | No Match |  |  |  | 7600 | 589 | 12.9 | 10 | 10100 | 657 | 4.5 |  | Federally-Regulated Commercial & Industrial Equipment | 01/18/2001 |  | 07/16/2001
Addison Products | Addison Products | VWY018-1A |  | Water-Source | WBAHP: Heat Pump Packaged Unit | Heat Pump | 208 | 1 |  |  | No Match | No Match |  |  |  | 17600 | 1303 | 13.5 | 10 | 24200 | 1337 | 5.3 |  | Federally-Regulated Commercial & Industrial Equipment | 11/14/2000 |  | 03/22/2001
California Heat Pump | Trane | WPCB-0192 |  | Water-Source | WBAHP: Heat Pump Packaged Unit | Heat Pump | 230 | 1 |  |  | No Match | No Match |  |  |  | 18200 | 2020 | 9 | 7.5 | 22000 | 2220 | 2.9 | 2.5 | Non Federally-Regulated | 06/11/1985 |  | 05/11/1988
Trane U.S. Inc. | Command-Aire | SPCE0091 |  | Water-Source | WBAHP-O: Heat Pump Packaged Un | Heat Pump | 208 | 1 |  |  | No Match | No Match |  |  |  | 8600 | 860 | 10 | 10 | 11000 | 848 | 3.8 |  | Federally-Regulated Commercial & Industrial Equipment | 01/21/2000 |  | 04/12/2000
DeMarco Energy Systems | DeMarco Energy Systems | SL130-1VT |  | Water-Source | WBAHP-CB: Heat Pump Split Syst | Heat Pump | 230 | 1 |  |  | No Match | No Match |  |  |  | 126000 | 11150 | 11.3 | 9 | 163000 | 12911 | 3.7 | 3.5 | Non Federally-Regulated | 10/02/1998 |  | 04/12/2000
Florida Heat Pump | Bosch | AP035-1CF/HZ/VT |  | Ground-Source | WBAHP: Heat Pump Packaged Unit | Heat Pump | 208 | 1 |  |  |  | Single-Speed |  |  |  | 38200 | 2076 | 18.4 | 13.4 | 28200 | 2016 | 4.1 | 3.1 | Non Federally-Regulated | 04/22/2015 |  | 05/01/2015
ClimateMaster Inc. | Climate Master Series | VT/DT 036 |  | Ground-Water-Source | WBAHP: Heat Pump Packaged Unit | Heat Pump | 230 | 1 |  |  | No Match | No Match |  |  |  | 34500 | 2156 | 16 | 9 | 26000 | 2241 | 3.4 |  | Non Federally-Regulated | 01/30/1998 |  | 10/02/1998
Waterfurnace International, Inc. | Waterfurnace International, Inc. | SXH058C4 |  | Ground-Water-Source | WBAHP: Heat Pump Packaged Unit | Heat Pump | 460 | 3 |  |  | No Match | No Match |  |  |  | 56500 | 4216 | 13.4 | 9 | 45500 | 4301 | 3.1 |  | Non Federally-Regulated | 12/14/1998 |  | 10/06/1999
Florida Heat Pump | Florida Heat Pump | GT062-1CF/HZ/VT |  | Ground-Water-Source | WBAHP: Heat Pump Packaged Unit | Heat Pump | 230 | 1 |  |  | No Match | No Match |  |  |  | 60500 | 4653 | 13 | 9 | 50000 | 4883 | 3 |  | Non Federally-Regulated | 07/22/2002 |  | 03/12/2009
Waterfurnace International, Inc. | Waterfurnace International, Inc. | NSV/NSH048G1*4 |  | Ground-Source | WBAHP: Heat Pump Packaged Unit | Heat Pump | 230 | 1 |  |  | No Match | Single-Speed |  |  |  | 49300 | 2453 | 20.1 | 13.4 | 35000 | 2630 | 3.9 | 3.1 | Non Federally-Regulated | 09/03/2012 |  | 04/19/2013
Florida Heat Pump | Florida Heat Pump | EM120-3HZ |  | Water-Source | WBAHP: Heat Pump Packaged Unit | Heat Pump | 230 | 3 |  |  | No Match | No Match |  |  |  | 123000 | 8601 | 14.3 | 10.5 | 145000 | 8499 | 5 | 3.8 | Federally-Regulated Commercial & Industrial Equipment | 03/31/1998 |  | 05/10/1998
Waterfurnace International, Inc. | Waterfurnace International, Inc. | SXH036C0 |  | Ground-Water-Source | WBAHP: Heat Pump Packaged Unit | Heat Pump | 208 | 1 |  |  | No Match | No Match |  |  |  | 36400 | 2676 | 13.6 | 9 | 26000 | 2381 | 3.2 |  | Non Federally-Regulated | 01/30/1998 |  | 10/02/1998
Mammoth | Hydrobank II | D031HLH |  | Ground-Water-Source | WBAHP: Heat Pump Packaged Unit | Heat Pump | 208 | 1 |  |  | No Match | No Match |  |  |  | 29800 | 2274 | 13.1 | 9 | 23600 | 2230 | 3.1 |  | Non Federally-Regulated | 06/27/2003 |  | 03/12/2009
Waterfurnace International, Inc. | Waterfurnace International, Inc. | NSZ042A3 | NRAC048* | Ground-Water-Source | WBAHP-CB: Heat Pump Split Syst | Heat Pump | 208 | 3 |  |  | No Match | Single-Speed |  |  |  | 42900 | 1696 | 25.3 | 16.2 | 33000 | 2149 | 4.5 | 3.6 | Non Federally-Regulated | 08/23/2011 |  | 10/24/2014
Florida Heat Pump | Energy Miser | LTH60-3 |  | Ground-Water-Source | WBAHP: Heat Pump Packaged Unit | Heat Pump | 208 | 3 |  |  | No Match | No Match |  |  |  | 55000 | 4780 | 11.5 | 11 | 65000 | 5440 | 3.5 | 3.4 | Non Federally-Regulated | 07/31/1991 |  | 03/31/1998
Waterfurnace International, Inc. | Waterfurnace International, Inc. | ATV045D1 |  | Water-Source | WBAHP-CB: Heat Pump Split Syst | Heat Pump | 230 | 1 |  |  | No Match | No Match |  |  |  | 49800 | 3608 | 13.8 | 9 | 53000 | 3883 | 4 | 3.5 | Non Federally-Regulated | 02/02/1998 |  | 10/02/1998
Mammoth | Mammoth | D043HSEXXX |  | Water-Source | WBAHP: Heat Pump Packaged Unit | Heat Pump | 230 | 1 |  |  | No Match | No Match |  |  |  | 42000 | 3820 | 11 | 9 | 52000 | 4240 | 3.6 | 3.2 | Non Federally-Regulated | 05/11/1988 |  | 03/15/1989
Waterfurnace International, Inc. | Eagle Mountain | ZS036**0*0 |  | Water-Source | WBAHP: Heat Pump Packaged Unit | Heat Pump | 230 | 1 |  |  | No Match | Single-Speed |  |  |  | 33300 | 2313 | 14.4 | 12 | 40600 | 2644 | 4.5 | 4.2 | Federally-Regulated Commercial & Industrial Equipment | 01/24/2011 |  | 04/19/2013
ClimateMaster Inc. | Carrier | 50HQA/HQD/VQA/VQD048 3 |  | Water-Source | WBAHP: Heat Pump Packaged Unit | Heat Pump | 208 | 1 |  |  | No Match | No Match |  |  |  | 47500 | 4318 | 11 | 10 | 57000 | 4396 | 3.8 |  | Federally-Regulated Commercial & Industrial Equipment | 02/02/1998 |  | 03/31/1998
ClimateMaster Inc. | Carrier | 50HQG006 |  | Ground-Water-Source | WBAHP: Heat Pump Packaged Unit | Heat Pump | 230 | 1 |  |  | No Match | No Match |  |  |  | 7000 | 608 | 11.5 | 9 | 5400 | 565 | 2.8 |  | Non Federally-Regulated | 11/17/1999 |  | 04/10/2000
Waterfurnace International, Inc. | Johnson Controls | RKV/RKH024**4*1 |  | Ground-Water-Source | WBAHP: Heat Pump Packaged Unit | Heat Pump | 460 | 3 |  |  | No Match | Single-Speed |  |  |  | 28100 | 1171 | 24 | 16.2 | 23900 | 1629 | 4.3 | 3.6 | Non Federally-Regulated | 09/03/2012 |  | 01/09/2014
Waterfurnace International, Inc. | Waterfurnace International, Inc. | SXV016C0 |  | Water-Source | WBAHP-CB: Heat Pump Split Syst | Heat Pump | 230 | 1 |  |  | No Match | No Match |  |  |  | 16800 | 1253 | 13.4 | 9 | 18700 | 1336 | 4.1 | 3.5 | Non Federally-Regulated | 02/02/1998 |  | 10/02/1998
Waterfurnace International, Inc. | Johnson Controls | RCLC/RCLW/RCLS/RCLX12*0 |  | Water-Source | WBAHP-O: Heat Pump Packaged Un | Heat Pump | 208 | 1 |  |  | No Match | Single-Speed |  |  |  | 10900 | 948 | 11.5 | 11.2 | 14700 | 1026 | 4.2 | 4.2 | Federally-Regulated Commercial & Industrial Equipment | 05/02/2012 |  | 01/09/2014
Waterfurnace International, Inc. | Waterfurnace International, Inc. | SXV036C0 |  | Water-Source | WBAHP-CB: Heat Pump Split Syst | Heat Pump | 230 | 1 |  |  | No Match | No Match |  |  |  | 37600 | 2870 | 13.1 | 9 | 40500 | 2967 | 4 | 3.5 | Non Federally-Regulated | 02/02/1998 |  | 10/02/1998
Waterfurnace International, Inc. | Waterfurnace International, Inc. | ATH010C1 |  | Ground-Water-Source | WBAHP: Heat Pump Packaged Unit | Heat Pump | 230 | 1 |  |  | No Match | No Match |  |  |  | 10100 | 687 | 14.7 | 11 | 11500 | 783 | 4.3 | 3.5 | Non Federally-Regulated | 03/31/1998 |  | 05/10/1998
Snyder General Corp. | American Air Filter | EVW-101 |  | Water-Source | WBAHP: Heat Pump Packaged Unit | Heat Pump | 200 | 3 |  |  | No Match | No Match |  |  |  | 101000 | 9439 | 10.7 | 10.5 | 124000 | 10383 | 3.5 | 3.8 | Non Federally-Regulated | 07/31/1991 |  | 03/31/1998
Mammoth | Hydrobank II | D009HHJ |  | Water-Source | WBAHP: Heat Pump Packaged Unit | Heat Pump | 208 | 1 |  |  | No Match | No Match |  |  |  | 8600 | 860 | 10 | 10 | 11800 | 886 | 3.9 |  | Federally-Regulated Commercial & Industrial Equipment | 09/25/2002 |  | 03/12/2009
Friedrich Climate Master | Climate Master Series | 804-031-F********* |  | Water-Source | WBAHP: Heat Pump Packaged Unit | Heat Pump | 460 | 1 |  |  | No Match | No Match |  |  |  | 30000 | 2900 | 10.3 | 7.5 | 40500 | 3200 | 3.7 | 2.5 | Non Federally-Regulated | 08/29/1986 |  | 05/11/1988
Mammoth | Hydrobank II | K070VLL |  | Ground-Water-Source | WBAHP: Heat Pump Packaged Unit | Heat Pump | 575 | 3 |  |  | No Match | No Match |  |  |  | 67500 | 5000 | 13.5 | 9 | 51600 | 5039 | 3 |  | Non Federally-Regulated | 06/27/2003 |  | 03/12/2009
Mammoth | Hydrobank II | E027HHS/VHS |  | Water-Source | WBAHP: Heat Pump Packaged Unit | Heat Pump | 265 | 1 |  |  | No Match | No Match |  |  |  | 25000 | 1851 | 13.5 | 9.3 | 33000 | 2014 | 4.8 | 3.8 | Federally-Regulated Commercial & Industrial Equipment | 03/31/1998 |  | 05/10/1998
Florida Heat Pump | Geomaster, LLC | EV048-3CF/HZ/VT |  | Water-Source | WBAHP: Heat Pump Packaged Unit | Heat Pump | 230 | 3 |  |  | No Match | Multiple-Speed |  |  |  | 48500 | 3566 | 12.7 | 12 | 58000 | 3540 | 4.8 | 4.2 | Federally-Regulated Commercial & Industrial Equipment | 06/14/2011 |  | 12/12/2012
ClimateMaster Inc. | Genesis Compact | GCV036BF******* |  | Water-Source | WBAHP: Heat Pump Packaged Unit | Heat Pump | 460 | 3 |  |  | No Match | No Match |  |  |  | 35600 | 3042 | 11.7 | 10 | 47200 | 3219 | 4.3 |  | Federally-Regulated Commercial & Industrial Equipment | 07/02/2003 |  | 12/21/2006
Waterfurnace International, Inc. | Waterfurnace International, Inc. | SXH016C0 |  | Ground-Source | WBAHP: Heat Pump Packaged Unit | Heat Pump | 230 | 1 |  |  | No Match | No Match |  |  |  | 16700 | 1210 | 13.8 |  | 12800 | 1136 | 3.3 |  | Non Federally-Regulated | 03/31/1998 |  | 05/10/1998
Waterfurnace International, Inc. | Waterfurnace International, Inc. | NDZ038A1 | NRAC036* | Water-Source | WBAHP-CB: Heat Pump Split Syst | Heat Pump | 208 | 1 |  |  | No Match | Dual-Speed |  |  |  | 34000 | 2329 | 14.6 | 12 | 40100 | 2352 | 5 | 4.2 | Federally-Regulated Commercial & Industrial Equipment | 04/30/2009 |  | 08/23/2011
Marvair | Marvair | H-V345-01-A |  | Water-Source | WBAHP: Heat Pump Packaged Unit | Heat Pump | 230 | 1 |  |  | No Match | No Match |  |  |  | 34500 | 3050 | 11.3 | 7.5 | 37500 | 3550 | 3.1 | 2.5 | Non Federally-Regulated | 01/05/1982 |  | 05/16/1984
Waterfurnace International, Inc. | Waterfurnace International, Inc. | ES036*1 | FV4ANF005 | Ground-Water-Source | WBAHP-CB: Heat Pump Split Syst | Heat Pump | 208 | 1 |  |  | No Match | No Match |  |  |  | 38900 | 2431 | 16 | 9 | 26300 | 2408 | 3.2 |  | Non Federally-Regulated | 05/21/2002 |  | 03/12/2009
Waterfurnace International, Inc. | Rybacki - Hart Enterprises | GCC/GCW/GCS/GCE15*0 |  | Ground-Source | WBAHP-O: Heat Pump Packaged Un | Heat Pump | 230 | 1 |  |  | No Match | Single-Speed |  |  |  | 14200 | 893 | 15.9 | 13.4 | 10500 | 905 | 3.4 | 3.1 | Non Federally-Regulated | 01/24/2011 |  | 04/19/2013
McQuay International | McQuay | FCV/FCW/VWH/VWW042B-F |  | Water-Source | WBAHP: Heat Pump Packaged Unit | Heat Pump | 230 | 3 |  |  | No Match | No Match |  |  |  | 41800 | 3483 | 12 | 10 | 53000 | 3883 | 4 |  | Federally-Regulated Commercial & Industrial Equipment | 12/14/1998 |  | 11/17/1999
Mammoth | Hydrobank II | K052HHJ |  | Water-Source | WBAHP: Heat Pump Packaged Unit | Heat Pump | 575 | 3 |  |  | No Match | No Match |  |  |  | 53500 | 4734 | 11.3 | 10 | 69500 | 5221 | 3.9 |  | Federally-Regulated Commercial & Industrial Equipment | 05/23/2000 |  | 01/18/2001
Florida Heat Pump | Florida Heat Pump | TA049-1CF/HZ/VT |  | Ground-Source | WBAHP: Heat Pump Packaged Unit | Heat Pump | 230 | 1 |  |  | No Match | Dual-Speed |  |  |  | 52000 | 2736 | 19 | 13.4 | 38000 | 2716 | 4.1 | 3.1 | Non Federally-Regulated | 06/14/2011 |  | 04/20/2015
Florida Heat Pump | Florida Heat Pump | EP030-1HZ/VT |  | Water-Source | WBAHP: Heat Pump Packaged Unit | Heat Pump | 208 | 1 |  |  | No Match | Single-Speed |  |  |  | 27000 | 1627 | 16.6 | 12 | 31000 | 1540 | 5.9 | 4.2 | Federally-Regulated Commercial & Industrial Equipment | 01/24/2011 |  | 06/14/2011
Trane U.S. Inc. | Trane | WPCE006 |  | Water-Source | WBAHP-O: Heat Pump Packaged Un | Heat Pump | 208 | 1 |  |  | No Match | No Match |  |  |  | 6700 | 644 | 10.4 | 10 | 9000 | 659 | 4 |  | Federally-Regulated Commercial & Industrial Equipment | 04/12/2000 |  | 11/14/2000
ClimateMaster Inc. | Climate Master Series | VS/VL/HS/HL 019 |  | Water-Source | WBAHP: Heat Pump Packaged Unit | Heat Pump | 265 | 1 |  |  | No Match | No Match |  |  |  | 20000 | 1492 | 13.4 | 10 | 23000 | 1567 | 4.3 |  | Federally-Regulated Commercial & Industrial Equipment | 02/02/1998 |  | 03/31/1998
Mammoth | Hydrobank II | F035HHE/VHE |  | Water-Source | WBAHP: Heat Pump Packaged Unit | Heat Pump | 208 | 3 |  |  | No Match | No Match |  |  |  | 37000 | 2624 | 14.1 | 10 | 45000 | 2866 | 4.6 |  | Federally-Regulated Commercial & Industrial Equipment | 12/14/1998 |  | 10/05/1999
Waterfurnace International, Inc. | Waterfurnace International, Inc. | VLH/VXH024*1 |  | Water-Source | WBAHP: Heat Pump Packaged Unit | Heat Pump | 230 | 1 |  |  | No Match | No Match |  |  |  | 23600 | 1934 | 12.2 | 10 | 32500 | 2322 | 4.1 |  | Federally-Regulated Commercial & Industrial Equipment | 10/05/1999 |  | 03/12/2009
ClimateMaster Inc. | Climate Master Series | VS/VL/HS/HL 036 G/E |  | Water-Source | WBAHP: Heat Pump Packaged Unit | Heat Pump | 208 | 1 |  |  | No Match | No Match |  |  |  | 35000 | 3181 | 11 | 10 | 42500 | 3193 | 3.9 |  | Federally-Regulated Commercial & Industrial Equipment | 02/02/1998 |  | 03/31/1998
Trane U.S. Inc. | Trane | WPVD0803 |  | Water-Source | WBAHP: Heat Pump Packaged Unit | Heat Pump | 460 | 3 |  |  | No Match | No Match |  |  |  | 100000 | 8474 | 11.8 | 9 | 128400 | 9902 | 3.8 | 3.8 | Federally-Regulated Commercial & Industrial Equipment | 02/02/1998 |  | 03/31/1998
Enertech Global, LLC | Enertech | THT036A |  | Ground-Source | WBAHP: Heat Pump Packaged Unit | Heat Pump | 208 | 1 |  |  | No Match | Single-Speed |  |  |  | 36800 | 2067 | 17.8 | 13.4 | 28900 | 1970 | 4.3 | 3.1 | Non Federally-Regulated | 08/23/2011 |  | 12/12/2012
Waterfurnace International, Inc. | Johnson Controls | RJSV/RJSH036**0*1 |  | Ground-Source | WBAHP: Heat Pump Packaged Unit | Heat Pump | 230 | 1 |  |  | No Match | Single-Speed |  |  |  | 35000 | 1591 | 22 | 13.4 | 24100 | 1605 | 4.4 | 3.1 | Non Federally-Regulated | 01/24/2011 |  | 10/24/2014
Command-Aire | Command-Aire | SWPH513E |  | Water-Source | WBAHP: Heat Pump Packaged Unit | Heat Pump | 208 | 3 |  |  | No Match | No Match |  |  |  | 49000 | 4380 | 11.2 | 9 | 65000 | 4760 | 4 | 3.2 | Federally-Regulated Commercial & Industrial Equipment | 01/23/1988 |  | 05/11/1988
Waterfurnace International, Inc. | Waterfurnace International, Inc. | SXH048B3 |  | Ground-Water-Source | WBAHP: Heat Pump Packaged Unit | Heat Pump | 230 | 3 |  |  | No Match | No Match |  |  |  | 51500 | 3843 | 13.4 | 9 | 36000 | 3403 | 3.1 |  | Non Federally-Regulated | 12/14/1998 |  | 10/06/1999
Command-Aire | Command-Aire | SPVE0261 |  | Water-Source | WBAHP: Heat Pump Packaged Unit | Heat Pump | 208 | 1 |  |  | No Match | No Match |  |  |  | 23200 | 1770 | 13.1 | 10 | 30600 | 1949 | 4.6 |  | Federally-Regulated Commercial & Industrial Equipment | 08/07/1998 |  | 10/02/1998
Mammoth | Hydrobank II | F045VLG |  | Ground-Water-Source | WBAHP: Heat Pump Packaged Unit | Heat Pump | 208 | 3 |  |  | No Match | No Match |  |  |  | 44500 | 3178 | 14 | 9 | 33000 | 3021 | 3.2 |  | Non Federally-Regulated | 01/18/2001 |  | 07/18/2002
Friedrich Climate Master | Friedrich Climate Master | 80109E********A |  | Water-Source | WBAHP: Heat Pump Packaged Unit | Heat Pump | 265 | 1 |  |  | No Match | No Match |  |  |  | 8500 | 700 |  | 7.5 | 10200 | 770 | 3.9 | 2.5 | Non Federally-Regulated | 08/29/1986 |  | 05/11/1988
ClimateMaster Inc. | Carrier Corp. | 38WQS036 3 | FK4CNF003 | Ground-Water-Source | WBAHP-CB: Heat Pump Split Syst | Heat Pump | 230 | 1 |  |  | No Match | Single-Speed |  |  |  | 34900 | 1736 | 20.1 | 16.2 | 31900 | 2399 | 3.9 | 3.6 | Non Federally-Regulated | 09/15/2009 |  | 02/17/2011
McQuay / Snyder General | Electro-Hydronics | LWP20AK |  | Water-Source | WBAHP: Heat Pump Packaged Unit | Heat Pump | 208 | 3 |  |  | No Match | No Match |  |  |  | 214000 | 18000 | 11.9 |  | 240000 | 18400 | 3.8 |  | Non Federally-Regulated | 05/11/1988 |  | 03/15/1989
McQuay International | McQuay | CCW048E-F |  | Water-Source | WBAHP: Heat Pump Packaged Unit | Heat Pump | 208 | 3 |  |  | No Match | No Match |  |  |  | 44000 | 3548 | 12.4 | 10 | 56000 | 3647 | 4.5 |  | Federally-Regulated Commercial & Industrial Equipment | 02/02/1998 |  | 03/31/1998
California Heat Pump | Trane | WPHB-0197 |  | Water-Source | WBAHP: Heat Pump Packaged Unit | Heat Pump | 265 | 1 |  |  | No Match | No Match |  |  |  | 18500 | 1762 | 10.5 | 7.5 | 22000 | 1742 | 3.7 | 2.5 | Non Federally-Regulated | 06/11/1985 |  | 05/11/1988
Addison Products | Addison Products | HGY018-1A |  | Water-Source | WBAHP: Heat Pump Packaged Unit | Heat Pump | 208 | 1 |  |  | No Match | No Match |  |  |  | 17600 | 1303 | 13.5 | 10 | 24200 | 1337 | 5.3 |  | Federally-Regulated Commercial & Industrial Equipment | 11/14/2000 |  | 03/22/2001
Waterfurnace International, Inc. | American Standard, Inc. | A1GC060***1**0 |  | Ground-Water-Source | WBAHP: Heat Pump Packaged Unit | Heat Pump | 230 | 1 |  |  | No Match | Single-Speed | 2249 | 900 |  | 65500 | 3149 | 20.8 | 16.2 | 58400 | 4504 | 3.8 | 3.6 | Non Federally-Regulated | 08/23/2011 |  | 10/24/2014
Florida Heat Pump | Florida Heat Pump | EM009-1CF/HZ/VT |  | Ground-Water-Source | WBAHP: Heat Pump Packaged Unit | Heat Pump | 208 | 1 |  |  | No Match | No Match |  |  |  | 10000 | 763 | 13.1 | 9 | 8000 | 689 | 3.4 |  | Non Federally-Regulated | 07/22/2002 |  | 03/12/2009
Waterfurnace International, Inc. | Geotility Geothermal Installations | ZS070**3*0 |  | Water-Source | WBAHP: Heat Pump Packaged Unit | Heat Pump | 230 | 3 |  |  | No Match | Single-Speed |  |  |  | 63000 | 4437 | 14.2 | 12 | 79000 | 5262 | 4.4 | 4.2 | Federally-Regulated Commercial & Industrial Equipment | 01/24/2011 |  | 04/19/2013
Waterfurnace International, Inc. | Eagle Mountain | ZS030**4*0 |  | Ground-Source | WBAHP: Heat Pump Packaged Unit | Heat Pump | 460 | 3 |  |  | No Match | Single-Speed |  |  |  | 29000 | 1706 | 17 | 13.4 | 22800 | 1909 | 3.5 | 3.1 | Non Federally-Regulated | 01/24/2011 |  | 04/19/2013
Florida Heat Pump | Florida Heat Pump | EM042-3CS | EM042-1AH/AV | Ground-Water-Source | WBAHP-CB: Heat Pump Split Syst | Heat Pump | 230 | 3 |  |  | No Match | No Match |  |  |  | 43000 | 3257 | 13.2 | 9 | 30000 | 2929 | 3 |  | Non Federally-Regulated | 07/22/2002 |  | 03/12/2009
ClimateMaster Inc. | Carrier | 50HQA/HQD/VQA/VQD036 3 |  | Water-Source | WBAHP: Heat Pump Packaged Unit | Heat Pump | 208 | 1 |  |  | No Match | No Match |  |  |  | 35000 | 3181 | 11 | 10 | 42500 | 3193 | 3.9 |  | Federally-Regulated Commercial & Industrial Equipment | 12/14/1998 |  | 04/12/2000
Florida Heat Pump | Florida Heat Pump | EM036-3HZ |  | Water-Source | WBAHP: Heat Pump Packaged Unit | Heat Pump | 208 | 3 |  |  | No Match | No Match |  |  |  | 35000 | 2500 | 14 | 10 | 42000 | 2735 | 4.5 |  | Federally-Regulated Commercial & Industrial Equipment | 12/14/1998 |  | 10/05/1999
Waterfurnace International, Inc. | Waterfurnace International, Inc. | P028**3 |  | Ground-Water-Source | WBAHP: Heat Pump Packaged Unit | Heat Pump | 208 | 3 |  |  | No Match | No Match |  |  |  | 29000 | 1812 | 16 | 9 | 21000 | 1757 | 3.5 |  | Non Federally-Regulated | 05/19/2000 |  | 07/18/2002
Florida Heat Pump | Florida Heat Pump | EM096-1CS | EM096-1AH/AV | Water-Source | WBAH: Heating Only Packaged Un | Heat Pump | 230 | 1 |  |  | No Match | No Match |  |  |  | 101000 | 7537 | 13.4 | 9 | 103000 | 7941 | 3.8 | 3.5 | Non Federally-Regulated | 07/22/2002 |  | 03/12/2009
Waterfurnace International, Inc. | Waterfurnace International, Inc. | SXV058*0 |  | Ground-Water-Source | WBAHP: Heat Pump Packaged Unit | Heat Pump | 208 | 1 |  |  | No Match | No Match |  |  |  | 56500 | 4216 | 13.4 | 9 | 45500 | 4300 | 3.1 |  | Non Federally-Regulated | 10/06/1999 |  | 05/19/2000
Waterfurnace International, Inc. | Johnson Controls | RJSV/RJSH036**0*0 |  | Ground-Water-Source | WBAHP: Heat Pump Packaged Unit | Heat Pump | 230 | 1 |  |  | No Match | Single-Speed |  |  |  | 36300 | 1412 | 25.7 | 16.2 | 30300 | 1889 | 4.7 | 3.6 | Non Federally-Regulated | 01/24/2011 |  | 10/24/2014
Command-Aire | Command-Aire | SWP-414 |  | Water-Source | WBAHP: Heat Pump Packaged Unit | Heat Pump | 460 | 3 |  |  | No Match | No Match |  |  |  | 42000 | 4250 | 9.9 | 9 | 56000 | 4400 | 3.7 | 3.2 | Non Federally-Regulated | 05/11/1988 |  | 03/15/1989
Waterfurnace International, Inc. | Waterfurnace International, Inc. | SXV036C4 |  | Water-Source | WBAHP-CB: Heat Pump Split Syst | Heat Pump | 460 | 3 |  |  | No Match | No Match |  |  |  | 37600 | 2870 | 13.1 | 9 | 40500 | 2967 | 4 | 3.5 | Non Federally-Regulated | 02/02/1998 |  | 10/02/1998
Addison Products | Heat Controller | WSH029-3AR |  | Water-Source | WBAHP: Heat Pump Packaged Unit | Heat Pump | 208 | 3 |  |  | No Match | No Match |  |  |  | 28300 | 2021 | 14 | 10 | 34900 | 2175 | 4.7 |  | Federally-Regulated Commercial & Industrial Equipment | 10/05/1999 |  | 04/12/2000
Waterfurnace International, Inc. | Waterfurnace International, Inc. | VLV/VXV042*0 |  | Water-Source | WBAHP: Heat Pump Packaged Unit | Heat Pump | 230 | 1 |  |  | No Match | No Match |  |  |  | 40000 | 3076 | 13 | 10 | 48000 | 3348 | 4.2 |  | Federally-Regulated Commercial & Industrial Equipment | 11/14/2000 |  | 06/20/2003
Florida Heat Pump | Bosch | TA061-1CF/HZ/VT |  | Ground-Water-Source | WBAHP: Heat Pump Packaged Unit | Heat Pump | 208 | 1 |  |  |  | Dual-Speed | 2772 | 730 |  | 71000 | 2983 | 23.8 | 16.2 | 65000 | 3810 | 5 | 3.6 | Non Federally-Regulated | 04/22/2015 |  | 05/01/2015
Florida Heat Pump | Florida Heat Pump | EM048-1VT/HZ/CF |  | Water-Source | WBAHP: Heat Pump Packaged Unit | Heat Pump | 208 | 1 |  |  | No Match | No Match |  |  |  | 49000 | 3920 | 12.5 | 10 | 58000 | 3862 | 4.4 |  | Federally-Regulated Commercial & Industrial Equipment | 10/05/1999 |  | 04/12/2000
Mammoth | Sol-A-Terra II | G035HSB OR VSC |  | Water-Source | WBAHP-CB: Heat Pump Split Syst | Heat Pump | 460 | 3 |  |  | No Match | No Match |  |  |  | 36600 | 3452 | 10.6 | 9 | 0 | 0 | 0 |  | Non Federally-Regulated | 06/30/1992 |  | 07/24/1992
Snyder General Corp. | American Air Filter | HWW030C*F |  | Water-Source | WBAHP: Heat Pump Packaged Unit | Heat Pump | 208 | 3 |  |  | No Match | No Match |  |  |  | 31000 | 2541 | 12.2 | 9.3 | 37000 | 2782 | 3.9 | 3.8 | Non Federally-Regulated | 07/31/1991 |  | 03/31/1998
McQuay International | McQuay | CCW048E-T |  | Water-Source | WBAHP: Heat Pump Packaged Unit | Heat Pump | 460 | 3 |  |  | No Match | No Match |  |  |  | 44000 | 3548 | 12.4 | 10 | 56000 | 3647 | 4.5 |  | Federally-Regulated Commercial & Industrial Equipment | 12/14/1998 |  | 09/21/2000
Trane U.S. Inc. | Trane | GSUF0721A |  | Ground-Water-Source | WBAHP: Heat Pump Packaged Unit | Heat Pump | 208 | 1 |  |  | No Match | No Match |  |  |  | 69000 | 5267 | 13.1 | 9 | 51000 | 5154 | 2.9 |  | Non Federally-Regulated | 12/14/1998 |  | 11/19/2001
ClimateMaster Inc. | Carrier Corp. | 50YDS064 | FE4***006 | Water-Source | WBAHP-CB: Heat Pump Split Syst | Heat Pump | 230 | 1 |  |  | No Match | Single-Speed |  |  |  | 56900 | 3924 | 14.5 | 12 | 74000 | 4614 | 4.7 | 4.2 | Federally-Regulated Commercial & Industrial Equipment | 01/24/2011 |  | 08/23/2011
Command-Aire | Command-Aire | SWPHXR414E |  | Water-Source | WBAHP: Heat Pump Packaged Unit | Heat Pump | 460 | 3 |  |  | No Match | No Match |  |  |  | 42000 | 3780 | 11.1 | 9 | 53000 | 3880 | 4 | 3.2 | Non Federally-Regulated | 05/11/1988 |  | 03/15/1989
ClimateMaster Inc. | Climate Master | TTP/S049A | TAC049A | Ground-Water-Source | WBAHP-C: Heat Pump Split Syste | Heat Pump | 208 | 1 |  |  | No Match | Single-Speed |  |  |  | 54900 | 2473 | 22.2 | 16.2 | 46300 | 2887 | 4.7 | 3.6 | Non Federally-Regulated | 01/24/2011 |  | 06/09/2015
Snyder General Corp. | McQuay | CCH012A*G |  | Water-Source | WBAHP: Heat Pump Packaged Unit | Heat Pump | 208 | 1 |  |  | No Match | No Match |  |  |  | 12000 | 1045 | 11.5 | 9 | 15000 | 1095 | 4 | 3.2 | Non Federally-Regulated | 02/22/1990 |  | 07/31/1991
Waterfurnace International, Inc. | Johnson Controls | RKV/RKH048**0*4 |  | Ground-Water-Source | WBAHP: Heat Pump Packaged Unit | Heat Pump | 208 | 1 |  |  | No Match | Single-Speed |  |  |  | 51600 | 2293 | 22.5 | 16.2 | 43400 | 3028 | 4.2 | 3.6 | Non Federally-Regulated | 09/03/2012 |  | 01/09/2014
Florida Heat Pump | Florida Heat Pump | GT030-3CF/HZ/VT |  | Ground-Water-Source | WBAHP: Heat Pump Packaged Unit | Heat Pump | 230 | 3 |  |  | No Match | No Match |  |  |  | 29000 | 1812 | 16 | 9 | 20000 | 1627 | 3.6 |  | Non Federally-Regulated | 05/29/2001 |  | 07/18/2002
McQuay International | McQuay | FCV/FCW042B-F |  | Water-Source | WBAHP: Heat Pump Packaged Unit | Heat Pump | 230 | 3 |  |  | No Match | No Match |  |  |  | 41800 | 3483 | 12 | 10 | 53000 | 3882 | 4 |  | Federally-Regulated Commercial & Industrial Equipment | 11/17/1999 |  | 09/21/2000
Waterfurnace International, Inc. | Waterfurnace International, Inc. | ATH066D0 |  | Ground-Water-Source | WBAHP: Heat Pump Packaged Unit | Heat Pump | 208 | 1 |  |  | No Match | No Match |  |  |  | 67000 | 5000 | 13.4 | 9 | 50000 | 4884 | 3 |  | Non Federally-Regulated | 12/14/1998 |  | 10/06/1999
Mammoth | Hydrobank II | A006CHE |  | Water-Source | WBAHP-O: Heat Pump Packaged Un | Heat Pump | 115 | 1 |  |  | No Match | No Match |  |  |  | 7400 | 672 | 11 | 9.3 | 10500 | 769 | 4 | 3.8 | Federally-Regulated Commercial & Industrial Equipment | 03/31/1998 |  | 05/10/1998
Florida Heat Pump | Geomaster, LLC | EV048-1CF/HZ/VT |  | Ground-Source | WBAHP: Heat Pump Packaged Unit | Heat Pump | 208 | 1 |  |  | No Match | Single-Speed |  |  |  | 49000 | 2988 | 16.4 | 13.4 | 37500 | 3232 | 3.4 | 3.1 | Non Federally-Regulated | 02/09/2009 |  | 06/14/2011
Bard Manufacturing Company, Inc. | Bard | GTC48S1-A | HE49948D210B22705AW | Ground-Water-Source | WBAH-C: Heating Only Split Sys | Heat Pump | 208 | 1 |  |  | No Match | Dual-Speed | [7 empty] | 44000 | 2866 | 4.5 |  | Non Federally-Regulated | 09/03/2012 |  | 01/09/2014
Addison Products | Addison Products | VGY054-4A |  | Ground-Water-Source | WBAHP: Heat Pump Packaged Unit | Heat Pump | 460 | 3 |  |  | No Match | No Match |  |  |  | 56000 | 4409 | 12.7 | 9 | 43000 | 4064 | 3.1 |  | Non Federally-Regulated | 11/14/2000 |  | 07/18/2002
Hydro Delta Corp. | Hydro Delta Corp. | 03-036-WTARWD-HE |  | Ground-Water-Source | WBAHP: Heat Pump Packaged Unit | Heat Pump | 230 | 1 |  |  | No Match | No Match |  |  |  | 38000 | 2923 | 13 | 11 | 43000 | 3150 | 4 | 3.5 | Non Federally-Regulated | 03/31/1998 |  | 05/10/1998
ClimateMaster Inc. | Climate Master Series | HS/HL/VS/VL036G |  | Water-Source | WBAHP: Heat Pump Packaged Unit | Heat Pump | 230 | 1 |  |  | No Match | No Match |  |  |  | 35000 | 3181 | 11 | 10 | 42500 | 3192 | 3.9 |  | Federally-Regulated Commercial & Industrial Equipment | 01/18/2001 |  | 11/19/2001
Waterfurnace International, Inc. | Eagle Mountain | ZS030**2*4 |  | Ground-Source | WBAHP: Heat Pump Packaged Unit | Heat Pump | 265 | 1 |  |  | No Match | Single-Speed |  |  |  | 29000 | 1585 | 18.3 | 13.4 | 22800 | 1758 | 3.8 | 3.1 | Non Federally-Regulated | 06/14/2011 |  | 04/19/2013
Mammoth | Hydrobank II | F054HLG |  | Ground-Water-Source | WBAHP: Heat Pump Packaged Unit | Heat Pump | 208 | 3 |  |  | No Match | No Match |  |  |  | 51500 | 3678 | 14 | 9 | 41000 | 3640 | 3.3 |  | Non Federally-Regulated | 07/22/2002 |  | 03/12/2009
Mammoth | Hydrobank II | E013CHF |  | Water-Source | WBAHP-O: Heat Pump Packaged Un | Heat Pump | 265 | 1 |  |  | No Match | No Match |  |  |  | 12600 | 1024 | 12.3 | 10 | 15200 | 1113 | 4 |  | Federally-Regulated Commercial & Industrial Equipment | 05/23/2000 |  | 01/18/2001
Mammoth | Geox | ZE043HHF-CR1 |  | Water-Source | WBAHP: Heat Pump Packaged Unit | Heat Pump | 265 | 1 |  |  | No Match | No Match |  |  |  | 42000 | 3716 | 11.3 | 9.3 | 53000 | 3981 | 3.9 | 3.8 | Non Federally-Regulated | 07/31/1991 |  | 03/31/1998
ClimateMaster Inc. | Carrier Corp. | 50HQP072 |  | Ground-Source | WBAHP: Heat Pump Packaged Unit | Heat Pump | 208 | 3 |  |  | No Match | Single-Speed | 2195 | 902 | 127 | 71000 | 4863 | 14.6 | 13.4 | 58000 | 4857 | 3.5 | 3.1 | Non Federally-Regulated | 10/24/2014 |  | 04/22/2015
Waterfurnace International, Inc. | Johnson Controls | RJTV/RJTH038**0 |  | Water-Source | WBAHP: Heat Pump Packaged Unit | Heat Pump | 208 | 1 |  |  | No Match | Dual-Speed |  |  |  | 39000 | 2267 | 17.2 | 12 | 42200 | 2249 | 5.5 | 4.2 | Federally-Regulated Commercial & Industrial Equipment | 01/24/2011 |  | 06/14/2011
Command-Aire | Command-Aire | SWPH-351 |  | Water-Source | WBAHP: Heat Pump Packaged Unit | Heat Pump | 208 | 1 |  |  | No Match | No Match |  |  |  | 36000 | 3450 | 10.4 | 9 | 50000 | 3900 | 3.8 | 3.2 | Non Federally-Regulated | 05/11/1988 |  | 03/15/1989
ClimateMaster Inc. | Carrier | 50HQA/HQD072 5/6 |  | Water-Source | WBAHP: Heat Pump Packaged Unit | Heat Pump | 460 | 3 |  |  | No Match | No Match |  |  |  | 70000 | 6363 | 11 | 10.5 | 91000 | 6838 | 3.9 | 3.8 | Federally-Regulated Commercial & Industrial Equipment | 03/31/1998 |  | 05/10/1998
Singer | Electro-Hydronics | UC330C3 |  | Water-Source | WBAHP: Heat Pump Packaged Unit | Heat Pump | 230 | 1 |  |  | No Match | No Match |  |  |  | 33000 | 3500 | 9.4 | 7.5 | 35400 | 3550 | 2.9 | 2.5 | Non Federally-Regulated | 09/08/1982 |  | 05/16/1984
Carrier Corp. - Syracuse | Carrier | 50VQG/HGQ015 |  | Ground-Water-Source | WBAHP: Heat Pump Packaged Unit | Heat Pump | 208 | 1 |  |  | No Match | No Match |  |  |  | 15000 | 1048 | 14.3 | 9 | 11200 | 1025 | 3.2 |  | Non Federally-Regulated | 01/30/1998 |  | 10/02/1998
Addison Products | Addison Products | HWY042-4A |  | Water-Source | WBAHP: Heat Pump Packaged Unit | Heat Pump | 460 | 3 |  |  | No Match | No Match |  |  |  | 43100 | 3265 | 13.2 | 10 | 52600 | 3424 | 4.5 |  | Federally-Regulated Commercial & Industrial Equipment | 11/17/1999 |  | 11/14/2000
ClimateMaster Inc. | Climate Master Series | GRV/GRH036AH |  | Water-Source | WBAHP-CB: Heat Pump Split Syst | Heat Pump | 208 | 3 |  |  | No Match | No Match |  |  |  | 35600 | 2421 | 14.7 | 9 | 43700 | 3048 | 4.2 | 3.5 | Non Federally-Regulated | 04/12/2000 |  | 07/18/2002
Climate Control / Snyder General | Electro-Hydronics | CW100G7 |  | Water-Source | WBAHP: Heat Pump Packaged Unit | Heat Pump | 265 | 1 |  |  | No Match | No Match |  |  |  | 9500 | 850 | 11.2 | 7.5 | 12600 | 880 | 4.2 | 2.5 | Non Federally-Regulated | 05/16/1984 |  | 06/11/1985
Florida Heat Pump | Geomaster, LLC | EV048-1CS | EV048-1AV/AH | Ground-Source | WBAHP-CB: Heat Pump Split Syst | Heat Pump | 208 | 1 |  |  | No Match | Single-Speed |  |  |  | 48000 | 2981 | 16.1 | 13.4 | 36800 | 3270 | 3.3 | 3.1 | Non Federally-Regulated | 06/15/2009 |  | 06/14/2011
McQuay International | McQuay | CCH/CCW/HWH/HWW090C-T |  | Water-Source | WBAHP: Heat Pump Packaged Unit | Heat Pump | 460 | 3 |  |  | No Match | No Match |  |  |  | 92000 | 7603 | 12.1 | 9 | 112000 | 7633 | 4.3 | 3.8 | Federally-Regulated Commercial & Industrial Equipment | 02/02/1998 |  | 03/31/1998
Thermal Energy Systems | Thermaflo II | 60***1**** |  | Water-Source | WBAHP: Heat Pump Packaged Unit | Heat Pump | 208 | 1 |  |  | No Match | No Match |  |  |  | 60000 | 5350 | 11.2 | 9 | 73000 | 6100 | 3.9 | 3.2 | Federally-Regulated Commercial & Industrial Equipment | 01/23/1988 |  | 02/22/1990
Marvair | Marvair | WHP36HPC |  | Water-Source | WBAHP: Heat Pump Packaged Unit | Heat Pump | 230 | 3 |  |  | No Match | No Match |  |  |  | 35000 | 3182 | 11 | 9 | 44000 | 3394 | 3.8 | 3.2 | Non Federally-Regulated | 02/22/1990 |  | 07/31/1991
McQuay International | McQuay | W-CMG-1-060-F |  | Ground-Water-Source | WBAHP: Heat Pump Packaged Unit | Heat Pump | 230 | 3 |  |  | No Match | No Match |  |  |  | 57000 | 4523 | 12.6 | 9 | 42500 | 4447 | 2.8 |  | Non Federally-Regulated | 09/21/2000 |  | 07/18/2002
Command-Aire | Command-Aire | SWPHR261E |  | Water-Source | WBAHP: Heat Pump Packaged Unit | Heat Pump | 230 | 1 |  |  | No Match | No Match |  |  |  | 24000 | 2160 | 11.1 | 9 | 32000 | 2340 | 4.1 | 3.2 | Non Federally-Regulated | 05/11/1988 |  | 03/15/1989
Friedrich Air Conditioning Co. | Climate Master Series | V160-32********** |  | Water-Source | WBAHP: Heat Pump Packaged Unit | Heat Pump | 208 | 3 |  |  | No Match | No Match |  |  |  | 154000 | 15400 | 10 | 7.5 | 160000 | 14200 | 3.3 | 2.2 | Non Federally-Regulated | 08/30/1983 |  | 06/11/1985
ClimateMaster Inc. | Climate Master Series | V100-32********** |  | Water-Source | WBAHP: Heat Pump Packaged Unit | Heat Pump | 208 | 3 |  |  | No Match | No Match |  |  |  | 101000 | 9700 | 10.4 | 10.5 | 109000 | 9400 | 3.4 | 3.8 | Non Federally-Regulated | 07/31/1991 |  | 03/31/1998
Waterfurnace International, Inc. | Waterfurnace International, Inc. | SXH068C0 |  | Water-Source | WBAHP: Heat Pump Packaged Unit | Heat Pump | 230 | 1 |  |  | No Match | No Match |  |  |  | 65000 | 5200 | 12.5 | 9 | 84000 | 5470 | 4.5 | 3.8 | Federally-Regulated Commercial & Industrial Equipment | 12/14/1998 |  | 10/05/1999
Mammoth | Sol-A-Terra II | D020HSB OR VSB |  | Water-Source | WBAHP-CB: Heat Pump Split Syst | Heat Pump | 208 | 1 |  |  | No Match | No Match |  |  |  | 19000 | 1809 | 10.5 | 9 | 0 | 0 | 0 |  | Non Federally-Regulated | 06/30/1992 |  | 07/24/1992
Enertech Global, LLC | Enertech | GST024A | ACD024 | Ground-Water-Source | WBAHP-CB: Heat Pump Split Syst | Heat Pump | 208 | 1 |  |  | No Match | Single-Speed |  |  |  | 27800 | 1247 | 22.3 | 16.2 | 23500 | 1465 | 4.7 | 3.6 | Non Federally-Regulated | 11/30/2011 |  | 03/02/2012
ClimateMaster Inc. | Climate Master Series | HS/HL 072 G |  | Water-Source | WBAHP: Heat Pump Packaged Unit | Heat Pump | 230 | 1 |  |  | No Match | No Match |  |  |  | 70000 | 6363 | 11 | 10.5 | 91000 | 6838 | 3.9 | 3.8 | Federally-Regulated Commercial & Industrial Equipment | 03/31/1998 |  | 05/10/1998
Addison Products | Addison Products | HGY120-3A |  | Ground-Water-Source | WBAHP: Heat Pump Packaged Unit | Heat Pump | 208 | 3 |  |  | No Match | No Match |  |  |  | 106800 | 8900 | 12 | 9 | 88500 | 8643 | 3 |  | Non Federally-Regulated | 11/19/2001 |  | 07/18/2002
Climate Control / Snyder General | Electro-Hydronics | FC420GP |  | Water-Source | WBAHP: Heat Pump Packaged Unit | Heat Pump | 460 | 3 |  |  | No Match | No Match |  |  |  | 42000 | 3850 | 10.9 | 7.5 | 52000 | 4100 | 3.7 | 2.5 | Non Federally-Regulated | 05/16/1984 |  | 08/29/1986
Florida Heat Pump | Geomaster, LLC | EC009-2CF/HZ/VT |  | Water-Source | WBAHP: Heat Pump Packaged Unit | Heat Pump | 265 | 1 |  |  | No Match | Single-Speed |  |  |  | 7800 | 569 | 13.7 | 11.2 | 11400 | 711 | 4.7 | 4.2 | Federally-Regulated Commercial & Industrial Equipment | 04/30/2009 |  | 04/20/2015
Florida Heat Pump | Geomaster, LLC | EC051-1CF/HZ/VT |  | Ground-Water-Source | WBAHP: Heat Pump Packaged Unit | Heat Pump | 230 | 1 |  |  | No Match | Single-Speed |  |  |  | 58000 | 2816 | 20.6 | 16.2 | 46600 | 2816 | 4.2 | 3.6 | Non Federally-Regulated | 04/30/2009 |  | 04/20/2015
ClimateMaster Inc. | Carrier Corp. | 50PRH/V048 5 |  | Ground-Water-Source | WBAHP: Heat Pump Packaged Unit | Heat Pump | 230 | 3 |  |  | No Match | Single-Speed |  |  |  | 54300 | 2649 | 20.5 | 16.2 | 46500 | 3324 | 4.1 | 3.6 | Non Federally-Regulated | 01/24/2011 |  | 08/23/2011
Waterfurnace International, Inc. | Waterfurnace International, Inc. | ATV057D0(P) |  | Ground-Water-Source | WBAHP: Heat Pump Packaged Unit | Heat Pump | 230 | 1 |  |  | No Match | No Match |  |  |  | 36000 | 1914 | 18.8 | 9 | 26000 | 2116 | 3.6 |  | Non Federally-Regulated | 01/30/1998 |  | 05/10/1998
Florida Heat Pump | Geomaster, LLC | ES036-1CS | ES036-1AV/AH | Ground-Source | WBAHP-CB: Heat Pump Split Syst | Heat Pump | 230 | 1 |  |  | No Match | Single-Speed |  |  |  | 33500 | 1801 | 18.6 | 13.4 | 23500 | 2027 | 3.4 | 3.1 | Non Federally-Regulated | 06/15/2009 |  | 04/20/2015
Mammoth | Hydrobank II | E020HLG |  | Ground-Water-Source | WBAHP: Heat Pump Packaged Unit | Heat Pump | 265 | 1 |  |  | No Match | No Match |  |  |  | 19500 | 1488 | 13.1 | 9 | 15000 | 1417 | 3.1 |  | Non Federally-Regulated | 01/18/2001 |  | 07/18/2002
Addison Products | Addison Products | VGY072-3A |  | Ground-Water-Source | WBAHP: Heat Pump Packaged Unit | Heat Pump | 208 | 3 |  |  | No Match | No Match |  |  |  | 72000 | 6050 | 11.9 | 9 | 57100 | 5576 | 3 |  | Non Federally-Regulated | 11/14/2000 |  | 07/18/2002
Enertech Global, LLC | Enertech | TRT048A | ACD060 | Ground-Source | WBAHP-CB: Heat Pump Split Syst | Heat Pump | 230 | 1 |  |  | No Match | Single-Speed |  |  |  | 50500 | 2919 | 17.3 | 13.4 | 36600 | 2823 | 3.8 | 3.1 | Non Federally-Regulated | 12/12/2012 |  | 04/29/2015
Addison Products | Heat Controller | WSH034-4AR |  | Water-Source | WBAHP: Heat Pump Packaged Unit | Heat Pump | 460 | 3 |  |  | No Match | No Match |  |  |  | 33500 | 2463 | 13.6 | 10 | 42500 | 2767 | 4.5 |  | Federally-Regulated Commercial & Industrial Equipment | 10/05/1999 |  | 04/12/2000
Waterfurnace International, Inc. | Waterfurnace International, Inc. | CC/CE/CS/CW18*0 |  | Ground-Water-Source | WBAHP: Heat Pump Packaged Unit | Heat Pump | 208 | 1 |  |  | No Match | No Match |  |  |  | 18100 | 1360 | 13.3 | 9 | 14600 | 1336 | 3.2 |  | Non Federally-Regulated | 11/14/2000 |  | 07/18/2002
Addison Products | Addison Products | WRH036-1JC | HRH036-1J/1JB | Water-Source | WBAHP-C: Heat Pump Split Syste | Heat Pump | 230 | 1 |  |  | No Match | No Match |  |  |  | 33000 | 3000 | 11 | 10 | 42000 | 3239 | 3.8 |  | Federally-Regulated Commercial & Industrial Equipment | 12/14/1998 |  | 04/12/2000
Enertech Global, LLC | Enertech | HRT024A | ACD024 | Ground-Source | WBAHP-CB: Heat Pump Split Syst | Heat Pump | 230 | 1 |  |  | No Match | Single-Speed |  |  |  | 24700 | 1506 | 16.4 | 13.4 | 17600 | 1474 | 3.5 | 3.1 | Non Federally-Regulated | 12/12/2012 |  | 04/29/2015
Waterfurnace International, Inc. | Waterfurnace International, Inc. | CXC015*0 |  | Water-Source | WBAHP-O: Heat Pump Packaged Un | Heat Pump | 230 | 1 |  |  | No Match | No Match |  |  |  | 14800 | 1080 | 13.7 | 10 | 18200 | 1134 | 4.7 |  | Federally-Regulated Commercial & Industrial Equipment | 10/05/1999 |  | 04/12/2000
Climate Control / Snyder General | Electro-Hydronics | VE390GP |  | Water-Source | WBAHP: Heat Pump Packaged Unit | Heat Pump | 460 | 3 |  |  | No Match | No Match |  |  |  | 39000 | 3700 | 10.5 | 7.5 | 48000 | 4020 | 3.5 | 2.5 | Non Federally-Regulated | 05/16/1984 |  | 08/29/1986
Florida Heat Pump | Florida Heat Pump | EM028-3CF/HZ/VT |  | Ground-Water-Source | WBAHP: Heat Pump Packaged Unit | Heat Pump | 230 | 3 |  |  | No Match | No Match |  |  |  | 29500 | 2048 | 14.4 | 9 | 20600 | 1829 | 3.3 |  | Non Federally-Regulated | 05/29/2001 |  | 07/18/2002
Climate Control / Snyder General | Electro-Hydronics | WE75C5 |  | Water-Source | WBAHP: Heat Pump Packaged Unit | Heat Pump | 208 | 1 |  |  | No Match | No Match |  |  |  | 6900 | 645 | 10.7 | 7.5 | 9500 | 730 | 3.8 | 2.5 | Non Federally-Regulated | 05/16/1984 |  | 08/29/1986
Waterfurnace International, Inc. | Rybacki - Hart Enterprises | ZS042**5*0 |  | Ground-Water-Source | WBAHP: Heat Pump Packaged Unit | Heat Pump | 575 | 3 |  |  | No Match | Single-Speed |  |  |  | 45800 | 2082 | 22 | 16.2 | 37000 | 2854 | 3.8 | 3.6 | Non Federally-Regulated | 01/24/2011 |  | 04/19/2013
Waterfurnace International, Inc. | Geosmart Energy, Inc. | ZS036**3*4 |  | Ground-Water-Source | WBAHP: Heat Pump Packaged Unit | Heat Pump | 230 | 3 |  |  | No Match | Single-Speed |  |  |  | 37700 | 1639 | 23 | 16.2 | 33000 | 2249 | 4.3 | 3.6 | Non Federally-Regulated | 06/14/2011 |  | 03/02/2012
Command-Aire | Command-Aire | GSCC0261 |  | Water-Source | WBAHP: Heat Pump Packaged Unit | Heat Pump | 208 | 1 |  |  | No Match | No Match |  |  |  | 22800 | 2171 | 10.5 | 10 | 30400 | 2284 | 3.9 |  | Federally-Regulated Commercial & Industrial Equipment | 08/07/1998 |  | 10/02/1998
Florida Heat Pump | Florida Heat Pump | EM031-1CF/HZ/VT |  | Ground-Water-Source | WBAHP: Heat Pump Packaged Unit | Heat Pump | 230 | 1 |  |  | No Match | No Match |  |  |  | 33500 | 2326 | 14.4 | 9 | 26000 | 2308 | 3.3 |  | Non Federally-Regulated | 07/22/2002 |  | 03/12/2009
Florida Heat Pump | Florida Heat Pump | TA035-1CS | TA035-1AH/AV | Water-Source | WBAHP-CB: Heat Pump Split Syst | Heat Pump | 230 | 1 |  |  | No Match | Dual-Speed |  |  |  | 36600 | 2301 | 15.9 | 12 | 43000 | 2520 | 5 | 4.2 | Federally-Regulated Commercial & Industrial Equipment | 06/14/2011 |  | 04/20/2015
Snyder General Corp. | McQuay | FCW030A*T |  | Water-Source | WBAHP: Heat Pump Packaged Unit | Heat Pump | 460 | 3 |  |  | No Match | No Match |  |  |  | 29400 | 2827 | 10.4 | 9 | 36400 | 2883 | 3.7 | 3.2 | Non Federally-Regulated | 02/22/1990 |  | 07/31/1991
Waterfurnace International, Inc. | Rybacki - Hart Enterprises | ZS042**3*0 |  | Ground-Source | WBAHP: Heat Pump Packaged Unit | Heat Pump | 208 | 3 |  |  | No Match | Single-Speed |  |  |  | 42300 | 2518 | 16.8 | 13.4 | 29900 | 2655 | 3.3 | 3.1 | Non Federally-Regulated | 01/24/2011 |  | 04/19/2013
ClimateMaster Inc. | Climate Master Series | 81628G |  | Water-Source | WBAHP-O: Heat Pump Packaged Un | Heat Pump | 230 | 1 |  |  | No Match | No Match |  |  |  | 25500 | 2073 | 12.3 | 10 | 35000 | 2384 | 4.3 |  | Federally-Regulated Commercial & Industrial Equipment | 04/12/2000 |  | 01/18/2001
Trane U.S. Inc. | Command-Aire | SPVF0601 |  | Water-Source | WBAHP: Heat Pump Packaged Unit | Heat Pump | 208 | 1 |  |  | No Match | No Match |  |  |  | 59500 | 4343 | 13.7 | 10 | 72000 | 4794 | 4.4 |  | Federally-Regulated Commercial & Industrial Equipment | 10/05/1999 |  | 04/12/2000
California Heat Pump | Aqua-Matic | 43H**-34-** |  | Water-Source | WBAHP: Heat Pump Packaged Unit | Heat Pump | 460 | 3 |  |  | No Match | No Match |  |  |  | 43000 | 3840 | 11.2 | 7.5 | 47000 | 3720 | 3.7 | 2.5 | Non Federally-Regulated | 06/11/1985 |  | 05/11/1988
Hydro Delta Corp. | Hydro Delta Corp. | 03-068-WRAE-DS-D-HE |  | Water-Source | WBAHP-CB: Heat Pump Split Syst | Heat Pump | 230 | 1 |  |  | No Match | No Match |  |  |  | 68000 | 5230 | 13 | 9 | 78600 | 6060 | 3.8 | 3.5 | Non Federally-Regulated | 11/17/1999 |  | 04/12/2000
Addison Products | Addison Products | HWPG012-8A* |  | Water-Source | WBAHP: Heat Pump Packaged Unit | Heat Pump | 265 | 1 |  |  | No Match | No Match |  |  |  | 11500 | 751 | 15.3 | 10 | 13600 | 830 | 4.8 |  | Federally-Regulated Commercial & Industrial Equipment | 05/10/1998 |  | 10/02/1998
Climate Control / Snyder General | Trane | WPHA62XE* |  | Water-Source | WBAHP: Heat Pump Packaged Unit | Heat Pump | 208 | 3 |  |  | No Match | No Match |  |  |  | 61500 | 5850 | 10.5 | 7.5 | 69000 | 5790 | 3.5 | 2.5 | Non Federally-Regulated | 05/16/1984 |  | 05/11/1988
McQuay International | McQuay | CCW036E-F |  | Water-Source | WBAHP: Heat Pump Packaged Unit | Heat Pump | 208 | 3 |  |  | No Match | No Match |  |  |  | 35300 | 2674 | 13.2 | 9.3 | 40500 | 2825 | 4.2 | 3.8 | Federally-Regulated Commercial & Industrial Equipment | 03/31/1998 |  | 05/10/1998
Carrier Corp. | Carrier | 50KQ0061 |  | Water-Source | WBAHP: Heat Pump Packaged Unit | Heat Pump | 115 | 1 |  |  | No Match | No Match |  |  |  | 6900 | 650 | 10.6 | 9 | 8300 | 675 | 3.6 | 3.2 | Non Federally-Regulated | 05/11/1988 |  | 03/15/1989
Waterfurnace International, Inc. | Waterfurnace International, Inc. | ATH034*0 |  | Ground-Water-Source | WBAHP: Heat Pump Packaged Unit | Heat Pump | 230 | 1 |  |  | No Match | No Match |  |  |  | 34400 | 2150 | 16 | 9 | 25000 | 2219 | 3.3 |  | Non Federally-Regulated | 10/06/1999 |  | 05/19/2000
Enertech Global, LLC | Enertech | TCT048C |  | Ground-Water-Source | WBAHP: Heat Pump Packaged Unit | Heat Pump | 230 | 1 |  |  | No Match | Single-Speed |  |  |  | 53600 | 2404 | 22.3 | 16.2 | 47700 | 3107 | 4.5 | 3.6 | Non Federally-Regulated | 12/12/2012 |  | 04/21/2014
Mammoth | Sol-A-Terra II | G027HSC OR VSC |  | Water-Source | WBAHP-CB: Heat Pump Split Syst | Heat Pump | 460 | 3 |  |  | No Match | No Match |  |  |  | 27400 | 2490 | 11 | 9 | 0 | 0 | 0 |  | Non Federally-Regulated | 06/30/1992 |  | 07/24/1992
Maritime Geothermal, Ltd. | Nordic | 0-65-HPCW |  | Ground-Source | WBAH: Heating Only Packaged Un | Heat Pump | 208 | 1 |  |  | No Match | No Match | [7 empty] | 81180 | 6248 | 3.8 |  | Non Federally-Regulated | 03/31/1998 |  | 05/10/1998
Florida Heat Pump | Energy Miser | HE80CF-3 |  | Water-Source | WBAHP: Heat Pump Packaged Unit | Heat Pump | 208 | 3 |  |  | No Match | No Match |  |  |  | 79000 | 7820 | 10.1 | 9.2 | 112000 | 8640 | 3.9 |  | Non Federally-Regulated | 05/11/1988 |  | 03/15/1989
Thermal Energy Systems | Jacobsen Energy Ind., Inc. | 60***3**** |  | Water-Source | WBAHP: Heat Pump Packaged Unit | Heat Pump | 230 | 1 |  |  | No Match | No Match |  |  |  | 60000 | 5350 | 11.2 | 9 | 73000 | 6100 | 3.9 | 3.2 | Federally-Regulated Commercial & Industrial Equipment | 01/23/1988 |  | 07/27/1992
Florida Heat Pump | Energy Miser | HEH84-3 |  | Water-Source | WBAHP: Heat Pump Packaged Unit | Heat Pump | 208 | 3 |  |  | No Match | No Match |  |  |  | 84000 | 7240 | 11.6 | 10.5 | 107000 | 7650 | 4.1 | 3.8 | Non Federally-Regulated | 07/31/1991 |  | 03/31/1998
Waterfurnace International, Inc. | Waterfurnace International, Inc. | LCC/LCW/LCS/LCX09*0 |  | Ground-Water-Source | WBAHP-O: Heat Pump Packaged Un | Heat Pump | 230 | 1 |  |  | No Match | Single-Speed |  |  |  | 10000 | 538 | 18.6 | 16.2 | 9200 | 749 | 3.6 | 3.6 | Non Federally-Regulated | 08/23/2011 |  | 01/09/2014
Trane U.S. Inc. | Trane | GXUB035 |  | Water-Source | WBAHP: Heat Pump Packaged Unit | Heat Pump | 208 | 1 |  |  | No Match | No Match |  |  |  | 33691 | 2717 | 12.4 | 10 | 39683 | 2822 | 4.1 |  | Federally-Regulated Commercial & Industrial Equipment | 04/12/2000 |  | 11/14/2000
Waterfurnace International, Inc. | Waterfurnace International, Inc. | SXV030B2 |  | Water-Source | WBAHP-CB: Heat Pump Split Syst | Heat Pump | 265 | 1 |  |  | No Match | No Match |  |  |  | 31800 | 2338 | 13.6 | 9 | 33400 | 2330 | 4.2 | 3.5 | Non Federally-Regulated | 08/21/1998 |  | 10/02/1998
Geoflex Systems, Inc. | Geoflex Systems, Inc. | GF1S-V/H/D/M-024WAABP |  | Ground-Water-Source | WBAHP: Heat Pump Packaged Unit | Both Heat Pump and Electric Re | 230 | 1 |  |  | No Match | Single-Speed |  |  |  | 22900 | 798 | 28.7 | 16.2 | 19900 | 1166 | 5 | 3.6 | Non Federally-Regulated | 11/30/2011 |  | 03/02/2012
Maritime Geothermal, Ltd. | Nordic | W-65-W |  | Water-Source | WBAH-O: Heating Only Packaged | Heat Pump | 208 | 1 |  |  | No Match | No Match |  |  |  | 0 | 0 | 0 | 9 | 75985 | 5708 | 3.9 | 3.5 | Non Federally-Regulated | 07/03/1997 |  | 04/12/2000
Mammoth | Hydrobank II | D014HLG |  | Ground-Water-Source | WBAHP: Heat Pump Packaged Unit | Heat Pump | 208 | 1 |  |  | No Match | No Match |  |  |  | 14000 | 1000 | 14 | 9 | 10500 | 992 | 3.1 |  | Non Federally-Regulated | 05/29/2001 |  | 07/18/2002
Florida Heat Pump | Florida Heat Pump | EM060-1HZ |  | Water-Source | WBAHP: Heat Pump Packaged Unit | Heat Pump | 230 | 1 |  |  | No Match | No Match |  |  |  | 60000 | 4615 | 13 | 10 | 80000 | 5328 | 4.4 |  | Federally-Regulated Commercial & Industrial Equipment | 12/14/1998 |  | 10/05/1999
Waterfurnace International, Inc. | Eagle Mountain | GS018**0*1 |  | Water-Source | WBAHP: Heat Pump Packaged Unit | Heat Pump | 230 | 1 |  |  | No Match | Single-Speed |  |  |  | 18000 | 1091 | 16.5 | 12 | 23000 | 1272 | 5.3 | 4.2 | Federally-Regulated Commercial & Industrial Equipment | 01/24/2011 |  | 04/19/2013
Waterfurnace International, Inc. | Eagle Mountain | YS036**1*4 |  | Ground-Water-Source | WBAHP: Heat Pump Packaged Unit | Heat Pump | 230 | 1 |  |  | No Match | Single-Speed |  |  |  | 37700 | 1639 | 23 | 16.2 | 33000 | 2249 | 4.3 | 3.6 | Non Federally-Regulated | 01/24/2011 |  | 03/02/2012
McQuay / Snyder General | Electro-Hydronics | CCW060A*G |  | Water-Source | WBAHP: Heat Pump Packaged Unit | Heat Pump | 230 | 1 |  |  | No Match | No Match |  |  |  | 61000 | 5600 | 10.9 | 9 | 71000 | 5750 | 3.6 | 3.2 | Non Federally-Regulated | 05/11/1988 |  | 03/15/1989
McQuay International | McQuay | CCW048E-F |  | Water-Source | WBAHP: Heat Pump Packaged Unit | Heat Pump | 230 | 3 |  |  | No Match | No Match |  |  |  | 44000 | 3548 | 12.4 | 10 | 56000 | 3647 | 4.5 |  | Federally-Regulated Commercial & Industrial Equipment | 02/02/1998 |  | 03/31/1998
Enertech Global, LLC | Enertech | TXT024C2 |  | Ground-Source | WBAHP: Heat Pump Packaged Unit | Heat Pump | 208 | 3 |  |  | No Match | Single-Speed |  |  |  | 27500 | 1256 | 21.9 | 13.4 | 19700 | 1228 | 4.7 | 3.1 | Non Federally-Regulated | 03/02/2012 |  | 04/21/2014
Waterfurnace International, Inc. | Johnson Controls | RGSV/RGSH060**4*4 |  | Ground-Source | WBAHP: Heat Pump Packaged Unit | Heat Pump | 460 | 3 |  |  | No Match | Single-Speed |  |  |  | 60900 | 3402 | 17.9 | 13.4 | 47100 | 3834 | 3.6 | 3.1 | Non Federally-Regulated | 06/14/2011 |  | 03/02/2012
Addison Products | Addison Products | WRH028-1J | HRH028-1J | Water-Source | Water/Brine to Air Heat Pump S | Heat Pump | 230 | 1 |  |  | No Match | No Match |  |  |  | 27200 | 2472 | 11 | 10 | 35200 | 2644 | 3.9 |  | Federally-Regulated Commercial & Industrial Equipment | 04/12/2000 |  | 11/14/2000
Carrier Corp. | Carrier | 50VQA060 |  | Water-Source | WBAHP: Heat Pump Packaged Unit | Heat Pump | 208 | 1 |  |  | No Match | No Match |  |  |  | 62000 | 5535 | 11.2 | 10 | 75000 | 5782 | 3.8 |  | Federally-Regulated Commercial & Industrial Equipment | 12/14/1994 |  | 04/07/1996
Florida Heat Pump | Florida Heat Pump | GT070-3CS | GT070-3AH/AV | Ground-Water-Source | WBAHP-CB: Heat Pump Split Syst | Heat Pump | 208 | 3 |  |  | No Match | No Match |  |  |  | 70500 | 4895 | 14.4 | 9 | 52000 | 4914 | 3.1 |  | Non Federally-Regulated | 07/22/2002 |  | 03/12/2009
Waterfurnace International, Inc. | Rybacki - Hart Enterprises | GS018**0*0 |  | Ground-Source | WBAHP: Heat Pump Packaged Unit | Heat Pump | 208 | 1 |  |  | No Match | Single-Speed |  |  |  | 18500 | 1028 | 18 | 13.4 | 14500 | 1180 | 3.6 | 3.1 | Non Federally-Regulated | 01/24/2011 |  | 04/19/2013
Heat Controller | Heat Controller | DWPG020-1B-XL* |  | Ground-Water-Source | WBAHP: Heat Pump Packaged Unit | Heat Pump | 208 | 1 |  |  | No Match | No Match |  |  |  | 19000 | 1407 | 13.5 | 11 | 20400 | 1494 | 4 | 3.5 | Non Federally-Regulated | 03/31/1998 |  | 05/10/1998
Command-Aire | Command-Aire | SWP287E |  | Water-Source | WBAHP: Heat Pump Packaged Unit | Heat Pump | 265 | 1 |  |  | No Match | No Match |  |  |  | 30000 | 2720 | 11 | 9 | 42000 | 3000 | 4 | 3.2 | Non Federally-Regulated | 02/22/1990 |  | 07/31/1991
ClimateMaster Inc. | Carrier Corp. | 50PEC12 |  | Water-Source | WBAHP-O: Heat Pump Packaged Un | Heat Pump | 208 | 1 |  |  | No Match | Single-Speed |  |  |  | 11300 | 850 | 13.3 | 11.2 | 14900 | 891 | 4.9 | 4.2 | Federally-Regulated Commercial & Industrial Equipment | 10/24/2014 |  | 04/22/2015
ClimateMaster Inc. | Carrier | 50HQA/HQD.VQA/VQD019 |  | Water-Source | WBAHP: Heat Pump Packaged Unit | Heat Pump | 230 | 1 |  |  | No Match | No Match |  |  |  | 20000 | 1492 | 13.4 | 10 | 23000 | 1567 | 4.3 |  | Federally-Regulated Commercial & Industrial Equipment | 10/05/1999 |  | 04/12/2000
Waterfurnace International, Inc. | Eagle Mountain | GTS038A1 | GRAC036* | Water-Source | WBAHP-CB: Heat Pump Split Syst | Heat Pump | 208 | 1 |  |  | No Match | Dual-Speed |  |  |  | 34000 | 2329 | 14.6 | 12 | 40100 | 2350 | 5 | 4.2 | Federally-Regulated Commercial & Industrial Equipment | 08/23/2011 |  | 04/19/2013
Trane U.S. Inc. | Trane | WPVE0354 |  | Water-Source | WBAHP: Heat Pump Packaged Unit | Heat Pump | 460 | 3 |  |  | No Match | No Match |  |  |  | 34200 | 2923 | 11.7 | 10 | 42200 | 3091 | 4 |  | Federally-Regulated Commercial & Industrial Equipment | 10/05/1999 |  | 04/12/2000
Mammoth | Hydrobank II | F025VLG |  | Ground-Water-Source | WBAHP: Heat Pump Packaged Unit | Heat Pump | 230 | 3 |  |  | No Match | No Match |  |  |  | 25000 | 1785 | 14 | 9 | 19000 | 1795 | 3.1 |  | Non Federally-Regulated | 07/22/2002 |  | 03/12/2009
McQuay / Snyder General | Electro-Hydronics | UC550FD |  | Water-Source | WBAHP: Heat Pump Packaged Unit | Heat Pump | 230 | 3 |  |  | No Match | No Match |  |  |  | 55000 | 5670 | 9.7 | 7.5 | 67000 | 5610 | 3.5 | 2.5 | Non Federally-Regulated | 08/29/1986 |  | 05/11/1988
Waterfurnace International, Inc. | Waterfurnace International, Inc. | SXH010B2 |  | Ground-Water-Source | WBAHP: Heat Pump Packaged Unit | Heat Pump | 265 | 1 |  |  | No Match | No Match |  |  |  | 9900 | 642 | 15.4 | 9 | 7400 | 657 | 3.3 |  | Non Federally-Regulated | 12/14/1998 |  | 10/06/1999
McQuay / Snyder General | Electro-Hydronics | LHP27AP |  | Water-Source | WBAHP: Heat Pump Packaged Unit | Heat Pump | 460 | 3 |  |  | No Match | No Match |  |  |  | 295200 | 25350 | 11.6 |  | 348000 | 28300 | 3.6 | 2.5 | Non Federally-Regulated | 08/29/1986 |  | 05/11/1988
Waterfurnace International, Inc. | Waterfurnace International, Inc. | SXV042C1 |  | Water-Source | WBAHP: Heat Pump Packaged Unit | Heat Pump | 230 | 1 |  |  | No Match | No Match |  |  |  | 42000 | 3000 | 14 | 10 | 54500 | 3131 | 5.1 |  | Federally-Regulated Commercial & Industrial Equipment | 12/14/1998 |  | 10/05/1999
Carrier Corp. | Carrier | 50QEV0303 |  | Water-Source | WBAHP: Heat Pump Packaged Unit | Heat Pump | 208 | 1 |  |  | No Match | No Match |  |  |  | 31200 | 2695 | 11.6 | 9 | 36400 | 2661 | 4 | 3.2 | Non Federally-Regulated | 03/15/1989 |  | 02/05/1990
McQuay / Snyder General | Electro-Hydronics | LWP15AK |  | Water-Source | WBAHP: Heat Pump Packaged Unit | Heat Pump | 208 | 3 |  |  | No Match | No Match |  |  |  | 178000 | 16950 | 10.5 |  | 227000 | 17600 | 3.8 |  | Non Federally-Regulated | 05/11/1988 |  | 03/15/1989
Waterfurnace International, Inc. | Johnson Controls | RKV/RKH036**0*0 |  | Water-Source | WBAHP: Heat Pump Packaged Unit | Heat Pump | 208 | 1 |  |  | No Match | Single-Speed |  |  |  | 34100 | 1938 | 17.6 | 12 | 34200 | 1790 | 5.6 | 4.2 | Federally-Regulated Commercial & Industrial Equipment | 09/03/2012 |  | 01/09/2014
ClimateMaster Inc. | Carrier Corp. | 50YGV/H/D038 |  | Water-Source | WBAHP: Heat Pump Packaged Unit | Heat Pump | 230 | 1 |  |  | No Match | Single-Speed |  |  |  | 37800 | 2148 | 17.6 | 12 | 44900 | 2309 | 5.7 | 4.2 | Federally-Regulated Commercial & Industrial Equipment | 12/12/2012 |  | 04/22/2015
Addison Products | Addison Products | WSH019-1AL |  | Water-Source | WBAHP: Heat Pump Packaged Unit | Heat Pump | 208 | 1 |  |  | No Match | No Match |  |  |  | 18200 | 1300 | 14 | 9.3 | 22200 | 1301 | 5 | 3.8 | Federally-Regulated Commercial & Industrial Equipment | 03/31/1998 |  | 05/10/1998
Mammoth | Hydrobank II | D019VHF |  | Water-Source | WBAHP: Heat Pump Packaged Unit | Heat Pump | 208 | 1 |  |  | No Match | No Match |  |  |  | 18200 | 1640 | 11.1 | 9 | 25000 | 1980 | 3.7 | 3.2 | Federally-Regulated Commercial & Industrial Equipment | 01/22/1990 |  | 07/27/1992
Florida Heat Pump | Geomaster, LLC | AU049-1AV/AH | AU049-1CS | Ground-Water-Source | WBAHP-CB: Heat Pump Split Syst | Heat Pump | 208 | 1 |  |  | No Match | Single-Speed |  |  |  | 53000 | 2849 | 18.6 | 16.2 | 47000 | 2849 | 4.1 | 3.6 | Non Federally-Regulated | 06/23/2011 |  | 12/12/2012
Waterfurnace International, Inc. | Waterfurnace International, Inc. | SXH058*3 |  | Ground-Water-Source | WBAHP: Heat Pump Packaged Unit | Heat Pump | 230 | 3 |  |  | No Match | No Match |  |  |  | 56500 | 4216 | 13.4 | 9 | 45500 | 4300 | 3.1 |  | Non Federally-Regulated | 10/06/1999 |  | 05/19/2000
Waterfurnace International, Inc. | Waterfurnace International, Inc. | ATV046D0 |  | Ground-Source | WBAHP: Heat Pump Packaged Unit | Heat Pump | 208 | 1 |  |  | No Match | No Match |  |  |  | 47000 | 2919 | 16.1 |  | 34500 | 3063 | 3.3 |  | Non Federally-Regulated | 03/31/1998 |  | 05/10/1998
Climate Control / Snyder General | Electro-Hydronics | VE200F7 |  | Water-Source | WBAHP: Heat Pump Packaged Unit | Heat Pump | 265 | 1 |  |  | No Match | No Match |  |  |  | 19000 | 1780 | 10.7 | 7.5 | 25600 | 1920 | 3.9 | 2.5 | Non Federally-Regulated | 05/16/1984 |  | 08/29/1986
Florida Heat Pump | Florida Heat Pump | GT018-1VT/HZ/CF |  | Water-Source | WBAHP-CB: Heat Pump Split Syst | Heat Pump | 208 | 1 |  |  | No Match | No Match |  |  |  | 16600 | 1084 | 15.3 | 9 | 17800 | 1185 | 4.4 | 3.5 | Non Federally-Regulated | 02/02/1998 |  | 10/02/1998
Command-Aire | Command-Aire | SWPR281E |  | Water-Source | WBAHP: Heat Pump Packaged Unit | Heat Pump | 208 | 1 |  |  | No Match | No Match |  |  |  | 30000 | 2702 | 11.1 | 7.5 | 42000 | 3000 | 4 | 2.5 | Non Federally-Regulated | 05/16/1984 |  | 01/23/1988
Florida Heat Pump | Florida Heat Pump | CE025-1CS | DX025CC/UC | Ground-Source | WBAHP-C: Heat Pump Split Syste | Heat Pump | 208 | 1 |  |  | No Match | Dual-Speed |  |  |  | 26000 | 1538 | 16.9 | 13.4 | 20000 | 1584 | 3.7 | 3.1 | Non Federally-Regulated | 01/10/2012 |  | 03/02/2012
Command-Aire | Command-Aire | SWPH351E |  | Water-Source | WBAHP: Heat Pump Packaged Unit | Heat Pump | 208 | 1 |  |  | No Match | No Match |  |  |  | 36000 | 3270 | 11 | 9 | 48000 | 3500 | 4 | 3.2 | Non Federally-Regulated | 02/22/1990 |  | 07/31/1991
Florida Heat Pump | Florida Heat Pump | EM007-1VT |  | Water-Source | WBAHP: Heat Pump Packaged Unit | Heat Pump | 230 | 1 |  |  | No Match | No Match |  |  |  | 7500 | 609 | 12.3 | 9.3 | 10000 | 651 | 4.5 | 3.8 | Federally-Regulated Commercial & Industrial Equipment | 03/31/1998 |  | 05/10/1998
ClimateMaster Inc. | Climate Master Series | GSV/GSH018AG |  | Water-Source | WBAHP-CB: Heat Pump Split Syst | Heat Pump | 230 | 1 |  |  | No Match | No Match |  |  |  | 19200 | 1163 | 16.5 | 9 | 20600 | 1508 | 4 | 3.5 | Non Federally-Regulated | 05/23/2001 |  | 07/18/2002
Snyder General Corp. | American Air Filter | CCW-12 |  | Water-Source | WBAHP-O: Heat Pump Packaged Un | Heat Pump | 230 | 1 |  |  | No Match | No Match |  |  |  | 11400 | 1089 | 10.5 | 9 | 13000 | 1130 | 3.4 | 3.2 | Federally-Regulated Commercial & Industrial Equipment | 02/04/1988 |  | 07/27/1992
McQuay International | McQuay | CCH/CCW/HWH/HWW024C-G |  | Water-Source | WBAHP: Heat Pump Packaged Unit | Heat Pump | 208 | 1 |  |  | No Match | No Match |  |  |  | 25000 | 2066 | 12.1 | 10 | 30000 | 2313 | 3.8 |  | Federally-Regulated Commercial & Industrial Equipment | 02/02/1998 |  | 03/31/1998
Command-Aire | Command-Aire | SWPHR281E |  | Water-Source | WBAHP: Heat Pump Packaged Unit | Heat Pump | 208 | 1 |  |  | No Match | No Match |  |  |  | 30000 | 2702 | 11.1 | 9 | 42000 | 3000 | 4 | 3.2 | Federally-Regulated Commercial & Industrial Equipment | 01/23/1988 |  | 05/11/1988
McQuay / Snyder General | Electro-Hydronics | CCH030A*G |  | Water-Source | WBAHP: Heat Pump Packaged Unit | Heat Pump | 208 | 1 |  |  | No Match | No Match |  |  |  | 30000 | 2715 | 11 | 9 | 38000 | 2918 | 3.8 | 3.2 | Non Federally-Regulated | 05/11/1988 |  | 03/15/1989
Command-Aire | Command-Aire | GSCC0351 |  | Water-Source | WBAHP: Heat Pump Packaged Unit | Heat Pump | 208 | 1 |  |  | No Match | No Match |  |  |  | 36100 | 3281 | 11 | 10 | 45800 | 3355 | 4 |  | Federally-Regulated Commercial & Industrial Equipment | 08/07/1998 |  | 10/02/1998
Addison Products | Addison Products | HWY096-3A |  | Water-Source | WBAHP: Heat Pump Packaged Unit | Heat Pump | 208 | 3 |  |  | No Match | No Match |  |  |  | 98000 | 8166 | 12 | 9 | 125000 | 9156 | 4 | 3.8 | Federally-Regulated Commercial & Industrial Equipment | 11/17/1999 |  | 11/14/2000
Singer | Electro-Hydronics | LE90C3 |  | Water-Source | WBAHP: Heat Pump Packaged Unit | Heat Pump | 230 | 1 |  |  | No Match | No Match |  |  |  | 8600 | 1000 | 8.6 | 7.5 | 11900 | 1100 | 3.2 | 2.5 | Non Federally-Regulated | 01/05/1982 |  | 09/08/1982
Trane U.S. Inc. | Trane | GXUB0261 |  | Water-Source | WBAHP: Heat Pump Packaged Unit | Heat Pump | 208 | 1 |  |  | No Match | No Match |  |  |  | 23200 | 1770 | 13.1 | 10 | 30600 | 1949 | 4.6 |  | Federally-Regulated Commercial & Industrial Equipment | 12/14/1998 |  | 10/05/1999
American Air Filter | Enercon | DHW09 |  | Water-Source | WBAHP: Heat Pump Packaged Unit | Heat Pump | 230 | 1 |  |  | No Match | No Match |  |  |  | 9300 | 840 | 11.1 | 7.5 | 11800 | 840 | 4.1 | 2.5 | Non Federally-Regulated | 05/16/1984 |  | 06/11/1985
Addison Products | Addison Products | VGY120-3A |  | Water-Source | WBAHP: Heat Pump Packaged Unit | Heat Pump | 208 | 3 |  |  | No Match | No Match |  |  |  | 117000 | 9669 | 12.1 | 9 | 145000 | 10362 | 4.1 | 3.8 | Federally-Regulated Commercial & Industrial Equipment | 01/24/2002 |  | 03/12/2009
Mammoth | Geox | ZD019VSFXXX |  | Water-Source | WBAHP: Heat Pump Packaged Unit | Heat Pump | 208 | 1 |  |  | No Match | No Match |  |  |  | 18600 | 1660 | 11.2 | 9 | 25000 | 1980 | 3.7 | 3.2 | Non Federally-Regulated | 05/11/1988 |  | 03/15/1989
McQuay / Snyder General | Electro-Hydronics | FC610FP |  | Water-Source | WBAHP: Heat Pump Packaged Unit | Heat Pump | 460 | 3 |  |  | No Match | No Match |  |  |  | 61500 | 5850 | 10.5 | 7.5 | 77000 | 5785 | 3.9 | 2.5 | Non Federally-Regulated | 08/29/1986 |  | 05/11/1988
Enertech Global, LLC | Enertech | TCT036C |  | Ground-Water-Source | WBAHP: Heat Pump Packaged Unit | Heat Pump | 208 | 1 |  |  | No Match | Single-Speed |  |  |  | 41800 | 1720 | 24.3 | 16.2 | 35900 | 2023 | 5.2 | 3.6 | Non Federally-Regulated | 05/02/2012 |  | 12/12/2012
McQuay International | McQuay | W-CMG-1-060-F |  | Ground-Water-Source | WBAHP: Heat Pump Packaged Unit | Heat Pump | 208 | 3 |  |  | No Match | No Match |  |  |  | 57000 | 4523 | 12.6 | 9 | 42500 | 4447 | 2.8 |  | Non Federally-Regulated | 07/22/2002 |  | 03/12/2009
Command-Aire | Command-Aire | SWPH-217 |  | Water-Source | WBAHP: Heat Pump Packaged Unit | Heat Pump | 265 | 1 |  |  | No Match | No Match |  |  |  | 22000 | 2275 | 9.7 | 9 | 28500 | 2350 | 3.6 | 3.2 | Federally-Regulated Commercial & Industrial Equipment | 01/23/1988 |  | 05/11/1988
Waterfurnace International, Inc. | Standard Range | WSH/WSV041A*3*** |  | Water-Source | WBAHP: Heat Pump Packaged Unit | Heat Pump | 230 | 3 |  |  | No Match | No Match |  |  |  | 41500 | 3739 | 11.1 | 9 | 54000 | 4276 | 3.7 | 3.2 | Federally-Regulated Commercial & Industrial Equipment | 09/13/1989 |  | 10/10/1989
Friedrich Air Conditioning Co. | Climate Master Series | 804-060-H******** |  | Water-Source | WBAHP: Heat Pump Packaged Unit | Heat Pump | 230 | 3 |  |  | No Match | No Match |  |  |  | 62000 | 6100 | 10.2 | 7.5 | 68000 | 5600 | 3.6 | 2.5 | Non Federally-Regulated | 08/30/1983 |  | 08/29/1986
Trane U.S. Inc. | Trane | GEHA012 |  | Ground-Water-Source | WBAHP: Heat Pump Packaged Unit | Heat Pump | 208 | 1 |  |  | No Match | No Match |  |  |  | 12276 | 847 | 14.5 | 9 | 8700 | 789 | 3.2 |  | Non Federally-Regulated | 07/22/2002 |  | 09/25/2002
Mammoth | Hydrobank II | D013VHK |  | Water-Source | WBAHP: Heat Pump Packaged Unit | Heat Pump | 230 | 1 |  |  | No Match | No Match |  |  |  | 12500 | 1190 | 10.5 | 10 | 16000 | 1202 | 3.9 |  | Federally-Regulated Commercial & Industrial Equipment | 01/22/2003 |  | 03/12/2009
Waterfurnace International, Inc. | Waterfurnace International, Inc. | VL/VX095**4 |  | Ground-Water-Source | WBAHP: Heat Pump Packaged Unit | Heat Pump | 460 | 3 |  |  | No Match | No Match |  |  |  | 96000 | 7164 | 13.4 | 9 | 66500 | 6958 | 2.8 |  | Non Federally-Regulated | 07/22/2002 |  | 03/12/2009
Mammoth | Mammoth | D019HSFXXX |  | Water-Source | WBAHP: Heat Pump Packaged Unit | Heat Pump | 208 | 1 |  |  | No Match | No Match |  |  |  | 18600 | 1660 | 11.2 | 9 | 25000 | 1980 | 3.7 | 3.2 | Non Federally-Regulated | 05/11/1988 |  | 03/15/1989
Enertech Global, LLC | Enertech | EV170/171-1 |  | Ground-Source | WBAHP: Heat Pump Packaged Unit | Heat Pump | 230 | 1 |  |  | No Match | Single-Speed |  |  |  | 18800 | 1080 | 17.4 | 13.4 | 14500 | 1288 | 3.3 | 3.1 | Non Federally-Regulated | 01/09/2014 |  | 10/24/2014
Waterfurnace International, Inc. | Waterfurnace International, Inc. | SXH030B0 |  | Ground-Water-Source | WBAHP: Heat Pump Packaged Unit | Heat Pump | 208 | 1 |  |  | No Match | No Match |  |  |  | 31200 | 2181 | 14.3 | 9 | 21600 | 1808 | 3.5 |  | Non Federally-Regulated | 08/21/1998 |  | 10/02/1998
Addison Products | Addison Products | WRH044-1JA | HRH044-1J/1JB | Water-Source | WBAH: Heating Only Packaged Un | Heat Pump | 230 | 1 |  |  | No Match | No Match |  |  |  | 43500 | 3954 | 11 | 9 | 48500 | 4060 | 3.5 | 3.5 | Non Federally-Regulated | 10/05/1999 |  | 09/21/2000
McQuay / Snyder General | Electro-Hydronics | LM190C5 |  | Water-Source | WBAHP: Heat Pump Packaged Unit | Heat Pump | 208 | 1 |  |  | No Match | No Match |  |  |  | 18200 | 1825 | 10 | 7.5 | 22600 | 2000 | 3.3 | 2.5 | Non Federally-Regulated | 08/29/1986 |  | 05/11/1988
Florida Heat Pump | Florida Heat Pump | EM048-3CS | EM048-1AH/AV | Water-Source | WBAH: Heating Only Packaged Un | Heat Pump | 208 | 3 |  |  | No Match | No Match |  |  |  | 51000 | 4434 | 11.5 | 9 | 57000 | 4771 | 3.5 | 3.5 | Non Federally-Regulated | 05/23/2001 |  | 07/18/2002
California Heat Pump | California Heat Pump | CHP-52HRB-12-** |  | Water-Source | WBAHP: Heat Pump Packaged Unit | Heat Pump | 208 | 1 |  |  | No Match | No Match |  |  |  | 52000 | 5000 | 10.4 | 7.5 | 59000 | 4900 | 3.5 | 2.5 | Non Federally-Regulated | 05/16/1984 |  | 06/11/1985
Florida Heat Pump | Florida Heat Pump | EM041-3VT |  | Water-Source | WBAHP: Heat Pump Packaged Unit | Heat Pump | 230 | 3 |  |  | No Match | No Match |  |  |  | 39500 | 2992 | 13.2 | 10 | 50000 | 3488 | 4.2 |  | Federally-Regulated Commercial & Industrial Equipment | 02/02/1998 |  | 03/31/1998
Waterfurnace International, Inc. | WFI Industries, Ltd. | VLH/VXH042*0 |  | Water-Source | WBAHP: Heat Pump Packaged Unit | Heat Pump | 230 | 1 |  |  | No Match | No Match |  |  |  | 40000 | 3076 | 13 | 10 | 47400 | 3229 | 4.3 |  | Federally-Regulated Commercial & Industrial Equipment | 06/20/2003 |  | 02/17/2011
McQuay International | McQuay | FCV/FCW/VWH/VWW019B-G |  | Water-Source | WBAHP: Heat Pump Packaged Unit | Heat Pump | 230 | 1 |  |  | No Match | No Match |  |  |  | 19000 | 1637 | 11.6 | 9.3 | 23500 | 1812 | 3.8 | 3.8 | Federally-Regulated Commercial & Industrial Equipment | 03/31/1998 |  | 05/10/1998
Climate Control / Snyder General | Electro-Hydronics | CW630FK |  | Water-Source | WBAHP: Heat Pump Packaged Unit | Heat Pump | 208 | 3 |  |  | No Match | No Match |  |  |  | 63000 | 6430 | 9.8 | 7.5 | 79000 | 6430 | 3.6 | 2.5 | Non Federally-Regulated | 06/11/1985 |  | 08/29/1986
Hydro Delta Corp. | Hydro Delta Corp. | 03-046-WTARWD-HE |  | Ground-Water-Source | WBAHP: Heat Pump Packaged Unit | Heat Pump | 230 | 1 |  |  | No Match | No Match |  |  |  | 44000 | 3520 | 12.5 | 11 | 52000 | 3907 | 3.9 | 3.5 | Non Federally-Regulated | 03/31/1998 |  | 05/10/1998
Addison Products | Addison Products | DWPG060-1B-XL* |  | Water-Source | WBAHP-CB: Heat Pump Split Syst | Heat Pump | 230 | 1 |  |  | No Match | No Match |  |  |  | 59000 | 4538 | 13 | 9 | 66000 | 4959 | 3.9 | 3.5 | Non Federally-Regulated | 12/14/1998 |  | 10/05/1999
McQuay / Snyder General | Electro-Hydronics | UC610GK |  | Water-Source | WBAHP: Heat Pump Packaged Unit | Heat Pump | 208 | 3 |  |  | No Match | No Match |  |  |  | 61500 | 5850 | 10.5 | 7.5 | 77000 | 5785 | 3.9 | 2.5 | Non Federally-Regulated | 08/29/1986 |  | 05/11/1988
ClimateMaster Inc. | Genesis Compact | GCV036BE******* |  | Water-Source | WBAHP: Heat Pump Packaged Unit | Heat Pump | 265 | 1 |  |  | No Match | No Match |  |  |  | 35600 | 3042 | 11.7 | 10 | 47200 | 3219 | 4.3 |  | Federally-Regulated Commercial & Industrial Equipment | 07/02/2003 |  | 12/21/2006
Command-Aire | Command-Aire | SWPH414E |  | Water-Source | WBAHP: Heat Pump Packaged Unit | Heat Pump | 460 | 3 |  |  | No Match | No Match |  |  |  | 42000 | 3780 | 11.1 | 7.5 | 53000 | 3880 | 4 | 2.5 | Non Federally-Regulated | 05/16/1984 |  | 06/11/1985
Florida Heat Pump | Energy Miser | LT 15 CF -1 |  | Ground-Water-Source | WBAHP: Heat Pump Packaged Unit | Heat Pump | 208 | 1 |  |  | No Match | No Match |  |  |  | 14800 | 1345 | 11 |  | 16900 | 1500 | 3.3 |  | Non Federally-Regulated | 02/22/1990 |  | 07/31/1991
Mammoth | Hydrobank II | F036HHA |  | Water-Source | WBAHP: Heat Pump Packaged Unit | Heat Pump | 208 | 3 |  |  | No Match | No Match |  |  |  | 35400 | 3277 | 10.8 | 9 | 46500 | 3585 | 3.8 | 3.2 | Federally-Regulated Commercial & Industrial Equipment | 01/22/1990 |  | 07/27/1992
Florida Heat Pump | Florida Heat Pump | EV048-1CF/HZ/VT |  | Ground-Source | WBAHP: Heat Pump Packaged Unit | Heat Pump | 208 | 1 |  |  | No Match | Single-Speed |  |  |  | 49000 | 2988 | 16.4 | 13.4 | 37500 | 3232 | 3.4 | 3.1 | Non Federally-Regulated | 06/23/2011 |  | 12/12/2012
Florida Heat Pump | Florida Heat Pump | EM041-4CF/HZ/VT |  | Water-Source | WBAHP-CB: Heat Pump Split Syst | Heat Pump | 460 | 3 |  |  | No Match | No Match |  |  |  | 42500 | 3455 | 12.3 | 9 | 50000 | 4185 | 3.5 | 3.5 | Non Federally-Regulated | 07/22/2002 |  | 03/12/2009
Snyder General Corp. | American Air Filter | HWH048C*T |  | Water-Source | WBAHP: Heat Pump Packaged Unit | Heat Pump | 460 | 3 |  |  | No Match | No Match |  |  |  | 47500 | 3831 | 12.4 | 9.3 | 54000 | 3874 | 4.1 | 3.8 | Non Federally-Regulated | 07/31/1991 |  | 03/31/1998
ClimateMaster Inc. | Carrier Corp. | 50PCH/V015 |  | Ground-Source | WBAHP: Heat Pump Packaged Unit | Heat Pump | 208 | 1 |  |  | No Match | Single-Speed |  |  |  | 15000 | 872 | 17.2 | 13.4 | 11100 | 904 | 3.6 | 3.1 | Non Federally-Regulated | 10/24/2014 |  | 04/22/2015
McQuay International | McQuay | W-FDL/FDS/FMS-1-060-E |  | Water-Source | WBAHP: Heat Pump Packaged Unit | Heat Pump | 208 | 1 |  |  | No Match | No Match |  |  |  | 58000 | 5321 | 10.9 | 10 | 78000 | 5859 | 3.9 |  | Federally-Regulated Commercial & Industrial Equipment | 09/21/2000 |  | 03/12/2009
ClimateMaster Inc. | Climate Master Series | 814-120-F******** |  | Water-Source | WBAHP: Heat Pump Packaged Unit | Heat Pump | 460 | 3 |  |  | No Match | No Match |  |  |  | 124000 | 11070 | 11.2 | 9.2 | 150000 | 11570 | 3.8 | 2.5 | Non Federally-Regulated | 02/22/1990 |  | 07/31/1991
Waterfurnace International, Inc. | Eagle Mountain | ZS030**3*4 |  | Water-Source | WBAHP: Heat Pump Packaged Unit | Heat Pump | 230 | 3 |  |  | No Match | Single-Speed |  |  |  | 29500 | 1879 | 15.7 | 12 | 34600 | 1988 | 5.1 | 4.2 | Federally-Regulated Commercial & Industrial Equipment | 06/14/2011 |  | 04/19/2013
Addison Products | Comfort-Aire | SHWP-844 |  | Water-Source | WBAHP: Heat Pump Packaged Unit | Heat Pump | 460 | 3 |  |  | No Match | No Match |  |  |  | 88700 | 9200 | 9.6 | 10.5 | 128000 | 10300 | 3.6 | 3.8 | Non Federally-Regulated | 07/31/1991 |  | 03/31/1998
Florida Heat Pump | Geomaster, LLC | EC041-4CF/HZ/VT |  | Ground-Source | WBAHP: Heat Pump Packaged Unit | Heat Pump | 460 | 3 |  |  | No Match | Single-Speed |  |  |  | 39200 | 2780 | 14.1 | 13.4 | 28500 | 2694 | 3.1 | 3.1 | Non Federally-Regulated | 04/23/2009 |  | 04/20/2015
Mammoth | Sol-A-Terra II | E035VSB |  | Ground-Water-Source | WBAHP: Heat Pump Packaged Unit | Heat Pump | 265 | 1 |  |  | No Match | No Match |  |  |  | 36600 | 3452 | 10.6 | 11 | 46000 | 3850 | 3.5 | 3.4 | Non Federally-Regulated | 07/31/1991 |  | 03/31/1998
Trane U.S. Inc. | Command-Aire | SPVF0721 |  | Water-Source | WBAHP: Heat Pump Packaged Unit | Heat Pump | 208 | 1 |  |  | No Match | No Match |  |  |  | 66000 | 5000 | 13.2 | 9 | 85000 | 5660 | 4.4 | 3.8 | Federally-Regulated Commercial & Industrial Equipment | 10/05/1999 |  | 04/12/2000
Trane U.S. Inc. | Trane | GSCC0351 |  | Water-Source | WBAHP: Heat Pump Packaged Unit | Heat Pump | 208 | 1 |  |  | No Match | No Match |  |  |  | 36100 | 3281 | 11 | 10 | 45800 | 3531 | 3.8 |  | Federally-Regulated Commercial & Industrial Equipment | 10/05/1999 |  | 04/12/2000
Carrier Corp. | Carrier | 50QXV0306 |  | Water-Source | WBAHP: Heat Pump Packaged Unit | Heat Pump | 460 | 3 |  |  | No Match | No Match |  |  |  | 31000 | 2675 | 11.6 | 9 | 35200 | 2658 | 4 | 3.2 | Non Federally-Regulated | 03/15/1989 |  | 02/05/1990
Enertech Global, LLC | Enertech | HCT072D3 |  | Ground-Water-Source | WBAHP: Heat Pump Packaged Unit | Heat Pump | 460 | 3 |  |  | No Match | Single-Speed | 2967 | 710 | 1 | 77200 | 3676 | 21 | 16.2 | 72600 | 4948 | 4.3 | 3.6 | Non Federally-Regulated | 09/03/2012 |  | 12/12/2012
Florida Heat Pump | Florida Heat Pump | EM007-1CS | EM007-1AH/AV | Water-Source | WBAH: Heating Only Packaged Un | Heat Pump | 230 | 1 |  |  | No Match | No Match |  |  |  | 8100 | 680 | 11.9 | 9 | 9800 | 797 | 3.6 | 3.5 | Non Federally-Regulated | 05/23/2001 |  | 07/18/2002
Addison Products | Addison Products | HGY007-8A |  | Ground-Water-Source | WBAHP: Heat Pump Packaged Unit | Heat Pump | 265 | 1 |  |  | No Match | No Match |  |  |  | 8900 | 613 | 14.5 | 9 | 6700 | 594 | 3.3 |  | Non Federally-Regulated | 11/14/2000 |  | 01/18/2001
Waterfurnace International, Inc. | American Standard, Inc. | RKSV/RKSH018**0*1 |  | Ground-Water-Source | WBAHP: Heat Pump Packaged Unit | Heat Pump | 230 | 1 |  |  | No Match | Single-Speed |  |  |  | 21000 | 784 | 26.8 | 16.2 | 19000 | 1185 | 4.7 | 3.6 | Non Federally-Regulated | 01/09/2014 |  | 10/24/2014
Trane U.S. Inc. | Command-Aire | GSHC0421B |  | Water-Source | WBAHP-CB: Heat Pump Split Syst | Heat Pump | 208 | 1 |  |  | No Match | No Match |  |  |  | 41000 | 2928 | 14 | 9 | 50500 | 3608 | 4.1 | 3.5 | Non Federally-Regulated | 10/05/1999 |  | 04/12/2000
Snyder General Corp. | McQuay | CC1000GD |  | Water-Source | WBAHP: Heat Pump Packaged Unit | Heat Pump | 230 | 3 |  |  | No Match | No Match |  |  |  | 97500 | 10156 | 9.6 | 9.2 | 136000 | 10400 | 3.8 | 2.5 | Non Federally-Regulated | 02/22/1990 |  | 07/31/1991
Waterfurnace International, Inc. | Waterfurnace International, Inc. | SXV019C0 |  | Ground-Water-Source | WBAHP: Heat Pump Packaged Unit | Heat Pump | 230 | 1 |  |  | No Match | No Match |  |  |  | 19200 | 1371 | 14 | 9 | 15100 | 1301 | 3.4 |  | Non Federally-Regulated | 01/30/1998 |  | 03/31/1998
Singer | Electro-Hydronics | VF330C5 |  | Water-Source | WBAHP: Heat Pump Packaged Unit | Heat Pump | 208 | 1 |  |  | No Match | No Match |  |  |  | 33000 | 3500 | 9.4 | 7.5 | 35500 | 3550 | 2.9 | 2.5 | Non Federally-Regulated | 01/05/1982 |  | 09/08/1982
Snyder General Corp. | McQuay | LHP20BP |  | Water-Source | WBAHP: Heat Pump Packaged Unit | Heat Pump | 460 | 3 |  |  | No Match | No Match |  |  |  | 214000 | 18000 | 11.9 |  | 240000 | 18400 | 3.8 | 2.5 | Non Federally-Regulated | 02/22/1990 |  | 07/31/1991
Climate Control / Snyder General | Trane | WPHA08XD* |  | Water-Source | WBAHP: Heat Pump Packaged Unit | Heat Pump | 265 | 1 |  |  | No Match | No Match |  |  |  | 6900 | 645 |  | 7.5 | 8800 | 680 | 3.8 | 2.5 | Non Federally-Regulated | 08/29/1986 |  | 05/11/1988
Florida Heat Pump | Florida Heat Pump | EM041-3CS | EM041-1AH/AV | Ground-Water-Source | WBAHP-CB: Heat Pump Split Syst | Heat Pump | 208 | 3 |  |  | No Match | No Match |  |  |  | 40000 | 3030 | 13.2 | 9 | 29500 | 2980 | 2.9 |  | Non Federally-Regulated | 07/22/2002 |  | 03/12/2009
ClimateMaster Inc. | Climate Master Series | HS/HL 072 G |  | Water-Source | WBAHP: Heat Pump Packaged Unit | Heat Pump | 230 | 1 |  |  | No Match | No Match |  |  |  | 70000 | 6363 | 11 | 9 | 91000 | 6838 | 3.9 | 3.8 | Federally-Regulated Commercial & Industrial Equipment | 12/14/1998 |  | 10/05/1999
Addison Products | Addison Products | WSH032-3AR |  | Water-Source | WBAHP: Heat Pump Packaged Unit | Heat Pump | 230 | 3 |  |  | No Match | No Match |  |  |  | 32600 | 2672 | 12.2 | 10 | 41000 | 2860 | 4.2 |  | Federally-Regulated Commercial & Industrial Equipment | 02/02/1998 |  | 03/31/1998
Florida Heat Pump | Florida Heat Pump | EM042-4VT |  | Water-Source | WBAHP: Heat Pump Packaged Unit | Heat Pump | 460 | 3 |  |  | No Match | No Match |  |  |  | 42000 | 3181 | 13.2 | 10 | 51000 | 3475 | 4.3 |  | Federally-Regulated Commercial & Industrial Equipment | 02/02/1998 |  | 03/31/1998
Waterfurnace International, Inc. | Rybacki - Hart Enterprises | ZS048**0*1 |  | Ground-Water-Source | WBAHP: Heat Pump Packaged Unit | Heat Pump | 208 | 1 |  |  | No Match | Single-Speed |  |  |  | 52000 | 2222 | 23.4 | 16.2 | 45900 | 3203 | 4.2 | 3.6 | Non Federally-Regulated | 01/24/2011 |  | 04/19/2013
Dinh Co., Inc. | Dinh Rotocom | WAHP 3 CU | AHU 3S/3D | Water-Source | WBAHP-C: Heat Pump Split Syste | Heat Pump | 230 | 1 |  |  | No Match | No Match |  |  |  | 33000 | 2360 | 14 | 9 | 39000 | 2010 | 4.9 | 3.2 | Federally-Regulated Commercial & Industrial Equipment | 03/09/1988 |  | 05/11/1988
Friedrich Air Conditioning Co. | Climate Master Series | 803-042-H******** |  | Water-Source | WBAHP: Heat Pump Packaged Unit | Heat Pump | 230 | 3 |  |  | No Match | No Match |  |  |  | 43000 | 4000 | 10.8 | 7.5 | 57000 | 4200 | 4 | 2.5 | Non Federally-Regulated | 08/30/1983 |  | 08/29/1986
Trane U.S. Inc. | Command-Aire | GXHA0281 |  | Water-Source | WBAHP: Heat Pump Packaged Unit | Heat Pump | 208 | 1 |  |  | No Match | No Match |  |  |  | 28500 | 2714 | 10.5 | 10 | 38000 | 2929 | 3.8 |  | Federally-Regulated Commercial & Industrial Equipment | 10/05/1999 |  | 04/12/2000
McQuay / Snyder General | Electro-Hydronics | VE70G5 |  | Water-Source | WBAHP: Heat Pump Packaged Unit | Heat Pump | 208 | 1 |  |  | No Match | No Match |  |  |  | 6900 | 645 | 10.7 | 7.5 | 8800 | 700 | 3.7 | 2.5 | Non Federally-Regulated | 08/29/1986 |  | 05/11/1988
Command-Aire | Command-Aire | SWP-2533 |  | Water-Source | WBAHP: Heat Pump Packaged Unit | Heat Pump | 208 | 3 |  |  | No Match | No Match |  |  |  | 292000 | 31600 | 9.2 |  | 405000 | 33100 | 3.6 |  | Non Federally-Regulated | 05/11/1988 |  | 03/15/1989
Command-Aire | Command-Aire | SWPH-1533 |  | Water-Source | WBAHP: Heat Pump Packaged Unit | Heat Pump | 208 | 3 |  |  | No Match | No Match |  |  |  | 169000 | 18500 | 9.1 |  | 235000 | 18900 | 3.7 | 2.5 | Non Federally-Regulated | 02/22/1990 |  | 07/31/1991
Climate Control / Snyder General | Electro-Hydronics | CC350F3 |  | Water-Source | WBAHP: Heat Pump Packaged Unit | Heat Pump | 230 | 1 |  |  | No Match | No Match |  |  |  | 35600 | 3360 | 10.6 | 7.5 | 43000 | 3500 | 3.6 | 2.5 | Non Federally-Regulated | 06/11/1985 |  | 08/29/1986
McQuay / Snyder General | Electro-Hydronics | LWP15AK |  | Water-Source | WBAHP: Heat Pump Packaged Unit | Heat Pump | 208 | 3 |  |  | No Match | No Match |  |  |  | 178000 | 16950 | 10.5 |  | 227000 | 17600 | 3.8 | 2.5 | Non Federally-Regulated | 08/29/1986 |  | 05/11/1988
McQuay / Snyder General | Electro-Hydronics | UC420GK |  | Water-Source | WBAHP: Heat Pump Packaged Unit | Heat Pump | 208 | 3 |  |  | No Match | No Match |  |  |  | 42000 | 3850 | 10.9 | 7.5 | 52000 | 4100 | 3.7 | 2.5 | Non Federally-Regulated | 08/29/1986 |  | 05/11/1988
California Heat Pump | California Heat Pump | CHP-20R*-13-** |  | Water-Source | WBAHP: Heat Pump Packaged Unit | Heat Pump | 265 | 1 |  |  | No Match | No Match |  |  |  | 20000 | 1775 | 11.3 | 7.5 | 19000 | 1600 | 3.4 | 2.5 | Non Federally-Regulated | 05/16/1984 |  | 06/11/1985
Mammoth | Sol-A-Terra II | D027HSC OR VSC |  | Water-Source | WBAHP-CB: Heat Pump Split Syst | Heat Pump | 208 | 1 |  |  | No Match | No Match |  |  |  | 27200 | 2472 | 11 | 9 | 0 | 0 | 0 |  | Non Federally-Regulated | 06/30/1992 |  | 07/24/1992
Carrier Corp. | Carrier | 50HQ,VQ0183 |  | Water-Source | WBAHP: Heat Pump Packaged Unit | Heat Pump | 230 | 1 |  |  | No Match | No Match |  |  |  | 18500 | 2200 | 8.4 | 9 | 23600 | 2469 | 2.8 | 3.2 | Non Federally-Regulated | 05/11/1988 |  | 03/15/1989
Waterfurnace International, Inc. | Waterfurnace International, Inc. | SXV016C2 |  | Ground-Source | WBAHP: Heat Pump Packaged Unit | Heat Pump | 265 | 1 |  |  | No Match | No Match |  |  |  | 16700 | 1210 | 13.8 |  | 12800 | 1136 | 3.3 |  | Non Federally-Regulated | 03/31/1998 |  | 05/10/1998
Florida Heat Pump | Florida Heat Pump | GT042-3CS | GT042-1AH/AV | Water-Source | WBAH: Heating Only Packaged Un | Heat Pump | 208 | 3 |  |  | No Match | No Match |  |  |  | 44000 | 3437 | 12.8 | 9 | 49000 | 3501 | 4.1 | 3.5 | Non Federally-Regulated | 04/12/2000 |  | 05/23/2001
Mammoth | Hydrobank II | G035HLG |  | Ground-Water-Source | WBAHP: Heat Pump Packaged Unit | Heat Pump | 460 | 3 |  |  | No Match | No Match |  |  |  | 35000 | 2500 | 14 | 9 | 27000 | 2551 | 3.1 |  | Non Federally-Regulated | 01/18/2001 |  | 07/18/2002
Waterfurnace International, Inc. | Waterfurnace International, Inc. | SXH013C2 |  | Water-Source | WBAHP: Heat Pump Packaged Unit | Heat Pump | 265 | 1 |  |  | No Match | No Match |  |  |  | 12700 | 858 | 14.8 | 9.3 | 15100 | 921 | 4.8 | 3.8 | Federally-Regulated Commercial & Industrial Equipment | 03/31/1998 |  | 05/10/1998
McQuay International | McQuay | W-CMG-1-030-J |  | Ground-Water-Source | WBAHP: Heat Pump Packaged Unit | Heat Pump | 265 | 1 |  |  | No Match | No Match |  |  |  | 31600 | 2194 | 14.4 | 9 | 21500 | 2099 | 3 |  | Non Federally-Regulated | 07/22/2002 |  | 03/12/2009
ClimateMaster Inc. | Climate Master Series | 802222N******** |  | Water-Source | WBAHP: Heat Pump Packaged Unit | Heat Pump | 575 | 3 |  |  | No Match | No Match |  |  |  | 21900 | 2130 | 10.3 | 9 | 246000 | 20600 | 3.5 | 3.2 | Non Federally-Regulated | 05/11/1988 |  | 03/15/1989
McQuay / Snyder General | Electro-Hydronics | VF200G3 |  | Water-Source | WBAHP: Heat Pump Packaged Unit | Heat Pump | 230 | 1 |  |  | No Match | No Match |  |  |  | 19000 | 1780 | 10.7 | 9 | 25600 | 1920 | 3.9 | 3.2 | Non Federally-Regulated | 05/11/1988 |  | 03/15/1989
Enertech Global, LLC | Enertech | H018C | MPD024 | Ground-Water-Source | WBAHP-CB: Heat Pump Split Syst | Heat Pump | 230 | 1 |  |  | No Match | Single-Speed |  |  |  | 17400 | 845 | 20.6 | 16.2 | 15300 | 1122 | 4 | 3.6 | Non Federally-Regulated | 07/16/2009 |  | 03/02/2012
Waterfurnace International, Inc. | Waterfurnace International, Inc. | SXV058C1 |  | Ground-Source | WBAHP: Heat Pump Packaged Unit | Heat Pump | 230 | 1 |  |  | No Match | No Match |  |  |  | 56500 | 4216 | 13.4 |  | 45500 | 4301 | 3.1 |  | Non Federally-Regulated | 03/31/1998 |  | 05/10/1998
ClimateMaster Inc. | Climate Master Series | 814-023-E******** |  | Water-Source | WBAHP: Heat Pump Packaged Unit | Heat Pump | 265 | 1 |  |  | No Match | No Match |  |  |  | 23000 | 1949 | 11.8 | 9 | 25400 | 1909 | 3.9 | 3.2 | Federally-Regulated Commercial & Industrial Equipment | 01/23/1988 |  | 05/11/1988
Singer | Electro-Hydronics | UC620CP |  | Water-Source | WBAHP: Heat Pump Packaged Unit | Heat Pump | 460 | 3 |  |  | No Match | No Match |  |  |  | 62000 | 7400 | 8.4 | 7.5 | 82000 | 8200 | 2.9 | 2.5 | Non Federally-Regulated | 01/05/1982 |  | 05/16/1984
Waterfurnace International, Inc. | Waterfurnace International, Inc. | VLV024A0 |  | Water-Source | WBAHP: Heat Pump Packaged Unit | Heat Pump | 230 | 1 |  |  | No Match | No Match |  |  |  | 23800 | 1676 | 14.2 | 9.3 | 28200 | 1758 | 4.7 | 3.8 | Federally-Regulated Commercial & Industrial Equipment | 03/31/1998 |  | 05/10/1998
Trane U.S. Inc. | Command-Aire | SPVF0421 |  | Water-Source | WBAHP: Heat Pump Packaged Unit | Heat Pump | 208 | 1 |  |  | No Match | No Match |  |  |  | 40500 | 2913 | 13.9 | 10 | 50000 | 3255 | 4.5 |  | Federally-Regulated Commercial & Industrial Equipment | 10/05/1999 |  | 04/12/2000
Waterfurnace International, Inc. | Waterfurnace International, Inc. | SXH048C3 |  | Water-Source | WBAHP: Heat Pump Packaged Unit | Heat Pump | 208 | 3 |  |  | No Match | No Match |  |  |  | 49000 | 3629 | 13.5 | 10 | 60500 | 3772 | 4.7 |  | Federally-Regulated Commercial & Industrial Equipment | 02/02/1998 |  | 03/31/1998
Mammoth | Hydrobank II | D013HHG/VHG |  | Water-Source | WBAHP: Heat Pump Packaged Unit | Heat Pump | 208 | 1 |  |  | No Match | No Match |  |  |  | 12500 | 1190 | 10.5 | 9.3 | 17200 | 1326 | 3.8 | 3.8 | Federally-Regulated Commercial & Industrial Equipment | 03/31/1998 |  | 05/10/1998
Econar | Econar | GH230 |  | Ground-Source | WBAHP: Heat Pump Packaged Unit | Heat Pump | 208 | 1 |  |  | No Match | No Match |  |  |  | 24800 | 1710 | 14.5 |  | 21200 | 1827 | 3.4 |  | Non Federally-Regulated | 03/31/1998 |  | 05/10/1998
Addison Products | Addison Products | WSH024-1AR |  | Water-Source | WBAHP: Heat Pump Packaged Unit | Heat Pump | 230 | 1 |  |  | No Match | No Match |  |  |  | 24000 | 1714 | 14 | 9.3 | 30000 | 1831 | 4.8 | 3.8 | Federally-Regulated Commercial & Industrial Equipment | 03/31/1998 |  | 05/10/1998
Econar | Econar | GV490 |  | Ground-Water-Source | WBAHP: Heat Pump Packaged Unit | Heat Pump | 208 | 1 |  |  | No Match | No Match |  |  |  | 47000 | 3790 | 12.4 | 9 | 45000 | 4396 | 3 |  | Non Federally-Regulated | 12/14/1998 |  | 03/18/2002
Waterfurnace International, Inc. | Eagle Mountain | ZS015**0*0 |  | Ground-Source | WBAHP: Heat Pump Packaged Unit | Heat Pump | 208 | 1 |  |  | No Match | Single-Speed |  |  |  | 14700 | 855 | 17.2 | 13.4 | 11500 | 963 | 3.5 | 3.1 | Non Federally-Regulated | 01/24/2011 |  | 04/19/2013
Friedrich Air Conditioning Co. | Climate Master Series | 803-030-H******** |  | Water-Source | WBAHP: Heat Pump Packaged Unit | Heat Pump | 208 | 3 |  |  | No Match | No Match |  |  |  | 30000 | 2900 | 10.3 | 7.5 | 40500 | 3200 | 3.7 | 2.5 | Non Federally-Regulated | 05/16/1984 |  | 08/29/1986
Bard Manufacturing Company, Inc. | Bard | QW601-B |  | Ground-Water-Source | WBAHP: Heat Pump Packaged Unit | Heat Pump | 208 | 3 |  |  | No Match | No Match |  |  |  | 53500 | 4022 | 13.3 | 9 | 45000 | 4253 | 3.1 |  | Non Federally-Regulated | 03/21/2001 |  | 01/24/2002
The Whalen Company | Whalen | VI-A1-601-DL |  | Water-Source | WBAHP: Heat Pump Packaged Unit | Heat Pump | 265 | 1 |  |  | No Match | No Match |  |  |  | 18900 | 1657 | 11.4 | 10 | 25000 | 1831 | 4 |  | Federally-Regulated Commercial & Industrial Equipment | 11/14/2000 |  | 03/12/2009
ClimateMaster Inc. | Climate Master Series | 814-009-G******** |  | Water-Source | WBAHP: Heat Pump Packaged Unit | Heat Pump | 208 | 1 |  |  | No Match | No Match |  |  |  | 8700 | 765 | 11.4 | 9 | 9600 | 800 | 3.5 | 3.2 | Non Federally-Regulated | 05/11/1988 |  | 03/15/1989
Econar | Econar | GH361 |  | Ground-Water-Source | WBAHP: Heat Pump Packaged Unit | Heat Pump | 208 | 1 |  |  | No Match | No Match |  |  |  | 35200 | 2550 | 13.8 | 9 | 32000 | 2930 | 3.2 |  | Non Federally-Regulated | 01/30/1998 |  | 03/31/1998
Command-Aire | Command-Aire | SWPH-1033 |  | Water-Source | WBAHP: Heat Pump Packaged Unit | Heat Pump | 230 | 3 |  |  | No Match | No Match |  |  |  | 115000 | 11900 | 9.6 | 9.2 | 156000 | 12100 | 3.8 | 2.5 | Non Federally-Regulated | 05/16/1984 |  | 05/11/1988
Waterfurnace International, Inc. | Waterfurnace International, Inc. | SXV084A3 |  | Ground-Source | WBAHP: Heat Pump Packaged Unit | Heat Pump | 208 | 3 |  |  | No Match | No Match |  |  |  | 88000 | 5677 | 15.5 |  | 57000 | 5220 | 3.2 |  | Non Federally-Regulated | 03/31/1998 |  | 05/10/1998
Climate Control / Snyder General | Electro-Hydronics | CC420F3 |  | Water-Source | WBAHP: Heat Pump Packaged Unit | Heat Pump | 230 | 1 |  |  | No Match | No Match |  |  |  | 42000 | 3850 | 10.9 | 7.5 | 52000 | 4100 | 3.7 | 2.5 | Non Federally-Regulated | 05/16/1984 |  | 08/29/1986
Trane U.S. Inc. | Trane | GEHA048 |  | Water-Source | WBAHP: Heat Pump Packaged Unit | Heat Pump | 208 | 1 |  |  | No Match | No Match |  |  |  | 48412 | 3797 | 12.8 | 10 | 53918 | 3788 | 4.2 |  | Federally-Regulated Commercial & Industrial Equipment | 04/12/2000 |  | 09/25/2002
Waterfurnace International, Inc. | Waterfurnace International, Inc. | ATH057D0 |  | Ground-Source | WBAHP: Heat Pump Packaged Unit | Heat Pump | 230 | 1 |  |  | No Match | No Match |  |  |  | 61000 | 4841 | 12.6 |  | 42000 | 4103 | 3 |  | Non Federally-Regulated | 03/31/1998 |  | 05/10/1998
Heat Controller | Heat Controller | HWPG048-1B** |  | Water-Source | WBAHP-CB: Heat Pump Split Syst | Heat Pump | 208 | 1 |  |  | No Match | No Match |  |  |  | 49500 | 3485 | 14.2 | 9 | 53500 | 3824 | 4.1 | 3.5 | Non Federally-Regulated | 02/02/1998 |  | 10/02/1998
Florida Heat Pump | Florida Heat Pump | EM024-1CS | EM024-1AV | Water-Source | WBAHP-C: Heat Pump Split Syste | Heat Pump | 230 | 1 |  |  | No Match | No Match |  |  |  | 23600 | 1710 | 13.8 | 9.3 | 29500 | 1839 | 4.7 | 3.8 | Federally-Regulated Commercial & Industrial Equipment | 03/31/1998 |  | 05/10/1998
Singer | Electro-Hydronics | FV140B3 |  | Water-Source | WBAHP: Heat Pump Packaged Unit | Heat Pump | 230 | 1 |  |  | No Match | No Match |  |  |  | 14000 | 1850 | 7.6 | 7.5 | 18000 | 2050 | 2.6 | 2.5 | Non Federally-Regulated | 01/05/1982 |  | 09/08/1982
Heat Controller | Heat Controller | VWPG030-1B-XL* |  | Water-Source | WBAHP-CB: Heat Pump Split Syst | Heat Pump | 208 | 1 |  |  | No Match | No Match |  |  |  | 28800 | 2133 | 13.5 | 9 | 31400 | 2191 | 4.2 | 3.5 | Non Federally-Regulated | 02/02/1998 |  | 10/02/1998
Mammoth | Mammoth | D124V |  | Water-Source | WBAHP: Heat Pump Packaged Unit | Heat Pump | 230 | 1 |  |  | No Match | No Match |  |  |  | 111000 | 12750 | 8.7 | 7.5 | 134000 | 13500 | 2.9 | 2.2 | Non Federally-Regulated | 09/08/1982 |  | 05/16/1984
Addison Products | Addison Products | VGY012-8A |  | Ground-Water-Source | WBAHP: Heat Pump Packaged Unit | Heat Pump | 265 | 1 |  |  | No Match | No Match |  |  |  | 11400 | 820 | 13.9 | 9 | 8200 | 750 | 3.2 |  | Non Federally-Regulated | 11/14/2000 |  | 07/18/2002
ClimateMaster Inc. | Climate Master Series | 804-031-F******** |  | Water-Source | WBAHP: Heat Pump Packaged Unit | Heat Pump | 460 | 3 |  |  | No Match | No Match |  |  |  | 30000 | 2900 | 10.3 | 9 | 40500 | 3200 | 3.7 | 3.2 | Non Federally-Regulated | 05/11/1988 |  | 03/15/1989
Addison Products | Addison Products | VPY042-1A |  | Ground-Water-Source | WBAHP: Heat Pump Packaged Unit | Heat Pump | 208 | 1 |  |  | No Match | No Match |  |  |  | 47000 | 3560 | 13.2 | 9 | 30900 | 3017 | 3 |  | Non Federally-Regulated | 11/14/2000 |  | 01/18/2001
Waterfurnace International, Inc. | Eagle Mountain | GTS049A1 | GRAC048* | Water-Source | WBAHP-CB: Heat Pump Split Syst | Heat Pump | 230 | 1 |  |  | No Match | Dual-Speed |  |  |  | 45900 | 3279 | 14 | 12 | 56800 | 3542 | 4.7 | 4.2 | Federally-Regulated Commercial & Industrial Equipment | 01/24/2011 |  | 04/19/2013
Hydro Delta Corp. | Hydro Delta Corp. | 03-036-WTARW-HM |  | Water-Source | WBAHP-CB: Heat Pump Split Syst | Heat Pump | 230 | 1 |  |  | No Match | No Match |  |  |  | 38000 | 2923 | 13 | 9 | 43000 | 3149 | 4 | 3.5 | Non Federally-Regulated | 11/17/1999 |  | 04/12/2000
Command-Aire | Command-Aire | SWPH-2533 |  | Water-Source | WBAHP: Heat Pump Packaged Unit | Heat Pump | 208 | 3 |  |  | No Match | No Match |  |  |  | 292000 | 31600 | 9.2 | 7.5 | 405000 | 33100 | 3.6 | 2.2 | Non Federally-Regulated | 01/05/1982 |  | 06/11/1985
ClimateMaster Inc. | Carrier Corp. | 50PSH/V/D036****2 |  | Ground-Source | WBAHP: Heat Pump Packaged Unit | Heat Pump | 230 | 1 |  |  | No Match | Single-Speed |  |  |  | 34300 | 1786 | 19.2 | 13.4 | 25900 | 1851 | 4.1 | 3.1 | Non Federally-Regulated | 10/24/2014 |  | 04/22/2015
Waterfurnace International, Inc. | Trane Unitary Products Group | T2GX049***1*1 |  | Water-Source | WBAHP: Heat Pump Packaged Unit | Heat Pump | 208 | 1 |  |  | No Match | Dual-Speed |  |  |  | 48300 | 3057 | 15.8 | 12 | 57400 | 3301 | 5.1 | 4.2 | Federally-Regulated Commercial & Industrial Equipment | 08/23/2011 |  | 10/24/2014
Mammoth | Hydrobank II | D035VLG |  | Ground-Water-Source | WBAHP: Heat Pump Packaged Unit | Heat Pump | 208 | 1 |  |  | No Match | No Match |  |  |  | 34500 | 2464 | 14 | 9 | 26500 | 2504 | 3.1 |  | Non Federally-Regulated | 07/22/2002 |  | 03/12/2009
ClimateMaster Inc. | Trane | WPHA99XG* |  | Water-Source | WBAHP: Heat Pump Packaged Unit | Heat Pump | 460 | 3 |  |  | No Match | No Match |  |  |  | 107000 | 10000 | 10.7 | 9.2 | 136000 | 10489 | 3.8 |  | Non Federally-Regulated | 05/11/1988 |  | 03/15/1989
Waterfurnace International, Inc. | Waterfurnace International, Inc. | P028**0 |  | Ground-Water-Source | WBAHP: Heat Pump Packaged Unit | Heat Pump | 230 | 1 |  |  | No Match | No Match |  |  |  | 29000 | 1812 | 16 | 9 | 21000 | 1757 | 3.5 |  | Non Federally-Regulated | 05/19/2000 |  | 07/18/2002
Mammoth | Hydrobank II | A009HHG/VHG |  | Water-Source | WBAHP: Heat Pump Packaged Unit | Heat Pump | 115 | 1 |  |  | No Match | No Match |  |  |  | 8800 | 846 | 10.4 | 9.3 | 12000 | 879 | 4 | 3.8 | Federally-Regulated Commercial & Industrial Equipment | 03/31/1998 |  | 05/10/1998
Climate Control / Snyder General | Electro-Hydronics | UC140F7 |  | Water-Source | WBAHP: Heat Pump Packaged Unit | Heat Pump | 265 | 1 |  |  | No Match | No Match |  |  |  | 13500 | 1300 | 10.4 | 7.5 | 17500 | 1350 | 3.8 | 2.5 | Non Federally-Regulated | 05/16/1984 |  | 08/29/1986
Trane U.S. Inc. | Trane | EXVE024 |  | Ground-Water-Source | WBAHP: Heat Pump Packaged Unit | Heat Pump | 208 | 1 |  |  | No Match | Single-Speed |  |  |  | 26500 | 1113 | 23.8 | 16.2 | 23200 | 1479 | 4.6 | 3.6 | Non Federally-Regulated | 04/30/2009 |  | 08/15/2014
California Heat Pump | California Heat Pump | CHP-36R*-12-** |  | Water-Source | WBAHP: Heat Pump Packaged Unit | Heat Pump | 230 | 1 |  |  | No Match | No Match |  |  |  | 32400 | 3250 | 10 | 7.5 | 37600 | 3350 | 3.3 | 2.5 | Non Federally-Regulated | 09/08/1982 |  | 06/11/1985
Johnson Controls | Johnson Controls | VSCS12B1****0 |  | Ground-Source | WBAHP: Heat Pump Packaged Unit | Heat Pump | 230 | 1 |  |  | No Match | Single-Speed |  |  |  | 13100 | 903 | 14.5 | 13.4 | 9600 | 879 | 3.2 | 3.1 | Non Federally-Regulated | 03/02/2012 |  | 10/24/2014
Mammoth | Hydrobank II | G120VHL |  | Water-Source | WBAHP: Heat Pump Packaged Unit | Heat Pump | 460 | 3 |  |  | No Match | No Match |  |  |  | 115500 | 8619 | 13.4 | 9 | 151000 | 11060 | 4 | 3.8 | Federally-Regulated Commercial & Industrial Equipment | 06/27/2003 |  | 03/12/2009
Carrier Corp. | Carrier | 50HQD009 |  | Water-Source | WBAHP: Heat Pump Packaged Unit | Heat Pump | 208 | 1 |  |  | No Match | No Match |  |  |  | 9800 | 840 | 11.7 | 10 | 12000 | 835 | 4.2 |  | Federally-Regulated Commercial & Industrial Equipment | 12/14/1994 |  | 04/07/1996
Snyder General Corp. | McQuay | CCW015A*N |  | Water-Source | WBAHP: Heat Pump Packaged Unit | Heat Pump | 265 | 1 |  |  | No Match | No Match |  |  |  | 14000 | 1148 | 12.2 | 9 | 17000 | 1246 | 4 | 3.2 | Non Federally-Regulated | 02/22/1990 |  | 07/31/1991
Waterfurnace International, Inc. | Waterfurnace International, Inc. | CW*018A0 |  | Ground-Water-Source | WBAHP: Heat Pump Packaged Unit | Heat Pump | 208 | 1 |  |  | No Match | No Match |  |  |  | 18100 | 1360 | 13.3 | 9 | 13900 | 1357 | 3 |  | Non Federally-Regulated | 01/30/1998 |  | 10/02/1998
Command-Aire | Command-Aire | RUWP-3533 |  | Water-Source | WBAHP: Heat Pump Packaged Unit | Heat Pump | 208 | 3 |  |  | No Match | No Match |  |  |  | 411000 | 47400 | 8.7 | 7.5 | 500000 | 43000 | 3.4 | 2.2 | Non Federally-Regulated | 01/05/1982 |  | 06/11/1985
Command-Aire | Command-Aire | RUWP-603 |  | Water-Source | WBAHP: Heat Pump Packaged Unit | Heat Pump | 230 | 3 |  |  | No Match | No Match |  |  |  | 73900 | 7590 | 9.7 | 7.5 | 94300 | 7500 | 3.7 | 2.2 | Non Federally-Regulated | 01/05/1982 |  | 05/16/1984
American Air Filter | Enercon | HW 62 |  | Water-Source | WBAHP: Heat Pump Packaged Unit | Heat Pump | 230 | 3 |  |  | No Match | No Match |  |  |  | 62000 | 7100 | 8.7 | 7.5 | 68000 | 6400 | 3.1 | 2.5 | Non Federally-Regulated | 08/30/1983 |  | 05/16/1984
Mammoth | Hydrobank II | F030HHA/VHA |  | Water-Source | WBAHP: Heat Pump Packaged Unit | Heat Pump | 208 | 3 |  |  | No Match | No Match |  |  |  | 31000 | 2695 | 11.5 | 9.3 | 38500 | 2969 | 3.8 | 3.8 | Federally-Regulated Commercial & Industrial Equipment | 03/31/1998 |  | 05/10/1998
Enertech Global, LLC | Roth Industries, Inc. | RCT036C |  | Ground-Water-Source | WBAHP: Heat Pump Packaged Unit | Heat Pump | 208 | 1 |  |  | No Match | Single-Speed |  |  |  | 41800 | 1720 | 24.3 | 16.2 | 35900 | 2023 | 5.2 | 3.6 | Non Federally-Regulated | 05/02/2012 |  | 12/12/2012
Florida Heat Pump | Geomaster, LLC | AP049-1CF/HZ/VT |  | Water-Source | WBAHP: Heat Pump Packaged Unit | Heat Pump | 208 | 1 |  |  | No Match | Single-Speed |  |  |  | 50000 | 2959 | 15.8 | 12 | 53000 | 2986 | 5.2 | 4.2 | Federally-Regulated Commercial & Industrial Equipment | 06/14/2011 |  | 04/20/2015
Addison Products | Addison Products | HGY120-4A |  | Water-Source | WBAHP: Heat Pump Packaged Unit | Heat Pump | 460 | 3 |  |  | No Match | No Match |  |  |  | 108000 | 9391 | 11.5 | 9 | 136000 | 9961 | 4 | 3.8 | Federally-Regulated Commercial & Industrial Equipment | 11/19/2001 |  | 03/12/2009
Climate Control / Snyder General | Electro-Hydronics | UW330FD |  | Water-Source | WBAHP: Heat Pump Packaged Unit | Heat Pump | 230 | 3 |  |  | No Match | No Match |  |  |  | 33000 | 3050 | 10.8 | 7.5 | 39000 | 3090 | 3.7 | 2.5 | Non Federally-Regulated | 05/16/1984 |  | 08/29/1986
Climate Control / Snyder General | Electro-Hydronics | VF90F7 |  | Water-Source | WBAHP: Heat Pump Packaged Unit | Heat Pump | 265 | 1 |  |  | No Match | No Match |  |  |  | 9000 | 855 | 10.5 | 7.5 | 11000 | 920 | 3.5 | 2.5 | Non Federally-Regulated | 06/11/1985 |  | 08/29/1986
Waterfurnace International, Inc. | Waterfurnace International, Inc. | VL/VX080T*3 |  | Ground-Water-Source | WBAHP: Heat Pump Packaged Unit | Heat Pump | 208 | 3 |  |  | No Match | No Match |  |  |  | 88000 | 5677 | 15.5 | 9 | 57000 | 5219 | 3.2 |  | Non Federally-Regulated | 11/14/2000 |  | 07/18/2002
Waterfurnace International, Inc. | Waterfurnace International, Inc. | SXH068*4 |  | Ground-Water-Source | WBAHP: Heat Pump Packaged Unit | Heat Pump | 460 | 3 |  |  | No Match | No Match |  |  |  | 66000 | 5500 | 12 | 9 | 52000 | 5078 | 3 |  | Non Federally-Regulated | 10/06/1999 |  | 05/19/2000
Hydro Delta Corp. | Hydro Delta Corp. | 03-068-WTAR-DS-HE |  | Ground-Water-Source | WBAHP: Heat Pump Packaged Unit | Heat Pump | 208 | 1 |  |  | No Match | No Match |  |  |  | 67500 | 5400 | 12.5 | 9 | 50000 | 4725 | 3.1 |  | Non Federally-Regulated | 10/06/1999 |  | 04/10/2000
Friedrich Climate Master | Climate Master Series | 803-030-F******** |  | Water-Source | WBAHP: Heat Pump Packaged Unit | Heat Pump | 460 | 1 |  |  | No Match | No Match |  |  |  | 30000 | 2900 | 10.3 | 7.5 | 40500 | 3200 | 3.7 | 2.5 | Non Federally-Regulated | 08/29/1986 |  | 05/11/1988
Florida Heat Pump | Florida Heat Pump | GT036-4VT/HZ/CF |  | Water-Source | WBAHP-CB: Heat Pump Split Syst | Heat Pump | 460 | 3 |  |  | No Match | No Match |  |  |  | 36000 | 2589 | 13.9 | 9 | 39000 | 3007 | 3.8 | 3.5 | Non Federally-Regulated | 10/05/1999 |  | 04/12/2000
Command-Aire | Command-Aire | SWPR411E |  | Water-Source | WBAHP: Heat Pump Packaged Unit | Heat Pump | 230 | 1 |  |  | No Match | No Match |  |  |  | 42000 | 3780 | 11.1 | 7.5 | 53000 | 3880 | 4 | 2.5 | Non Federally-Regulated | 05/16/1984 |  | 05/11/1988
Addison Products | Addison Products | WSH036-3AR |  | Water-Source | WBAHP: Heat Pump Packaged Unit | Heat Pump | 208 | 3 |  |  | No Match | No Match |  |  |  | 35000 | 2868 | 12.2 | 10 | 44000 | 3070 | 4.2 |  | Federally-Regulated Commercial & Industrial Equipment | 12/14/1998 |  | 05/19/2000
Waterfurnace International, Inc. | Waterfurnace International, Inc. | SXH010C0 |  | Ground-Water-Source | WBAHP: Heat Pump Packaged Unit | Heat Pump | 208 | 1 |  |  | No Match | No Match |  |  |  | 10100 | 687 | 14.7 | 11 | 11500 | 783 | 4.3 | 3.5 | Non Federally-Regulated | 03/31/1998 |  | 05/10/1998
Carrier Corp. | Carrier | 50QXV0603 |  | Water-Source | WBAHP: Heat Pump Packaged Unit | Heat Pump | 208 | 1 |  |  | No Match | No Match |  |  |  | 59000 | 4916 | 12 | 9 | 69000 | 5106 | 3.8 | 3.2 | Non Federally-Regulated | 03/15/1989 |  | 02/05/1990
Climate Control / Snyder General | Electro-Hydronics | FC400GD |  | Water-Source | WBAHP: Heat Pump Packaged Unit | Heat Pump | 230 | 3 |  |  | No Match | No Match |  |  |  | 39600 | 3960 | 10 | 7.5 | 45000 | 3880 | 3.4 | 2.5 | Non Federally-Regulated | 06/11/1985 |  | 08/29/1986
Carrier Corp. | Carrier | 50QXV0364 |  | Water-Source | WBAHP: Heat Pump Packaged Unit | Heat Pump | 265 | 1 |  |  | No Match | No Match |  |  |  | 35000 | 3180 | 11 | 9 | 41500 | 3151 | 3.9 | 3.2 | Federally-Regulated Commercial & Industrial Equipment | 02/05/1990 |  | 02/22/1990
ClimateMaster Inc. | Climate Master | TES/P049A | TAH049B | Water-Source | WBAHP-CB: Heat Pump Split Syst | Heat Pump | 230 | 1 |  |  | No Match | Single-Speed |  |  |  | 48100 | 2933 | 16.4 | 12 | 53200 | 3057 | 5.1 | 4.2 | Federally-Regulated Commercial & Industrial Equipment | 12/12/2012 |  | 06/09/2015
McQuay International | McQuay | W-CDE/CDE/CMG-1-042-E |  | Ground-Water-Source | WBAHP: Heat Pump Packaged Unit | Heat Pump | 230 | 1 |  |  | No Match | No Match |  |  |  | 41000 | 3059 | 13.4 | 9 | 27600 | 2788 | 2.9 |  | Non Federally-Regulated | 10/06/1999 |  | 04/10/2000
Waterfurnace International, Inc. | Rybacki - Hart Enterprises | ZS070**4*0 |  | Water-Source | WBAHP: Heat Pump Packaged Unit | Heat Pump | 460 | 3 |  |  | No Match | Single-Speed |  |  |  | 63000 | 4437 | 14.2 | 12 | 79000 | 5262 | 4.4 | 4.2 | Federally-Regulated Commercial & Industrial Equipment | 01/24/2011 |  | 04/19/2013
Florida Heat Pump | Florida Heat Pump | GT022-1VT/HZ/CF |  | Ground-Water-Source | WBAHP: Heat Pump Packaged Unit | Heat Pump | 208 | 1 |  |  | No Match | No Match |  |  |  | 22000 | 1641 | 13.4 | 9 | 15300 | 1494 | 3 |  | Non Federally-Regulated | 01/30/1998 |  | 03/31/1998
Enertech Global, LLC | Enertech | GSC048 | MPD048 | Ground-Source | WBAHP-CB: Heat Pump Split Syst | Heat Pump | 230 | 1 |  |  | No Match | Single-Speed |  |  |  | 53200 | 3148 | 16.9 | 13.4 | 42200 | 3750 | 3.3 | 3.1 | Non Federally-Regulated | 07/16/2009 |  | 03/02/2012
Florida Heat Pump | Florida Heat Pump | GT024-4CF/HZ/VT |  | Ground-Water-Source | WBAHP: Heat Pump Packaged Unit | Heat Pump | 460 | 3 |  |  | No Match | No Match |  |  |  | 24500 | 1788 | 13.7 | 9 | 18000 | 1648 | 3.2 |  | Non Federally-Regulated | 07/22/2002 |  | 03/12/2009
Enertech Global, LLC | Enertech | THT060A2 |  | Ground-Water-Source | WBAHP: Heat Pump Packaged Unit | Heat Pump | 230 | 3 |  |  | No Match | Single-Speed |  |  |  | 60700 | 3178 | 19.1 | 16.2 | 56800 | 4162 | 4 | 3.6 | Non Federally-Regulated | 12/12/2012 |  | 05/11/2015
Bard Manufacturing Company, Inc. | Bard | GTC48S2-A | GTADP-4860-C | Ground-Water-Source | WBAH-C: Heating Only Split Sys | Heat Pump | 208 | 1 |  |  | No Match | Dual-Speed | [7 empty] | 44000 | 2866 | 4.5 |  | Non Federally-Regulated | 09/03/2012 |  | 05/11/2015
Singer | Electro-Hydronics | WE120C7 |  | Water-Source | WBAHP: Heat Pump Packaged Unit | Heat Pump | 265 | 1 |  |  | No Match | No Match |  |  |  | 11500 | 1200 | 9.6 | 7.5 | 14000 | 1300 | 3.3 | 2.5 | Non Federally-Regulated | 09/08/1982 |  | 05/16/1984
Mammoth | Hydrobank II | D045HHF/VHF |  | Water-Source | WBAHP: Heat Pump Packaged Unit | Heat Pump | 208 | 1 |  |  | No Match | No Match |  |  |  | 45000 | 3214 | 14 | 10 | 58000 | 3695 | 4.6 |  | Federally-Regulated Commercial & Industrial Equipment | 07/29/1998 |  | 10/02/1998
Addison Products | Heat Controller | DWPG030-1B-XL |  | Ground-Water-Source | WBAHP: Heat Pump Packaged Unit | Heat Pump | 208 | 1 |  |  | No Match | No Match |  |  |  | 28000 | 1866 | 15 | 9 | 19800 | 1871 | 3.1 |  | Non Federally-Regulated | 10/06/1999 |  | 04/10/2000
Climate Control / Snyder General | Electro-Hydronics | CW350G5 |  | Water-Source | WBAHP: Heat Pump Packaged Unit | Heat Pump | 208 | 1 |  |  | No Match | No Match |  |  |  | 35600 | 3360 | 10.6 | 7.5 | 43000 | 3500 | 3.6 | 2.5 | Non Federally-Regulated | 06/11/1985 |  | 08/29/1986
Waterfurnace International, Inc. | Waterfurnace International, Inc. | SXH058C1 |  | Water-Source | WBAHP: Heat Pump Packaged Unit | Heat Pump | 230 | 1 |  |  | No Match | No Match |  |  |  | 55000 | 4044 | 13.6 | 10 | 69000 | 4493 | 4.5 |  | Federally-Regulated Commercial & Industrial Equipment | 07/29/1998 |  | 10/02/1998
Waterfurnace International, Inc. | Waterfurnace International, Inc. | NSZ036A1 | NRAC036* | Ground-Water-Source | WBAHP-CB: Heat Pump Split Syst | Heat Pump | 230 | 1 |  |  | No Match | Single-Speed |  |  |  | 33900 | 1256 | 27 | 16.2 | 30000 | 1872 | 4.7 | 3.6 | Non Federally-Regulated | 04/30/2009 |  | 10/24/2014
Waterfurnace International, Inc. | Waterfurnace International, Inc. | VLV042A3 |  | Water-Source | WBAHP: Heat Pump Packaged Unit | Heat Pump | 230 | 3 |  |  | No Match | No Match |  |  |  | 40000 | 3076 | 13 | 10 | 48000 | 3349 | 4.2 |  | Federally-Regulated Commercial & Industrial Equipment | 12/14/1998 |  | 10/05/1999
Florida Heat Pump | Florida Heat Pump | EM036-4CS | EM036-4AH/AV | Water-Source | WBAH: Heating Only Packaged Un | Heat Pump | 460 | 3 |  |  | No Match | No Match |  |  |  | 37500 | 2929 | 12.8 | 9 | 41000 | 3432 | 3.5 | 3.5 | Non Federally-Regulated | 05/23/2001 |  | 07/18/2002
McQuay / Snyder General | Electro-Hydronics | FW350G5 |  | Water-Source | WBAHP: Heat Pump Packaged Unit | Heat Pump | 208 | 1 |  |  | No Match | No Match |  |  |  | 35600 | 3360 | 10.6 | 9 | 43000 | 3500 | 3.6 | 3.2 | Non Federally-Regulated | 05/11/1988 |  | 03/15/1989
ClimateMaster Inc. | Climate Master | PDW36 | FK4CNF003 | Ground-Source | WBAHP-CB: Heat Pump Split Syst | Heat Pump | 230 | 1 |  |  | No Match | Single-Speed |  |  |  | 34700 | 2182 | 15.9 | 13.4 | 25900 | 2302 | 3.3 | 3.1 | Non Federally-Regulated | 09/15/2009 |  | 02/17/2011
Waterfurnace International, Inc. | Waterfurnace International, Inc. | VLH030A3 |  | Water-Source | WBAHP: Heat Pump Packaged Unit | Heat Pump | 208 | 3 |  |  | No Match | No Match |  |  |  | 29700 | 2414 | 12.3 | 10 | 35900 | 2630 | 4 |  | Federally-Regulated Commercial & Industrial Equipment | 07/29/1998 |  | 10/02/1998
ClimateMaster Inc. | Carrier Corp. | 50PRH/V030 3 |  | Water-Source | WBAHP: Heat Pump Packaged Unit | Heat Pump | 230 | 1 |  |  | No Match | Single-Speed |  |  |  | 28100 | 2097 | 13.4 | 12 | 35100 | 2236 | 4.6 | 4.2 | Federally-Regulated Commercial & Industrial Equipment | 01/24/2011 |  | 08/23/2011
Enertech Global, LLC | Enertech | GHT024A |  | Ground-Source | WBAHP: Heat Pump Packaged Unit | Heat Pump | 230 | 1 |  |  | No Match | Single-Speed |  |  |  | 22200 | 1442 | 15.4 | 13.4 | 19000 | 1638 | 3.4 | 3.1 | Non Federally-Regulated | 12/12/2012 |  | 05/11/2015
Florida Heat Pump | Florida Heat Pump | EM120-5VT |  | Water-Source | WBAHP: Heat Pump Packaged Unit | Heat Pump | 575 | 3 |  |  | No Match | No Match |  |  |  | 123000 | 8601 | 14.3 | 9 | 145000 | 8499 | 5 | 3.8 | Federally-Regulated Commercial & Industrial Equipment | 02/02/1998 |  | 03/31/1998
Florida Heat Pump | Florida Heat Pump | EM018-1CF |  | Water-Source | WBAHP: Heat Pump Packaged Unit | Heat Pump | 230 | 1 |  |  | No Match | No Match |  |  |  | 18500 | 1370 | 13.5 | 9.3 | 25000 | 1526 | 4.8 | 3.8 | Federally-Regulated Commercial & Industrial Equipment | 03/31/1998 |  | 05/10/1998
Command-Aire | Command-Aire | SWP351E |  | Water-Source | WBAHP: Heat Pump Packaged Unit | Heat Pump | 230 | 1 |  |  | No Match | No Match |  |  |  | 36000 | 3270 | 11 | 7.5 | 48000 | 3500 | 4 | 2.5 | Non Federally-Regulated | 06/11/1985 |  | 05/11/1988
Waterfurnace International, Inc. | Waterfurnace International, Inc. | SXV042C1 |  | Ground-Water-Source | WBAHP: Heat Pump Packaged Unit | Heat Pump | 208 | 1 |  |  | No Match | No Match |  |  |  | 44000 | 3358 | 13.1 | 11 | 46000 | 3370 | 4 | 3.5 | Non Federally-Regulated | 03/31/1998 |  | 05/10/1998
Climate Control / Snyder General | Electro-Hydronics | LHP22AD |  | Water-Source | WBAHP: Heat Pump Packaged Unit | Heat Pump | 230 | 3 |  |  | No Match | No Match |  |  |  | 240400 | 20550 | 11.7 |  | 270000 | 21400 | 3.7 | 2.5 | Non Federally-Regulated | 06/11/1985 |  | 08/29/1986
Waterfurnace International, Inc. | Geotility Geothermal Installations | GCC/GCW/GCS/GCE18*2 |  | Ground-Water-Source | WBAHP-O: Heat Pump Packaged Un | Heat Pump | 265 | 1 |  |  | No Match | Single-Speed |  |  |  | 19000 | 969 | 19.6 | 16.2 | 17000 | 1347 | 3.7 | 3.6 | Non Federally-Regulated | 01/24/2011 |  | 04/19/2013
Trane U.S. Inc. | Trane | GSCC0351 |  | Water-Source | WBAHP: Heat Pump Packaged Unit | Heat Pump | 208 | 1 |  |  | No Match | No Match |  |  |  | 36100 | 3281 | 11 | 10 | 45800 | 3355 | 4 |  | Federally-Regulated Commercial & Industrial Equipment | 02/02/1998 |  | 03/31/1998
McQuay / Snyder General | Electro-Hydronics | CC500GP |  | Water-Source | WBAHP: Heat Pump Packaged Unit | Heat Pump | 460 | 3 |  |  | No Match | No Match |  |  |  | 50000 | 4850 | 10.3 | 7.5 | 65000 | 4900 | 3.9 | 2.5 | Non Federally-Regulated | 08/29/1986 |  | 05/11/1988
Florida Heat Pump | Florida Heat Pump | EM042-5CS | EM042-5AH/AV | Water-Source | WBAH: Heating Only Packaged Un | Heat Pump | 575 | 3 |  |  | No Match | No Match |  |  |  | 44000 | 3666 | 12 | 9 | 50000 | 4185 | 3.5 | 3.5 | Non Federally-Regulated | 05/23/2001 |  | 07/18/2002
ClimateMaster Inc. | Carrier | 50HQA/HQD006 |  | Water-Source | WBAHP: Heat Pump Packaged Unit | Heat Pump | 208 | 1 |  |  | No Match | No Match |  |  |  | 7400 | 627 | 11.8 | 10 | 8800 | 644 | 4 |  | Federally-Regulated Commercial & Industrial Equipment | 02/02/1998 |  | 03/31/1998
Addison Products | Addison Products | DWPG066-3B-XL* |  | Ground-Water-Source | WBAHP: Heat Pump Packaged Unit | Heat Pump | 230 | 3 |  |  | No Match | No Match |  |  |  | 65000 | 5118 | 12.7 | 9 | 48000 | 5024 | 2.8 |  | Non Federally-Regulated | 05/10/1998 |  | 10/02/1998
McQuay International | McQuay | W-LDE/LDL/LME/LML-1-10 |  | Water-Source | WBAHP: Heat Pump Packaged Unit | Heat Pump | 230 | 3 |  |  | No Match | No Match |  |  |  | 107000 | 9727 | 11 | 9 | 120000 | 9015 | 3.9 | 3.8 | Federally-Regulated Commercial & Industrial Equipment | 11/14/2000 |  | 01/18/2001
Climate Control / Snyder General | Electro-Hydronics | CC420GP |  | Water-Source | WBAHP: Heat Pump Packaged Unit | Heat Pump | 460 | 3 |  |  | No Match | No Match |  |  |  | 42000 | 3850 | 10.9 | 7.5 | 52000 | 4100 | 3.7 | 2.5 | Non Federally-Regulated | 05/16/1984 |  | 08/29/1986
McQuay International | McQuay | FCV/FCW/VWH/VWW019B-N |  | Water-Source | WBAHP: Heat Pump Packaged Unit | Heat Pump | 265 | 1 |  |  | No Match | No Match |  |  |  | 19000 | 1637 | 11.6 | 10 | 23500 | 1812 | 3.8 |  | Federally-Regulated Commercial & Industrial Equipment | 12/14/1998 |  | 11/17/1999
Mammoth | Hydrobank II | E013CHA |  | Water-Source | WBAHP-O: Heat Pump Packaged Un | Heat Pump | 265 | 1 |  |  | No Match | No Match |  |  |  | 12600 | 1050 | 12 | 9 | 16000 | 1267 | 3.7 | 3.2 | Federally-Regulated Commercial & Industrial Equipment | 01/22/1990 |  | 02/22/1990
Command-Aire | Command-Aire | SWP-097 |  | Water-Source | WBAHP: Heat Pump Packaged Unit | Heat Pump | 265 | 1 |  |  | No Match | No Match |  |  |  | 10600 | 1175 | 9 | 7.5 | 14000 | 1225 | 3.3 | 2.5 | Non Federally-Regulated | 01/05/1982 |  | 01/23/1988
McQuay / Snyder General | Electro-Hydronics | FC260FD |  | Water-Source | WBAHP: Heat Pump Packaged Unit | Heat Pump | 230 | 3 |  |  | No Match | No Match |  |  |  | 26000 | 2450 | 10.6 | 9 | 31000 | 2524 | 3.6 | 3.2 | Non Federally-Regulated | 05/11/1988 |  | 03/15/1989
Enertech Global, LLC | Enertech | TXT072B2 |  | Ground-Water-Source | WBAHP: Heat Pump Packaged Unit | Heat Pump | 230 | 3 |  |  | No Match | Single-Speed | 2980 | 693 | 1 | 72000 | 3673 | 19.6 | 16.2 | 72200 | 4809 | 4.4 | 3.6 | Non Federally-Regulated | 03/02/2012 |  | 01/09/2014
Carrier Corp. | Carrier | 50QEH0483 |  | Water-Source | WBAHP: Heat Pump Packaged Unit | Heat Pump | 208 | 1 |  |  | No Match | No Match |  |  |  | 47000 | 4273 | 11 | 9 | 59000 | 4550 | 3.8 | 3.2 | Federally-Regulated Commercial & Industrial Equipment | 12/12/1988 |  | 02/22/1990
ClimateMaster Inc. | Genesis Compact | GCV030BE******* |  | Water-Source | WBAHP: Heat Pump Packaged Unit | Heat Pump | 265 | 1 |  |  | No Match | No Match |  |  |  | 27500 | 2272 | 12.1 | 10 | 34600 | 2306 | 4.4 |  | Federally-Regulated Commercial & Industrial Equipment | 07/02/2003 |  | 12/21/2006
Trane U.S. Inc. | Command-Aire | GSHC0601A |  | Water-Source | WBAHP-CB: Heat Pump Split Syst | Heat Pump | 208 | 1 |  |  | No Match | No Match |  |  |  | 60000 | 4511 | 13.3 | 9 | 67000 | 5608 | 3.5 | 3.5 | Non Federally-Regulated | 11/17/1999 |  | 04/12/2000
Trane U.S. Inc. | Trane | GEHA009 |  | Ground-Water-Source | WBAHP: Heat Pump Packaged Unit | Heat Pump | 208 | 1 |  |  | No Match | No Match |  |  |  | 8623 | 583 | 14.8 | 9 | 6580 | 587 | 3.3 |  | Non Federally-Regulated | 07/22/2002 |  | 09/25/2002
ClimateMaster Inc. | Climate Master Series | HE 006 |  | Ground-Water-Source | WBAHP: Heat Pump Packaged Unit | Heat Pump | 208 | 1 |  |  | No Match | No Match |  |  |  | 7000 | 608 | 11.5 | 9 | 5400 | 565 | 2.8 |  | Non Federally-Regulated | 12/14/1998 |  | 04/10/2000
American Air Filter | Enercon | BCW09 |  | Water-Source | WBAHP: Heat Pump Packaged Unit | Heat Pump | 230 | 1 |  |  | No Match | No Match |  |  |  | 8600 | 850 | 10.1 | 7.5 | 9000 | 775 | 3.4 | 2.5 | Non Federally-Regulated | 05/16/1984 |  | 06/11/1985
Snyder General Corp. | McQuay | VE070G5 |  | Water-Source | WBAHP: Heat Pump Packaged Unit | Heat Pump | 208 | 1 |  |  | No Match | No Match |  |  |  | 6900 | 645 | 10.7 | 9 | 8800 | 700 | 3.7 | 3.2 | Non Federally-Regulated | 02/22/1990 |  | 07/31/1991
Waterfurnace International, Inc. | Waterfurnace International, Inc. | ATH045*3(P) |  | Ground-Water-Source | WBAHP: Heat Pump Packaged Unit | Heat Pump | 208 | 3 |  |  | No Match | No Match |  |  |  | 27800 | 1323 | 21 | 9 | 19600 | 1472 | 3.9 |  | Non Federally-Regulated | 11/17/1999 |  | 05/19/2000
Trane U.S. Inc. | Trane | GEHB060 |  | Ground-Water-Source | WBAHP: Heat Pump Packaged Unit | Heat Pump | 208 | 1 |  |  | No Match | No Match |  |  |  | 58500 | 4254 | 13.8 | 9 | 43300 | 4092 | 3.1 |  | Non Federally-Regulated | 07/22/2002 |  | 03/12/2009
Addison Products | Addison Products | VGY060-3A |  | Water-Source | WBAHP-CB: Heat Pump Split Syst | Heat Pump | 230 | 3 |  |  | No Match | No Match |  |  |  | 68000 | 5354 | 12.7 | 9 | 77200 | 6113 | 3.7 | 3.5 | Non Federally-Regulated | 07/22/2002 |  | 03/12/2009
American Air Filter | Enercon | EHW-51 |  | Water-Source | WBAHP: Heat Pump Packaged Unit | Heat Pump | 200 | 3 |  |  | No Match | No Match |  |  |  | 51000 | 4809 | 10.6 | 9 | 63000 | 5276 | 3.5 | 3.2 | Non Federally-Regulated | 05/11/1988 |  | 03/15/1989
Addison Products | Addison Products | HGY030-8A |  | Water-Source | WBAHP-CB: Heat Pump Split Syst | Heat Pump | 265 | 1 |  |  | No Match | No Match |  |  |  | 34900 | 2510 | 13.9 | 9 | 42300 | 3541 | 3.5 | 3.5 | Non Federally-Regulated | 07/22/2002 |  | 03/12/2009
Waterfurnace International, Inc. | WFI Industries, Ltd. | ZS070**3*4 |  | Water-Source | WBAHP: Heat Pump Packaged Unit | Heat Pump | 230 | 3 |  |  | No Match | Single-Speed |  |  |  | 63000 | 4406 | 14.3 | 12 | 79000 | 4926 | 4.7 | 4.2 | Federally-Regulated Commercial & Industrial Equipment | 06/14/2011 |  | 03/02/2012
Waterfurnace International, Inc. | Rybacki - Hart Enterprises | ZS023**0*1 |  | Ground-Water-Source | WBAHP: Heat Pump Packaged Unit | Heat Pump | 208 | 1 |  |  | No Match | Single-Speed |  |  |  | 25400 | 1104 | 23 | 16.2 | 21900 | 1493 | 4.3 | 3.6 | Non Federally-Regulated | 01/24/2011 |  | 04/19/2013
Addison Products | Addison Products | HWY018-1A |  | Water-Source | WBAHP: Heat Pump Packaged Unit | Heat Pump | 208 | 1 |  |  | No Match | No Match |  |  |  | 17600 | 1303 | 13.5 | 10 | 24200 | 1337 | 5.3 |  | Federally-Regulated Commercial & Industrial Equipment | 11/14/2000 |  | 03/22/2001
Mammoth | Hydrobank II | K090VHG |  | Water-Source | WBAHP: Heat Pump Packaged Unit | Heat Pump | 575 | 3 |  |  | No Match | No Match |  |  |  | 87300 | 6419 | 13.6 | 9 | 11200 | 729 | 4.5 | 3.8 | Federally-Regulated Commercial & Industrial Equipment | 05/23/2000 |  | 01/18/2001
Waterfurnace International, Inc. | Waterfurnace International, Inc. | CC/CE/CS/CW07*9 |  | Water-Source | WBAHP-O: Heat Pump Packaged Un | Heat Pump | 115 | 1 |  |  | No Match | No Match |  |  |  | 7100 | 507 | 14 | 10 | 9300 | 579 | 4.7 |  | Federally-Regulated Commercial & Industrial Equipment | 11/14/2000 |  | 02/09/2009
Hydro Delta Corp. | Hydro Delta Corp. | 03-054-WTARW-HM |  | Water-Source | WBAHP-CB: Heat Pump Split Syst | Heat Pump | 230 | 1 |  |  | No Match | No Match |  |  |  | 56000 | 4480 | 12.5 | 9 | 65000 | 5147 | 3.7 | 3.5 | Non Federally-Regulated | 11/17/1999 |  | 04/12/2000
Friedrich Air Conditioning Co. | Climate Master Series | 804-043-G******** |  | Water-Source | WBAHP: Heat Pump Packaged Unit | Heat Pump | 230 | 3 |  |  | No Match | No Match |  |  |  | 42000 | 4050 | 10.4 | 7.5 | 57000 | 4450 | 3.8 | 2.5 | Non Federally-Regulated | 08/30/1983 |  | 08/29/1986
Waterfurnace International, Inc. | Eagle Mountain | ZS024**0*0 |  | Ground-Water-Source | WBAHP: Heat Pump Packaged Unit | Heat Pump | 208 | 1 |  |  | No Match | Single-Speed |  |  |  | 26400 | 1158 | 22.8 | 16.2 | 22300 | 1634 | 4 | 3.6 | Non Federally-Regulated | 01/24/2011 |  | 04/19/2013
Mammoth | Hydrobank II | E009HHJ |  | Water-Source | WBAHP: Heat Pump Packaged Unit | Heat Pump | 265 | 1 |  |  | No Match | No Match |  |  |  | 8800 | 846 | 10.4 | 10 | 12000 | 878 | 4 |  | Federally-Regulated Commercial & Industrial Equipment | 05/23/2000 |  | 11/14/2000
Addison Products | Addison Products | WRH028-1J | HRH028-1J | Water-Source | WBAHP-C: Heat Pump Split Syste | Heat Pump | 208 | 1 |  |  | No Match | No Match |  |  |  | 27200 | 2472 | 11 | 10 | 35200 | 2644 | 3.9 |  | Federally-Regulated Commercial & Industrial Equipment | 10/05/1999 |  | 04/12/2000
Econar | Econar | GV291 |  | Ground-Water-Source | WBAHP: Heat Pump Packaged Unit | Heat Pump | 208 | 1 |  |  | No Match | No Match |  |  |  | 28600 | 2087 | 13.7 | 9 | 25800 | 2291 | 3.3 |  | Non Federally-Regulated | 01/30/1998 |  | 03/31/1998
Waterfurnace International, Inc. | Waterfurnace International, Inc. | VL/VX080**4 |  | Ground-Water-Source | WBAHP: Heat Pump Packaged Unit | Heat Pump | 460 | 3 |  |  | No Match | No Match |  |  |  | 84000 | 6000 | 14 | 9 | 54500 | 5506 | 2.9 |  | Non Federally-Regulated | 07/22/2002 |  | 03/12/2009
Addison Products | Addison Products | WPH032-3JA/3JBA |  | Water-Source | WBAHP-CB: Heat Pump Split Syst | Heat Pump | 230 | 3 |  |  | No Match | No Match |  |  |  | 32200 | 2927 | 11 | 9 | 36200 | 3030 | 3.5 | 3.5 | Non Federally-Regulated | 10/05/1999 |  | 09/21/2000
Waterfurnace International, Inc. | Geotility Geothermal Installations | ZS036**3*4 |  | Ground-Water-Source | WBAHP: Heat Pump Packaged Unit | Heat Pump | 230 | 3 |  |  | No Match | Single-Speed |  |  |  | 37700 | 1639 | 23 | 16.2 | 33000 | 2249 | 4.3 | 3.6 | Non Federally-Regulated | 06/14/2011 |  | 03/02/2012
McQuay / Snyder General | Electro-Hydronics | UW350GP |  | Water-Source | WBAHP: Heat Pump Packaged Unit | Heat Pump | 460 | 3 |  |  | No Match | No Match |  |  |  | 35600 | 3360 | 10.6 | 7.5 | 43000 | 3500 | 3.6 | 2.5 | Non Federally-Regulated | 08/29/1986 |  | 05/11/1988
Florida Heat Pump | Florida Heat Pump | AP049-4CF/HZ/VT |  | Water-Source | WBAHP: Heat Pump Packaged Unit | Heat Pump | 460 | 3 |  |  | No Match | Dual-Speed |  |  |  | 50000 | 3165 | 15.8 | 12 | 53000 | 2987 | 5.2 | 4.2 | Federally-Regulated Commercial & Industrial Equipment | 11/30/2011 |  | 04/20/2015
Jacobsen Energy Ind., Inc. | Thermaflo II | 36***1**** |  | Water-Source | WBAHP: Heat Pump Packaged Unit | Heat Pump | 208 | 1 |  |  | No Match | No Match |  |  |  | 36500 | 3100 | 11.8 | 7.5 | 43800 | 3425 | 3.7 | 2.5 | Non Federally-Regulated | 06/11/1985 |  | 05/11/1988
Mammoth | Mammoth | D013V |  | Water-Source | WBAHP: Heat Pump Packaged Unit | Heat Pump | 230 | 1 |  |  | No Match | No Match |  |  |  | 11300 | 1400 | 8.1 | 7.5 | 14500 | 1600 | 2.7 | 2.5 | Non Federally-Regulated | 01/05/1982 |  | 05/16/1984
Florida Heat Pump | Energy Miser | HEV 160-3 |  | Water-Source | WBAHP: Heat Pump Packaged Unit | Heat Pump | 208 | 3 |  |  | No Match | No Match |  |  |  | 158000 | 15640 | 10.1 |  | 224000 | 8415 | 3.9 | 2.5 | Non Federally-Regulated | 02/22/1990 |  | 07/31/1991
Waterfurnace International, Inc. | Johnson Controls | RJSV/RJSH036**3*1 |  | Water-Source | WBAHP: Heat Pump Packaged Unit | Heat Pump | 208 | 3 |  |  | No Match | Single-Speed |  |  |  | 34500 | 1760 | 19.6 | 12 | 38000 | 1826 | 6.1 | 4.2 | Federally-Regulated Commercial & Industrial Equipment | 01/24/2011 |  | 10/24/2014
ClimateMaster Inc. | Carrier | 50HQA/HQD072 5/6 |  | Water-Source | WBAHP: Heat Pump Packaged Unit | Heat Pump | 208 | 3 |  |  | No Match | No Match |  |  |  | 70000 | 6363 | 11 | 10.5 | 91000 | 6838 | 3.9 | 3.8 | Federally-Regulated Commercial & Industrial Equipment | 03/31/1998 |  | 05/10/1998
Trane U.S. Inc. | Command-Aire | GSUF0301B |  | Water-Source | WBAHP-CB: Heat Pump Split Syst | Heat Pump | 208 | 1 |  |  | No Match | No Match |  |  |  | 32000 | 1927 | 16.6 | 9 | 33800 | 2539 | 3.9 | 3.5 | Non Federally-Regulated | 12/14/1998 |  | 04/12/2000
Florida Heat Pump | Geosystems, LLC | CFS-*030 |  | Water-Source | WBAHP: Heat Pump Packaged Unit | Heat Pump | 230 | 1 |  |  | No Match | Single-Speed |  |  |  | 30000 | 1875 | 16 | 12 | 34500 | 1944 | 5.2 | 4.2 | Federally-Regulated Commercial & Industrial Equipment | 09/03/2012 |  | 12/12/2012
Econar | Econar | GV420 |  | Ground-Water-Source | WBAHP: Heat Pump Packaged Unit | Heat Pump | 208 | 1 |  |  | No Match | No Match |  |  |  | 39000 | 2910 | 13.4 | 9 | 37500 | 3544 | 3.1 |  | Non Federally-Regulated | 03/18/2002 |  | 03/12/2009
Florida Heat Pump | Florida Heat Pump | EM070-4CF/HZ/VT |  | Ground-Water-Source | WBAHP: Heat Pump Packaged Unit | Heat Pump | 460 | 3 |  |  | No Match | No Match |  |  |  | 72000 | 4897 | 14.7 | 9 | 53000 | 4852 | 3.2 |  | Non Federally-Regulated | 07/22/2002 |  | 03/12/2009
Waterfurnace International, Inc. | Waterfurnace International, Inc. | NSZ042A3 | NRAC048* | Water-Source | WBAHP-CB: Heat Pump Split Syst | Heat Pump | 208 | 3 |  |  | No Match | Single-Speed |  |  |  | 39000 | 2254 | 17.3 | 12 | 41400 | 2289 | 5.3 | 4.2 | Federally-Regulated Commercial & Industrial Equipment | 08/23/2011 |  | 10/24/2014
ClimateMaster Inc. | Carrier Corp. | YDS/YPS064 | CNPV*60* | Water-Source | WBAHP-C: Heat Pump Split Syste | Heat Pump | 230 | 1 |  |  | No Match | Single-Speed |  |  |  | 56400 | 3837 | 14.7 | 12 | 69500 | 4516 | 4.5 | 4.2 | Federally-Regulated Commercial & Industrial Equipment | 11/25/2009 |  | 08/23/2011
Waterfurnace International, Inc. | Waterfurnace International, Inc. | SXV019*0 |  | Ground-Water-Source | WBAHP: Heat Pump Packaged Unit | Heat Pump | 230 | 1 |  |  | No Match | No Match |  |  |  | 19200 | 1371 | 14 | 9 | 15100 | 1301 | 3.4 |  | Non Federally-Regulated | 10/06/1999 |  | 05/19/2000
Snyder General Corp. | American Air Filter | VWH012A*A |  | Water-Source | WBAHP: Heat Pump Packaged Unit | Heat Pump | 115 | 1 |  |  | No Match | No Match |  |  |  | 12500 | 1147 | 10.9 | 9 | 14700 | 1138 | 3.8 | 3.2 | Federally-Regulated Commercial & Industrial Equipment | 08/14/1992 |  | 08/06/1993
Florida Heat Pump | DeMarco Energy Systems | GT036-2VT/HZ/CF |  | Water-Source | WBAHP-CB: Heat Pump Split Syst | Heat Pump | 265 | 1 |  |  | No Match | No Match |  |  |  | 36000 | 2589 | 13.9 | 9 | 39000 | 3007 | 3.8 | 3.5 | Non Federally-Regulated | 10/05/1999 |  | 04/12/2000
Command-Aire | Command-Aire | RWP-604 |  | Water-Source | WBAHP: Heat Pump Packaged Unit | Heat Pump | 460 | 3 |  |  | No Match | No Match |  |  |  | 73900 | 7590 | 9.7 | 9.2 | 94300 | 7500 | 3.7 |  | Non Federally-Regulated | 05/11/1988 |  | 03/15/1989
Waterfurnace International, Inc. | Geotility Geothermal Installations | ZS060**5*0 |  | Ground-Source | WBAHP: Heat Pump Packaged Unit | Heat Pump | 575 | 3 |  |  | No Match | Single-Speed |  |  |  | 60900 | 3669 | 16.6 | 13.4 | 47100 | 4183 | 3.3 | 3.1 | Non Federally-Regulated | 01/24/2011 |  | 04/19/2013
ClimateMaster Inc. | Carrier | 50HQA/HQD/VQA/VQD024 3 |  | Water-Source | WBAHP: Heat Pump Packaged Unit | Heat Pump | 208 | 1 |  |  | No Match | No Match |  |  |  | 24500 | 1828 | 13.4 | 10 | 28900 | 1841 | 4.6 |  | Federally-Regulated Commercial & Industrial Equipment | 02/02/1998 |  | 03/31/1998
Addison Products | Addison Products | VGY036-1A |  | Ground-Water-Source | WBAHP: Heat Pump Packaged Unit | Heat Pump | 208 | 1 |  |  | No Match | No Match |  |  |  | 38100 | 2627 | 14.5 | 9 | 23600 | 2095 | 3.3 |  | Non Federally-Regulated | 07/22/2002 |  | 03/12/2009
Florida Heat Pump | Energy Miser | LTCS 70-3 | LTAH 70-1 | Ground-Water-Source | WBAHP-CB: Heat Pump Split Syst | Heat Pump | 208 | 3 |  |  | No Match | No Match |  |  |  | 64000 | 6275 | 10.2 |  | 76000 | 6750 | 3.3 |  | Non Federally-Regulated | 02/22/1990 |  | 07/31/1991
Enertech Global, LLC | Enertech | GRT060A | ACD060 | Ground-Source | WBAHP-CB: Heat Pump Split Syst | Heat Pump | 208 | 1 |  |  | No Match | Single-Speed |  |  |  | 62200 | 3575 | 17.4 | 13.4 | 46000 | 3745 | 3.6 | 3.1 | Non Federally-Regulated | 09/03/2012 |  | 12/12/2012
Climate Control / Snyder General | Trane | WPHA33XE* |  | Water-Source | WBAHP: Heat Pump Packaged Unit | Heat Pump | 208 | 3 |  |  | No Match | No Match |  |  |  | 33000 | 3050 | 10.8 | 7.5 | 39000 | 3090 | 3.7 | 2.5 | Non Federally-Regulated | 05/16/1984 |  | 05/11/1988
Florida Heat Pump | Florida Heat Pump | GT030-1CS | GT030-1AH/AV | Water-Source | WBAH: Heating Only Packaged Un | Heat Pump | 208 | 1 |  |  | No Match | No Match |  |  |  | 29400 | 2115 | 13.9 | 9 | 33800 | 2357 | 4.2 | 3.5 | Non Federally-Regulated | 05/23/2001 |  | 07/18/2002
Florida Heat Pump | Energy Miser | HEV34-3 |  | Water-Source | WBAHP: Heat Pump Packaged Unit | Heat Pump | 208 | 3 |  |  | No Match | No Match |  |  |  | 34000 | 2835 | 12 | 9.3 | 44000 | 3145 | 4.1 | 3.8 | Non Federally-Regulated | 07/31/1991 |  | 03/31/1998
Singer | Electro-Hydronics | LM120C5 |  | Water-Source | WBAHP: Heat Pump Packaged Unit | Heat Pump | 208 | 1 |  |  | No Match | No Match |  |  |  | 11500 | 1200 | 9.6 | 7.5 | 14000 | 1300 | 3.3 | 2.5 | Non Federally-Regulated | 09/08/1982 |  | 05/16/1984
McQuay / Snyder General | Electro-Hydronics | WM90C5 |  | Water-Source | WBAHP: Heat Pump Packaged Unit | Heat Pump | 208 | 1 |  |  | No Match | No Match |  |  |  | 8700 | 825 | 10.5 | 9 | 10000 | 850 | 3.4 | 3.2 | Non Federally-Regulated | 05/11/1988 |  | 03/15/1989
Command-Aire | Command-Aire | SWPH131E |  | Water-Source | WBAHP: Heat Pump Packaged Unit | Heat Pump | 208 | 1 |  |  | No Match | No Match |  |  |  | 12200 | 1050 | 11.6 | 7.5 | 16000 | 1143 | 4.1 | 2.5 | Non Federally-Regulated | 06/11/1985 |  | 01/23/1988
McQuay / Snyder General | Electro-Hydronics | LHP15AP |  | Water-Source | WBAHP: Heat Pump Packaged Unit | Heat Pump | 460 | 3 |  |  | No Match | No Match |  |  |  | 178000 | 16950 | 10.5 |  | 227000 | 17600 | 3.8 |  | Non Federally-Regulated | 05/11/1988 |  | 03/15/1989
Florida Heat Pump | Energy Miser | HEV 68-3 |  | Water-Source | WBAHP: Heat Pump Packaged Unit | Heat Pump | 208 | 3 |  |  | No Match | No Match |  |  |  | 68000 | 6070 | 11.2 | 9.2 | 88000 | 6450 | 4 | 2.5 | Non Federally-Regulated | 06/11/1985 |  | 05/11/1988
Mammoth | Hydrobank II | G045VLH |  | Ground-Water-Source | WBAHP: Heat Pump Packaged Unit | Heat Pump | 460 | 3 |  |  | No Match | No Match |  |  |  | 44500 | 3178 | 14 | 9 | 33500 | 3067 | 3.2 |  | Non Federally-Regulated | 06/27/2003 |  | 03/12/2009
Addison Products | Addison Products | DWPG020-1B-XL* |  | Ground-Water-Source | WBAHP: Heat Pump Packaged Unit | Heat Pump | 208 | 1 |  |  | No Match | No Match |  |  |  | 19000 | 1258 | 15.1 | 9 | 13400 | 1189 | 3.3 |  | Non Federally-Regulated | 07/29/1998 |  | 10/02/1998
Mammoth | Hydrobank II | D064HLG |  | Ground-Water-Source | WBAHP: Heat Pump Packaged Unit | Heat Pump | 230 | 1 |  |  | No Match | No Match |  |  |  | 62000 | 4275 | 14.5 | 9 | 49500 | 4532 | 3.2 |  | Non Federally-Regulated | 01/18/2001 |  | 07/18/2002
Waterfurnace International, Inc. | Waterfurnace International, Inc. | SXH030C1 |  | Water-Source | WBAHP-CB: Heat Pump Split Syst | Heat Pump | 230 | 1 |  |  | No Match | No Match |  |  |  | 31800 | 2338 | 13.6 | 9 | 33400 | 2330 | 4.2 | 3.5 | Non Federally-Regulated | 02/02/1998 |  | 10/02/1998
Command-Aire | Command-Aire | SWP-1544 |  | Water-Source | WBAHP: Heat Pump Packaged Unit | Heat Pump | 460 | 3 |  |  | No Match | No Match |  |  |  | 169000 | 18500 | 9.1 | 9 | 235000 | 18900 | 3.6 |  | Federally-Regulated Commercial & Industrial Equipment | 01/23/1988 |  | 05/11/1988
Waterfurnace International, Inc. | Waterfurnace International, Inc. | SXV048C0 |  | Water-Source | WBAHP: Heat Pump Packaged Unit | Heat Pump | 230 | 1 |  |  | No Match | No Match |  |  |  | 49000 | 3629 | 13.5 | 9.3 | 60500 | 3772 | 4.7 | 3.8 | Federally-Regulated Commercial & Industrial Equipment | 03/31/1998 |  | 05/10/1998
Addison Products | Comfort-Aire | RUWP-1533 |  | Water-Source | WBAHP: Heat Pump Packaged Unit | Heat Pump | 208 | 3 |  |  | No Match | No Match |  |  |  | 172000 | 18400 | 9.3 |  | 225000 | 18300 | 3.6 | 3.8 | Non Federally-Regulated | 07/31/1991 |  | 03/31/1998
Addison Products | Addison Products | HWPH064-1JC/1JBC |  | Ground-Water-Source | WBAHP: Heat Pump Packaged Unit | Heat Pump | 230 | 1 |  |  | No Match | No Match |  |  |  | 63500 | 5080 | 12.5 | 11 | 76000 | 6364 | 3.5 | 3.5 | Non Federally-Regulated | 03/31/1998 |  | 05/10/1998
Command-Aire | Command-Aire | SWPH-281 |  | Water-Source | WBAHP: Heat Pump Packaged Unit | Heat Pump | 230 | 1 |  |  | No Match | No Match |  |  |  | 29000 | 3050 | 9.5 | 9 | 38000 | 3150 | 3.5 | 3.2 | Non Federally-Regulated | 05/11/1988 |  | 03/15/1989
McQuay / Snyder General | Electro-Hydronics | VE200F7 |  | Water-Source | WBAHP: Heat Pump Packaged Unit | Heat Pump | 265 | 1 |  |  | No Match | No Match |  |  |  | 19000 | 1780 | 10.7 | 7.5 | 25600 | 1920 | 3.9 | 2.5 | Non Federally-Regulated | 08/29/1986 |  | 05/11/1988
ClimateMaster Inc. | Climate Master Series | GSS060AG | GAH60 | Water-Source | Water/Brine to Air Heat Pump S | Heat Pump | 230 | 1 |  |  | No Match | No Match |  |  |  | 54300 | 4344 | 12.5 | 10 | 69000 | 4930 | 4.1 |  | Federally-Regulated Commercial & Industrial Equipment | 04/12/2000 |  | 11/19/2001
Waterfurnace International, Inc. | Waterfurnace International, Inc. | VLV/VXV018*1 |  | Ground-Water-Source | WBAHP: Heat Pump Packaged Unit | Heat Pump | 230 | 1 |  |  | No Match | No Match |  |  |  | 18900 | 1340 | 14.1 | 9 | 14500 | 1327 | 3.2 |  | Non Federally-Regulated | 06/20/2003 |  | 03/12/2009
Trane U.S. Inc. | Command-Aire | GSUF0481B |  | Water-Source | WBAHP-CB: Heat Pump Split Syst | Heat Pump | 208 | 1 |  |  | No Match | No Match |  |  |  | 51000 | 3207 | 15.9 | 9 | 54000 | 3859 | 4.1 | 3.5 | Non Federally-Regulated | 12/14/1998 |  | 10/05/1999
Addison Products | Addison Products | VPY012-8A |  | Water-Source | WBAHP-CB: Heat Pump Split Syst | Heat Pump | 265 | 1 |  |  | No Match | No Match |  |  |  | 11900 | 991 | 12 | 9 | 13500 | 1069 | 3.7 | 3.5 | Non Federally-Regulated | 11/14/2000 |  | 07/18/2002
Florida Heat Pump | Energy Miser | HE42CF-1 |  | Water-Source | WBAHP: Heat Pump Packaged Unit | Heat Pump | 208 | 1 |  |  | No Match | No Match |  |  |  | 42000 | 3620 | 11.6 | 9 | 53500 | 3825 | 4.1 | 3.2 | Non Federally-Regulated | 05/11/1988 |  | 03/15/1989
McQuay International | McQuay | CCH/CCW024C-G |  | Water-Source | WBAHP: Heat Pump Packaged Unit | Heat Pump | 230 | 1 |  |  | No Match | No Match |  |  |  | 25000 | 2066 | 12.1 | 10 | 30000 | 2313 | 3.8 |  | Federally-Regulated Commercial & Industrial Equipment | 11/17/1999 |  | 09/21/2000
Addison Products | Addison Products | HGY042-1A |  | Ground-Water-Source | WBAHP: Heat Pump Packaged Unit | Heat Pump | 230 | 1 |  |  | No Match | No Match |  |  |  | 47000 | 3560 | 13.2 | 9 | 30900 | 3017 | 3 |  | Non Federally-Regulated | 07/22/2002 |  | 03/12/2009
Mammoth | Hydrobank II | G025VLG |  | Ground-Water-Source | WBAHP: Heat Pump Packaged Unit | Heat Pump | 460 | 3 |  |  | No Match | No Match |  |  |  | 25000 | 1785 | 14 | 9 | 19000 | 1795 | 3.1 |  | Non Federally-Regulated | 01/18/2001 |  | 07/18/2002
Geoflex Systems, Inc. | Geoflex Systems, Inc. | GF1S-V/H/D/M-024WAABP |  | Ground-Water-Source | WBAHP: Heat Pump Packaged Unit | Both Heat Pump and Electric Re | 208 | 1 |  |  | No Match | Single-Speed |  |  |  | 22900 | 851 | 26.9 | 16.2 | 19900 | 1241 | 4.7 | 3.6 | Non Federally-Regulated | 03/02/2012 |  | 01/09/2014
Command-Aire | Command-Aire | SWP-211 |  | Water-Source | WBAHP: Heat Pump Packaged Unit | Heat Pump | 208 | 1 |  |  | No Match | No Match |  |  |  | 22000 | 2275 | 9.7 | 7.5 | 28500 | 2350 | 3.6 | 2.5 | Non Federally-Regulated | 01/05/1982 |  | 01/23/1988
American Air Filter | Enercon | VW61 |  | Water-Source | WBAHP: Heat Pump Packaged Unit | Heat Pump | 230 | 3 |  |  | No Match | No Match |  |  |  | 61000 | 5730 | 10.6 | 7.5 | 74000 | 6100 | 3.6 | 2.5 | Non Federally-Regulated | 06/11/1985 |  | 05/11/1988
McQuay / Snyder General | Electro-Hydronics | UW500GD |  | Water-Source | WBAHP: Heat Pump Packaged Unit | Heat Pump | 230 | 3 |  |  | No Match | No Match |  |  |  | 50000 | 4850 | 10.3 | 7.5 | 65000 | 4900 | 3.9 | 2.5 | Non Federally-Regulated | 08/29/1986 |  | 05/11/1988
Waterfurnace International, Inc. | Geotility Geothermal Installations | ZS042**0*0 |  | Ground-Source | WBAHP: Heat Pump Packaged Unit | Heat Pump | 230 | 1 |  |  | No Match | Single-Speed |  |  |  | 42300 | 2518 | 16.8 | 13.4 | 29900 | 2655 | 3.3 | 3.1 | Non Federally-Regulated | 01/24/2011 |  | 04/19/2013
Florida Heat Pump | Geomaster, LLC | ES030-3CS | ES030-3AV/AH | Ground-Water-Source | WBAHP-CB: Heat Pump Split Syst | Heat Pump | 208 | 3 |  |  | No Match | Single-Speed |  |  |  | 33500 | 1319 | 25.4 | 16.2 | 27000 | 1931 | 4.1 | 3.6 | Non Federally-Regulated | 06/15/2009 |  | 04/20/2015
ClimateMaster Inc. | Carrier Corp. | 50PCH/V060 |  | Ground-Source | WBAHP: Heat Pump Packaged Unit | Heat Pump | 230 | 1 |  |  | No Match | Single-Speed |  |  |  | 60100 | 4061 | 14.8 | 13.4 | 47500 | 4218 | 3.3 | 3.1 | Non Federally-Regulated | 10/24/2014 |  | 04/22/2015
ClimateMaster Inc. | Climate Master | TCV041AH |  | Ground-Water-Source | WBAHP: Heat Pump Packaged Unit | Heat Pump | 230 | 3 |  |  | No Match | Single-Speed |  |  |  | 41400 | 2102 | 19.7 | 16.2 | 38000 | 3010 | 3.7 | 3.6 | Non Federally-Regulated | 09/03/2012 |  | 10/24/2014
Command-Aire | Command-Aire | SWPH-191 |  | Water-Source | WBAHP: Heat Pump Packaged Unit | Heat Pump | 208 | 1 |  |  | No Match | No Match |  |  |  | 18000 | 1840 | 9.8 | 9 | 23000 | 1820 | 3.7 | 3.2 | Federally-Regulated Commercial & Industrial Equipment | 01/23/1988 |  | 05/11/1988
Bard Manufacturing Company, Inc. | Bard | QW242-A |  | Ground-Water-Source | WBAHP: Heat Pump Packaged Unit | Heat Pump | 230 | 1 |  |  | No Match | No Match |  |  |  | 25000 | 1533 | 16.3 | 9 | 16200 | 1531 | 3.1 |  | Non Federally-Regulated | 06/20/2003 |  | 03/12/2009
Mammoth | Hydrobank II | E030VHJ |  | Water-Source | WBAHP: Heat Pump Packaged Unit | Heat Pump | 265 | 1 |  |  | No Match | No Match |  |  |  | 31000 | 2818 | 11 | 10 | 39000 | 2929 | 3.9 |  | Federally-Regulated Commercial & Industrial Equipment | 11/14/2000 |  | 01/18/2001
Marvair | Marvair | WHP43HPC |  | Water-Source | WBAHP: Heat Pump Packaged Unit | Heat Pump | 208 | 3 |  |  | No Match | No Match |  |  |  | 42700 | 3882 | 11 | 9 | 54700 | 4111 | 3.9 | 3.2 | Non Federally-Regulated | 05/11/1988 |  | 03/15/1989
ClimateMaster Inc. | Climate Master Series | V100-32/34 |  | Water-Source | WBAHP: Heat Pump Packaged Unit | Heat Pump | 208 | 3 |  |  | No Match | No Match |  |  |  | 101000 | 8782 | 11.5 | 10.5 | 109000 | 8406 | 3.8 | 3.8 | Federally-Regulated Commercial & Industrial Equipment | 03/31/1998 |  | 05/10/1998
Waterfurnace International, Inc. | Waterfurnace International, Inc. | P034**1 |  | Ground-Water-Source | WBAHP: Heat Pump Packaged Unit | Heat Pump | 208 | 1 |  |  | No Match | No Match |  |  |  | 34400 | 2150 | 16 | 9 | 25000 | 2219 | 3.3 |  | Non Federally-Regulated | 07/22/2002 |  | 03/12/2009
ClimateMaster Inc. | Climate Master Series | 81615G |  | Water-Source | WBAHP-O: Heat Pump Packaged Un | Heat Pump | 265 | 1 |  |  | No Match | No Match |  |  |  | 12400 | 1127 | 11 | 10 | 15400 | 1187 | 3.8 |  | Federally-Regulated Commercial & Industrial Equipment | 12/14/1998 |  | 10/05/1999
Mammoth | Hydrobank II | D035HHE/VHE |  | Water-Source | WBAHP: Heat Pump Packaged Unit | Heat Pump | 230 | 1 |  |  | No Match | No Match |  |  |  | 37000 | 2624 | 14.1 | 10 | 45000 | 2866 | 4.6 |  | Federally-Regulated Commercial & Industrial Equipment | 07/29/1998 |  | 10/02/1998
McQuay International | McQuay | CCH/CCW/HWH/HWW019C-N |  | Water-Source | WBAHP: Heat Pump Packaged Unit | Heat Pump | 265 | 1 |  |  | No Match | No Match |  |  |  | 18400 | 1520 | 12.1 | 9.3 | 23200 | 1789 | 3.8 | 3.8 | Federally-Regulated Commercial & Industrial Equipment | 03/31/1998 |  | 05/10/1998
ClimateMaster Inc. | Carrier | RHC048***60*** |  | Water-Source | WBAHP: Heat Pump Packaged Unit | Heat Pump | 460 | 3 |  |  | No Match | No Match |  |  |  | 47900 | 4094 | 11.7 | 10 | 61100 | 4072 | 4.4 |  | Federally-Regulated Commercial & Industrial Equipment | 07/02/2003 |  | 03/12/2009
Florida Heat Pump | Florida Heat Pump | EP015-1HZ/VT |  | Ground-Source | WBAHP: Heat Pump Packaged Unit | Heat Pump | 230 | 1 |  |  | No Match | Single-Speed |  |  |  | 16200 | 786 | 20.6 | 13.4 | 11000 | 827 | 3.9 | 3.1 | Non Federally-Regulated | 01/24/2011 |  | 06/14/2011
California Heat Pump | Aqua-Matic | 11H**-12-** |  | Water-Source | WBAHP: Heat Pump Packaged Unit | Heat Pump | 230 | 1 |  |  | No Match | No Match |  |  |  | 10800 | 982 | 11 | 7.5 | 14000 | 1100 | 3.7 | 2.5 | Non Federally-Regulated | 06/11/1985 |  | 05/11/1988
Econar | Econar | GH1200 |  | Ground-Water-Source | WBAHP: Heat Pump Packaged Unit | Heat Pump | 460 | 3 |  |  | No Match | No Match |  |  |  | 109000 | 9083 | 12 | 9 | 107000 | 10453 | 3 |  | Non Federally-Regulated | 01/30/1998 |  | 10/02/1998
McQuay / Snyder General | Electro-Hydronics | FW550FK |  | Water-Source | WBAHP: Heat Pump Packaged Unit | Heat Pump | 208 | 3 |  |  | No Match | No Match |  |  |  | 55000 | 5670 | 9.7 | 9 | 67000 | 5610 | 3.5 | 3.2 | Non Federally-Regulated | 05/11/1988 |  | 03/15/1989
Florida Heat Pump | Florida Heat Pump | EM036-4HZ |  | Water-Source | WBAHP: Heat Pump Packaged Unit | Heat Pump | 460 | 3 |  |  | No Match | No Match |  |  |  | 35000 | 2500 | 14 | 10 | 42000 | 2735 | 4.5 |  | Federally-Regulated Commercial & Industrial Equipment | 02/02/1998 |  | 03/31/1998
Enertech Global, LLC | Enertech | TST072A2 | MPD072 | Ground-Water-Source | WBAHP-CB: Heat Pump Split Syst | Heat Pump | 230 | 3 |  |  | No Match | Single-Speed | 2863 | 693 | 1 | 73600 | 3556 | 20.7 | 16.2 | 64800 | 4632 | 4.1 | 3.6 | Non Federally-Regulated | 09/03/2012 |  | 12/12/2012
Mammoth | Mammoth | D009HHA |  | Water-Source | WBAHP: Heat Pump Packaged Unit | Heat Pump | 230 | 1 |  |  | No Match | Single-Speed |  |  |  | 10100 | 669 | 15.1 | 11.2 | 11200 | 698 | 4.7 | 4.2 | Federally-Regulated Commercial & Industrial Equipment | 01/10/2012 |  | 12/12/2012
Waterfurnace International, Inc. | Waterfurnace International, Inc. | NDZ038A1 | NRAC036* | Ground-Water-Source | WBAHP-CB: Heat Pump Split Syst | Heat Pump | 208 | 1 |  |  | No Match | Dual-Speed |  |  |  | 34300 | 1681 | 20.4 | 16.2 | 33100 | 2157 | 4.5 | 3.6 | Non Federally-Regulated | 04/30/2009 |  | 08/23/2011
Florida Heat Pump | Florida Heat Pump | GT048-4VT/HZ/CF |  | Water-Source | WBAHP-CB: Heat Pump Split Syst | Heat Pump | 460 | 3 |  |  | No Match | No Match |  |  |  | 49000 | 3951 | 12.4 | 9 | 58500 | 4396 | 3.9 | 3.5 | Non Federally-Regulated | 12/14/1998 |  | 10/05/1999
American Air Filter | Enercon | FVW-12 |  | Water-Source | WBAHP: Heat Pump Packaged Unit | Heat Pump | 230 | 1 |  |  | No Match | No Match |  |  |  | 11000 | 1037 | 10.6 | 9 | 15100 | 1196 | 3.7 | 3.2 | Non Federally-Regulated | 02/22/1990 |  | 07/31/1991
Florida Heat Pump | Florida Heat Pump | GT030-4CF/HZ/VT |  | Water-Source | WBAHP: Heat Pump Packaged Unit | Heat Pump | 460 | 3 |  |  | No Match | No Match |  |  |  | 30000 | 2027 | 14.8 | 10 | 35000 | 2229 | 4.6 |  | Federally-Regulated Commercial & Industrial Equipment | 04/12/2000 |  | 05/29/2001
Carrier Corp. | Carrier | 50QXH0426 |  | Water-Source | WBAHP: Heat Pump Packaged Unit | Heat Pump | 460 | 3 |  |  | No Match | No Match |  |  |  | 42000 | 3529 | 11.9 | 9 | 50000 | 3856 | 3.8 | 3.2 | Non Federally-Regulated | 03/15/1989 |  | 09/25/1989
Enertech Global, LLC | Enertech | GSC036 | MPD036 | Ground-Water-Source | WBAHP-CB: Heat Pump Split Syst | Heat Pump | 208 | 1 |  |  | No Match | Single-Speed |  |  |  | 39400 | 2000 | 19.7 | 16.2 | 34400 | 2587 | 3.9 | 3.6 | Non Federally-Regulated | 07/16/2009 |  | 03/02/2012
Waterfurnace International, Inc. | Waterfurnace International, Inc. | VL/VX120T*3 |  | Ground-Water-Source | WBAHP: Heat Pump Packaged Unit | Heat Pump | 230 | 3 |  |  | No Match | No Match |  |  |  | 124000 | 9323 | 13.3 | 9 | 95000 | 9278 | 3 |  | Non Federally-Regulated | 11/14/2000 |  | 07/18/2002
Waterfurnace International, Inc. | Eagle Mountain | GS018**0*0 |  | Ground-Source | WBAHP: Heat Pump Packaged Unit | Heat Pump | 230 | 1 |  |  | No Match | Single-Speed |  |  |  | 18500 | 1028 | 18 | 13.4 | 14500 | 1180 | 3.6 | 3.1 | Non Federally-Regulated | 01/24/2011 |  | 04/19/2013
Waterfurnace International, Inc. | Waterfurnace International, Inc. | SXV048B0 |  | Ground-Water-Source | WBAHP: Heat Pump Packaged Unit | Heat Pump | 208 | 1 |  |  | No Match | No Match |  |  |  | 51500 | 3843 | 13.4 | 9 | 36000 | 3403 | 3.1 |  | Non Federally-Regulated | 01/30/1998 |  | 10/02/1998
Florida Heat Pump | Energy Miser | HE15CF-1 |  | Water-Source | WBAHP: Heat Pump Packaged Unit | Heat Pump | 230 | 1 |  |  | No Match | No Match |  |  |  | 14700 | 1335 | 11 | 9 | 20000 | 1465 | 4 | 3.2 | Non Federally-Regulated | 02/22/1990 |  | 07/31/1991
Florida Heat Pump | Florida Heat Pump | EM007-0CF/HZ/VT |  | Water-Source | WBAHP: Heat Pump Packaged Unit | Heat Pump | 115 | 1 |  |  | No Match | No Match |  |  |  | 7500 | 609 | 12.3 | 10 | 10000 | 651 | 4.5 |  | Federally-Regulated Commercial & Industrial Equipment | 05/29/2001 |  | 02/17/2011
Hydro Delta Corp. | Hydro Delta Corp. | 03-026-WTARWD-HE |  | Water-Source | WBAHP-CB: Heat Pump Split Syst | Heat Pump | 230 | 1 |  |  | No Match | No Match |  |  |  | 25000 | 2083 | 12 | 9 | 29000 | 2296 | 3.7 | 3.5 | Non Federally-Regulated | 10/05/1999 |  | 11/17/1999
Marvair | Marvair | WVP57HPC |  | Water-Source | WBAHP: Heat Pump Packaged Unit | Heat Pump | 208 | 3 |  |  | No Match | No Match |  |  |  | 56400 | 5371 | 10.5 | 9 | 71400 | 5656 | 3.7 | 3.2 | Federally-Regulated Commercial & Industrial Equipment | 02/22/1988 |  | 05/11/1988
Florida Heat Pump | Florida Heat Pump | EM015-1CF/HZ/VT |  | Water-Source | WBAHP: Heat Pump Packaged Unit | Heat Pump | 230 | 1 |  |  | No Match | No Match |  |  |  | 14800 | 1275 | 11.6 | 10 | 20000 | 1429 | 4.1 |  | Federally-Regulated Commercial & Industrial Equipment | 04/12/2000 |  | 03/12/2009
Climate Control / Snyder General | Trane | WPHA19XB* |  | Water-Source | WBAHP: Heat Pump Packaged Unit | Heat Pump | 208 | 1 |  |  | No Match | No Match |  |  |  | 20000 | 1869 | 10.7 | 7.5 | 25600 | 2084 | 3.9 | 2.5 | Non Federally-Regulated | 05/16/1984 |  | 05/11/1988
Trane U.S. Inc. | Trane | GETE018 |  | Ground-Source | WBAHP-O: Heat Pump Packaged Un | Heat Pump | 208 | 1 |  |  | No Match | Single-Speed |  |  |  | 18700 | 1308 | 14.3 | 13.4 | 15100 | 1342 | 3.3 | 3.1 | Non Federally-Regulated | 01/25/2011 |  | 01/09/2014
McQuay / Snyder General | Electro-Hydronics | UW350F5 |  | Water-Source | WBAHP: Heat Pump Packaged Unit | Heat Pump | 208 | 1 |  |  | No Match | No Match |  |  |  | 35600 | 3360 | 10.6 | 7.5 | 43000 | 3500 | 3.6 | 2.5 | Non Federally-Regulated | 08/29/1986 |  | 05/11/1988
Enertech Global, LLC | Enertech | HST036A | MPD036 | Ground-Source | WBAHP-CB: Heat Pump Split Syst | Heat Pump | 208 | 1 |  |  | No Match | Single-Speed |  |  |  | 38900 | 2315 | 16.8 | 13.4 | 29200 | 2194 | 3.9 | 3.1 | Non Federally-Regulated | 11/30/2011 |  | 12/12/2012
Mammoth | Geox | ZF168VHA |  | Water-Source | WBAHP: Heat Pump Packaged Unit | Heat Pump | 230 | 3 |  |  | No Match | No Match |  |  |  | 168000 | 15272 | 11 |  | 208000 | 16928 | 3.6 | 3.8 | Non Federally-Regulated | 07/31/1991 |  | 03/31/1998
Mammoth | Hydrobank II | D045VLF/HLF/DLF |  | Ground-Water-Source | WBAHP: Heat Pump Packaged Unit | Heat Pump | 208 | 1 |  |  | No Match | No Match |  |  |  | 44500 | 3320 | 13.4 | 9 | 34500 | 3370 | 3 |  | Non Federally-Regulated | 07/29/1998 |  | 10/02/1998
Snyder General Corp. | American Air Filter | VWH060A*G |  | Water-Source | WBAHP: Heat Pump Packaged Unit | Heat Pump | 208 | 1 |  |  | No Match | No Match |  |  |  | 61500 | 5694 | 10.8 | 9.3 | 78000 | 6037 | 3.8 | 3.8 | Non Federally-Regulated | 07/31/1991 |  | 08/14/1992
Mammoth | Hydrobank II | G030HHB/VHB |  | Water-Source | WBAHP: Heat Pump Packaged Unit | Heat Pump | 460 | 3 |  |  | No Match | No Match |  |  |  | 31000 | 2695 | 11.5 | 10 | 38500 | 2969 | 3.8 |  | Federally-Regulated Commercial & Industrial Equipment | 07/29/1998 |  | 10/02/1998
Waterfurnace International, Inc. | Waterfurnace International, Inc. | NDV/NDH038F1*1 |  | Ground-Water-Source | WBAHP: Heat Pump Packaged Unit | Heat Pump | 208 | 1 |  |  | No Match | Dual-Speed |  |  |  | 39400 | 1635 | 24.1 | 16.2 | 33600 | 2052 | 4.8 | 3.6 | Non Federally-Regulated | 05/02/2012 |  | 04/19/2013
Waterfurnace International, Inc. | Waterfurnace International, Inc. | SXH042B4 |  | Water-Source | WBAHP: Heat Pump Packaged Unit | Heat Pump | 460 | 3 |  |  | No Match | No Match |  |  |  | 42000 | 3000 | 14 | 10 | 54500 | 3131 | 5.1 |  | Federally-Regulated Commercial & Industrial Equipment | 12/14/1998 |  | 10/05/1999
ClimateMaster Inc. | Carrier | 50YBV042 |  | Ground-Water-Source | WBAHP: Heat Pump Packaged Unit | Heat Pump | 230 | 1 |  |  | No Match | No Match |  |  |  | 42000 | 2470 | 17 | 9 | 30000 | 2313 | 3.8 |  | Non Federally-Regulated | 11/17/1999 |  | 04/10/2000
McQuay / Snyder General | Electro-Hydronics | UC610F3 |  | Water-Source | WBAHP: Heat Pump Packaged Unit | Heat Pump | 230 | 1 |  |  | No Match | No Match |  |  |  | 61500 | 5850 | 10.5 | 7.5 | 77000 | 5785 | 3.9 | 2.5 | Non Federally-Regulated | 08/29/1986 |  | 05/11/1988
Waterfurnace International, Inc. | Waterfurnace International, Inc. | SXV010A1 |  | Water-Source | WBAHP: Heat Pump Packaged Unit | Heat Pump | 208 | 1 |  |  | No Match | No Match |  |  |  | 9800 | 653 | 15 | 9.3 | 12600 | 710 | 5.2 | 3.8 | Federally-Regulated Commercial & Industrial Equipment | 03/31/1998 |  | 05/10/1998
Waterfurnace International, Inc. | Waterfurnace International, Inc. | ATV070D3(P) |  | Ground-Source | WBAHP: Heat Pump Packaged Unit | Heat Pump | 230 | 3 |  |  | No Match | No Match |  |  |  | 43500 | 2500 | 17.4 |  | 32400 | 2637 | 3.6 |  | Non Federally-Regulated | 03/31/1998 |  | 05/10/1998
Enertech Global, LLC | Enertech | HST072A2 | MPD060 | Ground-Source | WBAHP-CB: Heat Pump Split Syst | Heat Pump | 208 | 3 |  |  | No Match | Single-Speed | 3552 | 693 | 1 | 69200 | 4245 | 16.3 | 13.4 | 52400 | 4266 | 3.6 | 3.1 | Non Federally-Regulated | 03/02/2012 |  | 09/03/2012
Command-Aire | Command-Aire | SWPV091M |  | Water-Source | WBAHP: Heat Pump Packaged Unit | Heat Pump | 208 | 1 |  |  | No Match | No Match |  |  |  | 9000 | 810 | 11.1 | 9 | 12200 | 870 | 4.1 | 3.2 | Non Federally-Regulated | 02/22/1990 |  | 07/31/1991
McQuay / Snyder General | Electro-Hydronics | LWP27BD |  | Water-Source | WBAHP: Heat Pump Packaged Unit | Heat Pump | 230 | 3 |  |  | No Match | No Match |  |  |  | 295200 | 25350 | 11.6 |  | 348000 | 28300 | 3.6 |  | Non Federally-Regulated | 05/11/1988 |  | 03/15/1989
ClimateMaster Inc. | Climate Master Series | VS/VL/HS/HL 048 G |  | Water-Source | WBAHP: Heat Pump Packaged Unit | Heat Pump | 230 | 1 |  |  | No Match | No Match |  |  |  | 47500 | 4318 | 11 | 10 | 57000 | 4396 | 3.8 |  | Federally-Regulated Commercial & Industrial Equipment | 02/02/1998 |  | 03/31/1998
Mammoth | Mammoth | D009HHDXXX |  | Water-Source | WBAHP: Heat Pump Packaged Unit | Heat Pump | 208 | 1 |  |  | No Match | No Match |  |  |  | 8400 | 810 | 10.4 | 9 | 12000 | 900 | 3.9 | 3.2 | Non Federally-Regulated | 05/11/1988 |  | 03/15/1989
Enertech Global, LLC | Enertech | TRT048A | MPD060 | Ground-Source | WBAHP-CB: Heat Pump Split Syst | Heat Pump | 230 | 1 |  |  | No Match | Single-Speed |  |  |  | 51700 | 2795 | 18.5 | 13.4 | 37100 | 2718 | 4 | 3.1 | Non Federally-Regulated | 09/03/2012 |  | 12/12/2012
Trane U.S. Inc. | Trane | WPHC1204 |  | Water-Source | WBAHP: Heat Pump Packaged Unit | Heat Pump | 460 | 3 |  |  | No Match | No Match |  |  |  | 124026 | 11065 | 11.2 | 10.5 | 149696 | 13774 | 3.2 | 3.8 | Non Federally-Regulated | 07/31/1991 |  | 03/31/1998
Florida Heat Pump | Florida Heat Pump | EM060-3CF |  | Water-Source | WBAHP: Heat Pump Packaged Unit | Heat Pump | 230 | 3 |  |  | No Match | No Match |  |  |  | 60000 | 4615 | 13 | 9.3 | 80000 | 5328 | 4.4 | 3.8 | Federally-Regulated Commercial & Industrial Equipment | 03/31/1998 |  | 05/10/1998
Florida Heat Pump | Geomaster, LLC | EC036-1CF/HZ/VT |  | Water-Source | WBAHP: Heat Pump Packaged Unit | Heat Pump | 208 | 1 |  |  | No Match | Single-Speed |  |  |  | 36000 | 2609 | 13.8 | 12 | 46000 | 2995 | 4.5 | 4.2 | Federally-Regulated Commercial & Industrial Equipment | 04/30/2009 |  | 04/20/2015
Snyder General Corp. | McQuay | VF330GK |  | Water-Source | WBAHP: Heat Pump Packaged Unit | Heat Pump | 208 | 3 |  |  | No Match | No Match |  |  |  | 30800 | 2852 | 10.8 | 9 | 35000 | 2900 | 3.5 | 3.2 | Non Federally-Regulated | 02/22/1990 |  | 07/31/1991
Addison Products | Addison Products | VGY030-1A |  | Water-Source | WBAHP-CB: Heat Pump Split Syst | Heat Pump | 208 | 1 |  |  | No Match | No Match |  |  |  | 34900 | 2510 | 13.9 | 9 | 42300 | 3541 | 3.5 | 3.5 | Non Federally-Regulated | 11/14/2000 |  | 07/18/2002
Waterfurnace International, Inc. | American Standard, Inc. | A1GC036***1**4 |  | Ground-Source | WBAHP: Heat Pump Packaged Unit | Heat Pump | 230 | 1 |  |  | No Match | Single-Speed |  |  |  | 34500 | 1994 | 17.3 | 13.4 | 26000 | 2117 | 3.6 | 3.1 | Non Federally-Regulated | 03/02/2012 |  | 10/24/2014
Waterfurnace International, Inc. | Waterfurnace International, Inc. | CW*018A0 |  | Ground-Source | WBAHP: Heat Pump Packaged Unit | Heat Pump | 230 | 1 |  |  | No Match | No Match |  |  |  | 18100 | 1360 | 13.3 |  | 13900 | 1357 | 3 |  | Non Federally-Regulated | 03/31/1998 |  | 05/10/1998
Geoflex Systems, Inc. | Geoflex Systems, Inc. | GF1S-V/H/D/M-042WAABE |  | Ground-Source | WBAHP: Heat Pump Packaged Unit | Both Heat Pump and Electric Re | 208 | 1 |  |  | No Match | Single-Speed |  |  |  | 40300 | 1947 | 20.7 | 13.4 | 28400 | 2030 | 4.1 | 3.1 | Non Federally-Regulated | 03/02/2012 |  | 01/09/2014
Addison Products | Addison Products | HWPG048-3B** |  | Ground-Water-Source | WBAHP: Heat Pump Packaged Unit | Heat Pump | 208 | 3 |  |  | No Match | No Match |  |  |  | 47500 | 3298 | 14.4 | 9 | 34000 | 3214 | 3.1 |  | Non Federally-Regulated | 07/29/1998 |  | 10/02/1998
Mammoth | Hydrobank II | F043HHK |  | Water-Source | WBAHP: Heat Pump Packaged Unit | Heat Pump | 230 | 3 |  |  | No Match | No Match |  |  |  | 41500 | 3705 | 11.2 | 10 | 51500 | 3869 | 3.9 |  | Federally-Regulated Commercial & Industrial Equipment | 06/27/2003 |  | 03/12/2009
Carrier Corp. | Carrier | 50QEH0073 |  | Water-Source | WBAHP: Heat Pump Packaged Unit | Heat Pump | 208 | 1 |  |  | No Match | No Match |  |  |  | 7400 | 591 | 12.5 | 9 | 9400 | 611 | 4.4 | 3.2 | Federally-Regulated Commercial & Industrial Equipment | 02/05/1990 |  | 02/22/1990
ClimateMaster Inc. | Climate Master Series | VS024G********* |  | Water-Source | WBAHP: Heat Pump Packaged Unit | Heat Pump | 208 | 1 |  |  | No Match | No Match |  |  |  | 23400 | 1888 | 12.4 | 9 | 30000 | 1957 | 4.5 | 3.2 | Federally-Regulated Commercial & Industrial Equipment | 10/01/1991 |  | 07/27/1992
Waterfurnace International, Inc. | Waterfurnace International, Inc. | VLV030A1 |  | Water-Source | WBAHP: Heat Pump Packaged Unit | Heat Pump | 230 | 1 |  |  | No Match | No Match |  |  |  | 29500 | 2107 | 14 | 10 | 35200 | 2292 | 4.5 |  | Federally-Regulated Commercial & Industrial Equipment | 12/14/1998 |  | 10/05/1999
Waterfurnace International, Inc. | Waterfurnace International, Inc. | ATH040D1 |  | Ground-Source | WBAHP: Heat Pump Packaged Unit | Heat Pump | 208 | 1 |  |  | No Match | No Match |  |  |  | 41500 | 2441 | 17 |  | 29200 | 2516 | 3.4 |  | Non Federally-Regulated | 03/31/1998 |  | 05/10/1998
Waterfurnace International, Inc. | Rybacki - Hart Enterprises | ZS070**0*1 |  | Water-Source | WBAHP: Heat Pump Packaged Unit | Heat Pump | 230 | 1 |  |  | No Match | Single-Speed |  |  |  | 63000 | 4406 | 14.3 | 12 | 79000 | 4926 | 4.7 | 4.2 | Federally-Regulated Commercial & Industrial Equipment | 01/24/2011 |  | 04/19/2013
McQuay International | McQuay | W-WD*/WL*/WM*-1-009-E |  | Water-Source | WBAHP-O: Heat Pump Packaged Un | Heat Pump | 230 | 1 |  |  | No Match | No Match |  |  |  | 8700 | 690 | 12.6 | 10 | 11000 | 826 | 3.9 |  | Federally-Regulated Commercial & Industrial Equipment | 11/14/2000 |  | 03/12/2009
Waterfurnace International, Inc. | Waterfurnace International, Inc. | SXH024C2 |  | Ground-Water-Source | WBAHP: Heat Pump Packaged Unit | Heat Pump | 265 | 1 |  |  | No Match | No Match |  |  |  | 27400 | 1889 | 14.5 | 11 | 27400 | 1867 | 4.3 | 3.5 | Non Federally-Regulated | 03/31/1998 |  | 05/10/1998
Snyder General Corp. | McQuay | LHP25BK |  | Water-Source | WBAHP: Heat Pump Packaged Unit | Heat Pump | 208 | 3 |  |  | No Match | No Match |  |  |  | 256000 | 22000 | 11.6 |  | 284000 | 22400 | 3.7 | 2.5 | Non Federally-Regulated | 02/22/1990 |  | 07/31/1991
ClimateMaster Inc. | Carrier | RVC018***40*** |  | Water-Source | WBAHP: Heat Pump Packaged Unit | Heat Pump | 265 | 1 |  |  | No Match | No Match |  |  |  | 18900 | 1524 | 12.4 | 10 | 22700 | 1623 | 4.1 |  | Federally-Regulated Commercial & Industrial Equipment | 07/02/2003 |  | 03/12/2009
Waterfurnace International, Inc. | Eagle Mountain | ZS023**4*1 |  | Ground-Source | WBAHP: Heat Pump Packaged Unit | Heat Pump | 460 | 3 |  |  | No Match | Single-Speed |  |  |  | 23900 | 1406 | 17 | 13.4 | 17000 | 1384 | 3.6 | 3.1 | Non Federally-Regulated | 01/24/2011 |  | 04/19/2013
Florida Heat Pump | Florida Heat Pump | EM036-3CS | EM036-1AH/AV | Ground-Water-Source | WBAHP-CB: Heat Pump Split Syst | Heat Pump | 230 | 3 |  |  | No Match | No Match |  |  |  | 36000 | 2553 | 14.1 | 9 | 25000 | 2289 | 3.2 |  | Non Federally-Regulated | 07/22/2002 |  | 03/12/2009
McQuay International | McQuay | VWH/VWW048B-F |  | Water-Source | WBAHP: Heat Pump Packaged Unit | Heat Pump | 230 | 3 |  |  | No Match | No Match |  |  |  | 46000 | 3833 | 12 | 10 | 56000 | 3815 | 4.3 |  | Federally-Regulated Commercial & Industrial Equipment | 11/17/1999 |  | 09/21/2000
Waterfurnace International, Inc. | Rybacki - Hart Enterprises | YS048**1*4 |  | Ground-Source | WBAHP: Heat Pump Packaged Unit | Heat Pump | 208 | 1 |  |  | No Match | Single-Speed |  |  |  | 49500 | 2735 | 18.1 | 13.4 | 36900 | 3004 | 3.6 | 3.1 | Non Federally-Regulated | 01/24/2011 |  | 04/19/2013
Waterfurnace International, Inc. | Rybacki - Hart Enterprises | ZS024**3*0 |  | Ground-Source | WBAHP: Heat Pump Packaged Unit | Heat Pump | 208 | 3 |  |  | No Match | Single-Speed |  |  |  | 24400 | 1435 | 17 | 13.4 | 17500 | 1465 | 3.5 | 3.1 | Non Federally-Regulated | 01/24/2011 |  | 04/19/2013
Enertech Global, LLC | Enertech | GXT048C |  | Ground-Source | WBAHP: Heat Pump Packaged Unit | Heat Pump | 208 | 1 |  |  | No Match | Single-Speed |  |  |  | 49900 | 2697 | 18.5 | 13.4 | 39500 | 2756 | 4.2 | 3.1 | Non Federally-Regulated | 11/30/2011 |  | 05/02/2012
ClimateMaster Inc. | Carrier Corp. | 50PCH/V009 |  | Ground-Water-Source | WBAHP: Heat Pump Packaged Unit | Heat Pump | 208 | 1 |  |  | No Match | Single-Speed |  |  |  | 10100 | 481 | 21 | 16.2 | 9800 | 736 | 3.9 | 3.6 | Non Federally-Regulated | 10/24/2014 |  | 04/22/2015
Climate Control / Snyder General | Electro-Hydronics | UC260FD |  | Water-Source | WBAHP: Heat Pump Packaged Unit | Heat Pump | 230 | 3 |  |  | No Match | No Match |  |  |  | 26000 | 2450 | 10.6 | 7.5 | 31600 | 2500 | 3.7 | 2.5 | Non Federally-Regulated | 05/16/1984 |  | 08/29/1986
Waterfurnace International, Inc. | Waterfurnace International, Inc. | LCC/LCW/LCS/LCX12*0 |  | Water-Source | WBAHP-O: Heat Pump Packaged Un | Heat Pump | 208 | 1 |  |  | No Match | Single-Speed |  |  |  | 10900 | 948 | 11.5 | 11.2 | 14700 | 1026 | 4.2 | 4.2 | Federally-Regulated Commercial & Industrial Equipment | 08/23/2011 |  | 01/09/2014
Mammoth | Hydrobank II | G064VLF/HLF/DLF |  | Ground-Water-Source | WBAHP: Heat Pump Packaged Unit | Heat Pump | 460 | 3 |  |  | No Match | No Match |  |  |  | 65000 | 4850 | 13.4 | 9 | 50000 | 4884 | 3 |  | Non Federally-Regulated | 07/29/1998 |  | 10/02/1998
Waterfurnace International, Inc. | WFI Industries, Ltd. | GTS038A | GRAC036* | Water-Source | WBAHP-CB: Heat Pump Split Syst | Heat Pump | 208 | 1 |  |  | No Match | Dual-Speed |  |  |  | 34000 | 2329 | 14.6 | 12 | 40100 | 2350 | 5 | 4.2 | Federally-Regulated Commercial & Industrial Equipment | 01/24/2011 |  | 08/23/2011
Waterfurnace International, Inc. | Eagle Mountain | ZS041**0*4 |  | Ground-Source | WBAHP: Heat Pump Packaged Unit | Heat Pump | 208 | 1 |  |  | No Match | Single-Speed |  |  |  | 41000 | 2485 | 16.5 | 13.4 | 29000 | 2428 | 3.5 | 3.1 | Non Federally-Regulated | 06/14/2011 |  | 04/19/2013
Addison Products | Addison Products | HGY036-3A |  | Ground-Water-Source | WBAHP: Heat Pump Packaged Unit | Heat Pump | 208 | 3 |  |  | No Match | No Match |  |  |  | 38100 | 2627 | 14.5 | 9 | 23600 | 2095 | 3.3 |  | Non Federally-Regulated | 11/14/2000 |  | 07/18/2002
Florida Heat Pump | Florida Heat Pump | EM012-2CS | EM012-2AH/AV | Water-Source | Water/Brine to Air Heat Pump S | Heat Pump | 265 | 1 |  |  | No Match | No Match |  |  |  | 11300 | 1008 | 11.2 | 10 | 14300 | 1074 | 3.9 |  | Federally-Regulated Commercial & Industrial Equipment | 04/12/2000 |  | 03/12/2009
California Heat Pump | California Heat Pump | 35H**-34-** |  | Water-Source | WBAHP: Heat Pump Packaged Unit | Heat Pump | 460 | 3 |  |  | No Match | No Match |  |  |  | 35000 | 3180 | 11 | 7.5 | 42000 | 3240 | 3.8 | 2.5 | Non Federally-Regulated | 06/11/1985 |  | 05/11/1988
Florida Heat Pump | Florida Heat Pump | EM041-1HZ |  | Water-Source | WBAHP: Heat Pump Packaged Unit | Heat Pump | 208 | 1 |  |  | No Match | No Match |  |  |  | 39500 | 2992 | 13.2 | 9.3 | 50000 | 3488 | 4.2 | 3.8 | Federally-Regulated Commercial & Industrial Equipment | 03/31/1998 |  | 05/10/1998
Mammoth | Hydrobank II | A009CHE |  | Water-Source | WBAHP-O: Heat Pump Packaged Un | Heat Pump | 115 | 1 |  |  | No Match | No Match |  |  |  | 8600 | 716 | 12 | 9.3 | 11100 | 813 | 4 | 3.8 | Federally-Regulated Commercial & Industrial Equipment | 03/31/1998 |  | 05/10/1998
ClimateMaster Inc. | Climate Master Series | 802041N******** |  | Water-Source | WBAHP: Heat Pump Packaged Unit | Heat Pump | 575 | 3 |  |  | No Match | No Match |  |  |  | 46900 | 4760 | 9.9 | 9 | 51100 | 5030 | 3 | 3.2 | Non Federally-Regulated | 05/11/1988 |  | 03/15/1989
Florida Heat Pump | Energy Miser | HEH42-1 |  | Water-Source | WBAHP: Heat Pump Packaged Unit | Heat Pump | 208 | 1 |  |  | No Match | No Match |  |  |  | 42000 | 3620 | 11.6 | 9.3 | 53500 | 3825 | 4.1 | 3.8 | Non Federally-Regulated | 07/31/1991 |  | 03/31/1998
American Air Filter | Enercon | DVW51 |  | Water-Source | WBAHP: Heat Pump Packaged Unit | Heat Pump | 200 | 3 |  |  | No Match | No Match |  |  |  | 51000 | 4988 | 10.2 | 7.5 | 64000 | 5244 | 3.6 | 2.5 | Non Federally-Regulated | 05/16/1984 |  | 06/11/1985
Johnson Controls | Johnson Controls | VSCS12B1****0 |  | Water-Source | WBAHP: Heat Pump Packaged Unit | Heat Pump | 208 | 1 |  |  | No Match | Single-Speed |  |  |  | 12200 | 938 | 13 | 11.2 | 14900 | 992 | 4.4 | 4.2 | Federally-Regulated Commercial & Industrial Equipment | 03/02/2012 |  | 10/24/2014
Waterfurnace International, Inc. | Johnson Controls | RGSV/RGSH060**0*1 |  | Ground-Source | WBAHP: Heat Pump Packaged Unit | Heat Pump | 230 | 1 |  |  | No Match | Single-Speed |  |  |  | 60900 | 3402 | 17.9 | 13.4 | 47100 | 3834 | 3.6 | 3.1 | Non Federally-Regulated | 01/24/2011 |  | 03/02/2012
Waterfurnace International, Inc. | Waterfurnace International, Inc. | NSZ030A0 | NAH030* | Ground-Water-Source | WBAHP-CB: Heat Pump Split Syst | Heat Pump | 230 | 1 |  |  | No Match | Single-Speed |  |  |  | 28500 | 1145 | 24.9 | 16.2 | 25300 | 1513 | 4.9 | 3.6 | Non Federally-Regulated | 01/24/2011 |  | 10/24/2014
Florida Heat Pump | Florida Heat Pump | AP035-3CF/HZ/VT |  | Water-Source | WBAHP: Heat Pump Packaged Unit | Heat Pump | 230 | 3 |  |  | No Match | Dual-Speed |  |  |  | 36600 | 2288 | 16 | 12 | 43000 | 2471 | 5.1 | 4.2 | Federally-Regulated Commercial & Industrial Equipment | 11/30/2011 |  | 05/01/2015
Florida Heat Pump | Geomaster, LLC | EC015-2CF/HZ/VT |  | Ground-Water-Source | WBAHP: Heat Pump Packaged Unit | Heat Pump | 265 | 1 |  |  | No Match | Single-Speed |  |  |  | 15800 | 832 | 19 | 16.2 | 13500 | 958 | 3.8 | 3.6 | Non Federally-Regulated | 04/30/2009 |  | 05/01/2015
ClimateMaster Inc. | Climate Master Series | 80110B |  | Water-Source | WBAHP: Heat Pump Packaged Unit | Heat Pump | 208 | 1 |  |  | No Match | No Match |  |  |  | 8800 | 880 | 10 | 9 | 10800 | 879 | 3.6 | 3.2 | Non Federally-Regulated | 05/11/1988 |  | 03/15/1989
Waterfurnace International, Inc. | Waterfurnace International, Inc. | SXH019C2 |  | Water-Source | WBAHP: Heat Pump Packaged Unit | Heat Pump | 265 | 1 |  |  | No Match | No Match |  |  |  | 18600 | 1338 | 13.9 | 10 | 24200 | 1447 | 4.9 |  | Federally-Regulated Commercial & Industrial Equipment | 12/14/1998 |  | 10/05/1999
Waterfurnace International, Inc. | Geotility Geothermal Installations | ZS036**0*4 |  | Water-Source | WBAHP: Heat Pump Packaged Unit | Heat Pump | 208 | 1 |  |  | No Match | Single-Speed |  |  |  | 33300 | 2220 | 15 | 12 | 40600 | 2479 | 4.8 | 4.2 | Federally-Regulated Commercial & Industrial Equipment | 03/02/2012 |  | 04/19/2013
Mammoth | Hydrobank II | G120VHK |  | Water-Source | WBAHP: Heat Pump Packaged Unit | Heat Pump | 460 | 3 |  |  | No Match | No Match |  |  |  | 115500 | 8619 | 13.4 | 9 | 151000 | 11060 | 4 | 3.8 | Federally-Regulated Commercial & Industrial Equipment | 03/22/2001 |  | 03/12/2009
Waterfurnace International, Inc. | Waterfurnace International, Inc. | ATV028C0 |  | Ground-Water-Source | WBAHP: Heat Pump Packaged Unit | Heat Pump | 230 | 1 |  |  | No Match | No Match |  |  |  | 28800 | 1882 | 15.3 | 11 | 29600 | 1927 | 4.5 | 3.5 | Non Federally-Regulated | 03/31/1998 |  | 05/10/1998
California Heat Pump | California Heat Pump | 61V*B-12-** |  | Water-Source | WBAHP: Heat Pump Packaged Unit | Heat Pump | 230 | 1 |  |  | No Match | No Match |  |  |  | 61000 | 6120 | 10 | 7.5 | 77000 | 6450 | 3.5 | 2.5 | Non Federally-Regulated | 06/11/1985 |  | 05/11/1988
ClimateMaster Inc. | Climate Master Series | VT 036(P) |  | Ground-Water-Source | WBAHP: Heat Pump Packaged Unit | Heat Pump | 230 | 1 |  |  | No Match | No Match |  |  |  | 17000 | 955 | 17.8 | 9 | 13800 | 1092 | 3.7 |  | Non Federally-Regulated | 12/14/1998 |  | 11/17/1999
McQuay / Snyder General | Electro-Hydronics | UC330F7 |  | Water-Source | WBAHP: Heat Pump Packaged Unit | Heat Pump | 265 | 1 |  |  | No Match | No Match |  |  |  | 33000 | 3050 | 10.8 | 7.5 | 39000 | 3090 | 3.7 | 2.5 | Non Federally-Regulated | 08/29/1986 |  | 05/11/1988
McQuay International | McQuay | W-CDD/CDE/CDL-1-009-E |  | Water-Source | WBAHP: Heat Pump Packaged Unit | Heat Pump | 230 | 1 |  |  | No Match | No Match |  |  |  | 8700 | 790 | 11 | 10 | 12000 | 901 | 3.9 |  | Federally-Regulated Commercial & Industrial Equipment | 10/05/1999 |  | 09/21/2000
ClimateMaster Inc. | Climate Master Series | 80113B |  | Water-Source | WBAHP: Heat Pump Packaged Unit | Heat Pump | 208 | 1 |  |  | No Match | No Match |  |  |  | 12300 | 1025 | 12 | 9 | 13700 | 934 | 4.3 | 3.2 | Non Federally-Regulated | 05/11/1988 |  | 03/15/1989
Enertech Global, LLC | Enertech | GS024 |  | Ground-Water-Source | WBAHP: Heat Pump Packaged Unit | Heat Pump | 230 | 1 |  |  | No Match | Single-Speed |  |  |  | 27700 | 1352 | 20.5 | 16.2 | 24200 | 1666 | 4.3 | 3.6 | Non Federally-Regulated | 01/25/2011 |  | 04/19/2013
Waterfurnace International, Inc. | Waterfurnace International, Inc. | CC/CE/CS/CW07*0 |  | Ground-Water-Source | WBAHP: Heat Pump Packaged Unit | Heat Pump | 230 | 1 |  |  | No Match | No Match |  |  |  | 7300 | 493 | 14.8 | 9 | 5600 | 529 | 3.1 |  | Non Federally-Regulated | 07/22/2002 |  | 03/12/2009
Marvair | Marvair | WHP47HPC |  | Water-Source | WBAHP: Heat Pump Packaged Unit | Heat Pump | 230 | 3 |  |  | No Match | No Match |  |  |  | 47500 | 4318 | 11 | 9 | 60000 | 4628 | 3.8 | 3.2 | Non Federally-Regulated | 02/22/1990 |  | 07/31/1991
Florida Heat Pump | Energy Miser | HEV 2000-3 |  | Water-Source | WBAHP: Heat Pump Packaged Unit | Heat Pump | 208 | 3 |  |  | No Match | No Match |  |  |  | 202000 | 19238 | 10.5 |  | 238000 | 18847 | 3.7 | 2.5 | Non Federally-Regulated | 02/22/1990 |  | 07/31/1991
Florida Heat Pump | Florida Heat Pump | SV070-1CS*-*****A | SV070-1AV/AH*-***T/A*A | Water-Source | WBAHP-CB: Heat Pump Split Syst | Heat Pump | 208 | 1 |  |  | No Match | Single-Speed |  |  |  | 62100 | 4566 | 13.6 | 12 | 70400 | 4798 | 4.3 | 4.2 | Federally-Regulated Commercial & Industrial Equipment | 10/24/2014 |  | 04/01/2015
ClimateMaster Inc. | Climate Master Series | VT060G(P) |  | Ground-Water-Source | WBAHP: Heat Pump Packaged Unit | Heat Pump | 208 | 1 |  |  | No Match | No Match |  |  |  | 22900 | 1449 | 15.8 | 9 | 22900 | 1813 | 3.7 |  | Non Federally-Regulated | 04/10/2000 |  | 05/24/2001
Waterfurnace International, Inc. | Spectra | SXH019A1 |  | Water-Source | WBAHP: Heat Pump Packaged Unit | Heat Pump | 208 | 1 |  |  | No Match | No Match |  |  |  | 18600 | 1378 | 13.5 | 10 | 24200 | 1509 | 4.7 |  | Federally-Regulated Commercial & Industrial Equipment | 06/02/1993 |  | 06/03/1993
Florida Heat Pump | Florida Heat Pump | GT042-5VT/HZ/CF |  | Water-Source | WBAHP-CB: Heat Pump Split Syst | Heat Pump | 575 | 3 |  |  | No Match | No Match |  |  |  | 45000 | 3435 | 13.1 | 9 | 50000 | 3488 | 4.2 | 3.5 | Non Federally-Regulated | 02/02/1998 |  | 10/02/1998
Florida Heat Pump | Florida Heat Pump | EM036-2CF |  | Water-Source | WBAHP: Heat Pump Packaged Unit | Heat Pump | 265 | 1 |  |  | No Match | No Match |  |  |  | 35000 | 2500 | 14 | 9.3 | 42000 | 2735 | 4.5 | 3.8 | Federally-Regulated Commercial & Industrial Equipment | 03/31/1998 |  | 05/10/1998
Mammoth | Hydrobank II | F043HHF-CR1 |  | Water-Source | WBAHP: Heat Pump Packaged Unit | Heat Pump | 208 | 3 |  |  | No Match | No Match |  |  |  | 42000 | 3716 | 11.3 | 9.3 | 53000 | 3981 | 3.9 | 3.8 | Non Federally-Regulated | 07/31/1991 |  | 03/31/1998
Addison Products | Addison Products | HWPH054-1JC/1JBC |  | Water-Source | WBAHP-CB: Heat Pump Split Syst | Heat Pump | 230 | 1 |  |  | No Match | No Match |  |  |  | 53500 | 4458 | 12 | 9 | 64000 | 5357 | 3.5 | 3.5 | Non Federally-Regulated | 10/05/1999 |  | 04/12/2000
Addison Products | Addison Products | DWPG024-1B-XL* |  | Water-Source | WBAHP-CB: Heat Pump Split Syst | Heat Pump | 230 | 1 |  |  | No Match | No Match |  |  |  | 21800 | 1626 | 13.4 | 9 | 24200 | 1729 | 4.1 | 3.5 | Non Federally-Regulated | 12/14/1998 |  | 10/05/1999
Econar | Econar | GV230 |  | Ground-Water-Source | WBAHP: Heat Pump Packaged Unit | Heat Pump | 208 | 1 |  |  | No Match | No Match |  |  |  | 24800 | 1710 | 14.5 | 9 | 21200 | 1827 | 3.4 |  | Non Federally-Regulated | 12/14/1998 |  | 03/18/2002
McQuay International | McQuay | W-FDS/FDL/FDD-1-042-F |  | Water-Source | WBAHP: Heat Pump Packaged Unit | Heat Pump | 230 | 3 |  |  | No Match | No Match |  |  |  | 41800 | 3483 | 12 | 10 | 53000 | 3882 | 4 |  | Federally-Regulated Commercial & Industrial Equipment | 10/05/1999 |  | 09/21/2000
Florida Heat Pump | Geomaster, LLC | EC036-3CF/HZ/VT |  | Water-Source | WBAHP: Heat Pump Packaged Unit | Heat Pump | 208 | 3 |  |  | No Match | Single-Speed |  |  |  | 36000 | 2609 | 13.8 | 12 | 46000 | 2995 | 4.5 | 4.2 | Federally-Regulated Commercial & Industrial Equipment | 04/30/2009 |  | 04/20/2015
Florida Heat Pump | Florida Heat Pump | EM007-0CF/HZ/VT |  | Water-Source | WBAHP: Heat Pump Packaged Unit | Heat Pump | 115 | 1 |  |  | No Match | No Match |  |  |  | 7500 | 609 | 12.3 | 10 | 100000 | 6511 | 4.5 |  | Federally-Regulated Commercial & Industrial Equipment | 04/12/2000 |  | 05/29/2001
Waterfurnace International, Inc. | Geosmart Energy, Inc. | YS070**1*0 |  | Water-Source | WBAHP: Heat Pump Packaged Unit | Heat Pump | 208 | 1 |  |  | No Match | Single-Speed |  |  |  | 63000 | 4437 | 14.2 | 12 | 79000 | 5262 | 4.4 | 4.2 | Federally-Regulated Commercial & Industrial Equipment | 01/24/2011 |  | 05/01/2015
Marvair | Marvair | WVP43HPA |  | Water-Source | WBAHP: Heat Pump Packaged Unit | Heat Pump | 208 | 1 |  |  | No Match | No Match |  |  |  | 42700 | 3882 | 11 | 9 | 54700 | 4111 | 3.9 | 3.2 | Non Federally-Regulated | 02/22/1990 |  | 07/31/1991
McQuay / Snyder General | Electro-Hydronics | FW260G7 |  | Water-Source | WBAHP: Heat Pump Packaged Unit | Heat Pump | 265 | 1 |  |  | No Match | No Match |  |  |  | 26000 | 2450 | 10.6 | 7.5 | 31600 | 2500 | 3.7 | 2.5 | Non Federally-Regulated | 08/29/1986 |  | 05/11/1988
Waterfurnace International, Inc. | Waterfurnace International, Inc. | SXH048B0 |  | Water-Source | WBAHP: Heat Pump Packaged Unit | Heat Pump | 230 | 1 |  |  | No Match | No Match |  |  |  | 49000 | 3629 | 13.5 | 10 | 60500 | 3772 | 4.7 |  | Federally-Regulated Commercial & Industrial Equipment | 02/02/1998 |  | 03/31/1998
McQuay / Snyder General | Electro-Hydronics | FW400FK |  | Water-Source | WBAHP: Heat Pump Packaged Unit | Heat Pump | 208 | 3 |  |  | No Match | No Match |  |  |  | 39600 | 3960 | 10 | 9 | 45000 | 3880 | 3.4 | 3.2 | Non Federally-Regulated | 05/11/1988 |  | 03/15/1989
Florida Heat Pump | Florida Heat Pump | EM018-2HZ |  | Water-Source | WBAHP: Heat Pump Packaged Unit | Heat Pump | 265 | 1 |  |  | No Match | No Match |  |  |  | 18500 | 1370 | 13.5 | 10 | 25000 | 1526 | 4.8 |  | Federally-Regulated Commercial & Industrial Equipment | 02/02/1998 |  | 03/31/1998
Florida Heat Pump | Florida Heat Pump | GO030-3CF/HZ/VT |  | Ground-Water-Source | WBAHP: Heat Pump Packaged Unit | Heat Pump | 208 | 3 |  |  | No Match | No Match |  |  |  | 28800 | 1822 | 15.8 | 9 | 20000 | 1583 | 3.7 |  | Non Federally-Regulated | 07/22/2002 |  | 03/12/2009
ClimateMaster Inc. | Heat Controller | HTS024A | RHPL-HM2417 | Water-Source | WBAHP-CB: Heat Pump Split Syst | Heat Pump | 208 | 1 |  |  | No Match | Dual-Speed |  |  |  | 24600 | 1629 | 15.1 | 12 | 28300 | 1766 | 4.7 | 4.2 | Federally-Regulated Commercial & Industrial Equipment | 06/15/2009 |  | 08/23/2011
Waterfurnace International, Inc. | Eagle Mountain | YS042**1*0 |  | Ground-Water-Source | WBAHP: Heat Pump Packaged Unit | Heat Pump | 208 | 1 |  |  | No Match | Single-Speed |  |  |  | 45800 | 2082 | 22 | 16.2 | 37000 | 2854 | 3.8 | 3.6 | Non Federally-Regulated | 01/24/2011 |  | 04/19/2013
Command-Aire | Command-Aire | SWPC-131 |  | Water-Source | WBAHP: Heat Pump Packaged Unit | Heat Pump | 208 | 1 |  |  | No Match | No Match |  |  |  | 13000 | 1300 | 10 | 9 | 17200 | 1450 | 3.5 | 3.2 | Non Federally-Regulated | 02/22/1990 |  | 07/31/1991
Florida Heat Pump | Geomaster, LLC | EC030-1CS | EC030-1AH/AV | Ground-Source | WBAHP-CB: Heat Pump Split Syst | Heat Pump | 230 | 1 |  |  | No Match | Single-Speed |  |  |  | 30400 | 2126 | 14.3 | 13.4 | 20600 | 1831 | 3.3 | 3.1 | Non Federally-Regulated | 04/30/2009 |  | 04/20/2015
Addison Products | Addison Products | HGY018-1A |  | Ground-Water-Source | WBAHP: Heat Pump Packaged Unit | Heat Pump | 230 | 1 |  |  | No Match | No Match |  |  |  | 18200 | 1358 | 13.4 | 9 | 14100 | 1291 | 3.2 |  | Non Federally-Regulated | 11/14/2000 |  | 07/18/2002
Waterfurnace International, Inc. | Extended Range | WXH/WXV012A*1*** |  | Water-Source | WBAHP-CB: Heat Pump Split Syst | Heat Pump | 230 | 1 |  |  | No Match | No Match |  |  |  | 12800 | 1306 | 9.8 | 9 | 16000 | 1421 | 3.3 |  | Non Federally-Regulated | 09/13/1989 |  | 07/27/1992
McQuay / Snyder General | Electro-Hydronics | LWP10AP |  | Water-Source | WBAHP: Heat Pump Packaged Unit | Heat Pump | 460 | 3 |  |  | No Match | No Match |  |  |  | 107000 | 9000 | 11.9 | 9.2 | 120000 | 9200 | 3.8 | 2.5 | Non Federally-Regulated | 08/29/1986 |  | 05/11/1988
Waterfurnace International, Inc. | Waterfurnace International, Inc. | SXH058B1 |  | Ground-Source | WBAHP: Heat Pump Packaged Unit | Heat Pump | 208 | 1 |  |  | No Match | No Match |  |  |  | 56500 | 4216 | 13.4 |  | 45500 | 4301 | 3.1 |  | Non Federally-Regulated | 03/31/1998 |  | 05/10/1998
Mammoth | Hydrobank II | G031HLG |  | Ground-Water-Source | WBAHP: Heat Pump Packaged Unit | Heat Pump | 460 | 3 |  |  | No Match | No Match |  |  |  | 30000 | 2290 | 13.1 | 9 | 23800 | 2249 | 3.1 |  | Non Federally-Regulated | 07/22/2002 |  | 03/12/2009
Waterfurnace International, Inc. | Extended Range | WXH/WXV009A*2*** |  | Ground-Water-Source | WBAHP: Heat Pump Packaged Unit | Heat Pump | 265 | 1 |  |  | No Match | No Match |  |  |  | 9000 | 918 | 9.8 |  | 10700 | 950 | 3.3 |  | Non Federally-Regulated | 03/15/1989 |  | 07/31/1991
American Air Filter | Enercon | CVW09 |  | Water-Source | WBAHP: Heat Pump Packaged Unit | Heat Pump | 277 | 1 |  |  | No Match | No Match |  |  |  | 9200 | 840 | 11 | 7.5 | 10500 | 860 | 3.6 | 2.5 | Non Federally-Regulated | 01/05/1982 |  | 05/16/1984
Waterfurnace International, Inc. | Rybacki - Hart Enterprises | GS018**2*0 |  | Ground-Source | WBAHP: Heat Pump Packaged Unit | Heat Pump | 265 | 1 |  |  | No Match | Single-Speed |  |  |  | 18500 | 1028 | 18 | 13.4 | 14500 | 1180 | 3.6 | 3.1 | Non Federally-Regulated | 01/24/2011 |  | 04/19/2013
ClimateMaster Inc. | Climate Master Series | V80-12*********** |  | Water-Source | WBAHP: Heat Pump Packaged Unit | Heat Pump | 208 | 1 |  |  | No Match | No Match |  |  |  | 77000 | 7700 | 10 | 10.5 | 80000 | 7100 | 3.3 | 3.8 | Non Federally-Regulated | 07/31/1991 |  | 03/31/1998
The Whalen Company | Whalen | VI-A-400-1 |  | Water-Source | WBAHP-O: Heat Pump Packaged Un | Heat Pump | 208 | 1 |  |  | No Match | No Match |  |  |  | 13000 | 1226 | 10.6 | 9 | 15600 | 1270 | 3.6 | 3.2 | Non Federally-Regulated | 02/22/1990 |  | 07/31/1991
Waterfurnace International, Inc. | Waterfurnace International, Inc. | VLH024A1 |  | Water-Source | WBAHP: Heat Pump Packaged Unit | Heat Pump | 230 | 1 |  |  | No Match | No Match |  |  |  | 23600 | 1934 | 12.2 | 10 | 32500 | 2322 | 4.1 |  | Federally-Regulated Commercial & Industrial Equipment | 07/29/1998 |  | 10/02/1998
Command-Aire | Command-Aire | SWPHXR131E |  | Water-Source | WBAHP: Heat Pump Packaged Unit | Heat Pump | 230 | 1 |  |  | No Match | No Match |  |  |  | 12500 | 1140 | 11 | 9 | 18000 | 1290 | 4.1 | 3.2 | Non Federally-Regulated | 05/11/1988 |  | 03/15/1989
Florida Heat Pump | Florida Heat Pump | GT070-3VT/HZ/CF |  | Ground-Water-Source | WBAHP: Heat Pump Packaged Unit | Heat Pump | 230 | 3 |  |  | No Match | No Match |  |  |  | 72000 | 4897 | 14.7 | 9 | 53000 | 4852 | 3.2 |  | Non Federally-Regulated | 10/06/1999 |  | 04/10/2000
Mammoth | Hydrobank II | F108HHJ |  | Water-Source | WBAHP: Heat Pump Packaged Unit | Heat Pump | 230 | 3 |  |  | No Match | No Match |  |  |  | 107000 | 9469 | 11.3 | 9 | 139000 | 10442 | 3.9 | 3.8 | Federally-Regulated Commercial & Industrial Equipment | 05/23/2000 |  | 01/18/2001
Singer | Electro-Hydronics | FC240C7 |  | Water-Source | WBAHP: Heat Pump Packaged Unit | Heat Pump | 265 | 1 |  |  | No Match | No Match |  |  |  | 24000 | 2850 | 8.4 | 7.5 | 28400 | 2900 | 2.9 | 2.5 | Non Federally-Regulated | 09/08/1982 |  | 05/16/1984
ClimateMaster Inc. | Genesis Compact | GCH042BH******* |  | Water-Source | WBAHP: Heat Pump Packaged Unit | Heat Pump | 208 | 3 |  |  | No Match | No Match |  |  |  | 41600 | 3438 | 12.1 | 10 | 54400 | 3798 | 4.2 |  | Federally-Regulated Commercial & Industrial Equipment | 07/02/2003 |  | 12/21/2006
Snyder General Corp. | McQuay | VF260GK |  | Water-Source | WBAHP: Heat Pump Packaged Unit | Heat Pump | 208 | 3 |  |  | No Match | No Match |  |  |  | 25000 | 2450 | 10.2 | 9 | 31600 | 2500 | 3.7 | 3.2 | Non Federally-Regulated | 02/22/1990 |  | 07/31/1991
Florida Heat Pump | Florida Heat Pump | EM028-1CF/HZ/VT |  | Ground-Water-Source | WBAHP: Heat Pump Packaged Unit | Heat Pump | 208 | 1 |  |  | No Match | No Match |  |  |  | 29500 | 2048 | 14.4 | 9 | 20500 | 1820 | 3.3 |  | Non Federally-Regulated | 05/29/2001 |  | 07/18/2002
Singer | Electro-Hydronics | FC330CD |  | Water-Source | WBAHP: Heat Pump Packaged Unit | Heat Pump | 230 | 3 |  |  | No Match | No Match |  |  |  | 33000 | 3500 | 9.4 | 7.5 | 35400 | 3550 | 2.9 | 2.5 | Non Federally-Regulated | 09/08/1982 |  | 05/16/1984
Climate Control / Snyder General | Electro-Hydronics | UW200G5 |  | Water-Source | WBAHP: Heat Pump Packaged Unit | Heat Pump | 208 | 1 |  |  | No Match | No Match |  |  |  | 20000 | 1880 | 10.7 | 7.5 | 25600 | 1920 | 3.9 | 2.5 | Non Federally-Regulated | 05/16/1984 |  | 08/29/1986
Waterfurnace International, Inc. | American Standard, Inc. | A1GX030***1**0 |  | Ground-Source | WBAHP: Heat Pump Packaged Unit | Heat Pump | 230 | 1 |  |  | No Match | Single-Speed |  |  |  | 29200 | 1384 | 21.1 | 13.4 | 19800 | 1528 | 3.8 | 3.1 | Non Federally-Regulated | 08/23/2011 |  | 10/24/2014
Florida Heat Pump | Energy Miser | EMV31-1 |  | Water-Source | WBAHP: Heat Pump Packaged Unit | Heat Pump | 208 | 1 |  |  | No Match | No Match |  |  |  | 30000 | 2830 | 10.6 | 9.3 | 36000 | 3100 | 3.4 | 3.8 | Non Federally-Regulated | 07/31/1991 |  | 03/31/1998
Enertech Global, LLC | Enertech | GXT024C2 |  | Ground-Water-Source | WBAHP: Heat Pump Packaged Unit | Heat Pump | 208 | 3 |  |  | No Match | Single-Speed |  |  |  | 30100 | 1034 | 29.1 | 16.2 | 25100 | 1337 | 5.5 | 3.6 | Non Federally-Regulated | 03/02/2012 |  | 04/21/2014
Florida Heat Pump | Florida Heat Pump | CE025-1CS*-*****A | SM024-1AV/AH*-***A*A | Ground-Source | WBAHP-CB: Heat Pump Split Syst | Both Heat Pump and Electric Re | 230 | 1 |  |  | No Match | Dual-Speed |  |  |  | 26000 | 1436 | 18.1 | 13.4 | 17500 | 1465 | 3.5 | 3.1 | Non Federally-Regulated | 10/24/2014 |  | 04/01/2015
Florida Heat Pump | Florida Heat Pump | EM060-5CF/HZ/VT |  | Water-Source | WBAHP: Heat Pump Packaged Unit | Heat Pump | 575 | 3 |  |  | No Match | No Match |  |  |  | 59000 | 4609 | 12.8 | 10 | 78000 | 5314 | 4.3 |  | Federally-Regulated Commercial & Industrial Equipment | 04/12/2000 |  | 02/17/2011
Waterfurnace International, Inc. | Eagle Mountain | ZS024**4*4 |  | Ground-Source | WBAHP: Heat Pump Packaged Unit | Heat Pump | 460 | 3 |  |  | No Match | Single-Speed |  |  |  | 24400 | 1394 | 17.5 | 13.4 | 17500 | 1350 | 3.8 | 3.1 | Non Federally-Regulated | 06/14/2011 |  | 04/19/2013
Climate Control / Snyder General | Electro-Hydronics | CW400F3 |  | Water-Source | WBAHP: Heat Pump Packaged Unit | Heat Pump | 230 | 1 |  |  | No Match | No Match |  |  |  | 39600 | 3960 | 10 | 7.5 | 45000 | 3880 | 3.4 | 2.5 | Non Federally-Regulated | 06/11/1985 |  | 08/29/1986
American Air Filter | Enercon | HW 51 |  | Water-Source | WBAHP: Heat Pump Packaged Unit | Heat Pump | 230 | 3 |  |  | No Match | No Match |  |  |  | 51000 | 5600 | 8.4 | 7.5 | 67000 | 5500 | 3.2 | 2.5 | Non Federally-Regulated | 08/30/1983 |  | 05/16/1984
ClimateMaster Inc. | Climate Master Series | VL030E********* |  | Water-Source | WBAHP: Heat Pump Packaged Unit | Heat Pump | 265 | 1 |  |  | No Match | No Match |  |  |  | 29000 | 2468 | 11.8 | 9 | 39000 | 2675 | 4.3 | 3.2 | Federally-Regulated Commercial & Industrial Equipment | 07/17/1991 |  | 07/27/1992
Singer | Electro-Hydronics | CC140B7 |  | Water-Source | WBAHP: Heat Pump Packaged Unit | Heat Pump | 265 | 1 |  |  | No Match | No Match |  |  |  | 14000 | 1850 | 7.6 | 7.5 | 18000 | 2050 | 2.6 | 2.5 | Non Federally-Regulated | 01/05/1982 |  | 09/08/1982
Addison Products | Addison Products | HWY030-3A |  | Water-Source | WBAHP: Heat Pump Packaged Unit | Heat Pump | 208 | 3 |  |  | No Match | No Match |  |  |  | 32000 | 2500 | 12.8 | 10 | 42300 | 2816 | 4.4 |  | Federally-Regulated Commercial & Industrial Equipment | 11/17/1999 |  | 11/14/2000
Enertech Global, LLC | Enertech | GTC060 | ACD060 | Ground-Water-Source | WBAHP-C: Heat Pump Split Syste | Heat Pump | 230 | 1 |  |  | No Match | Single-Speed | 2509 | 682 | 1 | 65100 | 3519 | 18.5 | 16.2 | 57000 | 4176 | 4 | 3.6 | Non Federally-Regulated | 08/23/2011 |  | 04/19/2013
ClimateMaster Inc. | Climate Master | ADD/E049A | FV/E4***006 | Ground-Water-Source | WBAHP-CB: Heat Pump Split Syst | Heat Pump | 208 | 1 |  |  | No Match | Single-Speed |  |  |  | 52700 | 2196 | 24 | 16.2 | 46600 | 2969 | 4.6 | 3.6 | Non Federally-Regulated | 01/09/2014 |  | 06/09/2015
Waterfurnace International, Inc. | Waterfurnace International, Inc. | E030**1 |  | Ground-Water-Source | WBAHP: Heat Pump Packaged Unit | Heat Pump | 208 | 1 |  |  | No Match | No Match |  |  |  | 29300 | 1775 | 16.5 | 9 | 20200 | 1793 | 3.3 |  | Non Federally-Regulated | 07/22/2002 |  | 06/20/2003
Waterfurnace International, Inc. | Waterfurnace International, Inc. | SXH016A1 |  | Water-Source | WBAHP-CB: Heat Pump Split Syst | Heat Pump | 230 | 1 |  |  | No Match | No Match |  |  |  | 16800 | 1253 | 13.4 | 9 | 18700 | 1336 | 4.1 | 3.5 | Non Federally-Regulated | 02/02/1998 |  | 08/21/1998
Mammoth | Geox | G50U,I |  | Water-Source | WBAHP: Heat Pump Packaged Unit | Heat Pump | 208 | 1 |  |  | No Match | No Match |  |  |  | 62500 | 5580 | 11.2 | 7.5 | 80000 | 6000 | 3.9 | 2.5 | Non Federally-Regulated | 06/11/1985 |  | 05/11/1988
Snyder General Corp. | American Air Filter | HWW060C*T |  | Water-Source | WBAHP: Heat Pump Packaged Unit | Heat Pump | 460 | 3 |  |  | No Match | No Match |  |  |  | 59500 | 5313 | 11.2 | 9.3 | 74000 | 5728 | 3.8 | 3.8 | Non Federally-Regulated | 07/31/1991 |  | 03/31/1998
Waterfurnace International, Inc. | Waterfurnace International, Inc. | CX*018*0 |  | Ground-Water-Source | WBAHP: Heat Pump Packaged Unit | Heat Pump | 208 | 1 |  |  | No Match | No Match |  |  |  | 18100 | 1360 | 13.3 | 9 | 14600 | 1336 | 3.2 |  | Non Federally-Regulated | 04/10/2000 |  | 11/14/2000
Climate Control / Snyder General | Electro-Hydronics | FW260F5 |  | Water-Source | WBAHP: Heat Pump Packaged Unit | Heat Pump | 208 | 1 |  |  | No Match | No Match |  |  |  | 26000 | 2450 | 10.6 | 7.5 | 31600 | 2500 | 3.7 | 2.5 | Non Federally-Regulated | 05/16/1984 |  | 08/29/1986
Climate Control / Snyder General | Trane | WPHA62XF* |  | Water-Source | WBAHP: Heat Pump Packaged Unit | Heat Pump | 230 | 3 |  |  | No Match | No Match |  |  |  | 61500 | 5850 | 10.5 | 7.5 | 69000 | 5790 | 3.5 | 2.5 | Non Federally-Regulated | 05/16/1984 |  | 05/11/1988
Command-Aire | Command-Aire | RUWP-401 |  | Water-Source | WBAHP: Heat Pump Packaged Unit | Heat Pump | 230 | 1 |  |  | No Match | No Match |  |  |  | 45900 | 4590 | 10 | 9 | 58200 | 4770 | 3.6 | 3.2 | Non Federally-Regulated | 05/11/1988 |  | 03/15/1989
Command-Aire | Command-Aire | RWP-833 |  | Water-Source | WBAHP: Heat Pump Packaged Unit | Heat Pump | 230 | 3 |  |  | No Match | No Match |  |  |  | 91800 | 9120 | 10.1 | 7.5 | 116000 | 9520 | 3.6 | 2.2 | Non Federally-Regulated | 01/05/1982 |  | 05/16/1984
Carrier Corp. | Carrier | 50QEV0605 |  | Water-Source | WBAHP: Heat Pump Packaged Unit | Heat Pump | 208 | 3 |  |  | No Match | No Match |  |  |  | 60000 | 5000 | 12 | 9 | 70000 | 5106 | 4 | 3.2 | Federally-Regulated Commercial & Industrial Equipment | 02/05/1990 |  | 02/22/1990
ClimateMaster Inc. | Trane | WPCC0152 |  | Water-Source | WBAHP-O: Heat Pump Packaged Un | Heat Pump | 208 | 1 |  |  | No Match | No Match |  |  |  | 14600 | 1390 | 10.5 | 9 | 16800 | 1365 | 3.6 | 3.2 | Federally-Regulated Commercial & Industrial Equipment | 07/05/1988 |  | 02/22/1990
Climate Control / Snyder General | Electro-Hydronics | UW420FK |  | Water-Source | WBAHP: Heat Pump Packaged Unit | Heat Pump | 208 | 3 |  |  | No Match | No Match |  |  |  | 42000 | 3850 | 10.9 | 7.5 | 52000 | 4100 | 3.7 | 2.5 | Non Federally-Regulated | 05/16/1984 |  | 08/29/1986
ClimateMaster Inc. | Carrier Corp. | 50RTP08 |  | Water-Source | WBAHP: Heat Pump Packaged Unit | Heat Pump | 230 | 3 |  |  | No Match | Single-Speed | 2993 | 1477 | 236 | 97000 | 6929 | 14 | 12 | 110600 | 7367 | 4.4 | 4.2 | Federally-Regulated Commercial & Industrial Equipment | 10/24/2014 |  | 04/22/2015
Florida Heat Pump | Florida Heat Pump | GT036-3CF/HZ/VT |  | Water-Source | WBAHP-CB: Heat Pump Split Syst | Heat Pump | 230 | 3 |  |  | No Match | No Match |  |  |  | 36600 | 2731 | 13.4 | 9 | 42000 | 3076 | 4 | 3.5 | Non Federally-Regulated | 07/22/2002 |  | 03/12/2009
Carrier Corp. | Carrier | 50QXV0124 |  | Water-Source | WBAHP: Heat Pump Packaged Unit | Heat Pump | 265 | 1 |  |  | No Match | No Match |  |  |  | 12300 | 1115 | 11 | 9 | 15100 | 1165 | 3.8 | 3.2 | Federally-Regulated Commercial & Industrial Equipment | 02/05/1990 |  | 02/22/1990
Mammoth | Hydrobank II | F130HHG |  | Water-Source | WBAHP: Heat Pump Packaged Unit | Heat Pump | 230 | 3 |  |  | No Match | No Match |  |  |  | 124000 | 9538 | 13 | 9 | 159000 | 11646 | 4 | 3.8 | Federally-Regulated Commercial & Industrial Equipment | 05/23/2000 |  | 01/18/2001
Waterfurnace International, Inc. | Waterfurnace International, Inc. | NSZ060A1 | NRAC060* | Ground-Source | WBAHP-CB: Heat Pump Split Syst | Heat Pump | 208 | 1 |  |  | No Match | Single-Speed |  |  |  | 57000 | 3353 | 17 | 13.4 | 44500 | 3625 | 3.6 | 3.1 | Non Federally-Regulated | 04/30/2009 |  | 03/02/2012
Waterfurnace International, Inc. | Waterfurnace International, Inc. | NSV/NSH018F1*4 |  | Ground-Source | WBAHP: Heat Pump Packaged Unit | Heat Pump | 208 | 1 |  |  | No Match | Single-Speed |  |  |  | 18500 | 974 | 19 | 13.4 | 14700 | 1051 | 4.1 | 3.1 | Non Federally-Regulated | 05/02/2012 |  | 04/19/2013
Florida Heat Pump | Florida Heat Pump | EM120-5VT |  | Water-Source | WBAHP: Heat Pump Packaged Unit | Heat Pump | 575 | 3 |  |  | No Match | No Match |  |  |  | 123000 | 8601 | 14.3 | 9 | 145000 | 8499 | 5 | 3.8 | Federally-Regulated Commercial & Industrial Equipment | 12/14/1998 |  | 10/05/1999
American Air Filter | Enercon | GVW-240 |  | Water-Source | WBAHP: Heat Pump Packaged Unit | Heat Pump | 460 | 3 |  |  | No Match | No Match |  |  |  | 240400 | 20200 | 11.9 |  | 270000 | 21400 | 3.7 | 2.5 | Non Federally-Regulated | 02/22/1990 |  | 07/31/1991
ClimateMaster Inc. | Climate Master Series | VT 042 |  | Ground-Water-Source | WBAHP: Heat Pump Packaged Unit | Heat Pump | 208 | 1 |  |  | No Match | No Match |  |  |  | 42000 | 2470 | 17 | 9 | 30000 | 2313 | 3.8 |  | Non Federally-Regulated | 10/06/1999 |  | 04/10/2000
Waterfurnace International, Inc. | Waterfurnace International, Inc. | VLV/VXV012*0 |  | Water-Source | WBAHP: Heat Pump Packaged Unit | Heat Pump | 230 | 1 |  |  | No Match | No Match |  |  |  | 9000 | 703 | 12.8 | 10 | 12000 | 817 | 4.3 |  | Federally-Regulated Commercial & Industrial Equipment | 11/14/2000 |  | 02/17/2011
Enertech Global, LLC | Enertech | GST072A2 | ACD060 | Ground-Source | WBAHP-CB: Heat Pump Split Syst | Heat Pump | 230 | 3 |  |  | No Match | Single-Speed | 3825 | 4452 | 1 | 69000 | 4452 | 15.5 | 13.4 | 52600 | 4404 | 3.5 | 3.1 | Non Federally-Regulated | 03/02/2012 |  | 12/12/2012
Marvair | Marvair | V/H300-01-A |  | Water-Source | WBAHP: Heat Pump Packaged Unit | Heat Pump | 230 | 1 |  |  | No Match | No Match |  |  |  | 29000 | 2960 | 9.8 | 7.5 | 32000 | 2800 | 3.2 | 2.5 | Non Federally-Regulated | 06/11/1985 |  | 08/29/1986
Addison Products | Addison Products | VGY018-1A |  | Water-Source | WBAHP: Heat Pump Packaged Unit | Heat Pump | 208 | 1 |  |  | No Match | No Match |  |  |  | 17600 | 1303 | 13.5 | 10 | 24200 | 1337 | 5.3 |  | Federally-Regulated Commercial & Industrial Equipment | 11/14/2000 |  | 03/22/2001
Waterfurnace International, Inc. | Waterfurnace International, Inc. | SXH013B1 |  | Water-Source | WBAHP: Heat Pump Packaged Unit | Heat Pump | 208 | 1 |  |  | No Match | No Match |  |  |  | 12700 | 858 | 14.8 | 10 | 15100 | 921 | 4.8 |  | Federally-Regulated Commercial & Industrial Equipment | 08/21/1998 |  | 10/02/1998
Florida Heat Pump | Geomaster, LLC | EV048-3CF/HZ/VT |  | Ground-Source | WBAHP: Heat Pump Packaged Unit | Heat Pump | 208 | 3 |  |  | No Match | Multiple-Speed |  |  |  | 49000 | 2988 | 16.4 | 13.4 | 37500 | 3232 | 3.4 | 3.1 | Non Federally-Regulated | 06/14/2011 |  | 12/12/2012
ClimateMaster Inc. | Climate Master Series | VE/HE/DE042 |  | Ground-Water-Source | WBAHP: Heat Pump Packaged Unit | Heat Pump | 208 | 3 |  |  | No Match | No Match |  |  |  | 44000 | 4000 | 11 | 11 | 54500 | 4695 | 3.4 | 3.4 | Non Federally-Regulated | 07/31/1991 |  | 03/31/1998
Singer | Electro-Hydronics | VF330CP |  | Water-Source | WBAHP: Heat Pump Packaged Unit | Heat Pump | 460 | 3 |  |  | No Match | No Match |  |  |  | 33000 | 3500 | 9.4 | 7.5 | 35500 | 3550 | 2.9 | 2.5 | Non Federally-Regulated | 01/05/1982 |  | 09/08/1982
McQuay / Snyder General | Electro-Hydronics | CW330F5 |  | Water-Source | WBAHP: Heat Pump Packaged Unit | Heat Pump | 208 | 1 |  |  | No Match | No Match |  |  |  | 33000 | 3050 | 10.8 | 7.5 | 39000 | 3090 | 3.7 | 2.5 | Non Federally-Regulated | 08/29/1986 |  | 05/11/1988
McQuay / Snyder General | Electro-Hydronics | FC420GP |  | Water-Source | WBAHP: Heat Pump Packaged Unit | Heat Pump | 460 | 3 |  |  | No Match | No Match |  |  |  | 42000 | 3850 | 10.9 | 7.5 | 52000 | 4100 | 3.7 | 2.5 | Non Federally-Regulated | 08/29/1986 |  | 05/11/1988
Florida Heat Pump | Florida Heat Pump | EM041-1CS | EM041-1AH/AV | Water-Source | WBAH: Heating Only Packaged Un | Heat Pump | 208 | 1 |  |  | No Match | No Match |  |  |  | 42000 | 3500 | 12 | 9 | 49000 | 4101 | 3.5 | 3.5 | Non Federally-Regulated | 05/23/2001 |  | 07/18/2002
ClimateMaster Inc. | Climate Master Series | GSS36 | AH14-U23R42W | Ground-Water-Source | WBAHP-CB: Heat Pump Split Syst | Heat Pump | 230 | 1 |  |  | No Match | No Match |  |  |  | 36000 | 2400 | 15 | 9 | 29000 | 2499 | 3.4 |  | Non Federally-Regulated | 10/06/1999 |  | 04/10/2000
ClimateMaster Inc. | Trane | WPVC0424 |  | Water-Source | WBAHP: Heat Pump Packaged Unit | Heat Pump | 460 | 3 |  |  | No Match | No Match |  |  |  | 41500 | 3520 | 11.8 | 9 | 44500 | 3340 | 3.9 | 3.2 | Federally-Regulated Commercial & Industrial Equipment | 07/05/1988 |  | 02/22/1990
McQuay International | McQuay | W-CDD/CDE/CDL-1-012-E |  | Water-Source | WBAHP: Heat Pump Packaged Unit | Heat Pump | 208 | 1 |  |  | No Match | No Match |  |  |  | 11700 | 1063 | 11 | 10 | 14200 | 1094 | 3.8 |  | Federally-Regulated Commercial & Industrial Equipment | 10/05/1999 |  | 09/21/2000
Addison Products | Heat Controller | WSH028-1AR |  | Water-Source | WBAHP: Heat Pump Packaged Unit | Heat Pump | 208 | 1 |  |  | No Match | No Match |  |  |  | 27000 | 2177 | 12.4 | 10 | 34600 | 2304 | 4.4 |  | Federally-Regulated Commercial & Industrial Equipment | 10/05/1999 |  | 04/12/2000
ClimateMaster Inc. | Climate Master Series | HS/HL 072 F/H |  | Water-Source | WBAHP: Heat Pump Packaged Unit | Heat Pump | 208 | 3 |  |  | No Match | No Match |  |  |  | 70000 | 6363 | 11 | 10.5 | 91000 | 6838 | 3.9 | 3.8 | Federally-Regulated Commercial & Industrial Equipment | 03/31/1998 |  | 05/10/1998
Carrier Corp. - Syracuse | Carrier | 50YAV/YAH024 |  | Ground-Source | WBAHP: Heat Pump Packaged Unit | Heat Pump | 208 | 1 |  |  | No Match | No Match |  |  |  | 25500 | 1821 | 14 |  | 19000 | 1740 | 3.2 |  | Non Federally-Regulated | 03/31/1998 |  | 05/10/1998
Mammoth | Hydrobank II | F052HHK |  | Water-Source | WBAHP: Heat Pump Packaged Unit | Heat Pump | 208 | 3 |  |  | No Match | No Match |  |  |  | 48500 | 4575 | 10.6 | 10 | 64000 | 4808 | 3.9 |  | Federally-Regulated Commercial & Industrial Equipment | 06/27/2003 |  | 03/12/2009
Geosystems, LLC | Geosystems, LLC | GH581 |  | Ground-Source | WBAHP: Heat Pump Packaged Unit | Both Heat Pump and Electric Re | 230 | 1 |  |  | No Match | Dual-Speed |  |  |  | 58000 | 4113 | 14.1 | 13.4 | 48400 | 3940 | 3.6 | 3.1 | Non Federally-Regulated | 06/23/2011 |  | 04/19/2013
Florida Heat Pump | Florida Heat Pump | GO060-1CF/HZ/VT(P) |  | Water-Source | WBAHP: Heat Pump Packaged Unit | Heat Pump | 208 | 1 |  |  | No Match | No Match |  |  |  | 30000 | 1538 | 19.5 | 10 | 32000 | 1875 | 5 |  | Federally-Regulated Commercial & Industrial Equipment | 07/25/2000 |  | 07/18/2002
Mammoth | Hydrobank II | F/G054VLE/HLE/DLE |  | Ground-Water-Source | WBAHP: Heat Pump Packaged Unit | Heat Pump | 230 | 3 |  |  | No Match | No Match |  |  |  | 54500 | 3978 | 13.7 | 9 | 42500 | 4017 | 3.1 |  | Non Federally-Regulated | 12/14/1998 |  | 10/06/1999
Mammoth | Hydrobank II | G030HHA/VHA |  | Water-Source | WBAHP: Heat Pump Packaged Unit | Heat Pump | 460 | 3 |  |  | No Match | No Match |  |  |  | 31000 | 2695 | 11.5 | 10 | 38500 | 2969 | 3.8 |  | Federally-Regulated Commercial & Industrial Equipment | 02/02/1998 |  | 03/31/1998
Addison Products | Addison Products | HPY096-5A |  | Water-Source | WBAHP-CB: Heat Pump Split Syst | Heat Pump | 575 | 3 |  |  | No Match | No Match |  |  |  | 97900 | 8900 | 11 | 9 | 123600 | 10346 | 3.5 | 3.5 | Non Federally-Regulated | 07/22/2002 |  | 03/12/2009
ClimateMaster Inc. | Climate Master Series | 804-025-G******** |  | Water-Source | WBAHP: Heat Pump Packaged Unit | Heat Pump | 208 | 1 |  |  | No Match | No Match |  |  |  | 25400 | 2275 | 11.2 | 9 | 35000 | 2650 | 3.9 | 3.2 | Non Federally-Regulated | 02/22/1990 |  | 07/31/1991
Florida Heat Pump | Florida Heat Pump | EM048-1CF/HZ/VT |  | Water-Source | WBAHP-CB: Heat Pump Split Syst | Heat Pump | 208 | 1 |  |  | No Match | No Match |  |  |  | 52500 | 4411 | 11.9 | 9 | 58000 | 4720 | 3.6 | 3.5 | Non Federally-Regulated | 07/22/2002 |  | 03/12/2009
Addison Products | Addison Products | HWPH064-4JC/4JBC |  | Water-Source | WBAHP-CB: Heat Pump Split Syst | Heat Pump | 460 | 3 |  |  | No Match | No Match |  |  |  | 63500 | 5080 | 12.5 | 9 | 76000 | 6362 | 3.5 | 3.5 | Non Federally-Regulated | 10/05/1999 |  | 09/21/2000
McQuay / Snyder General | Electro-Hydronics | UC330G7 |  | Water-Source | WBAHP: Heat Pump Packaged Unit | Heat Pump | 265 | 1 |  |  | No Match | No Match |  |  |  | 33000 | 3050 | 10.8 | 7.5 | 39000 | 3090 | 3.7 | 2.5 | Non Federally-Regulated | 08/29/1986 |  | 05/11/1988
ClimateMaster Inc. | Climate Master Series | GSV/GSH048AGE |  | Ground-Water-Source | WBAHP: Heat Pump Packaged Unit | Heat Pump | 208 | 1 |  |  | No Match | No Match |  |  |  | 48700 | 3246 | 15 | 9 | 37100 | 3294 | 3.3 |  | Non Federally-Regulated | 04/10/2000 |  | 05/24/2001
Waterfurnace International, Inc. | Spectra | SXV016A1 |  | Water-Source | WBAHP: Heat Pump Packaged Unit | Heat Pump | 208 | 1 |  |  | No Match | No Match |  |  |  | 16100 | 1193 | 13.5 | 10 | 20400 | 1195 | 5 |  | Federally-Regulated Commercial & Industrial Equipment | 06/02/1993 |  | 06/03/1993
Florida Heat Pump | Clean Energy Developments Corp. | PS048-3CF/HZ/VT |  | Ground-Water-Source | WBAHP: Heat Pump Packaged Unit | Heat Pump | 208 | 3 |  |  | No Match | Single-Speed |  |  |  | 54500 | 2477 | 22 | 16.2 | 47500 | 2546 | 4.4 | 3.6 | Non Federally-Regulated | 07/06/2011 |  | 09/03/2012
Florida Heat Pump | Florida Heat Pump | EM072-4CS | EM072-4AH/AV | Ground-Water-Source | WBAHP-CB: Heat Pump Split Syst | Heat Pump | 460 | 3 |  |  | No Match | No Match |  |  |  | 70500 | 5145 | 13.7 | 9 | 49000 | 4486 | 3.2 |  | Non Federally-Regulated | 04/10/2000 |  | 07/18/2002
Bard Manufacturing Company, Inc. | Bard | WPV36 |  | Water-Source | WBAHP: Heat Pump Packaged Unit | Heat Pump | 208 | 1 |  |  | No Match | No Match |  |  |  | 34000 | 3270 | 10.4 | 9 | 42000 | 3380 | 3.6 | 3.2 | Non Federally-Regulated | 02/22/1990 |  | 07/31/1991
Marvair | Marvair | WHP47HPD |  | Water-Source | WBAHP: Heat Pump Packaged Unit | Heat Pump | 460 | 3 |  |  | No Match | No Match |  |  |  | 47500 | 4318 | 11 | 9 | 60000 | 4628 | 3.8 | 3.2 | Federally-Regulated Commercial & Industrial Equipment | 02/22/1988 |  | 05/11/1988
Waterfurnace International, Inc. | Waterfurnace International, Inc. | SXV010A0 |  | Ground-Source | WBAHP: Heat Pump Packaged Unit | Heat Pump | 208 | 1 |  |  | No Match | No Match |  |  |  | 9900 | 642 | 15.4 |  | 7400 | 657 | 3.3 |  | Non Federally-Regulated | 03/31/1998 |  | 05/10/1998
Jacobsen Energy Ind., Inc. | Phoenix | JEI48VUA |  | Water-Source | WBAHP: Heat Pump Packaged Unit | Heat Pump | 208 | 1 |  |  | No Match | No Match |  |  |  | 51000 | 4400 | 11.6 | 7.5 | 61000 | 4820 | 3.7 | 2.5 | Non Federally-Regulated | 09/08/1982 |  | 06/11/1985
Trane U.S. Inc. | Trane | GETE0367 |  | Water-Source | WBAHP-O: Heat Pump Packaged Un | Heat Pump | 265 | 1 |  |  | No Match | Single-Speed |  |  |  | 34700 | 2669 | 13 | 12 | 43100 | 2807 | 4.5 | 4.2 | Federally-Regulated Commercial & Industrial Equipment | 06/14/2011 |  | 01/09/2014
Waterfurnace International, Inc. | Waterfurnace International, Inc. | SXV024B0 |  | Water-Source | WBAHP: Heat Pump Packaged Unit | Heat Pump | 208 | 1 |  |  | No Match | No Match |  |  |  | 25500 | 1688 | 15.1 | 10 | 30700 | 1697 | 5.3 |  | Federally-Regulated Commercial & Industrial Equipment | 08/21/1998 |  | 10/02/1998
Waterfurnace International, Inc. | Waterfurnace International, Inc. | SXH024*0 |  | Ground-Water-Source | WBAHP: Heat Pump Packaged Unit | Heat Pump | 230 | 1 |  |  | No Match | No Match |  |  |  | 27000 | 1741 | 15.5 | 9 | 18000 | 1551 | 3.4 |  | Non Federally-Regulated | 10/06/1999 |  | 05/19/2000
Singer | Electro-Hydronics | VF330CK |  | Water-Source | WBAHP: Heat Pump Packaged Unit | Heat Pump | 208 | 3 |  |  | No Match | No Match |  |  |  | 33000 | 3500 | 9.4 | 7.5 | 35500 | 3550 | 2.9 | 2.5 | Non Federally-Regulated | 01/05/1982 |  | 09/08/1982
Enertech Global, LLC | Enertech | HXT048C2 |  | Ground-Water-Source | WBAHP: Heat Pump Packaged Unit | Heat Pump | 208 | 3 |  |  | No Match | No Match |  |  |  | 55100 | 2277 | 24.2 | 16.2 | 48700 | 2973 | 4.8 | 3.6 | No Match | 05/02/2012 |  | 05/08/2012
McQuay / Snyder General | Electro-Hydronics | FW610FP |  | Water-Source | WBAHP: Heat Pump Packaged Unit | Heat Pump | 460 | 3 |  |  | No Match | No Match |  |  |  | 61500 | 5850 | 10.5 | 9 | 77000 | 5785 | 3.9 | 3.2 | Non Federally-Regulated | 05/11/1988 |  | 03/15/1989
Climate Control / Snyder General | Electro-Hydronics | CC350F7 |  | Water-Source | WBAHP: Heat Pump Packaged Unit | Heat Pump | 265 | 1 |  |  | No Match | No Match |  |  |  | 35600 | 3360 | 10.6 | 7.5 | 43000 | 3500 | 3.6 | 2.5 | Non Federally-Regulated | 06/11/1985 |  | 08/29/1986
Command-Aire | Command-Aire | RUWP-1533 |  | Water-Source | WBAHP: Heat Pump Packaged Unit | Heat Pump | 208 | 3 |  |  | No Match | No Match |  |  |  | 172000 | 18400 | 9.3 |  | 225000 | 18300 | 3.6 | 2.5 | Non Federally-Regulated | 06/11/1985 |  | 01/23/1988
ClimateMaster Inc. | Climate Master Series | 805-042G********* |  | Ground-Water-Source | WBAHP: Heat Pump Packaged Unit | Heat Pump | 208 | 1 |  |  | No Match | No Match |  |  |  | 42500 | 4670 | 9.1 |  | 53000 | 4705 | 3.3 |  | Non Federally-Regulated | 02/22/1990 |  | 07/31/1991
Florida Heat Pump | Geomaster, LLC | EC048-3CS | EC048-1AH/AV | Ground-Source | WBAHP-CB: Heat Pump Split Syst | Heat Pump | 230 | 3 |  |  | No Match | Single-Speed |  |  |  | 51000 | 3377 | 15.1 | 13.4 | 36100 | 3111 | 3.4 | 3.1 | Non Federally-Regulated | 04/23/2009 |  | 04/20/2015
Climate Control / Snyder General | Electro-Hydronics | LE90C7 |  | Water-Source | WBAHP: Heat Pump Packaged Unit | Heat Pump | 265 | 1 |  |  | No Match | No Match |  |  |  | 8700 | 825 | 10.5 | 7.5 | 10000 | 850 | 3.4 | 2.5 | Non Federally-Regulated | 05/16/1984 |  | 08/29/1986
ClimateMaster Inc. | Climate Master Series | 803-009-G******** |  | Water-Source | WBAHP: Heat Pump Packaged Unit | Heat Pump | 208 | 1 |  |  | No Match | No Match |  |  |  | 8900 | 750 | 11.9 | 9 | 8200 | 649 | 3.7 | 3.2 | Non Federally-Regulated | 05/11/1988 |  | 03/15/1989
Mammoth | Hydrobank II | F072HHJ |  | Water-Source | WBAHP: Heat Pump Packaged Unit | Heat Pump | 208 | 3 |  |  | No Match | No Match |  |  |  | 68500 | 5708 | 12 | 9 | 85500 | 6423 | 3.9 | 3.8 | Federally-Regulated Commercial & Industrial Equipment | 01/18/2001 |  | 03/12/2009
Command-Aire | Command-Aire | SWP-604 |  | Water-Source | WBAHP: Heat Pump Packaged Unit | Heat Pump | 460 | 3 |  |  | No Match | No Match |  |  |  | 71300 | 7500 | 9.5 | 9.2 | 98700 | 7150 | 4 | 2.5 | Non Federally-Regulated | 05/16/1984 |  | 01/23/1988
Waterfurnace International, Inc. | Waterfurnace International, Inc. | SXV048*4 |  | Ground-Water-Source | WBAHP: Heat Pump Packaged Unit | Heat Pump | 460 | 3 |  |  | No Match | No Match |  |  |  | 51500 | 3843 | 13.4 | 9 | 36000 | 3402 | 3.1 |  | Non Federally-Regulated | 10/06/1999 |  | 05/19/2000
Florida Heat Pump | Florida Heat Pump | EM120-3HZ/VT |  | Ground-Water-Source | WBAHP: Heat Pump Packaged Unit | Heat Pump | 208 | 3 |  |  | No Match | No Match |  |  |  | 124000 | 8611 | 14.4 | 9 | 94000 | 8345 | 3.3 |  | Non Federally-Regulated | 04/10/2000 |  | 07/18/2002
Mammoth | Hydrobank II | K090HHT/VHT |  | Water-Source | WBAHP: Heat Pump Packaged Unit | Heat Pump | 575 | 3 |  |  | No Match | No Match |  |  |  | 87300 | 6419 | 13.6 | 9 | 112000 | 7294 | 4.5 | 3.8 | Federally-Regulated Commercial & Industrial Equipment | 02/02/1998 |  | 03/31/1998
Florida Heat Pump | Florida Heat Pump | GT042-3CS | GT042-1AH/AV | Water-Source | Water/Brine to Air Heat Pump S | Heat Pump | 230 | 3 |  |  | No Match | No Match |  |  |  | 41000 | 3228 | 12.7 | 10 | 51500 | 3210 | 4.7 |  | Federally-Regulated Commercial & Industrial Equipment | 04/12/2000 |  | 05/29/2001
Florida Heat Pump | Florida Heat Pump | CE025-1CS | CE025-1AH/AV | Water-Source | WBAHP-CB: Heat Pump Split Syst | Heat Pump | 208 | 1 |  |  | No Match | Dual-Speed |  |  |  | 25000 | 1592 | 15.7 | 12 | 29400 | 1758 | 4.9 | 4.2 | Federally-Regulated Commercial & Industrial Equipment | 06/14/2011 |  | 05/01/2015
Waterfurnace International, Inc. | Waterfurnace International, Inc. | ATH040*1 |  | Ground-Water-Source | WBAHP: Heat Pump Packaged Unit | Heat Pump | 230 | 1 |  |  | No Match | No Match |  |  |  | 41500 | 2441 | 17 | 9 | 29200 | 2516 | 3.4 |  | Non Federally-Regulated | 10/06/1999 |  | 05/19/2000
Waterfurnace International, Inc. | Geosmart Energy, Inc. | YS042**1*0 |  | Water-Source | WBAHP: Heat Pump Packaged Unit | Heat Pump | 230 | 1 |  |  | No Match | Single-Speed |  |  |  | 40800 | 2814 | 14.5 | 12 | 45400 | 2957 | 4.5 | 4.2 | Federally-Regulated Commercial & Industrial Equipment | 01/24/2011 |  | 05/01/2015
ClimateMaster Inc. | Genesis Compact | GCV042BF******* |  | Water-Source | WBAHP: Heat Pump Packaged Unit | Heat Pump | 460 | 3 |  |  | No Match | No Match |  |  |  | 41600 | 3438 | 12.1 | 10 | 54400 | 3798 | 4.2 |  | Federally-Regulated Commercial & Industrial Equipment | 07/02/2003 |  | 12/21/2006
Waterfurnace International, Inc. | Eagle Mountain | YS042**1*0 |  | Water-Source | WBAHP: Heat Pump Packaged Unit | Heat Pump | 230 | 1 |  |  | No Match | Single-Speed |  |  |  | 40800 | 2814 | 14.5 | 12 | 45400 | 2957 | 4.5 | 4.2 | Federally-Regulated Commercial & Industrial Equipment | 01/24/2011 |  | 04/19/2013
Addison Products | Heat Controller | WPH54-3JC/3JBC |  | Water-Source | WBAHP-CB: Heat Pump Split Syst | Heat Pump | 208 | 3 |  |  | No Match | No Match |  |  |  | 53500 | 4458 | 12 | 9 | 64000 | 5357 | 3.5 | 3.5 | Non Federally-Regulated | 10/05/1999 |  | 04/12/2000
Waterfurnace International, Inc. | Spectra | SXV024A1 |  | Water-Source | WBAHP: Heat Pump Packaged Unit | Heat Pump | 208 | 1 |  |  | No Match | No Match |  |  |  | 26000 | 1688 | 15.4 | 10 | 31200 | 1725 | 5.3 |  | Federally-Regulated Commercial & Industrial Equipment | 06/02/1993 |  | 06/03/1993
American Air Filter | Enercon | FHW-09 |  | Water-Source | WBAHP: Heat Pump Packaged Unit | Heat Pump | 265 | 1 |  |  | No Match | No Match |  |  |  | 8500 | 817 | 10.4 | 9 | 12200 | 917 | 3.9 | 3.2 | Non Federally-Regulated | 02/22/1990 |  | 07/31/1991
Enertech Global, LLC | Enertech | TST054 | ACD048 | Ground-Source | WBAHP-C: Heat Pump Split Syste | Heat Pump | 230 | 1 |  |  | No Match | Single-Speed |  |  |  | 54300 | 3352 | 16.2 | 13.4 | 43300 | 3525 | 3.6 | 3.1 | Non Federally-Regulated | 08/23/2011 |  | 04/19/2013
ClimateMaster Inc. | Climate Master Series | HE/VE012G |  | Ground-Water-Source | WBAHP: Heat Pump Packaged Unit | Heat Pump | 208 | 1 |  |  | No Match | No Match |  |  |  | 12000 | 1034 | 11.6 | 9 | 9500 | 959 | 2.9 |  | Non Federally-Regulated | 04/10/2000 |  | 11/14/2000
Florida Heat Pump | Florida Heat Pump | EP060-1HZ/VT |  | Ground-Source | WBAHP: Heat Pump Packaged Unit | Heat Pump | 208 | 1 |  |  | No Match | Single-Speed |  |  |  | 64500 | 3307 | 19.5 | 13.4 | 47000 | 3203 | 4.3 | 3.1 | Non Federally-Regulated | 06/14/2011 |  | 04/21/2014
Waterfurnace International, Inc. | Waterfurnace International, Inc. | SXH013B0 |  | Ground-Water-Source | WBAHP: Heat Pump Packaged Unit | Heat Pump | 208 | 1 |  |  | No Match | No Match |  |  |  | 13300 | 847 | 15.7 | 9 | 9700 | 861 | 3.3 |  | Non Federally-Regulated | 12/14/1998 |  | 10/06/1999
Friedrich Air Conditioning Co. | Climate Master Series | V120-34********** |  | Water-Source | WBAHP: Heat Pump Packaged Unit | Heat Pump | 460 | 3 |  |  | No Match | No Match |  |  |  | 119000 | 11900 | 10 | 7.5 | 131000 | 11000 | 3.5 | 2.2 | Non Federally-Regulated | 08/30/1983 |  | 05/16/1984
Trane U.S. Inc. | Trane | WPHF0574 |  | Water-Source | WBAHP: Heat Pump Packaged Unit | Heat Pump | 460 | 3 |  |  | No Match | No Match |  |  |  | 57500 | 3965 | 14.5 | 10 | 60000 | 4394 | 4 |  | Federally-Regulated Commercial & Industrial Equipment | 10/05/1999 |  | 04/12/2000
Florida Heat Pump | Florida Heat Pump | EM028-3VT |  | Water-Source | WBAHP: Heat Pump Packaged Unit | Heat Pump | 208 | 1 |  |  | No Match | No Match |  |  |  | 28000 | 1971 | 14.2 | 9.3 | 33400 | 2175 | 4.5 | 3.8 | Federally-Regulated Commercial & Industrial Equipment | 03/31/1998 |  | 05/10/1998
ClimateMaster Inc. | Carrier | 50HQA/HQD.VQA/VQD019 |  | Water-Source | WBAHP: Heat Pump Packaged Unit | Heat Pump | 208 | 1 |  |  | No Match | No Match |  |  |  | 20000 | 1492 | 13.4 | 10 | 23000 | 1567 | 4.3 |  | Federally-Regulated Commercial & Industrial Equipment | 02/02/1998 |  | 03/31/1998
Thermal Energy Systems | Thermaflo II | 36***1**** |  | Water-Source | WBAHP: Heat Pump Packaged Unit | Heat Pump | 208 | 1 |  |  | No Match | No Match |  |  |  | 36500 | 3100 | 11.8 | 9 | 43800 | 3425 | 3.7 | 3.2 | Federally-Regulated Commercial & Industrial Equipment | 01/23/1988 |  | 02/22/1990
Waterfurnace International, Inc. | Geotility Geothermal Installations | YS070**1*0 |  | Water-Source | WBAHP: Heat Pump Packaged Unit | Heat Pump | 208 | 1 |  |  | No Match | Single-Speed |  |  |  | 63000 | 4437 | 14.2 | 12 | 79000 | 5262 | 4.4 | 4.2 | Federally-Regulated Commercial & Industrial Equipment | 01/24/2011 |  | 04/19/2013
Addison Products | Heat Controller | HWPH44-3JRA/3JLA |  | Water-Source | WBAHP-CB: Heat Pump Split Syst | Heat Pump | 230 | 3 |  |  | No Match | No Match |  |  |  | 44500 | 4045 | 11 | 9 | 49500 | 4143 | 3.5 | 3.5 | Non Federally-Regulated | 10/05/1999 |  | 04/12/2000
Mammoth | Sol-A-Terra II | D014VSB |  | Ground-Water-Source | WBAHP: Heat Pump Packaged Unit | Heat Pump | 208 | 1 |  |  | No Match | No Match |  |  |  | 13600 | 1172 | 11.6 | 11 | 16600 | 1390 | 3.5 | 3.4 | Non Federally-Regulated | 07/31/1991 |  | 03/31/1998
Snyder General Corp. | American Air Filter | VWH10P |  | Water-Source | WBAHP: Heat Pump Packaged Unit | Heat Pump | 460 | 3 |  |  | No Match | No Match |  |  |  | 107000 | 8992 | 11.9 | 10.5 | 120000 | 9288 | 3.8 | 3.8 | Non Federally-Regulated | 07/31/1991 |  | 03/31/1998
Waterfurnace International, Inc. | Waterfurnace International, Inc. | NSZ048A4 | NRAC048* | Ground-Water-Source | WBAHP-CB: Heat Pump Split Syst | Heat Pump | 460 | 3 |  |  | No Match | Single-Speed |  |  |  | 48900 | 2055 | 23.8 | 16.2 | 45100 | 2937 | 4.5 | 3.6 | Non Federally-Regulated | 08/23/2011 |  | 10/24/2014
Waterfurnace International, Inc. | Rybacki - Hart Enterprises | YS036**1*0 |  | Water-Source | WBAHP: Heat Pump Packaged Unit | Heat Pump | 208 | 1 |  |  | No Match | Single-Speed |  |  |  | 33300 | 2313 | 14.4 | 12 | 40600 | 2644 | 4.5 | 4.2 | Federally-Regulated Commercial & Industrial Equipment | 01/24/2011 |  | 04/19/2013
Command-Aire | Command-Aire | SWPHXR513E |  | Water-Source | WBAHP: Heat Pump Packaged Unit | Heat Pump | 208 | 3 |  |  | No Match | No Match |  |  |  | 51000 | 4550 | 11.2 | 9 | 64000 | 4690 | 4 | 3.2 | Federally-Regulated Commercial & Industrial Equipment | 01/23/1988 |  | 05/11/1988
Waterfurnace International, Inc. | Waterfurnace International, Inc. | SXV068C0 |  | Water-Source | WBAHP-CB: Heat Pump Split Syst | Heat Pump | 230 | 1 |  |  | No Match | No Match |  |  |  | 69000 | 5750 | 12 | 9 | 80000 | 6169 | 3.8 | 3.5 | Non Federally-Regulated | 02/02/1998 |  | 10/02/1998
McQuay / Snyder General | Electro-Hydronics | FW260FD |  | Water-Source | WBAHP: Heat Pump Packaged Unit | Heat Pump | 230 | 3 |  |  | No Match | No Match |  |  |  | 26000 | 2450 | 10.6 | 9 | 31000 | 2524 | 3.6 | 3.2 | Non Federally-Regulated | 05/11/1988 |  | 03/15/1989
McQuay International | McQuay | W-FDS/FDL/FDD-1-015-J |  | Water-Source | WBAHP: Heat Pump Packaged Unit | Heat Pump | 265 | 1 |  |  | No Match | No Match |  |  |  | 13100 | 1065 | 12.3 | 10 | 17200 | 1229 | 4.1 |  | Federally-Regulated Commercial & Industrial Equipment | 10/05/1999 |  | 09/21/2000
McQuay International | McQuay | W-LDE/LDL/LME/LML-1-07 |  | Water-Source | WBAHP: Heat Pump Packaged Unit | Heat Pump | 208 | 3 |  |  | No Match | No Match |  |  |  | 70000 | 6194 | 11.3 | 9 | 83000 | 6235 | 3.9 | 3.8 | Federally-Regulated Commercial & Industrial Equipment | 11/14/2000 |  | 01/18/2001
Florida Heat Pump | Florida Heat Pump | GO030-1CF/HZ/VT |  | Ground-Water-Source | WBAHP: Heat Pump Packaged Unit | Heat Pump | 230 | 1 |  |  | No Match | No Match |  |  |  | 28800 | 1822 | 15.8 | 9 | 20000 | 1583 | 3.7 |  | Non Federally-Regulated | 05/29/2001 |  | 07/18/2002
Florida Heat Pump | Florida Heat Pump | GT036-1CS | GT036-1AH/AV | Water-Source | WBAH: Heating Only Packaged Un | Heat Pump | 208 | 1 |  |  | No Match | No Match |  |  |  | 35900 | 2740 | 13.1 | 9 | 41200 | 3095 | 3.9 | 3.5 | Non Federally-Regulated | 07/22/2002 |  | 03/12/2009
ClimateMaster Inc. | Trane | WPVC0367 |  | Water-Source | WBAHP: Heat Pump Packaged Unit | Heat Pump | 265 | 1 |  |  | No Match | No Match |  |  |  | 36000 | 3200 | 11.3 | 9 | 42500 | 3200 | 3.9 | 3.2 | Federally-Regulated Commercial & Industrial Equipment | 07/05/1988 |  | 02/22/1990
Waterfurnace International, Inc. | Waterfurnace International, Inc. | ATH070*0 |  | Ground-Water-Source | WBAHP: Heat Pump Packaged Unit | Heat Pump | 230 | 1 |  |  | No Match | No Match |  |  |  | 71000 | 6698 | 10.6 | 9 | 52000 | 5441 | 2.8 |  | Non Federally-Regulated | 10/06/1999 |  | 05/19/2000
Enertech Global, LLC | Enertech | GXT060B |  | Ground-Water-Source | WBAHP: Heat Pump Packaged Unit | Heat Pump | 230 | 1 |  |  | No Match | Single-Speed | 2285 | 710 | 1 | 65400 | 2986 | 21.9 | 16.2 | 59200 | 3856 | 4.5 | 3.6 | Non Federally-Regulated | 11/30/2011 |  | 01/09/2014
Addison Products | Addison Products | HWPG020-1B** |  | Ground-Water-Source | WBAHP: Heat Pump Packaged Unit | Heat Pump | 230 | 1 |  |  | No Match | No Match |  |  |  | 19000 | 1407 | 13.5 | 11 | 20400 | 1494 | 4 | 3.5 | Non Federally-Regulated | 03/31/1998 |  | 05/10/1998
Mammoth | Mammoth | D086V |  | Water-Source | WBAHP: Heat Pump Packaged Unit | Heat Pump | 208 | 1 |  |  | No Match | No Match |  |  |  | 86000 | 8800 | 9.8 | 7.5 | 94000 | 9200 | 3 | 2.2 | Non Federally-Regulated | 01/05/1982 |  | 09/08/1982
Climate Control / Snyder General | Electro-Hydronics | FW400FP |  | Water-Source | WBAHP: Heat Pump Packaged Unit | Heat Pump | 460 | 3 |  |  | No Match | No Match |  |  |  | 39600 | 3960 | 10 | 7.5 | 45000 | 3880 | 3.4 | 2.5 | Non Federally-Regulated | 06/11/1985 |  | 08/29/1986
Command-Aire | Command-Aire | SWP-2033 |  | Water-Source | WBAHP: Heat Pump Packaged Unit | Heat Pump | 208 | 3 |  |  | No Match | No Match |  |  |  | 240000 | 24700 | 9.7 |  | 336000 | 27900 | 3.5 | 2.5 | Non Federally-Regulated | 06/11/1985 |  | 01/23/1988
McQuay / Snyder General | Electro-Hydronics | UW330GP |  | Water-Source | WBAHP: Heat Pump Packaged Unit | Heat Pump | 460 | 3 |  |  | No Match | No Match |  |  |  | 33000 | 3050 | 10.8 | 7.5 | 39000 | 3090 | 3.7 | 2.5 | Non Federally-Regulated | 08/29/1986 |  | 05/11/1988
Trane U.S. Inc. | Trane | GEVA006 |  | Ground-Water-Source | WBAHP: Heat Pump Packaged Unit | Heat Pump | 208 | 1 |  |  | No Match | No Match |  |  |  | 6910 | 369 | 18.7 | 9 | 4690 | 377 | 3.6 |  | Non Federally-Regulated | 07/22/2002 |  | 09/25/2002
Florida Heat Pump | Florida Heat Pump | TA061-1CS | DX061 | Ground-Water-Source | WBAHP-CB: Heat Pump Split Syst | Both Heat Pump and Electric Re | 208 | 1 |  |  | No Match | Dual-Speed | 2626 | 730 | 1 | 68800 | 3356 | 20.5 | 16.2 | 63100 | 4301 | 4.3 | 3.6 | Non Federally-Regulated | 11/30/2011 |  | 03/02/2012
American Air Filter | Enercon | EVW-49 |  | Water-Source | WBAHP: Heat Pump Packaged Unit | Heat Pump | 460 | 3 |  |  | No Match | No Match |  |  |  | 49000 | 4336 | 11.3 | 9 | 62000 | 5188 | 3.5 | 3.2 | Non Federally-Regulated | 05/11/1988 |  | 03/15/1989
Florida Heat Pump | Florida Heat Pump | EM072-4VT |  | Water-Source | WBAHP: Heat Pump Packaged Unit | Heat Pump | 460 | 3 |  |  | No Match | No Match |  |  |  | 71000 | 5107 | 13.9 | 10.5 | 76000 | 4842 | 4.6 | 3.8 | Federally-Regulated Commercial & Industrial Equipment | 03/31/1998 |  | 05/10/1998
Waterfurnace International, Inc. | Johnson Controls | RJSV/RJSH048**3*0 |  | Ground-Source | WBAHP: Heat Pump Packaged Unit | Heat Pump | 208 | 3 |  |  | No Match | Single-Speed |  |  |  | 48900 | 2827 | 17.3 | 13.4 | 35300 | 2874 | 3.6 | 3.1 | Non Federally-Regulated | 01/24/2011 |  | 10/24/2014
Enertech Global, LLC | Enertech | EV170/171-2 |  | Ground-Source | WBAHP: Heat Pump Packaged Unit | Heat Pump | 230 | 3 |  |  | No Match | Single-Speed |  |  |  | 18800 | 1080 | 17.4 | 13.4 | 14500 | 1288 | 3.3 | 3.1 | Non Federally-Regulated | 01/09/2014 |  | 08/15/2014
Waterfurnace International, Inc. | Eagle Mountain | ZS024**0*4 |  | Ground-Water-Source | WBAHP: Heat Pump Packaged Unit | Heat Pump | 230 | 1 |  |  | No Match | Single-Speed |  |  |  | 26400 | 1128 | 23.4 | 16.2 | 22300 | 1452 | 4.5 | 3.6 | Non Federally-Regulated | 06/14/2011 |  | 04/19/2013
Waterfurnace International, Inc. | Eagle Mountain | ZS030**3*0 |  | Water-Source | WBAHP: Heat Pump Packaged Unit | Heat Pump | 230 | 3 |  |  | No Match | Single-Speed |  |  |  | 29500 | 1980 | 14.9 | 12 | 34600 | 2113 | 4.8 | 4.2 | Federally-Regulated Commercial & Industrial Equipment | 01/24/2011 |  | 04/19/2013
Waterfurnace International, Inc. | Waterfurnace International, Inc. | ATH028D0/ATH028D1 |  | Ground-Water-Source | WBAHP: Heat Pump Packaged Unit | Heat Pump | 230 | 1 |  |  | No Match | No Match |  |  |  | 29400 | 1921 | 15.3 | 11 | 32000 | 2180 | 4.3 | 3.5 | Non Federally-Regulated | 03/31/1998 |  | 05/10/1998
McQuay / Snyder General | Electro-Hydronics | FC350F5 |  | Water-Source | WBAHP: Heat Pump Packaged Unit | Heat Pump | 208 | 1 |  |  | No Match | No Match |  |  |  | 35600 | 3360 | 10.6 | 9 | 43000 | 3500 | 3.6 | 3.2 | Non Federally-Regulated | 05/11/1988 |  | 03/15/1989
Enertech Global, LLC | Enertech | GCT060D |  | Ground-Water-Source | WBAHP: Heat Pump Packaged Unit | Heat Pump | 208 | 1 |  |  | No Match | Single-Speed | 2388 | 644 | 1 | 68200 | 3031 | 22.5 | 16.2 | 59900 | 3816 | 4.6 | 3.6 | Non Federally-Regulated | 09/03/2012 |  | 12/12/2012
Florida Heat Pump | Florida Heat Pump | GO036-1CF/HZ/VT |  | Ground-Water-Source | WBAHP: Heat Pump Packaged Unit | Heat Pump | 208 | 1 |  |  | No Match | No Match |  |  |  | 35000 | 2173 | 16.1 | 9 | 25000 | 1979 | 3.7 |  | Non Federally-Regulated | 05/29/2001 |  | 07/18/2002
ClimateMaster Inc. | Carrier Corp. | 50P1H/V015 |  | Ground-Source | WBAHP: Heat Pump Packaged Unit | Heat Pump | 230 | 1 |  |  | No Match | Single-Speed |  |  |  | 15000 | 872 | 17.2 | 13.4 | 11100 | 904 | 3.6 | 3.1 | Non Federally-Regulated | 10/24/2014 |  | 04/22/2015
LG Electronics Inc. | LG | AKWW0603UA0 |  | Water-Source | WBAHP: Heat Pump Packaged Unit | Heat Pump | 208 | 1 |  |  | No Match | Variable-Speed |  |  |  | 60000 | 4412 | 13.6 | 12 | 67000 | 4366 | 4.5 | 4.2 | Federally-Regulated Commercial & Industrial Equipment | 06/15/2009 |  | 06/14/2011
Command-Aire | Command-Aire | SWPH1044* |  | Water-Source | WBAHP: Heat Pump Packaged Unit | Heat Pump | 460 | 3 |  |  | No Match | No Match |  |  |  | 124000 | 10690 | 11.6 | 9.2 | 156000 | 10880 | 4.2 | 2.5 | Non Federally-Regulated | 02/22/1990 |  | 07/31/1991
Enertech Global, LLC | Roth Industries, Inc. | RXT048C |  | Ground-Water-Source | WBAHP: Heat Pump Packaged Unit | Heat Pump | 230 | 1 |  |  | No Match | Single-Speed |  |  |  | 55100 | 2277 | 24.2 | 16.2 | 48700 | 2973 | 4.8 | 3.6 | Non Federally-Regulated | 05/08/2012 |  | 12/12/2012
McQuay International | McQuay | WCCH/WCCW-012-E |  | Water-Source | WBAHP-CB: Heat Pump Split Syst | Heat Pump | 208 | 1 |  |  | No Match | No Match |  |  |  | 9400 | 824 | 11.4 | 9 | 11800 | 987 | 3.5 | 3.5 | Non Federally-Regulated | 11/19/2002 |  | 03/12/2009
Waterfurnace International, Inc. | Eagle Mountain | GCC/GCW/GCS/GCE09*2 |  | Ground-Water-Source | WBAHP-O: Heat Pump Packaged Un | Heat Pump | 265 | 1 |  |  | No Match | Single-Speed |  |  |  | 10200 | 453 | 22.5 | 16.2 | 8700 | 671 | 3.8 | 3.6 | Non Federally-Regulated | 01/24/2011 |  | 04/19/2013
Geoflex Systems, Inc. | Geoflex Systems, Inc. | GF1S-V/H/D/M-048WAABP |  | Water-Source | WBAHP: Heat Pump Packaged Unit | Both Heat Pump and Electric Re | 230 | 1 |  |  | No Match | Single-Speed |  |  |  | 47900 | 2868 | 16.7 | 12 | 58200 | 3159 | 5.4 | 4.2 | Federally-Regulated Commercial & Industrial Equipment | 11/30/2011 |  | 03/02/2012
Trane U.S. Inc. | Trane | EXHE0483 |  | Water-Source | WBAHP: Heat Pump Packaged Unit | Heat Pump | 208 | 3 |  |  | No Match | Single-Speed |  |  |  | 47400 | 3058 | 15.5 | 12 | 56500 | 3124 | 5.3 | 4.2 | Federally-Regulated Commercial & Industrial Equipment | 06/14/2011 |  | 08/15/2014
McQuay / Snyder General | Electro-Hydronics | CCH048A*G |  | Water-Source | WBAHP: Heat Pump Packaged Unit | Heat Pump | 208 | 1 |  |  | No Match | No Match |  |  |  | 48000 | 4350 | 11 | 9 | 55000 | 4425 | 3.6 | 3.2 | Non Federally-Regulated | 05/11/1988 |  | 03/15/1989
Addison Products | Addison Products | VGY072-3A |  | Water-Source | WBAHP-CB: Heat Pump Split Syst | Heat Pump | 230 | 3 |  |  | No Match | No Match |  |  |  | 73900 | 6718 | 11 | 9 | 88800 | 7433 | 3.5 | 3.5 | Non Federally-Regulated | 11/14/2000 |  | 07/18/2002
Florida Heat Pump | Florida Heat Pump | GT036-1CS | GT036-1AH/AV | Water-Source | WBAH: Heating Only Packaged Un | Heat Pump | 230 | 1 |  |  | No Match | No Match |  |  |  | 35900 | 2740 | 13.1 | 9 | 41200 | 3095 | 3.9 | 3.5 | Non Federally-Regulated | 07/22/2002 |  | 03/12/2009
Dinh Co., Inc. | Dinh Rotocom | WAHP 2 |  | Water-Source | WBAHP: Heat Pump Packaged Unit | Heat Pump | 230 | 1 |  |  | No Match | No Match |  |  |  | 24000 | 1780 | 13.5 | 9 | 28800 | 1720 | 4.9 | 3.2 | Federally-Regulated Commercial & Industrial Equipment | 03/03/1988 |  | 05/11/1988
Mammoth | Mammoth | D042VHA |  | Water-Source | WBAHP: Heat Pump Packaged Unit | Heat Pump | 208 | 1 |  |  | No Match | Dual-Speed |  |  |  | 44600 | 2973 | 15 | 12 | 49000 | 3122 | 4.6 | 4.2 | Federally-Regulated Commercial & Industrial Equipment | 11/30/2011 |  | 12/12/2012
Trane U.S. Inc. | Trane | GSCC0611 |  | Water-Source | WBAHP: Heat Pump Packaged Unit | Heat Pump | 208 | 1 |  |  | No Match | No Match |  |  |  | 58200 | 4974 | 11.7 | 10 | 65400 | 5042 | 3.8 |  | Federally-Regulated Commercial & Industrial Equipment | 10/05/1999 |  | 04/12/2000
ClimateMaster Inc. | Carrier Corp. | RVC/RHC012 4 |  | Water-Source | WBAHP: Heat Pump Packaged Unit | Heat Pump | 265 | 1 |  |  | No Match | Single-Speed |  |  |  | 11500 | 906 | 12.7 | 11.2 | 14300 | 998 | 4.2 | 4.2 | Federally-Regulated Commercial & Industrial Equipment | 02/09/2009 |  | 02/17/2011
Florida Heat Pump | Energy Miser | HE62CF-4 |  | Water-Source | WBAHP: Heat Pump Packaged Unit | Heat Pump | 460 | 3 |  |  | No Match | No Match |  |  |  | 62000 | 5740 | 10.8 | 9 | 84000 | 6480 | 3.8 | 3.2 | Non Federally-Regulated | 02/22/1990 |  | 07/31/1991
McQuay International | McQuay | W-LDE/LDL/LME/LML1121L |  | Water-Source | WBAHP: Heat Pump Packaged Unit | Heat Pump | 575 | 3 |  |  | No Match | No Match |  |  |  | 116000 | 9747 | 11.9 | 9 | 139000 | 9933 | 4.1 | 3.8 | Federally-Regulated Commercial & Industrial Equipment | 01/18/2001 |  | 03/12/2009
Waterfurnace International, Inc. | Waterfurnace International, Inc. | ATV070*3 |  | Ground-Water-Source | WBAHP: Heat Pump Packaged Unit | Heat Pump | 208 | 1 |  |  | No Match | No Match |  |  |  | 71000 | 6698 | 10.6 | 9 | 52000 | 5441 | 2.8 |  | Non Federally-Regulated | 10/06/1999 |  | 04/10/2000
McQuay / Snyder General | Electro-Hydronics | FC630FK |  | Water-Source | WBAHP: Heat Pump Packaged Unit | Heat Pump | 208 | 3 |  |  | No Match | No Match |  |  |  | 63000 | 6430 | 9.8 | 7.5 | 79000 | 6430 | 3.6 | 2.5 | Non Federally-Regulated | 08/29/1986 |  | 05/11/1988
Florida Heat Pump | Geomaster, LLC | EC048-3CS | EC048-1AH/AV | Water-Source | WBAHP-CB: Heat Pump Split Syst | Heat Pump | 230 | 3 |  |  | No Match | Single-Speed |  |  |  | 47000 | 3431 | 13.7 | 12 | 56800 | 3541 | 4.7 | 4.2 | Federally-Regulated Commercial & Industrial Equipment | 04/23/2009 |  | 04/20/2015
Waterfurnace International, Inc. | Waterfurnace International, Inc. | P046**0 |  | Ground-Water-Source | WBAHP: Heat Pump Packaged Unit | Heat Pump | 208 | 1 |  |  | No Match | No Match |  |  |  | 47000 | 2919 | 16.1 | 9 | 34500 | 3063 | 3.3 |  | Non Federally-Regulated | 07/22/2002 |  | 03/12/2009
McQuay International | McQuay | W-FDL/FDS/FMS-1-009-E |  | Water-Source | WBAHP: Heat Pump Packaged Unit | Heat Pump | 208 | 1 |  |  | No Match | No Match |  |  |  | 8800 | 822 | 10.7 | 10 | 12000 | 901 | 3.9 |  | Federally-Regulated Commercial & Industrial Equipment | 09/21/2000 |  | 01/24/2002
ClimateMaster Inc. | Climate Master | ACA/B036B |  | Ground-Water-Source | WBAHP: Heat Pump Packaged Unit | Heat Pump | 230 | 1 |  |  | No Match | Single-Speed |  |  |  | 38000 | 1719 | 22.1 | 16.2 | 34900 | 2435 | 4.2 | 3.6 | Non Federally-Regulated | 01/09/2014 |  | 06/09/2015
Waterfurnace International, Inc. | Waterfurnace International, Inc. | VLH/VXH070*1 |  | Water-Source | WBAHP: Heat Pump Packaged Unit | Heat Pump | 230 | 1 |  |  | No Match | No Match |  |  |  | 68000 | 5528 | 12.3 | 9 | 83200 | 5804 | 4.2 | 3.8 | Federally-Regulated Commercial & Industrial Equipment | 10/05/1999 |  | 06/20/2003
Enertech Global, LLC | Enertech | HXT048C |  | Ground-Water-Source | WBAHP: Heat Pump Packaged Unit | Heat Pump | 230 | 1 |  |  | No Match | Single-Speed |  |  |  | 53600 | 2382 | 22.5 | 16.2 | 47700 | 3107 | 4.5 | 3.6 | Non Federally-Regulated | 12/12/2012 |  | 04/21/2014
Command-Aire | Command-Aire | SWP-833 |  | Water-Source | WBAHP: Heat Pump Packaged Unit | Heat Pump | 208 | 3 |  |  | No Match | No Match |  |  |  | 88700 | 9200 | 9.6 | 7.5 | 128000 | 103000 | 3.6 | 2.2 | Non Federally-Regulated | 01/05/1982 |  | 08/30/1983
Waterfurnace International, Inc. | Eagle Mountain | QT038**1 |  | Ground-Source | WBAHP: Heat Pump Packaged Unit | Heat Pump | 230 | 1 |  |  | No Match | Dual-Speed |  |  |  | 35200 | 1934 | 18.2 | 13.4 | 24400 | 1834 | 3.9 | 3.1 | Non Federally-Regulated | 01/24/2011 |  | 04/19/2013
McQuay / Snyder General | Electro-Hydronics | FW500F5 |  | Water-Source | WBAHP: Heat Pump Packaged Unit | Heat Pump | 208 | 1 |  |  | No Match | No Match |  |  |  | 50000 | 4850 | 10.3 | 7.5 | 65000 | 4900 | 3.9 | 2.5 | Non Federally-Regulated | 08/29/1986 |  | 05/11/1988
Enviro Master International llc | America Series | FWS12D |  | Water-Source | WBAHP: Heat Pump Packaged Unit | Heat Pump | 230 | 1 |  |  | No Match | No Match |  |  |  | 11800 | 980 | 12 | 9 | 13100 | 1100 | 3.5 | 3.2 | Non Federally-Regulated | 05/11/1988 |  | 03/15/1989
Trane U.S. Inc. | Trane | WPRD0131 |  | Water-Source | WBAHP-O: Heat Pump Packaged Un | Heat Pump | 265 | 1 |  |  | No Match | No Match |  |  |  | 12000 | 1090 | 11 | 10 | 14500 | 1118 | 3.8 |  | Federally-Regulated Commercial & Industrial Equipment | 12/14/1998 |  | 10/05/1999
ClimateMaster Inc. | Climate Master Series | 80120G |  | Water-Source | WBAHP: Heat Pump Packaged Unit | Heat Pump | 208 | 1 |  |  | No Match | No Match |  |  |  | 18600 | 1710 | 10.9 | 9 | 22800 | 1855 | 3.6 | 3.2 | Non Federally-Regulated | 05/11/1988 |  | 03/15/1989
Econar | Econar | GV422 |  | Water-Source | WBAHP-CB: Heat Pump Split Syst | Heat Pump | 208 | 1 |  |  | No Match | No Match |  |  |  | 35400 | 2744 | 12.9 | 9 | 50500 | 4000 | 3.7 | 3.5 | Non Federally-Regulated | 02/02/1998 |  | 10/02/1998
Addison Products | Addison Products | WPH054-3JC/3JBC |  | Water-Source | WBAHP: Heat Pump Packaged Unit | Heat Pump | 230 | 3 |  |  | No Match | No Match |  |  |  | 50000 | 4237 | 11.8 | 9.3 | 68000 | 5109 | 3.9 | 3.8 | Federally-Regulated Commercial & Industrial Equipment | 03/31/1998 |  | 05/10/1998
Waterfurnace International, Inc. | Waterfurnace International, Inc. | VLV/VXV036*0 |  | Ground-Water-Source | WBAHP: Heat Pump Packaged Unit | Heat Pump | 230 | 1 |  |  | No Match | No Match |  |  |  | 36100 | 2755 | 13.1 | 9 | 24500 | 2563 | 2.8 |  | Non Federally-Regulated | 06/20/2003 |  | 03/12/2009
McQuay International | McQuay | W-LDE/LME/LML/LMS-1-12 |  | Water-Source | WBAHP: Heat Pump Packaged Unit | Heat Pump | 230 | 3 |  |  | No Match | No Match |  |  |  | 116000 | 9747 | 11.9 | 9 | 139000 | 9933 | 4.1 | 3.8 | Federally-Regulated Commercial & Industrial Equipment | 10/05/1999 |  | 09/21/2000
Florida Heat Pump | Florida Heat Pump | EM009-1VT |  | Water-Source | WBAHP: Heat Pump Packaged Unit | Heat Pump | 230 | 1 |  |  | No Match | No Match |  |  |  | 9500 | 760 | 12.5 | 10 | 13000 | 846 | 4.5 |  | Federally-Regulated Commercial & Industrial Equipment | 02/02/1998 |  | 03/31/1998
Addison Products | Addison Products | VWPG066-3B-XL* |  | Water-Source | WBAHP-CB: Heat Pump Split Syst | Heat Pump | 230 | 3 |  |  | No Match | No Match |  |  |  | 67000 | 5153 | 13 | 9 | 75000 | 5940 | 3.7 | 3.5 | Non Federally-Regulated | 02/02/1998 |  | 10/02/1998
Snyder General Corp. | American Air Filter | EVW-41 |  | Water-Source | WBAHP: Heat Pump Packaged Unit | Heat Pump | 460 | 3 |  |  | No Match | No Match |  |  |  | 42000 | 3652 | 11.5 | 9 | 48000 | 3916 | 3.6 | 3.2 | Federally-Regulated Commercial & Industrial Equipment | 02/04/1988 |  | 07/27/1992
ClimateMaster Inc. | Climate Master Series | 80108G |  | Water-Source | WBAHP: Heat Pump Packaged Unit | Heat Pump | 208 | 1 |  |  | No Match | No Match |  |  |  | 7000 | 673 | 10.4 | 9 | 9200 | 729 | 3.7 | 3.2 | Non Federally-Regulated | 02/22/1990 |  | 07/31/1991
Florida Heat Pump | Florida Heat Pump | EM007-1CF/HZ/VT |  | Water-Source | WBAHP-CB: Heat Pump Split Syst | Heat Pump | 208 | 1 |  |  | No Match | No Match |  |  |  | 8200 | 683 | 12 | 9 | 10000 | 791 | 3.7 | 3.5 | Non Federally-Regulated | 05/23/2001 |  | 07/18/2002
Waterfurnace International, Inc. | Rybacki - Hart Enterprises | ZS024**2*4 |  | Ground-Water-Source | WBAHP: Heat Pump Packaged Unit | Heat Pump | 265 | 1 |  |  | No Match | Single-Speed |  |  |  | 26400 | 1128 | 23.4 | 16.2 | 22300 | 1452 | 4.5 | 3.6 | Non Federally-Regulated | 06/14/2011 |  | 04/19/2013
ClimateMaster Inc. | Climate Master Series | VS/VL/HS/HL030 |  | Water-Source | WBAHP: Heat Pump Packaged Unit | Heat Pump | 460 | 3 |  |  | No Match | No Match |  |  |  | 29000 | 2478 | 11.7 | 9.3 | 39000 | 2657 | 4.3 | 3.8 | Non Federally-Regulated | 07/31/1991 |  | 03/31/1998
Waterfurnace International, Inc. | Waterfurnace International, Inc. | SXV048C0 |  | Ground-Source | WBAHP: Heat Pump Packaged Unit | Heat Pump | 208 | 1 |  |  | No Match | No Match |  |  |  | 51500 | 3843 | 13.4 |  | 36000 | 3403 | 3.1 |  | Non Federally-Regulated | 03/31/1998 |  | 05/10/1998
Mammoth | Hydrobank II | F052VHJ |  | Water-Source | WBAHP: Heat Pump Packaged Unit | Heat Pump | 230 | 3 |  |  | No Match | No Match |  |  |  | 53500 | 4734 | 11.3 | 10 | 69500 | 5221 | 3.9 |  | Federally-Regulated Commercial & Industrial Equipment | 05/23/2000 |  | 01/18/2001
ClimateMaster Inc. | Carrier Corp. | 50YDS026 | FE4***003 | Water-Source | WBAHP-CB: Heat Pump Split Syst | Heat Pump | 208 | 1 |  |  | No Match | Single-Speed |  |  |  | 24700 | 1647 | 15 | 12 | 31400 | 1736 | 5.3 | 4.2 | Federally-Regulated Commercial & Industrial Equipment | 01/24/2011 |  | 03/02/2012
Trane U.S. Inc. | Command-Aire | SPVD0137 |  | Water-Source | WBAHP: Heat Pump Packaged Unit | Heat Pump | 265 | 1 |  |  | No Match | No Match |  |  |  | 12300 | 1051 | 11.7 | 10 | 15900 | 1109 | 4.2 |  | Federally-Regulated Commercial & Industrial Equipment | 10/05/1999 |  | 04/12/2000
Addison Products | Addison Products | WPH064-1JC/1JBC |  | Water-Source | WBAHP: Heat Pump Packaged Unit | Heat Pump | 208 | 1 |  |  | No Match | No Match |  |  |  | 59500 | 4760 | 12.5 | 10 | 78000 | 5861 | 3.9 |  | Federally-Regulated Commercial & Industrial Equipment | 12/14/1998 |  | 09/21/2000
Florida Heat Pump | Florida Heat Pump | EM042-3CS | EM042-1AH/AV | Water-Source | WBAH: Heating Only Packaged Un | Heat Pump | 230 | 3 |  |  | No Match | No Match |  |  |  | 44000 | 3666 | 12 | 9 | 50000 | 4185 | 3.5 | 3.5 | Non Federally-Regulated | 05/23/2001 |  | 07/18/2002
Singer | Electro-Hydronics | WM90C5 |  | Water-Source | WBAHP: Heat Pump Packaged Unit | Heat Pump | 208 | 1 |  |  | No Match | No Match |  |  |  | 8600 | 1000 | 8.6 | 7.5 | 11900 | 1100 | 3.2 | 2.5 | Non Federally-Regulated | 01/05/1982 |  | 09/08/1982
Climate Control / Snyder General | Electro-Hydronics | LWP12BP |  | Water-Source | WBAHP: Heat Pump Packaged Unit | Heat Pump | 460 | 3 |  |  | No Match | No Match |  |  |  | 128000 | 11000 | 11.6 | 9.2 | 142000 | 11200 | 3.7 | 2.5 | Non Federally-Regulated | 06/11/1985 |  | 08/29/1986
American Air Filter | Enercon | EHW-19 |  | Water-Source | WBAHP: Heat Pump Packaged Unit | Heat Pump | 208 | 1 |  |  | No Match | No Match |  |  |  | 17800 | 1618 | 11 | 9 | 23000 | 1730 | 3.9 | 3.2 | Non Federally-Regulated | 05/11/1988 |  | 03/15/1989
Florida Heat Pump | Florida Heat Pump | EM096-3CS | EM096-3AH/AV | Ground-Water-Source | WBAHP-CB: Heat Pump Split Syst | Heat Pump | 208 | 3 |  |  | No Match | No Match |  |  |  | 95500 | 7234 | 13.2 | 9 | 65500 | 6190 | 3.1 |  | Non Federally-Regulated | 04/10/2000 |  | 07/18/2002
Geoflex Systems, Inc. | Geoflex Systems, Inc. | GF1T-V/H/D/M-026WACBE |  | Water-Source | WBAHP: Heat Pump Packaged Unit | Both Heat Pump and Electric Re | 230 | 3 |  |  | No Match | Dual-Speed |  |  |  | 25600 | 1600 | 16 | 12 | 30900 | 1677 | 5.4 | 4.2 | Federally-Regulated Commercial & Industrial Equipment | 11/30/2011 |  | 01/09/2014
Waterfurnace International, Inc. | Waterfurnace International, Inc. | ATH066D1 |  | Ground-Source | WBAHP: Heat Pump Packaged Unit | Heat Pump | 208 | 1 |  |  | No Match | No Match |  |  |  | 67000 | 5000 | 13.4 |  | 50000 | 4884 | 3 |  | Non Federally-Regulated | 03/31/1998 |  | 05/10/1998
Inter-City Products Corp. | McQuay | CCW024C*F |  | Water-Source | WBAHP: Heat Pump Packaged Unit | Heat Pump | 208 | 3 |  |  | No Match | No Match |  |  |  | 23500 | 2009 | 11.7 | 9.3 | 30400 | 2346 | 3.8 | 3.8 | Non Federally-Regulated | 07/31/1991 |  | 03/31/1998
Johnson Controls | Johnson Controls | VSCS30B6****0 |  | Ground-Source | WBAHP: Heat Pump Packaged Unit | Heat Pump | 265 | 1 |  |  | No Match | Single-Speed |  |  |  | 31800 | 2092 | 15.2 | 13.4 | 22100 | 2089 | 3.1 | 3.1 | Non Federally-Regulated | 03/02/2012 |  | 10/24/2014
Enertech Global, LLC | Enertech | TCT024C |  | Ground-Source | WBAHP: Heat Pump Packaged Unit | Heat Pump | 230 | 1 |  |  | No Match | Single-Speed |  |  |  | 25900 | 1289 | 20.1 | 13.4 | 19400 | 1263 | 4.5 | 3.1 | Non Federally-Regulated | 05/02/2012 |  | 04/21/2014
Singer | Electro-Hydronics | FC330CD |  | Water-Source | WBAHP: Heat Pump Packaged Unit | Heat Pump | 230 | 3 |  |  | No Match | No Match |  |  |  | 33000 | 3500 | 9.4 | 7.5 | 35500 | 3550 | 2.9 | 2.5 | Non Federally-Regulated | 01/05/1982 |  | 09/08/1982
Waterfurnace International, Inc. | Waterfurnace International, Inc. | SXV058B0 |  | Ground-Water-Source | WBAHP: Heat Pump Packaged Unit | Heat Pump | 230 | 1 |  |  | No Match | No Match |  |  |  | 56500 | 4484 | 12.6 | 9 | 45500 | 4301 | 3.1 |  | Non Federally-Regulated | 01/30/1998 |  | 03/31/1998
Carrier Corp. - Syracuse | Carrier | 50QXH0726 |  | Water-Source | WBAHP: Heat Pump Packaged Unit | Heat Pump | 460 | 3 |  |  | No Match | No Match |  |  |  | 72000 | 6288 | 11.5 | 10.5 | 92000 | 6420 | 4.2 | 3.8 | Non Federally-Regulated | 07/31/1991 |  | 03/31/1998
Addison Products | Addison Products | DWPG054-3B-XL* |  | Ground-Water-Source | WBAHP: Heat Pump Packaged Unit | Heat Pump | 208 | 3 |  |  | No Match | No Match |  |  |  | 53000 | 17666 | 3 | 9 | 40000 | 3907 | 3 |  | Non Federally-Regulated | 05/15/1998 |  | 07/29/1998
Hydro Delta Corp. | Hydro Delta Corp. | 03-036-WTARWD-HE |  | Ground-Water-Source | WBAHP: Heat Pump Packaged Unit | Heat Pump | 208 | 1 |  |  | No Match | No Match |  |  |  | 35200 | 2687 | 13.1 | 9 | 28400 | 2600 | 3.2 |  | Non Federally-Regulated | 10/06/1999 |  | 04/10/2000
Trane U.S. Inc. | Command-Aire | SPVF0724 |  | Water-Source | WBAHP: Heat Pump Packaged Unit | Heat Pump | 460 | 3 |  |  | No Match | No Match |  |  |  | 66000 | 5000 | 13.2 | 9 | 85000 | 5660 | 4.4 | 3.8 | Federally-Regulated Commercial & Industrial Equipment | 10/05/1999 |  | 04/12/2000
McQuay / Snyder General | Electro-Hydronics | FC260FK |  | Water-Source | WBAHP: Heat Pump Packaged Unit | Heat Pump | 208 | 3 |  |  | No Match | No Match |  |  |  | 26000 | 2450 | 10.6 | 9 | 31000 | 2524 | 3.6 | 3.2 | Non Federally-Regulated | 05/11/1988 |  | 03/15/1989
McQuay International | McQuay | VWH/VWW019B-N |  | Water-Source | WBAHP: Heat Pump Packaged Unit | Heat Pump | 265 | 1 |  |  | No Match | No Match |  |  |  | 19000 | 1637 | 11.6 | 10 | 23500 | 1811 | 3.8 |  | Federally-Regulated Commercial & Industrial Equipment | 11/17/1999 |  | 09/21/2000
Bard Manufacturing Company, Inc. | Bard | WPV30 |  | Water-Source | WBAHP: Heat Pump Packaged Unit | Heat Pump | 208 | 1 |  |  | No Match | No Match |  |  |  | 28000 | 2620 | 10.7 | 7.5 | 32200 | 2570 | 3.2 | 2.5 | Non Federally-Regulated | 09/08/1982 |  | 05/16/1984
Mammoth | Hydrobank II | D062HHG/VHG |  | Water-Source | WBAHP: Heat Pump Packaged Unit | Heat Pump | 208 | 1 |  |  | No Match | No Match |  |  |  | 60500 | 5353 | 11.3 | 10 | 84000 | 6476 | 3.8 |  | Federally-Regulated Commercial & Industrial Equipment | 10/05/1999 |  | 05/23/2000
Climate Control / Snyder General | Electro-Hydronics | UC140F3 |  | Water-Source | WBAHP: Heat Pump Packaged Unit | Heat Pump | 230 | 1 |  |  | No Match | No Match |  |  |  | 13500 | 1300 | 10.4 | 7.5 | 17500 | 1350 | 3.8 | 2.5 | Non Federally-Regulated | 05/16/1984 |  | 08/29/1986
Jacobsen Energy Ind., Inc. | Jacobsen Energy Ind., Inc. | 72***1**** |  | Water-Source | WBAHP: Heat Pump Packaged Unit | Heat Pump | 208 | 1 |  |  | No Match | No Match |  |  |  | 67000 | 5650 | 11.9 | 9.2 | 88000 | 6750 | 3.8 |  | Non Federally-Regulated | 05/11/1988 |  | 03/15/1989
Hydro Delta Corp. | Hydro Delta Corp. | 03-026-WTAY-HE |  | Water-Source | WBAH-O: Heating Only Packaged | Heat Pump | 230 | 1 |  |  | No Match | No Match |  |  |  | 0 | 0 | 0 | 9 | 29000 | 2296 | 3.7 | 3.5 | Non Federally-Regulated | 10/05/1999 |  | 04/12/2000
ClimateMaster Inc. | Climate Master | TES/P049A | TAC049A | Ground-Water-Source | WBAHP-CB: Heat Pump Split Syst | Heat Pump | 208 | 1 |  |  | No Match | Single-Speed |  |  |  | 52700 | 2252 | 23.4 | 16.2 | 47200 | 2943 | 4.7 | 3.6 | Non Federally-Regulated | 01/09/2014 |  | 06/09/2015
Waterfurnace International, Inc. | Waterfurnace International, Inc. | P040**0 |  | Ground-Water-Source | WBAHP: Heat Pump Packaged Unit | Heat Pump | 230 | 1 |  |  | No Match | No Match |  |  |  | 41500 | 2441 | 17 | 9 | 29200 | 2516 | 3.4 |  | Non Federally-Regulated | 07/22/2002 |  | 03/12/2009
Power-Save International, Inc. | S.O.E.S.I. | PSS-600 (1) |  | Water-Source | WBAHP: Heat Pump Packaged Unit | Heat Pump | 230 | 1 |  |  | No Match | No Match |  |  |  | 72200 | 7061 | 10.2 | 9.2 | 94500 | 7150 | 3.9 |  | Federally-Regulated Commercial & Industrial Equipment | 01/23/1988 |  | 05/11/1988
ClimateMaster Inc. | Carrier Corp. | 38WQS060 3 | FK4CNF006 | Ground-Source | WBAHP-CB: Heat Pump Split Syst | Heat Pump | 208 | 1 |  |  | No Match | Single-Speed |  |  |  | 57600 | 4056 | 14.2 | 13.4 | 47200 | 3955 | 3.5 | 3.1 | Non Federally-Regulated | 09/15/2009 |  | 02/17/2011
Mammoth | Hydrobank II | D030HHB/VHB |  | Water-Source | WBAHP: Heat Pump Packaged Unit | Heat Pump | 208 | 1 |  |  | No Match | No Match |  |  |  | 31000 | 2695 | 11.5 | 10 | 38500 | 2969 | 3.8 |  | Federally-Regulated Commercial & Industrial Equipment | 12/14/1998 |  | 10/05/1999
Addison Products | Addison Products | HGY096-3A |  | Water-Source | WBAHP: Heat Pump Packaged Unit | Heat Pump | 208 | 3 |  |  | No Match | No Match |  |  |  | 95000 | 7983 | 11.9 | 9 | 120000 | 8789 | 4 | 3.8 | Federally-Regulated Commercial & Industrial Equipment | 01/24/2002 |  | 03/12/2009
Waterfurnace International, Inc. | Rybacki - Hart Enterprises | YS024**1*4 |  | Ground-Source | WBAHP: Heat Pump Packaged Unit | Heat Pump | 230 | 1 |  |  | No Match | Single-Speed |  |  |  | 24400 | 1394 | 17.5 | 13.4 | 17500 | 1350 | 3.8 | 3.1 | Non Federally-Regulated | 01/24/2011 |  | 04/19/2013
Climate Control / Snyder General | Trane | WPLA09XE* |  | Water-Source | WBAHP: Heat Pump Packaged Unit | Heat Pump | 208 | 3 |  |  | No Match | No Match |  |  |  | 107000 | 9000 | 11.9 | 9.2 | 120000 | 9200 | 3.8 | 2.5 | Non Federally-Regulated | 05/16/1984 |  | 05/11/1988
Florida Heat Pump | Florida Heat Pump | CW012-2 |  | Water-Source | WBAHP-O: Heat Pump Packaged Un | Heat Pump | 265 | 1 |  |  | No Match | No Match |  |  |  | 11000 | 714 | 15.4 | 10 | 11300 | 704 | 4.7 |  | Federally-Regulated Commercial & Industrial Equipment | 10/05/1999 |  | 02/17/2011
Waterfurnace International, Inc. | Extended Range | WXS036A*1 | RCS-036A | Ground-Water-Source | WBAHP-C: Heat Pump Split Syste | Heat Pump | 230 | 1 |  |  | No Match | No Match |  |  |  | 37800 | 3375 | 11.2 |  | 45500 | 3695 | 3.6 |  | Non Federally-Regulated | 03/15/1989 |  | 07/31/1991
Climate Control / Snyder General | Electro-Hydronics | FC610FD |  | Water-Source | WBAHP: Heat Pump Packaged Unit | Heat Pump | 230 | 3 |  |  | No Match | No Match |  |  |  | 61500 | 5850 | 10.5 | 7.5 | 77000 | 5785 | 3.9 | 2.5 | Non Federally-Regulated | 06/11/1985 |  | 08/29/1986
ClimateMaster Inc. | Climate Master Series | CS/CL009G |  | Ground-Water-Source | WBAHP: Heat Pump Packaged Unit | Heat Pump | 208 | 1 |  |  | No Match | No Match |  |  |  | 9200 | 652 | 14.1 | 9 | 6900 | 594 | 3.4 |  | Non Federally-Regulated | 07/22/2002 |  | 03/12/2009
Command-Aire | Command-Aire | SWPHXR097E |  | Water-Source | WBAHP: Heat Pump Packaged Unit | Heat Pump | 265 | 1 |  |  | No Match | No Match |  |  |  | 9000 | 860 | 10.5 | 9 | 12000 | 880 | 4 | 3.2 | Federally-Regulated Commercial & Industrial Equipment | 01/23/1988 |  | 05/11/1988
Waterfurnace International, Inc. | Johnson Controls | RKV/RKH042**0*0 |  | Water-Source | WBAHP: Heat Pump Packaged Unit | Heat Pump | 208 | 1 |  |  | No Match | Single-Speed |  |  |  | 40100 | 2416 | 16.6 | 12 | 42800 | 2460 | 5.1 | 4.2 | Federally-Regulated Commercial & Industrial Equipment | 09/03/2012 |  | 01/09/2014
Waterfurnace International, Inc. | WFI Industries, Ltd. | ZS060**0*4 |  | Ground-Source | WBAHP: Heat Pump Packaged Unit | Heat Pump | 208 | 1 |  |  | No Match | Single-Speed |  |  |  | 60900 | 3402 | 17.9 | 13.4 | 47100 | 3834 | 3.6 | 3.1 | Non Federally-Regulated | 06/14/2011 |  | 03/02/2012
Mammoth | Mammoth | F052VHC |  | Water-Source | WBAHP: Heat Pump Packaged Unit | Heat Pump | 230 | 3 |  |  | No Match | No Match |  |  |  | 52500 | 4730 | 11.1 | 7.5 | 62000 | 4901 | 3.7 | 2.5 | Non Federally-Regulated | 05/16/1984 |  | 05/11/1988
Addison Products | Addison Products | HPY072-3A |  | Water-Source | WBAHP-CB: Heat Pump Split Syst | Heat Pump | 208 | 3 |  |  | No Match | No Match |  |  |  | 73900 | 6718 | 11 | 9 | 88800 | 7433 | 3.5 | 3.5 | Non Federally-Regulated | 07/22/2002 |  | 03/12/2009
Addison Products | Addison Products | HGY120-3A |  | Ground-Water-Source | WBAHP: Heat Pump Packaged Unit | Heat Pump | 230 | 3 |  |  | No Match | No Match |  |  |  | 106800 | 8900 | 12 | 9 | 88500 | 8643 | 3 |  | Non Federally-Regulated | 11/19/2001 |  | 07/18/2002
Waterfurnace International, Inc. | Geotility Geothermal Installations | ZS015**0*0 |  | Ground-Source | WBAHP: Heat Pump Packaged Unit | Heat Pump | 230 | 1 |  |  | No Match | Single-Speed |  |  |  | 14700 | 855 | 17.2 | 13.4 | 11500 | 963 | 3.5 | 3.1 | Non Federally-Regulated | 01/24/2011 |  | 04/19/2013
Geoflex Systems, Inc. | Geoflex Systems, Inc. | GF1S-V/H/D/M-024WAABP |  | Ground-Source | WBAHP: Heat Pump Packaged Unit | Both Heat Pump and Electric Re | 230 | 1 |  |  | No Match | Single-Speed |  |  |  | 21100 | 1071 | 19.7 | 13.4 | 15100 | 1165 | 3.8 | 3.1 | Non Federally-Regulated | 03/02/2012 |  | 01/09/2014
Florida Heat Pump | Energy Miser | HEV62-1 |  | Water-Source | WBAHP: Heat Pump Packaged Unit | Heat Pump | 230 | 1 |  |  | No Match | No Match |  |  |  | 62000 | 5740 | 10.8 | 9.3 | 84000 | 6480 | 3.8 | 3.8 | Non Federally-Regulated | 07/31/1991 |  | 03/31/1998
Florida Heat Pump | Energy Miser | LTV90-4 |  | Ground-Water-Source | WBAHP: Heat Pump Packaged Unit | Heat Pump | 460 | 3 |  |  | No Match | No Match |  |  |  | 87000 | 8615 | 10.1 | 11 | 106000 | 8875 | 3.5 | 3.4 | Non Federally-Regulated | 07/31/1991 |  | 03/31/1998
Innovative Air Systems | E-Series | HE25ECHP-CUV |  | Ground-Source | WBAHP: Heat Pump Packaged Unit | Heat Pump | 208 | 1 |  |  | No Match | No Match |  |  |  | 30488 | 1595 | 19.1 |  | 44637 | 1950 | 6.7 |  | Non Federally-Regulated | 03/31/1998 |  | 05/10/1998
Solar Oriented Environmental Systems | S.O.E.S.I. | PSS-600 (1) |  | Water-Source | WBAHP: Heat Pump Packaged Unit | Heat Pump | 230 | 1 |  |  | No Match | No Match |  |  |  | 72200 | 7061 | 10.2 | 9.2 | 94500 | 7150 | 3.9 | 2.5 | Non Federally-Regulated | 05/16/1984 |  | 05/11/1988
ClimateMaster Inc. | Climate Master Series | GSV/GSH048AH |  | Ground-Water-Source | WBAHP: Heat Pump Packaged Unit | Heat Pump | 208 | 3 |  |  | No Match | No Match |  |  |  | 48700 | 3246 | 15 | 9 | 37100 | 3294 | 3.3 |  | Non Federally-Regulated | 07/22/2002 |  | 01/22/2003
McQuay International | McQuay | FCV/FCW/VWH/VWW036B-G |  | Water-Source | WBAHP: Heat Pump Packaged Unit | Heat Pump | 208 | 1 |  |  | No Match | No Match |  |  |  | 35200 | 2957 | 11.9 | 9.3 | 45000 | 3297 | 4 | 3.8 | Federally-Regulated Commercial & Industrial Equipment | 03/31/1998 |  | 05/10/1998
Waterfurnace International, Inc. | Eagle Mountain | GS018**0*0 |  | Water-Source | WBAHP: Heat Pump Packaged Unit | Heat Pump | 230 | 1 |  |  | No Match | Single-Speed |  |  |  | 18000 | 1192 | 15.1 | 12 | 22500 | 1319 | 5 | 4.2 | Federally-Regulated Commercial & Industrial Equipment | 01/24/2011 |  | 04/19/2013
Waterfurnace International, Inc. | Waterfurnace International, Inc. | SXV095A4 |  | Water-Source | WBAHP: Heat Pump Packaged Unit | Heat Pump | 460 | 3 |  |  | No Match | No Match |  |  |  | 95000 | 6934 | 13.7 | 9 | 115000 | 7838 | 4.3 | 3.8 | Federally-Regulated Commercial & Industrial Equipment | 12/14/1998 |  | 10/05/1999
Waterfurnace International, Inc. | Spectra | SXH013A1 |  | Water-Source | WBAHP-CB: Heat Pump Split Syst | Heat Pump | 208 | 1 |  |  | No Match | No Match |  |  |  | 13500 | 906 | 14.9 | 9 | 14100 | 961 | 4.3 | 3.5 | Non Federally-Regulated | 06/02/1993 |  | 06/03/1993
Mammoth | Hydrobank II | G070HHG |  | Water-Source | WBAHP: Heat Pump Packaged Unit | Heat Pump | 460 | 3 |  |  | No Match | No Match |  |  |  | 67500 | 5152 | 13.1 | 9 | 84100 | 5730 | 4.3 | 3.8 | Federally-Regulated Commercial & Industrial Equipment | 01/18/2001 |  | 11/19/2001
Florida Heat Pump | Florida Heat Pump | EM041-1CS | EM041-1AH/AV | Water-Source | WBAH: Heating Only Packaged Un | Heat Pump | 230 | 1 |  |  | No Match | No Match |  |  |  | 42000 | 3500 | 12 | 9 | 49000 | 4101 | 3.5 | 3.5 | Non Federally-Regulated | 07/22/2002 |  | 03/12/2009
Mammoth | Hydrobank II | D031HLG |  | Ground-Water-Source | WBAHP: Heat Pump Packaged Unit | Heat Pump | 230 | 1 |  |  | No Match | No Match |  |  |  | 30000 | 2290 | 13.1 | 9 | 23800 | 2249 | 3.1 |  | Non Federally-Regulated | 01/18/2001 |  | 07/18/2002
McQuay International | McQuay | W-LDE/LDL/LME/LML1121H |  | Water-Source | WBAHP: Heat Pump Packaged Unit | Heat Pump | 230 | 3 |  |  | No Match | No Match |  |  |  | 116000 | 9747 | 11.9 | 9 | 139000 | 9933 | 4.1 | 3.8 | Federally-Regulated Commercial & Industrial Equipment | 01/18/2001 |  | 03/12/2009
Florida Heat Pump | Florida Heat Pump | EM060-4HZ |  | Water-Source | WBAHP: Heat Pump Packaged Unit | Heat Pump | 460 | 3 |  |  | No Match | No Match |  |  |  | 60000 | 4615 | 13 | 9.3 | 80000 | 5328 | 4.4 | 3.8 | Federally-Regulated Commercial & Industrial Equipment | 03/31/1998 |  | 05/10/1998
Mammoth | Mammoth | D015C |  | Water-Source | WBAHP: Heat Pump Packaged Unit | Heat Pump | 230 | 1 |  |  | No Match | No Match |  |  |  | 15500 | 1700 | 9.1 | 7.5 | 17500 | 1900 | 2.7 | 2.5 | Non Federally-Regulated | 01/05/1982 |  | 05/16/1984
Mammoth | Hydrobank II | A013HHJ |  | Water-Source | WBAHP: Heat Pump Packaged Unit | Heat Pump | 115 | 1 |  |  | No Match | No Match |  |  |  | 12500 | 1190 | 10.5 | 10 | 16000 | 1202 | 3.9 |  | Federally-Regulated Commercial & Industrial Equipment | 01/18/2001 |  | 03/12/2009
Waterfurnace International, Inc. | Waterfurnace International, Inc. | SXV042B1 |  | Water-Source | WBAHP: Heat Pump Packaged Unit | Heat Pump | 208 | 1 |  |  | No Match | No Match |  |  |  | 42000 | 3000 | 14 | 9.3 | 54500 | 3131 | 5.1 | 3.8 | Federally-Regulated Commercial & Industrial Equipment | 03/31/1998 |  | 05/10/1998
California Heat Pump | California Heat Pump | CHP-22V*-12-** |  | Water-Source | WBAHP: Heat Pump Packaged Unit | Heat Pump | 230 | 1 |  |  | No Match | No Match |  |  |  | 21500 | 2325 | 9.2 | 7.5 | 25000 | 2400 | 3.1 | 2.5 | Non Federally-Regulated | 01/05/1982 |  | 06/11/1985
Waterfurnace International, Inc. | Waterfurnace International, Inc. | SXH010C0 |  | Ground-Water-Source | WBAHP: Heat Pump Packaged Unit | Heat Pump | 230 | 1 |  |  | No Match | No Match |  |  |  | 9900 | 642 | 15.4 | 9 | 7400 | 657 | 3.3 |  | Non Federally-Regulated | 12/14/1998 |  | 10/06/1999
Snyder General Corp. | McQuay | LWP7.5AD |  | Water-Source | WBAHP: Heat Pump Packaged Unit | Heat Pump | 230 | 3 |  |  | No Match | No Match |  |  |  | 76000 | 7100 | 10.7 | 9.2 | 95000 | 7500 | 3.7 | 2.5 | Non Federally-Regulated | 02/22/1990 |  | 07/31/1991
Waterfurnace International, Inc. | American Standard, Inc. | A1GC070***1**0 |  | Water-Source | WBAHP: Heat Pump Packaged Unit | Heat Pump | 230 | 1 |  |  | No Match | Single-Speed |  |  |  | 63000 | 4437 | 14.2 | 12 | 79000 | 5262 | 4.4 | 4.2 | Federally-Regulated Commercial & Industrial Equipment | 08/23/2011 |  | 10/24/2014
ClimateMaster Inc. | Carrier Corp. | 50YDS026 | FV4***003 | Water-Source | WBAHP-CB: Heat Pump Split Syst | Heat Pump | 208 | 1 |  |  | No Match | Single-Speed |  |  |  | 24700 | 1647 | 15 | 12 | 31400 | 1736 | 5.3 | 4.2 | Federally-Regulated Commercial & Industrial Equipment | 01/24/2011 |  | 03/02/2012
ClimateMaster Inc. | Carrier Corp. | 50PRH/V015 3 |  | Ground-Water-Source | WBAHP: Heat Pump Packaged Unit | Heat Pump | 208 | 1 |  |  | No Match | Single-Speed |  |  |  | 16800 | 686 | 24.5 | 16.2 | 14400 | 959 | 4.4 | 3.6 | Non Federally-Regulated | 01/24/2011 |  | 08/23/2011
Waterfurnace International, Inc. | Waterfurnace International, Inc. | SXV016C1 |  | Ground-Water-Source | WBAHP: Heat Pump Packaged Unit | Heat Pump | 208 | 1 |  |  | No Match | No Match |  |  |  | 16700 | 1210 | 13.8 | 9 | 12800 | 1136 | 3.3 |  | Non Federally-Regulated | 01/30/1998 |  | 10/02/1998
Command-Aire | Command-Aire | SWPH-353 |  | Water-Source | WBAHP: Heat Pump Packaged Unit | Heat Pump | 208 | 3 |  |  | No Match | No Match |  |  |  | 36000 | 3450 | 10.4 | 9 | 50000 | 3900 | 3.8 | 3.2 | Non Federally-Regulated | 05/11/1988 |  | 03/15/1989
Carrier Corp. | Carrier | 50QEV0243 |  | Water-Source | WBAHP: Heat Pump Packaged Unit | Heat Pump | 230 | 1 |  |  | No Match | No Match |  |  |  | 23800 | 2160 | 11 | 9 | 30000 | 2450 | 3.6 | 3.2 | Non Federally-Regulated | 02/22/1990 |  | 07/31/1991
Waterfurnace International, Inc. | Waterfurnace International, Inc. | VLV/VXV042*4 |  | Ground-Water-Source | WBAHP: Heat Pump Packaged Unit | Heat Pump | 460 | 3 |  |  | No Match | No Match |  |  |  | 41500 | 3143 | 13.2 | 9 | 27900 | 2919 | 2.8 |  | Non Federally-Regulated | 06/20/2003 |  | 03/12/2009
Waterfurnace International, Inc. | Trane Unitary Products Group | T1GX030***1**0 |  | Ground-Source | WBAHP: Heat Pump Packaged Unit | Heat Pump | 230 | 1 |  |  | No Match | Single-Speed |  |  |  | 29200 | 1384 | 21.1 | 13.4 | 19800 | 1528 | 3.8 | 3.1 | Non Federally-Regulated | 08/23/2011 |  | 10/24/2014
McQuay International | McQuay | CCW024E-F |  | Ground-Water-Source | WBAHP: Heat Pump Packaged Unit | Heat Pump | 230 | 3 |  |  | No Match | No Match |  |  |  | 26200 | 1858 | 14.1 | 9 | 18400 | 1797 | 3 |  | Non Federally-Regulated | 10/06/1999 |  | 04/10/2000
Waterfurnace International, Inc. | Johnson Controls | RGSV/RGSH060**3*4 |  | Water-Source | WBAHP: Heat Pump Packaged Unit | Heat Pump | 208 | 3 |  |  | No Match | Single-Speed |  |  |  | 58400 | 3817 | 15.3 | 12 | 72500 | 4521 | 4.7 | 4.2 | Federally-Regulated Commercial & Industrial Equipment | 06/14/2011 |  | 03/02/2012
ClimateMaster Inc. | Carrier Corp. | 50YDS038 | FV4***005 | Ground-Source | WBAHP-CB: Heat Pump Split Syst | Heat Pump | 230 | 1 |  |  | No Match | Single-Speed |  |  |  | 37300 | 2234 | 16.7 | 13.4 | 27000 | 2082 | 3.8 | 3.1 | Non Federally-Regulated | 01/24/2011 |  | 08/23/2011
Econar | Econar | GV590 |  | Ground-Water-Source | WBAHP: Heat Pump Packaged Unit | Heat Pump | 208 | 1 |  |  | No Match | No Match |  |  |  | 57500 | 4752 | 12.1 | 9 | 54500 | 5152 | 3.1 |  | Non Federally-Regulated | 07/29/1998 |  | 10/02/1998
Climate Control / Snyder General | Trane | WPRA19HBXBX |  | Water-Source | WBAHP: Heat Pump Packaged Unit | Heat Pump | 208 | 1 |  |  | No Match | No Match |  |  |  | 19000 | 1780 | 10.7 | 7.5 | 24200 | 1800 | 3.9 | 2.5 | Non Federally-Regulated | 05/16/1984 |  | 05/11/1988
McQuay / Snyder General | Electro-Hydronics | UC400F5 |  | Water-Source | WBAHP: Heat Pump Packaged Unit | Heat Pump | 208 | 1 |  |  | No Match | No Match |  |  |  | 39600 | 3960 | 10 | 7.5 | 45000 | 3880 | 3.4 | 2.5 | Non Federally-Regulated | 08/29/1986 |  | 05/11/1988
Waterfurnace International, Inc. | Waterfurnace International, Inc. | SXH030A1 |  | Water-Source | WBAHP: Heat Pump Packaged Unit | Heat Pump | 230 | 1 |  |  | No Match | No Match |  |  |  | 30600 | 2125 | 14.4 | 10 | 36600 | 2145 | 5 |  | Federally-Regulated Commercial & Industrial Equipment | 02/02/1998 |  | 03/31/1998
ClimateMaster Inc. | Climate Master Series | PDW 60 | U23R60T | Ground-Water-Source | WBAHP-CB: Heat Pump Split Syst | Heat Pump | 230 | 1 |  |  | No Match | No Match |  |  |  | 56000 | 4000 | 14 | 9 | 46000 | 4085 | 3.3 |  | Non Federally-Regulated | 01/30/1998 |  | 10/02/1998
American Air Filter | Enercon | HW62 |  | Water-Source | WBAHP: Heat Pump Packaged Unit | Heat Pump | 460 | 3 |  |  | No Match | No Match |  |  |  | 62000 | 7100 | 8.7 | 7.5 | 68000 | 6400 | 3.1 | 2.5 | Non Federally-Regulated | 01/05/1982 |  | 05/16/1984
Waterfurnace International, Inc. | Waterfurnace International, Inc. | ATV028C1 |  | Ground-Water-Source | WBAHP: Heat Pump Packaged Unit | Heat Pump | 230 | 1 |  |  | No Match | No Match |  |  |  | 28800 | 1882 | 15.3 | 11 | 29600 | 1927 | 4.5 | 3.5 | Non Federally-Regulated | 03/31/1998 |  | 05/10/1998
McQuay / Snyder General | Electro-Hydronics | LHP7.5AP |  | Water-Source | WBAHP: Heat Pump Packaged Unit | Heat Pump | 460 | 3 |  |  | No Match | No Match |  |  |  | 76000 | 7100 | 10.7 | 9.2 | 95000 | 7500 | 3.7 | 2.5 | Non Federally-Regulated | 08/29/1986 |  | 05/11/1988
Waterfurnace International, Inc. | Waterfurnace International, Inc. | SXH010B2 |  | Ground-Water-Source | WBAHP: Heat Pump Packaged Unit | Heat Pump | 265 | 1 |  |  | No Match | No Match |  |  |  | 9900 | 642 | 15.4 | 9 | 7400 | 657 | 3.3 |  | Non Federally-Regulated | 08/21/1998 |  | 10/02/1998
Command-Aire | Command-Aire | SWPH-403 |  | Water-Source | WBAHP: Heat Pump Packaged Unit | Heat Pump | 208 | 3 |  |  | No Match | No Match |  |  |  | 47000 | 6200 | 7.6 | 7.5 | 71000 | 6700 | 3.1 | 2.5 | Non Federally-Regulated | 08/30/1983 |  | 05/16/1984
Marvair | Marvair | V/H360-02-A |  | Water-Source | WBAHP: Heat Pump Packaged Unit | Heat Pump | 230 | 1 |  |  | No Match | No Match |  |  |  | 36000 | 3500 | 10.2 | 7.5 | 45000 | 3800 | 3.5 | 2.5 | Non Federally-Regulated | 06/11/1985 |  | 05/11/1988
ClimateMaster Inc. | Carrier | 50KQA/D019 |  | Water-Source | WBAHP-O: Heat Pump Packaged Un | Heat Pump | 230 | 1 |  |  | No Match | No Match |  |  |  | 17600 | 1466 | 12 | 10 | 21000 | 1619 | 3.8 |  | Federally-Regulated Commercial & Industrial Equipment | 10/05/1999 |  | 04/12/2000
Econar | Econar | GV361 |  | Ground-Source | WBAHP: Heat Pump Packaged Unit | Heat Pump | 208 | 1 |  |  | No Match | No Match |  |  |  | 35200 | 2550 | 13.8 |  | 32000 | 2930 | 3.2 |  | Non Federally-Regulated | 03/31/1998 |  | 05/10/1998
Florida Heat Pump | Florida Heat Pump | EM070-3CF/HZ/VT |  | Water-Source | WBAHP: Heat Pump Packaged Unit | Heat Pump | 208 | 3 |  |  | No Match | No Match |  |  |  | 70000 | 4827 | 14.5 | 9 | 83000 | 5286 | 4.6 | 3.8 | Federally-Regulated Commercial & Industrial Equipment | 05/29/2001 |  | 02/17/2011
Waterfurnace International, Inc. | Geotility Geothermal Installations | ZS036**4*4 |  | Ground-Water-Source | WBAHP: Heat Pump Packaged Unit | Heat Pump | 460 | 3 |  |  | No Match | Single-Speed |  |  |  | 37700 | 1639 | 23 | 16.2 | 33000 | 2249 | 4.3 | 3.6 | Non Federally-Regulated | 03/02/2012 |  | 04/19/2013
Command-Aire | Command-Aire | SWP1033* |  | Water-Source | WBAHP: Heat Pump Packaged Unit | Heat Pump | 230 | 3 |  |  | No Match | No Match |  |  |  | 124000 | 10690 | 11.6 | 9.2 | 156000 | 10880 | 4.2 |  | Non Federally-Regulated | 05/11/1988 |  | 03/15/1989
Waterfurnace International, Inc. | Geotility Geothermal Installations | ZS030**0*1 |  | Ground-Source | WBAHP: Heat Pump Packaged Unit | Heat Pump | 230 | 1 |  |  | No Match | Single-Speed |  |  |  | 29000 | 1585 | 18.3 | 13.4 | 22800 | 1758 | 3.8 | 3.1 | Non Federally-Regulated | 01/24/2011 |  | 04/19/2013
Maritime Geothermal, Ltd. | Nordic | R-45-HACW |  | Water-Source | WBAHP-CB: Heat Pump Split Syst | Heat Pump | 208 | 1 |  |  | No Match | No Match |  |  |  | 38502 | 2725 | 14.1 | 9 | 52875 | 3695 | 4.2 | 3.5 | Non Federally-Regulated | 07/03/1997 |  | 04/12/2000
Addison Products | Addison Products | HGY012-1A |  | Ground-Water-Source | WBAHP: Heat Pump Packaged Unit | Heat Pump | 230 | 1 |  |  | No Match | No Match |  |  |  | 11400 | 820 | 13.9 | 9 | 8200 | 750 | 3.2 |  | Non Federally-Regulated | 07/22/2002 |  | 03/12/2009
Command-Aire | Command-Aire | SPHD0131 |  | Water-Source | WBAHP: Heat Pump Packaged Unit | Heat Pump | 208 | 1 |  |  | No Match | No Match |  |  |  | 11400 | 1055 | 10.8 | 10 | 15600 | 1114 | 4.1 |  | Federally-Regulated Commercial & Industrial Equipment | 08/07/1998 |  | 10/02/1998
Carrier Corp. - Syracuse | Carrier | 50HQ,VQ0805 |  | Water-Source | WBAHP: Heat Pump Packaged Unit | Heat Pump | 230 | 3 |  |  | No Match | No Match |  |  |  | 80000 | 8200 | 9.8 | 7.5 | 86000 | 7900 | 3.2 | 2.2 | Non Federally-Regulated | 01/05/1982 |  | 09/08/1982
Florida Heat Pump | Florida Heat Pump | EM031-1VT/HZ/CF |  | Water-Source | WBAHP: Heat Pump Packaged Unit | Heat Pump | 230 | 1 |  |  | No Match | No Match |  |  |  | 32000 | 2285 | 14 | 10 | 42000 | 2734 | 4.5 |  | Federally-Regulated Commercial & Industrial Equipment | 10/05/1999 |  | 04/12/2000
Florida Heat Pump | Florida Heat Pump | EM042-5CF |  | Water-Source | WBAHP: Heat Pump Packaged Unit | Heat Pump | 575 | 3 |  |  | No Match | No Match |  |  |  | 42000 | 3181 | 13.2 | 9.3 | 51000 | 3475 | 4.3 | 3.8 | Federally-Regulated Commercial & Industrial Equipment | 03/31/1998 |  | 05/10/1998
Climate Control / Snyder General | Electro-Hydronics | UW610GP |  | Water-Source | WBAHP: Heat Pump Packaged Unit | Heat Pump | 460 | 3 |  |  | No Match | No Match |  |  |  | 61500 | 5850 | 10.5 | 7.5 | 77000 | 5785 | 3.9 | 2.5 | Non Federally-Regulated | 06/11/1985 |  | 08/29/1986
Singer | Electro-Hydronics | CC260B33 |  | Water-Source | WBAHP: Heat Pump Packaged Unit | Heat Pump | 230 | 3 |  |  | No Match | No Match |  |  |  | 24000 | 2850 | 8.4 | 7.5 | 28500 | 2900 | 2.9 | 2.5 | Non Federally-Regulated | 01/05/1982 |  | 09/08/1982
McQuay / Snyder General | Electro-Hydronics | UC400G3 |  | Water-Source | WBAHP: Heat Pump Packaged Unit | Heat Pump | 230 | 1 |  |  | No Match | No Match |  |  |  | 39600 | 3960 | 10 | 7.5 | 45000 | 3880 | 3.4 | 2.5 | Non Federally-Regulated | 08/29/1986 |  | 05/11/1988
Climate Control / Snyder General | Electro-Hydronics | VE330F5 |  | Water-Source | WBAHP: Heat Pump Packaged Unit | Heat Pump | 208 | 1 |  |  | No Match | No Match |  |  |  | 33000 | 3050 | 10.8 | 7.5 | 35000 | 2900 | 3.5 | 2.5 | Non Federally-Regulated | 05/16/1984 |  | 08/29/1986
Trane U.S. Inc. | Command-Aire | GSHC0181A |  | Ground-Water-Source | WBAHP: Heat Pump Packaged Unit | Heat Pump | 208 | 1 |  |  | No Match | No Match |  |  |  | 20400 | 1333 | 15.3 | 9 | 15200 | 1535 | 2.9 |  | Non Federally-Regulated | 10/06/1999 |  | 04/10/2000
ClimateMaster Inc. | Climate Master Series | HL030G********* |  | Water-Source | WBAHP: Heat Pump Packaged Unit | Heat Pump | 208 | 1 |  |  | No Match | No Match |  |  |  | 29000 | 2468 | 11.8 | 9 | 39000 | 2675 | 4.3 | 3.2 | Federally-Regulated Commercial & Industrial Equipment | 07/17/1991 |  | 07/27/1992
ClimateMaster Inc. | Climate Master Series | 803-012-G******** |  | Water-Source | WBAHP: Heat Pump Packaged Unit | Heat Pump | 208 | 1 |  |  | No Match | No Match |  |  |  | 12400 | 1204 | 10.3 | 9 | 16200 | 1356 | 3.5 | 3.2 | Non Federally-Regulated | 05/11/1988 |  | 03/15/1989
McQuay International | McQuay | FCV/FCW/VWH/VWW048B-G |  | Water-Source | WBAHP: Heat Pump Packaged Unit | Heat Pump | 208 | 1 |  |  | No Match | No Match |  |  |  | 46000 | 3833 | 12 | 10 | 56000 | 3816 | 4.3 |  | Federally-Regulated Commercial & Industrial Equipment | 12/14/1998 |  | 11/17/1999
Mammoth | Hydrobank II | D020HHG |  | Water-Source | WBAHP: Heat Pump Packaged Unit | Heat Pump | 208 | 1 |  |  | No Match | No Match |  |  |  | 19300 | 1473 | 13.1 | 10 | 24300 | 1547 | 4.6 |  | Federally-Regulated Commercial & Industrial Equipment | 11/14/2000 |  | 01/18/2001
Heat Controller | Heat Controller | WPH64-1JC/1JBC |  | Water-Source | WBAHP-CB: Heat Pump Split Syst | Heat Pump | 230 | 1 |  |  | No Match | No Match |  |  |  | 63500 | 5080 | 12.5 | 9 | 76000 | 6364 | 3.5 | 3.5 | Non Federally-Regulated | 12/14/1998 |  | 04/12/2000
Waterfurnace International, Inc. | Waterfurnace International, Inc. | ATHV034*2 |  | Ground-Water-Source | WBAHP: Heat Pump Packaged Unit | Heat Pump | 265 | 1 |  |  | No Match | No Match |  |  |  | 34400 | 2150 | 16 | 9 | 25000 | 2219 | 3.3 |  | Non Federally-Regulated | 10/06/1999 |  | 04/10/2000
Waterfurnace International, Inc. | Waterfurnace International, Inc. | SXV042C3 |  | Water-Source | WBAHP: Heat Pump Packaged Unit | Heat Pump | 230 | 3 |  |  | No Match | No Match |  |  |  | 42000 | 3000 | 14 | 10 | 54500 | 3131 | 5.1 |  | Federally-Regulated Commercial & Industrial Equipment | 12/14/1998 |  | 10/05/1999
Addison Products | Addison Products | HPY060-4A |  | Water-Source | WBAHP-CB: Heat Pump Split Syst | Heat Pump | 460 | 3 |  |  | No Match | No Match |  |  |  | 68000 | 5354 | 12.7 | 9 | 77200 | 6113 | 3.7 | 3.5 | Non Federally-Regulated | 11/14/2000 |  | 07/18/2002
Mammoth | Hydrobank II | D054HLG |  | Ground-Water-Source | WBAHP: Heat Pump Packaged Unit | Heat Pump | 230 | 1 |  |  | No Match | No Match |  |  |  | 52000 | 3714 | 14 | 9 | 41500 | 3684 | 3.3 |  | Non Federally-Regulated | 01/18/2001 |  | 07/18/2002
Waterfurnace International, Inc. | Waterfurnace International, Inc. | VLH/VXH048*3 |  | Water-Source | WBAHP: Heat Pump Packaged Unit | Heat Pump | 230 | 3 |  |  | No Match | No Match |  |  |  | 47000 | 3852 | 12.2 | 10 | 59800 | 4273 | 4.1 |  | Federally-Regulated Commercial & Industrial Equipment | 10/05/1999 |  | 03/12/2009
Geoflex Systems, Inc. | Geoflex Systems, Inc. | GS1S-V/H/D/M-024WAABE |  | Water-Source | WBAHP: Heat Pump Packaged Unit | Both Heat Pump and Electric Re | 230 | 1 |  |  | No Match | Single-Speed |  |  |  | 20300 | 1216 | 16.7 | 12 | 24300 | 1295 | 5.5 | 4.2 | Federally-Regulated Commercial & Industrial Equipment | 11/30/2011 |  | 03/02/2012
Waterfurnace International, Inc. | Waterfurnace International, Inc. | SXV048*1 |  | Water-Source | WBAHP: Heat Pump Packaged Unit | Heat Pump | 208 | 1 |  |  | No Match | No Match |  |  |  | 49000 | 3629 | 13.5 | 10 | 60500 | 3771 | 4.7 |  | Federally-Regulated Commercial & Industrial Equipment | 10/05/1999 |  | 05/19/2000
Climate Control / Snyder General | Electro-Hydronics | WE90C7 |  | Water-Source | WBAHP: Heat Pump Packaged Unit | Heat Pump | 265 | 1 |  |  | No Match | No Match |  |  |  | 8700 | 825 | 10.5 | 7.5 | 20000 | 850 | 3.4 | 2.5 | Non Federally-Regulated | 05/16/1984 |  | 06/11/1985
Enertech Global, LLC | Enertech | GST036A | MPD036 | Ground-Water-Source | WBAHP-CB: Heat Pump Split Syst | Heat Pump | 208 | 1 |  |  | No Match | Single-Speed |  |  |  | 41600 | 1865 | 22.3 | 16.2 | 37100 | 2416 | 4.5 | 3.6 | Non Federally-Regulated | 11/30/2011 |  | 12/12/2012
McQuay / Snyder General | Electro-Hydronics | FC610FD |  | Water-Source | WBAHP: Heat Pump Packaged Unit | Heat Pump | 230 | 3 |  |  | No Match | No Match |  |  |  | 61500 | 5850 | 10.5 | 9 | 77000 | 5785 | 3.9 | 3.2 | Non Federally-Regulated | 05/11/1988 |  | 03/15/1989
McQuay / Snyder General | Electro-Hydronics | FW330G3 |  | Water-Source | WBAHP: Heat Pump Packaged Unit | Heat Pump | 230 | 1 |  |  | No Match | No Match |  |  |  | 33000 | 3050 | 10.8 | 7.5 | 39000 | 3090 | 3.7 | 2.5 | Non Federally-Regulated | 08/29/1986 |  | 05/11/1988
ClimateMaster Inc. | Climate Master Series | 805-024G********* |  | Ground-Water-Source | WBAHP: Heat Pump Packaged Unit | Heat Pump | 208 | 1 |  |  | No Match | No Match |  |  |  | 24800 | 2460 | 10.1 |  | 32000 | 2930 | 3.2 |  | Non Federally-Regulated | 02/22/1990 |  | 07/31/1991
Command-Aire | Command-Aire | SWP261E |  | Water-Source | WBAHP: Heat Pump Packaged Unit | Heat Pump | 230 | 1 |  |  | No Match | No Match |  |  |  | 24000 | 2190 | 11 | 9 | 32000 | 2340 | 4.1 | 3.2 | Non Federally-Regulated | 05/11/1988 |  | 03/15/1989
Carrier Corp. | Carrier | 50QXH0726 |  | Water-Source | WBAHP: Heat Pump Packaged Unit | Heat Pump | 460 | 3 |  |  | No Match | No Match |  |  |  | 72000 | 6288 | 11.5 | 9.2 | 92000 | 6420 | 4.2 |  | Federally-Regulated Commercial & Industrial Equipment | 02/05/1990 |  | 03/08/1996
Waterfurnace International, Inc. | Rybacki - Hart Enterprises | YS042**1*0 |  | Ground-Water-Source | WBAHP: Heat Pump Packaged Unit | Heat Pump | 208 | 1 |  |  | No Match | Single-Speed |  |  |  | 45800 | 2082 | 22 | 16.2 | 37000 | 2854 | 3.8 | 3.6 | Non Federally-Regulated | 01/24/2011 |  | 04/19/2013
Addison Products | Heat Controller | WVPG030-1B-XL |  | Ground-Water-Source | WBAHP: Heat Pump Packaged Unit | Heat Pump | 230 | 1 |  |  | No Match | No Match |  |  |  | 28400 | 1931 | 14.7 | 9 | 20200 | 1909 | 3.1 |  | Non Federally-Regulated | 10/06/1999 |  | 04/10/2000
Addison Products | Addison Products | HWPH054-4JC/4JBC |  | Water-Source | WBAHP: Heat Pump Packaged Unit | Heat Pump | 460 | 3 |  |  | No Match | No Match |  |  |  | 50000 | 4237 | 11.8 | 10 | 68000 | 5109 | 3.9 |  | Federally-Regulated Commercial & Industrial Equipment | 02/02/1998 |  | 03/31/1998
Waterfurnace International, Inc. | Waterfurnace International, Inc. | SXV042*0 |  | Ground-Water-Source | WBAHP: Heat Pump Packaged Unit | Heat Pump | 208 | 1 |  |  | No Match | No Match |  |  |  | 44500 | 3201 | 13.9 | 9 | 31800 | 2823 | 3.3 |  | Non Federally-Regulated | 10/06/1999 |  | 05/19/2000
DeMarco Energy Systems | DeMarco Energy Systems | SL110-1HZ |  | Water-Source | WBAHP-CB: Heat Pump Split Syst | Heat Pump | 230 | 1 |  |  | No Match | No Match |  |  |  | 108000 | 9152 | 11.8 | 9 | 132000 | 10180 | 3.8 | 3.5 | Non Federally-Regulated | 10/02/1998 |  | 04/12/2000
Waterfurnace International, Inc. | Waterfurnace International, Inc. | NDV/NDH026F1*4 |  | Water-Source | WBAHP: Heat Pump Packaged Unit | Heat Pump | 230 | 1 |  |  | No Match | Dual-Speed |  |  |  | 26000 | 1503 | 17.3 | 12 | 30300 | 1615 | 5.5 | 4.2 | Federally-Regulated Commercial & Industrial Equipment | 05/02/2012 |  | 04/19/2013
American Air Filter | Enercon | FHW-23 |  | Water-Source | WBAHP: Heat Pump Packaged Unit | Heat Pump | 208 | 1 |  |  | No Match | No Match |  |  |  | 21600 | 1999 | 10.8 | 9 | 28000 | 2106 | 3.9 | 3.2 | Non Federally-Regulated | 02/22/1990 |  | 07/31/1991
McQuay / Snyder General | Electro-Hydronics | FW500G3 |  | Water-Source | WBAHP: Heat Pump Packaged Unit | Heat Pump | 230 | 1 |  |  | No Match | No Match |  |  |  | 50000 | 4850 | 10.3 | 7.5 | 65000 | 4900 | 3.9 | 2.5 | Non Federally-Regulated | 08/29/1986 |  | 05/11/1988
ClimateMaster Inc. | Climate Master Series | HL030H********* |  | Water-Source | WBAHP: Heat Pump Packaged Unit | Heat Pump | 208 | 3 |  |  | No Match | No Match |  |  |  | 29000 | 2468 | 11.8 | 9 | 39000 | 2675 | 4.3 | 3.2 | Federally-Regulated Commercial & Industrial Equipment | 07/17/1991 |  | 07/27/1992
ClimateMaster Inc. | Carrier Corp. | 50YEH/V/D030K***3 |  | Ground-Source | WBAHP: Heat Pump Packaged Unit | Heat Pump | 230 | 1 |  |  | No Match | Single-Speed |  |  |  | 29200 | 1505 | 19.4 | 13.4 | 22000 | 1573 | 4.1 | 3.1 | Non Federally-Regulated | 10/24/2014 |  | 04/22/2015
Addison Products | Addison Products | DWPG042-3B-XL* |  | Ground-Water-Source | WBAHP: Heat Pump Packaged Unit | Heat Pump | 230 | 3 |  |  | No Match | No Match |  |  |  | 41500 | 2881 | 14.4 | 9 | 30000 | 2930 | 3 |  | Non Federally-Regulated | 05/10/1998 |  | 10/02/1998
Waterfurnace International, Inc. | Johnson Controls | RCLC/RCLW/RCLS/RCLX12*0 |  | Water-Source | WBAHP-O: Heat Pump Packaged Un | Heat Pump | 230 | 1 |  |  | No Match | Single-Speed |  |  |  | 10900 | 948 | 11.5 | 11.2 | 14700 | 1026 | 4.2 | 4.2 | Federally-Regulated Commercial & Industrial Equipment | 05/02/2012 |  | 01/09/2014
Carrier Corp. | Carrier | 50Q*V03062 |  | Water-Source | WBAHP: Heat Pump Packaged Unit | Heat Pump | 460 | 3 |  |  | No Match | No Match |  |  |  | 30000 | 2609 | 11.5 | 10 | 36000 | 2776 | 3.8 |  | Federally-Regulated Commercial & Industrial Equipment | 08/02/1993 |  | 03/08/1996
ClimateMaster Inc. | Carrier Corp. | 50RTP10 |  | Ground-Water-Source | WBAHP: Heat Pump Packaged Unit | Heat Pump | 230 | 3 |  |  | No Match | Single-Speed | 2726 | 2210 | 82 | 135000 | 6553 | 20.6 | 16.2 | 122700 | 9221 | 3.9 | 3.6 | Non Federally-Regulated | 10/24/2014 |  | 04/22/2015
Addison Products | Addison Products | VGY120-3A |  | Ground-Water-Source | WBAHP: Heat Pump Packaged Unit | Heat Pump | 230 | 3 |  |  | No Match | No Match |  |  |  | 119000 | 9444 | 12.6 | 9 | 92000 | 9295 | 2.9 |  | Non Federally-Regulated | 01/24/2002 |  | 07/18/2002
Florida Heat Pump | Florida Heat Pump | EM048-5CS | EM048-5AH/AV | Water-Source | WBAH: Heating Only Packaged Un | Heat Pump | 575 | 3 |  |  | No Match | No Match |  |  |  | 51000 | 4434 | 11.5 | 9 | 57000 | 4771 | 3.5 | 3.5 | Non Federally-Regulated | 07/22/2002 |  | 03/12/2009
Florida Heat Pump | Florida Heat Pump | GT042-2CS | GT042-2AH/AV | Water-Source | WBAH: Heating Only Packaged Un | Heat Pump | 265 | 1 |  |  | No Match | No Match |  |  |  | 44000 | 3437 | 12.8 | 9 | 49000 | 3501 | 4.1 | 3.5 | Non Federally-Regulated | 04/12/2000 |  | 05/23/2001
Trane U.S. Inc. | Trane | EXHE0367 |  | Water-Source | WBAHP: Heat Pump Packaged Unit | Heat Pump | 265 | 1 |  |  | No Match | Single-Speed |  |  |  | 35100 | 2208 | 15.9 | 12 | 42000 | 2322 | 5.3 | 4.2 | Federally-Regulated Commercial & Industrial Equipment | 06/14/2011 |  | 08/15/2014
Florida Heat Pump | Florida Heat Pump | CW009-2 |  | Water-Source | WBAHP-O: Heat Pump Packaged Un | Heat Pump | 265 | 1 |  |  | No Match | No Match |  |  |  | 8400 | 531 | 15.8 | 9.3 | 8600 | 494 | 5.1 | 3.8 | Federally-Regulated Commercial & Industrial Equipment | 03/31/1998 |  | 05/10/1998
McQuay / Snyder General | Electro-Hydronics | CW350GK |  | Water-Source | WBAHP: Heat Pump Packaged Unit | Heat Pump | 208 | 3 |  |  | No Match | No Match |  |  |  | 35600 | 3360 | 10.6 | 7.5 | 43000 | 3500 | 3.6 | 2.5 | Non Federally-Regulated | 08/29/1986 |  | 05/11/1988
ClimateMaster Inc. | Genesis Compact | GCV036BG******* |  | Water-Source | WBAHP: Heat Pump Packaged Unit | Heat Pump | 208 | 1 |  |  | No Match | No Match |  |  |  | 35600 | 3042 | 11.7 | 10 | 47200 | 3219 | 4.3 |  | Federally-Regulated Commercial & Industrial Equipment | 07/02/2003 |  | 12/21/2006
Waterfurnace International, Inc. | Waterfurnace International, Inc. | SXH048C1 |  | Ground-Water-Source | WBAHP: Heat Pump Packaged Unit | Heat Pump | 230 | 1 |  |  | No Match | No Match |  |  |  | 52000 | 4000 | 13 | 11 | 55500 | 4066 | 4 | 3.5 | Non Federally-Regulated | 03/31/1998 |  | 05/10/1998
McQuay / Snyder General | Electro-Hydronics | LHV22AP |  | Water-Source | WBAHP: Heat Pump Packaged Unit | Heat Pump | 460 | 3 |  |  | No Match | No Match |  |  |  | 240400 | 20550 | 11.7 |  | 270000 | 21400 | 3.7 | 2.5 | Non Federally-Regulated | 08/29/1986 |  | 05/11/1988
Florida Heat Pump | Florida Heat Pump | GT024-3CS | GT024-1AH/AV | Ground-Water-Source | WBAHP-CB: Heat Pump Split Syst | Heat Pump | 208 | 3 |  |  | No Match | No Match |  |  |  | 24000 | 1791 | 13.4 | 9 | 17500 | 1654 | 3.1 |  | Non Federally-Regulated | 07/22/2002 |  | 03/12/2009
Enertech Global, LLC | Enertech | HRT036A | ACD036 | Ground-Source | WBAHP-CB: Heat Pump Split Syst | Heat Pump | 208 | 1 |  |  | No Match | Single-Speed |  |  |  | 35600 | 2145 | 16.6 | 13.4 | 27500 | 2121 | 3.8 | 3.1 | Non Federally-Regulated | 12/12/2012 |  | 04/29/2015
Waterfurnace International, Inc. | Eagle Mountain | ZS024**3*4 |  | Ground-Source | WBAHP: Heat Pump Packaged Unit | Heat Pump | 208 | 3 |  |  | No Match | Single-Speed |  |  |  | 24400 | 1394 | 17.5 | 13.4 | 17500 | 1350 | 3.8 | 3.1 | Non Federally-Regulated | 06/14/2011 |  | 04/19/2013
Florida Heat Pump | Geomaster, LLC | EC070-3CS | EC070-1AH/AV | Water-Source | WBAHP-CB: Heat Pump Split Syst | Heat Pump | 230 | 3 |  |  | No Match | Single-Speed | 4418 | 803 | 1 | 66500 | 5038 | 13.2 | 12 | 78400 | 5221 | 4.4 | 4.2 | Federally-Regulated Commercial & Industrial Equipment | 04/23/2009 |  | 04/20/2015
Florida Heat Pump | Florida Heat Pump | EM009-1CS | EM009-1AV/AH | Water-Source | WBAHP-C: Heat Pump Split Syste | Heat Pump | 230 | 1 |  |  | No Match | No Match |  |  |  | 9300 | 756 | 12.3 | 10 | 12800 | 852 | 4.4 |  | Federally-Regulated Commercial & Industrial Equipment | 10/05/1999 |  | 04/12/2000
Waterfurnace International, Inc. | Waterfurnace International, Inc. | SXV048*0 |  | Water-Source | WBAHP: Heat Pump Packaged Unit | Heat Pump | 208 | 1 |  |  | No Match | No Match |  |  |  | 49000 | 3629 | 13.5 | 10 | 60500 | 3771 | 4.7 |  | Federally-Regulated Commercial & Industrial Equipment | 10/05/1999 |  | 05/19/2000
McQuay International | McQuay | W-CDD/CDE/CMG-1-030-E |  | Water-Source | WBAHP: Heat Pump Packaged Unit | Heat Pump | 208 | 1 |  |  | No Match | No Match |  |  |  | 30400 | 2268 | 13.4 | 10 | 37000 | 2463 | 4.4 |  | Federally-Regulated Commercial & Industrial Equipment | 10/05/1999 |  | 09/21/2000
Florida Heat Pump | Geomaster, LLC | LV024-4VT/CF/HZ*-***T |  | Ground-Source | WBAHP: Heat Pump Packaged Unit | Heat Pump | 460 | 3 |  |  | No Match | Single-Speed |  |  |  | 25400 | 1539 | 16.5 | 13.4 | 16700 | 1398 | 3.5 | 3.1 | Non Federally-Regulated | 04/21/2014 |  | 05/01/2015
Enertech Global, LLC | Enertech | GCT036C2 |  | Ground-Source | WBAHP: Heat Pump Packaged Unit | Heat Pump | 208 | 3 |  |  | No Match | Single-Speed |  |  |  | 38400 | 2076 | 18.5 | 13.4 | 28500 | 1856 | 4.5 | 3.1 | Non Federally-Regulated | 05/02/2012 |  | 12/12/2012
Waterfurnace International, Inc. | Waterfurnace International, Inc. | VL/VX095**3 |  | Ground-Water-Source | WBAHP: Heat Pump Packaged Unit | Heat Pump | 208 | 3 |  |  | No Match | No Match |  |  |  | 96000 | 7164 | 13.4 | 9 | 66500 | 6958 | 2.8 |  | Non Federally-Regulated | 11/14/2000 |  | 01/18/2001
Waterfurnace International, Inc. | Waterfurnace International, Inc. | ATV057D3(P) |  | Ground-Water-Source | WBAHP: Heat Pump Packaged Unit | Heat Pump | 208 | 3 |  |  | No Match | No Match |  |  |  | 34000 | 1808 | 18.8 | 9 | 26000 | 2116 | 3.6 |  | Non Federally-Regulated | 05/10/1998 |  | 10/02/1998
Florida Heat Pump | Energy Miser | LT 50 CF -1 |  | Ground-Water-Source | WBAHP: Heat Pump Packaged Unit | Heat Pump | 208 | 1 |  |  | No Match | No Match |  |  |  | 44500 | 4045 | 11 |  | 48000 | 4135 | 3.4 |  | Non Federally-Regulated | 02/22/1990 |  | 07/31/1991
Command-Aire | Command-Aire | SWPH-404 |  | Water-Source | WBAHP: Heat Pump Packaged Unit | Heat Pump | 460 | 3 |  |  | No Match | No Match |  |  |  | 47000 | 6200 | 7.6 | 7.5 | 71000 | 6700 | 3.1 | 2.5 | Non Federally-Regulated | 08/30/1983 |  | 05/16/1984
Waterfurnace International, Inc. | Waterfurnace International, Inc. | SXH010A2 |  | Ground-Source | WBAHP: Heat Pump Packaged Unit | Heat Pump | 265 | 1 |  |  | No Match | No Match |  |  |  | 9900 | 642 | 15.4 |  | 7400 | 657 | 3.3 |  | Non Federally-Regulated | 03/31/1998 |  | 05/10/1998
McQuay / Snyder General | Electro-Hydronics | LHP27BD |  | Water-Source | WBAHP: Heat Pump Packaged Unit | Heat Pump | 230 | 3 |  |  | No Match | No Match |  |  |  | 295200 | 25350 | 11.6 |  | 348000 | 28300 | 3.6 |  | Non Federally-Regulated | 05/11/1988 |  | 03/15/1989
Waterfurnace International, Inc. | Waterfurnace International, Inc. | CXW015*0 |  | Water-Source | WBAHP-O: Heat Pump Packaged Un | Heat Pump | 230 | 1 |  |  | No Match | No Match |  |  |  | 14800 | 1080 | 13.7 | 10 | 18200 | 1134 | 4.7 |  | Federally-Regulated Commercial & Industrial Equipment | 10/05/1999 |  | 04/12/2000
Florida Heat Pump | Florida Heat Pump | GT030-4CS | GT030-4AH/AV | Water-Source | WBAH: Heating Only Packaged Un | Heat Pump | 460 | 3 |  |  | No Match | No Match |  |  |  | 29800 | 2143 | 13.9 | 9 | 32000 | 2404 | 3.9 | 3.5 | Non Federally-Regulated | 04/12/2000 |  | 05/23/2001
McQuay International | McQuay | W-CDD/CDE/CMG-1-048-F |  | Ground-Water-Source | WBAHP: Heat Pump Packaged Unit | Heat Pump | 208 | 1 |  |  | No Match | No Match |  |  |  | 48000 | 3692 | 13 | 9 | 34000 | 3320 | 3 |  | Non Federally-Regulated | 10/06/1999 |  | 04/10/2000
Enertech Global, LLC | Enertech | HCT060D |  | Ground-Water-Source | WBAHP: Heat Pump Packaged Unit | Heat Pump | 208 | 1 |  |  | No Match | Single-Speed | 2388 | 644 | 1 | 68200 | 3031 | 22.5 | 16.2 | 59900 | 3816 | 4.6 | 3.6 | Non Federally-Regulated | 09/03/2012 |  | 12/12/2012
Command-Aire | Command-Aire | SWPR411E |  | Water-Source | WBAHP: Heat Pump Packaged Unit | Heat Pump | 208 | 1 |  |  | No Match | No Match |  |  |  | 42000 | 3780 | 11.1 | 9 | 53000 | 3880 | 4 | 3.2 | Non Federally-Regulated | 05/11/1988 |  | 03/15/1989
Waterfurnace International, Inc. | Waterfurnace International, Inc. | SXV010A0 |  | Ground-Source | WBAHP: Heat Pump Packaged Unit | Heat Pump | 230 | 1 |  |  | No Match | No Match |  |  |  | 9900 | 642 | 15.4 |  | 7400 | 657 | 3.3 |  | Non Federally-Regulated | 03/31/1998 |  | 05/10/1998
Addison Products | Addison Products | WPH064-3JC/3JBC |  | Water-Source | WBAHP: Heat Pump Packaged Unit | Heat Pump | 208 | 3 |  |  | No Match | No Match |  |  |  | 59500 | 4760 | 12.5 | 10 | 78000 | 5861 | 3.9 |  | Federally-Regulated Commercial & Industrial Equipment | 02/02/1998 |  | 03/31/1998
Waterfurnace International, Inc. | Eagle Mountain | ZS041**0*0 |  | Water-Source | WBAHP: Heat Pump Packaged Unit | Heat Pump | 230 | 1 |  |  | No Match | Single-Speed |  |  |  | 40000 | 2899 | 13.8 | 12 | 45000 | 3067 | 4.3 | 4.2 | Federally-Regulated Commercial & Industrial Equipment | 01/24/2011 |  | 04/19/2013
Waterfurnace International, Inc. | Rybacki - Hart Enterprises | GS009**2*0 |  | Water-Source | WBAHP: Heat Pump Packaged Unit | Heat Pump | 265 | 1 |  |  | No Match | Single-Speed |  |  |  | 9300 | 641 | 14.5 | 11.2 | 12100 | 682 | 5.2 | 4.2 | Federally-Regulated Commercial & Industrial Equipment | 01/24/2011 |  | 04/19/2013
Florida Heat Pump | Energy Miser | HEH104-1 |  | Water-Source | WBAHP: Heat Pump Packaged Unit | Heat Pump | 208 | 1 |  |  | No Match | No Match |  |  |  | 102000 | 8720 | 11.7 | 10.5 | 130000 | 9600 | 4 | 3.8 | Non Federally-Regulated | 07/31/1991 |  | 03/31/1998
McQuay International | McQuay | FCV/FCW/VWH/VWW024B-G |  | Water-Source | WBAHP: Heat Pump Packaged Unit | Heat Pump | 208 | 1 |  |  | No Match | No Match |  |  |  | 24400 | 2033 | 12 | 10 | 32000 | 2344 | 4 |  | Federally-Regulated Commercial & Industrial Equipment | 02/02/1998 |  | 03/31/1998
Snyder General Corp. | McQuay | HC090B5 |  | Water-Source | WBAHP: Heat Pump Packaged Unit | Heat Pump | 208 | 1 |  |  | No Match | No Match |  |  |  | 9000 | 857 | 10.5 | 9 | 11000 | 920 | 3.5 | 3.2 | Non Federally-Regulated | 02/22/1990 |  | 07/31/1991
ClimateMaster Inc. | Climate Master Series | GRV/GRH019AE |  | Water-Source | WBAHP-CB: Heat Pump Split Syst | Heat Pump | 265 | 1 |  |  | No Match | No Match |  |  |  | 19200 | 1288 | 14.9 | 9 | 21700 | 1673 | 3.8 | 3.5 | Non Federally-Regulated | 05/19/2000 |  | 01/17/2001
Command-Aire | Command-Aire | SWPXR351E |  | Water-Source | WBAHP: Heat Pump Packaged Unit | Heat Pump | 230 | 1 |  |  | No Match | No Match |  |  |  | 36000 | 3270 | 11 | 9 | 49000 | 3500 | 4 | 3.2 | Non Federally-Regulated | 05/11/1988 |  | 03/15/1989
American Air Filter | Enercon | GVW-60 |  | Water-Source | WBAHP: Heat Pump Packaged Unit | Heat Pump | 200 | 3 |  |  | No Match | No Match |  |  |  | 60000 | 5939 | 10.1 | 9 | 74000 | 6377 | 3.4 | 3.2 | Non Federally-Regulated | 02/22/1990 |  | 07/31/1991
American Air Filter | Enercon | DVW09 |  | Water-Source | WBAHP: Heat Pump Packaged Unit | Heat Pump | 230 | 1 |  |  | No Match | No Match |  |  |  | 9300 | 840 | 11.1 | 7.5 | 11800 | 840 | 4.1 | 2.5 | Non Federally-Regulated | 05/16/1984 |  | 06/11/1985
Trane U.S. Inc. | Trane | EXHE0488 |  | Ground-Source | WBAHP: Heat Pump Packaged Unit | Heat Pump | 230 | 3 |  |  | No Match | Single-Speed |  |  |  | 48900 | 2843 | 17.2 | 13.4 | 36900 | 2773 | 3.9 | 3.1 | Non Federally-Regulated | 06/14/2011 |  | 08/15/2014
Waterfurnace International, Inc. | Waterfurnace International, Inc. | P022**0 |  | Ground-Water-Source | WBAHP: Heat Pump Packaged Unit | Heat Pump | 230 | 1 |  |  | No Match | No Match |  |  |  | 23400 | 1392 | 16.8 | 9 | 15700 | 1352 | 3.4 |  | Non Federally-Regulated | 07/22/2002 |  | 03/12/2009
Addison Products | Addison Products | DWPG017-1B-XL* |  | Water-Source | WBAHP-CB: Heat Pump Split Syst | Heat Pump | 230 | 1 |  |  | No Match | No Match |  |  |  | 16700 | 1176 | 14.2 | 9 | 18100 | 1262 | 4.2 | 3.5 | Non Federally-Regulated | 02/02/1998 |  | 10/02/1998
Friedrich Climate Master | Climate Master Series | 803-036-F******** |  | Water-Source | WBAHP: Heat Pump Packaged Unit | Heat Pump | 460 | 3 |  |  | No Match | No Match |  |  |  | 35600 | 3360 | 10.6 | 7.5 | 42500 | 3550 | 3.5 | 2.5 | Non Federally-Regulated | 08/29/1986 |  | 05/11/1988
Waterfurnace International, Inc. | Waterfurnace International, Inc. | SXV068C1 |  | Ground-Source | WBAHP: Heat Pump Packaged Unit | Heat Pump | 230 | 1 |  |  | No Match | No Match |  |  |  | 66000 | 5500 | 12 |  | 52000 | 5080 | 3 |  | Non Federally-Regulated | 03/31/1998 |  | 05/10/1998
Addison Products | Heat Controller | WPH36-3JC/3JBC |  | Water-Source | WBAHP-CB: Heat Pump Split Syst | Heat Pump | 208 | 3 |  |  | No Match | No Match |  |  |  | 35600 | 3236 | 11 | 9 | 40000 | 3348 | 3.5 | 3.5 | Non Federally-Regulated | 10/05/1999 |  | 04/12/2000
Addison Products | Addison Products | HGY120-4A |  | Water-Source | WBAHP: Heat Pump Packaged Unit | Heat Pump | 460 | 3 |  |  | No Match | No Match |  |  |  | 108000 | 9908 | 10.9 | 9 | 136000 | 9961 | 4 | 3.8 | Federally-Regulated Commercial & Industrial Equipment | 11/14/2000 |  | 11/19/2001
ClimateMaster Inc. | Carrier Corp. | 50RTP10 |  | Ground-Source | WBAHP: Heat Pump Packaged Unit | Heat Pump | 208 | 3 |  |  | No Match | Single-Speed | 3426 | 2210 | 82 | 129000 | 8269 | 15.6 | 13.4 | 98000 | 8975 | 3.2 | 3.1 | Non Federally-Regulated | 10/24/2014 |  | 04/22/2015
Florida Heat Pump | Florida Heat Pump | EP036-4HZ/VT |  | Ground-Source | WBAHP: Heat Pump Packaged Unit | Heat Pump | 460 | 3 |  |  | No Match | Single-Speed |  |  |  | 37500 | 1904 | 19.7 | 13.4 | 28000 | 2001 | 4.1 | 3.1 | Non Federally-Regulated | 01/24/2011 |  | 04/21/2014
Climate Control / Snyder General | Electro-Hydronics | CC400FD |  | Water-Source | WBAHP: Heat Pump Packaged Unit | Heat Pump | 230 | 3 |  |  | No Match | No Match |  |  |  | 39600 | 3960 | 10 | 7.5 | 45000 | 3880 | 3.4 | 2.5 | Non Federally-Regulated | 06/11/1985 |  | 08/29/1986
Waterfurnace International, Inc. | Waterfurnace International, Inc. | CXC007*0 |  | Ground-Water-Source | WBAHP: Heat Pump Packaged Unit | Heat Pump | 230 | 1 |  |  | No Match | No Match |  |  |  | 7300 | 493 | 14.8 | 9 | 5600 | 529 | 3.1 |  | Non Federally-Regulated | 10/06/1999 |  | 04/10/2000
Florida Heat Pump | Florida Heat Pump | GT070-5CS | GT070-5AH/AV | Water-Source | WBAH: Heating Only Packaged Un | Heat Pump | 575 | 3 |  |  | No Match | No Match |  |  |  | 67500 | 5037 | 13.4 | 9 | 77500 | 5975 | 3.8 | 3.5 | Non Federally-Regulated | 05/19/2000 |  | 07/18/2002
Trane U.S. Inc. | Trane | GSHB0511 |  | Ground-Water-Source | WBAHP: Heat Pump Packaged Unit | Heat Pump | 208 | 1 |  |  | No Match | No Match |  |  |  | 49500 | 4500 | 11 | 9 | 37000 | 4337 | 2.5 |  | Non Federally-Regulated | 01/30/1998 |  | 10/02/1998
Waterfurnace International, Inc. | Waterfurnace International, Inc. | SXH058C1 |  | Ground-Water-Source | WBAHP: Heat Pump Packaged Unit | Heat Pump | 208 | 1 |  |  | No Match | No Match |  |  |  | 56500 | 4216 | 13.4 | 9 | 45500 | 4301 | 3.1 |  | Non Federally-Regulated | 01/30/1998 |  | 10/02/1998
Waterfurnace International, Inc. | WFI Industries, Ltd. | ZS036**3*4 |  | Water-Source | WBAHP: Heat Pump Packaged Unit | Heat Pump | 208 | 3 |  |  | No Match | Single-Speed |  |  |  | 33300 | 2220 | 15 | 12 | 40600 | 2479 | 4.8 | 4.2 | Federally-Regulated Commercial & Industrial Equipment | 06/14/2011 |  | 03/02/2012
Waterfurnace International, Inc. | Waterfurnace International, Inc. | VLH/VXH030*3 |  | Water-Source | WBAHP: Heat Pump Packaged Unit | Heat Pump | 230 | 3 |  |  | No Match | No Match |  |  |  | 29700 | 2414 | 12.3 | 10 | 35900 | 2629 | 4 |  | Federally-Regulated Commercial & Industrial Equipment | 10/05/1999 |  | 03/12/2009
Florida Heat Pump | Florida Heat Pump | CP036-1HZ/VT |  | Ground-Source | WBAHP: Heat Pump Packaged Unit | Heat Pump | 208 | 1 |  |  | No Match | Single-Speed |  |  |  | 37500 | 1903 | 19.7 | 13.4 | 28000 | 2001 | 4.1 | 3.1 | Non Federally-Regulated | 06/14/2011 |  | 05/01/2015
Florida Heat Pump | Florida Heat Pump | GT070-3CS | GT070-3AH/AV | Ground-Water-Source | WBAHP-CB: Heat Pump Split Syst | Heat Pump | 230 | 3 |  |  | No Match | No Match |  |  |  | 70500 | 4895 | 14.4 | 9 | 52000 | 4914 | 3.1 |  | Non Federally-Regulated | 07/22/2002 |  | 03/12/2009
American Air Filter | Enercon | VW49 |  | Water-Source | WBAHP: Heat Pump Packaged Unit | Heat Pump | 208 | 1 |  |  | No Match | No Match |  |  |  | 48500 | 4500 | 10.8 | 7.5 | 61000 | 5330 | 3.4 | 2.5 | Non Federally-Regulated | 06/11/1985 |  | 05/11/1988
Climate Control / Snyder General | Electro-Hydronics | CW1000GK |  | Water-Source | WBAHP: Heat Pump Packaged Unit | Heat Pump | 208 | 3 |  |  | No Match | No Match |  |  |  | 107000 | 10000 | 10.7 | 9.2 | 136000 | 10400 | 3.8 | 2.5 | Non Federally-Regulated | 06/11/1985 |  | 08/29/1986
Florida Heat Pump | Florida Heat Pump | AP061-4CF/HZ/VT |  | Water-Source | WBAHP: Heat Pump Packaged Unit | Heat Pump | 460 | 3 |  |  | No Match | Dual-Speed |  |  |  | 64000 | 3951 | 16.2 | 12 | 78500 | 4260 | 5.4 | 4.2 | Federally-Regulated Commercial & Industrial Equipment | 11/30/2011 |  | 05/01/2015
ClimateMaster Inc. | Carrier Corp. | 50HQP120 |  | Ground-Source | WBAHP: Heat Pump Packaged Unit | Heat Pump | 208 | 3 |  |  | No Match | Single-Speed | 3364 | 2126 | 444 | 122500 | 8448 | 14.5 | 13.4 | 103000 | 9147 | 3.3 | 3.1 | Non Federally-Regulated | 10/24/2014 |  | 04/22/2015
Addison Products | Addison Products | WSH042-3AR |  | Water-Source | WBAHP: Heat Pump Packaged Unit | Heat Pump | 208 | 3 |  |  | No Match | No Match |  |  |  | 42000 | 3500 | 12 | 10 | 52500 | 3846 | 4 |  | Federally-Regulated Commercial & Industrial Equipment | 02/02/1998 |  | 03/31/1998
ClimateMaster Inc. | Climate Master Series | V200-32********** |  | Water-Source | WBAHP: Heat Pump Packaged Unit | Heat Pump | 208 | 3 |  |  | No Match | No Match |  |  |  | 202000 | 19500 | 10.4 |  | 218000 | 18800 | 3.4 | 2.5 | Non Federally-Regulated | 02/22/1990 |  | 07/31/1991
McQuay / Snyder General | Electro-Hydronics | CC630GP |  | Water-Source | WBAHP: Heat Pump Packaged Unit | Heat Pump | 460 | 3 |  |  | No Match | No Match |  |  |  | 63000 | 6430 | 9.8 | 7.5 | 79000 | 6430 | 3.6 | 2.5 | Non Federally-Regulated | 08/29/1986 |  | 05/11/1988
Mammoth | Hydrobank II | E035HHE/VHE |  | Water-Source | WBAHP: Heat Pump Packaged Unit | Heat Pump | 265 | 1 |  |  | No Match | No Match |  |  |  | 37000 | 2624 | 14.1 | 10 | 45000 | 2866 | 4.6 |  | Federally-Regulated Commercial & Industrial Equipment | 12/14/1998 |  | 05/23/2000
Waterfurnace International, Inc. | Waterfurnace International, Inc. | V095**3 |  | Ground-Water-Source | WBAHP: Heat Pump Packaged Unit | Heat Pump | 230 | 3 |  |  | No Match | No Match |  |  |  | 96000 | 7164 | 13.4 | 9 | 66500 | 6958 | 2.8 |  | Non Federally-Regulated | 05/19/2000 |  | 11/14/2000
American Air Filter | Enercon | DVW-188 |  | Water-Source | WBAHP: Heat Pump Packaged Unit | Heat Pump | 460 | 3 |  |  | No Match | No Match |  |  |  | 188000 | 16621 | 11.3 |  | 222000 | 17583 | 3.7 |  | Non Federally-Regulated | 05/11/1988 |  | 03/15/1989
Command-Aire | Command-Aire | SWPH-604 |  | Water-Source | WBAHP: Heat Pump Packaged Unit | Heat Pump | 460 | 3 |  |  | No Match | No Match |  |  |  | 71300 | 7500 | 9.5 | 9.2 | 98700 | 7150 | 4 |  | Federally-Regulated Commercial & Industrial Equipment | 01/23/1988 |  | 05/11/1988
Trane U.S. Inc. | Trane | WPHD0514 |  | Water-Source | WBAHP: Heat Pump Packaged Unit | Heat Pump | 460 | 3 |  |  | No Match | No Match |  |  |  | 50000 | 4237 | 11.8 | 10 | 64200 | 4478 | 4.2 |  | Federally-Regulated Commercial & Industrial Equipment | 10/05/1999 |  | 04/12/2000
Waterfurnace International, Inc. | Waterfurnace International, Inc. | CC/CE/CS/CW07*9 |  | Ground-Water-Source | WBAHP: Heat Pump Packaged Unit | Heat Pump | 115 | 1 |  |  | No Match | No Match |  |  |  | 7300 | 493 | 14.8 | 9 | 5600 | 529 | 3.1 |  | Non Federally-Regulated | 07/22/2002 |  | 03/12/2009
ClimateMaster Inc. | Carrier Corp. | 50PRH/V042 5 |  | Water-Source | WBAHP: Heat Pump Packaged Unit | Heat Pump | 200 | 3 |  |  | No Match | Single-Speed |  |  |  | 40100 | 3061 | 13.1 | 12 | 52700 | 3592 | 4.3 | 4.2 | Federally-Regulated Commercial & Industrial Equipment | 01/24/2011 |  | 08/23/2011
Waterfurnace International, Inc. | Geotility Geothermal Installations | ZS036**4*4 |  | Ground-Source | WBAHP: Heat Pump Packaged Unit | Heat Pump | 460 | 3 |  |  | No Match | Single-Speed |  |  |  | 34500 | 1994 | 17.3 | 13.4 | 26000 | 2117 | 3.6 | 3.1 | Non Federally-Regulated | 03/02/2012 |  | 04/19/2013
Friedrich Climate Master | Climate Master Series | 804-048-G******** |  | Water-Source | WBAHP: Heat Pump Packaged Unit | Heat Pump | 208 | 3 |  |  | No Match | No Match |  |  |  | 48000 | 4750 | 10.1 | 7.5 | 59000 | 4650 | 3.7 | 2.5 | Non Federally-Regulated | 08/29/1986 |  | 05/11/1988
Addison Products | Heat Controller | DWPG036-1B-XL |  | Ground-Water-Source | WBAHP: Heat Pump Packaged Unit | Heat Pump | 208 | 1 |  |  | No Match | No Match |  |  |  | 35600 | 2373 | 15 | 9 | 24800 | 2270 | 3.2 |  | Non Federally-Regulated | 10/06/1999 |  | 04/10/2000
McQuay International | McQuay | W-CMG-1-036-K |  | Ground-Water-Source | WBAHP: Heat Pump Packaged Unit | Heat Pump | 460 | 3 |  |  | No Match | No Match |  |  |  | 36200 | 2701 | 13.4 | 9 | 25400 | 2566 | 2.9 |  | Non Federally-Regulated | 07/22/2002 |  | 03/12/2009
ClimateMaster Inc. | Climate Master | PDW24 | FK4CNF003 | Ground-Source | WBAHP-CB: Heat Pump Split Syst | Heat Pump | 230 | 1 |  |  | No Match | Single-Speed |  |  |  | 25200 | 1518 | 16.6 | 13.4 | 18600 | 1558 | 3.5 | 3.1 | Non Federally-Regulated | 09/15/2009 |  | 02/17/2011
ClimateMaster Inc. | Carrier Corp. | 50PRH/V036 5 |  | Water-Source | WBAHP: Heat Pump Packaged Unit | Heat Pump | 230 | 3 |  |  | No Match | Single-Speed |  |  |  | 34500 | 2556 | 13.5 | 12 | 45200 | 3011 | 4.4 | 4.2 | Federally-Regulated Commercial & Industrial Equipment | 01/24/2011 |  | 08/23/2011
ClimateMaster Inc. | Carrier Corp. | 50YPS049 | FE4***006 | Ground-Source | WBAHP-CB: Heat Pump Split Syst | Heat Pump | 208 | 1 |  |  | No Match | Single-Speed |  |  |  | 50200 | 3024 | 16.6 | 13.4 | 37200 | 2726 | 4 | 3.1 | Non Federally-Regulated | 01/24/2011 |  | 08/23/2011
Enertech Global, LLC | Enertech | TXT048C |  | Ground-Source | WBAHP: Heat Pump Packaged Unit | Heat Pump | 230 | 1 |  |  | No Match | Single-Speed |  |  |  | 49900 | 2697 | 18.5 | 13.4 | 39500 | 2756 | 4.2 | 3.1 | Non Federally-Regulated | 11/30/2011 |  | 05/02/2012
Bard Manufacturing Company, Inc. | Bard | WPVD30 |  | Water-Source | WBAHP: Heat Pump Packaged Unit | Heat Pump | 208 | 1 |  |  | No Match | No Match |  |  |  | 28000 | 2620 | 10.7 | 9 | 32200 | 2570 | 3.7 | 3.2 | Non Federally-Regulated | 05/11/1988 |  | 03/15/1989
Florida Heat Pump | Florida Heat Pump | EP042-1HZ/VT |  | Water-Source | WBAHP: Heat Pump Packaged Unit | Heat Pump | 230 | 1 |  |  | No Match | Single-Speed |  |  |  | 40600 | 2268 | 17.9 | 12 | 42000 | 2086 | 5.9 | 4.2 | Federally-Regulated Commercial & Industrial Equipment | 01/24/2011 |  | 06/14/2011
Snyder General Corp. | American Air Filter | DVW-120 |  | Water-Source | WBAHP: Heat Pump Packaged Unit | Heat Pump | 230 | 3 |  |  | No Match | No Match |  |  |  | 120000 | 11100 | 10.8 | 10.5 | 145000 | 11800 | 3.6 | 3.8 | Non Federally-Regulated | 07/31/1991 |  | 03/31/1998
ClimateMaster Inc. | Climate Master Series | 803-030-E******** |  | Water-Source | WBAHP: Heat Pump Packaged Unit | Heat Pump | 265 | 1 |  |  | No Match | No Match |  |  |  | 30000 | 2900 | 10.3 | 9 | 40500 | 3200 | 3.7 | 3.2 | Federally-Regulated Commercial & Industrial Equipment | 01/23/1988 |  | 05/11/1988
Florida Heat Pump | Florida Heat Pump | CW015-0 |  | Ground-Water-Source | WBAHP: Heat Pump Packaged Unit | Heat Pump | 115 | 1 |  |  | No Match | No Match |  |  |  | 15500 | 993 | 15.6 | 9 | 9000 | 878 | 3 |  | Non Federally-Regulated | 04/10/2000 |  | 07/18/2002
Enertech Global, LLC | Enertech | GST072A | ACD060 | Ground-Water-Source | WBAHP-CB: Heat Pump Split Syst | Heat Pump | 208 | 1 |  |  | No Match | Single-Speed | 3010 | 627 | 1 | 69100 | 3735 | 18.5 | 16.2 | 65700 | 4814 | 4 | 3.6 | Non Federally-Regulated | 03/02/2012 |  | 12/12/2012
Waterfurnace International, Inc. | Waterfurnace International, Inc. | SXV036B0 |  | Water-Source | WBAHP: Heat Pump Packaged Unit | Heat Pump | 208 | 1 |  |  | No Match | No Match |  |  |  | 36000 | 2647 | 13.6 | 10 | 44500 | 2774 | 4.7 |  | Federally-Regulated Commercial & Industrial Equipment | 08/21/1998 |  | 10/02/1998
Mammoth | Hydrobank II | D043VHJ |  | Water-Source | WBAHP: Heat Pump Packaged Unit | Heat Pump | 208 | 1 |  |  | No Match | No Match |  |  |  | 41500 | 3547 | 11.7 | 10 | 53800 | 4148 | 3.8 |  | Federally-Regulated Commercial & Industrial Equipment | 05/23/2000 |  | 01/18/2001
ClimateMaster Inc. | Climate Master Series | HS/HL/VS/VL030H |  | Water-Source | WBAHP: Heat Pump Packaged Unit | Heat Pump | 208 | 3 |  |  | No Match | No Match |  |  |  | 28900 | 2312 | 12.5 | 10 | 37000 | 2409 | 4.5 |  | Federally-Regulated Commercial & Industrial Equipment | 04/12/2000 |  | 11/14/2000
Florida Heat Pump | Florida Heat Pump | EM048-1CF |  | Water-Source | WBAHP: Heat Pump Packaged Unit | Heat Pump | 208 | 1 |  |  | No Match | No Match |  |  |  | 49000 | 3920 | 12.5 | 10 | 58000 | 3863 | 4.4 |  | Federally-Regulated Commercial & Industrial Equipment | 02/02/1998 |  | 03/31/1998
Florida Heat Pump | Florida Heat Pump | EM041-4CS | EM041-4AH/AV | Water-Source | WBAH: Heating Only Packaged Un | Heat Pump | 460 | 3 |  |  | No Match | No Match |  |  |  | 42000 | 3500 | 12 | 9 | 49000 | 4101 | 3.5 | 3.5 | Non Federally-Regulated | 05/23/2001 |  | 07/18/2002
Friedrich Climate Master | Climate Master Series | V113-34********** |  | Water-Source | WBAHP: Heat Pump Packaged Unit | Heat Pump | 460 | 3 |  |  | No Match | No Match |  |  |  | 113000 | 10660 | 10.6 | 9.2 | 130000 | 10300 | 3.7 | 2.5 | Non Federally-Regulated | 08/29/1986 |  | 05/11/1988
Mammoth | Hydrobank II | G064HLG |  | Ground-Water-Source | WBAHP: Heat Pump Packaged Unit | Heat Pump | 460 | 3 |  |  | No Match | No Match |  |  |  | 65000 | 4850 | 13.4 | 9 | 50000 | 4883 | 3 |  | Non Federally-Regulated | 05/23/2000 |  | 01/18/2001
ClimateMaster Inc. | Climate Master Series | HS/VS015E |  | Water-Source | WBAHP: Heat Pump Packaged Unit | Heat Pump | 265 | 1 |  |  | No Match | No Match |  |  |  | 14100 | 1281 | 11 | 10 | 18800 | 1377 | 4 |  | Federally-Regulated Commercial & Industrial Equipment | 11/14/2000 |  | 01/18/2001
Waterfurnace International, Inc. | Geotility Geothermal Installations | GS015**0*0 |  | Water-Source | WBAHP: Heat Pump Packaged Unit | Heat Pump | 208 | 1 |  |  | No Match | Single-Speed |  |  |  | 14400 | 929 | 15.5 | 11.2 | 17800 | 1110 | 4.7 | 4.2 | Federally-Regulated Commercial & Industrial Equipment | 01/24/2011 |  | 04/19/2013
Addison Products | Addison Products | DWPG048-1B-XL* |  | Ground-Water-Source | WBAHP: Heat Pump Packaged Unit | Heat Pump | 208 | 1 |  |  | No Match | No Match |  |  |  | 47500 | 3298 | 14.4 | 9 | 34000 | 3214 | 3.1 |  | Non Federally-Regulated | 12/14/1998 |  | 04/10/2000
Waterfurnace International, Inc. | Waterfurnace International, Inc. | SXH019B0 |  | Water-Source | WBAHP: Heat Pump Packaged Unit | Heat Pump | 208 | 1 |  |  | No Match | No Match |  |  |  | 18600 | 1338 | 13.9 | 10 | 24200 | 1447 | 4.9 |  | Federally-Regulated Commercial & Industrial Equipment | 12/14/1998 |  | 10/05/1999
Waterfurnace International, Inc. | Waterfurnace International, Inc. | SXV019C1 |  | Ground-Water-Source | WBAHP: Heat Pump Packaged Unit | Heat Pump | 230 | 1 |  |  | No Match | No Match |  |  |  | 19200 | 1371 | 14 | 9 | 15100 | 1301 | 3.4 |  | Non Federally-Regulated | 12/14/1998 |  | 10/06/1999
Mammoth | Hydrobank II | D010HHH |  | Water-Source | WBAHP: Heat Pump Packaged Unit | Heat Pump | 230 | 1 |  |  | No Match | No Match |  |  |  | 10000 | 775 | 12.9 | 10 | 12500 | 915 | 4 |  | Federally-Regulated Commercial & Industrial Equipment | 01/22/2003 |  | 03/12/2009
Friedrich Climate Master | Climate Master Series | 814-027-E******** |  | Water-Source | WBAHP: Heat Pump Packaged Unit | Heat Pump | 265 | 1 |  |  | No Match | No Match |  |  |  | 27000 | 2328 | 11.6 | 7.5 | 29500 | 2275 | 3.8 | 2.5 | Non Federally-Regulated | 08/29/1986 |  | 05/11/1988
ClimateMaster Inc. | Carrier | 50KQA/D009 |  | Water-Source | WBAHP-O: Heat Pump Packaged Un | Heat Pump | 208 | 1 |  |  | No Match | No Match |  |  |  | 9000 | 743 | 12.1 | 9.3 | 11600 | 790 | 4.3 | 3.8 | Federally-Regulated Commercial & Industrial Equipment | 03/31/1998 |  | 05/10/1998
Singer | Electro-Hydronics | CC400C3 |  | Water-Source | WBAHP: Heat Pump Packaged Unit | Heat Pump | 230 | 1 |  |  | No Match | No Match |  |  |  | 40000 | 4350 | 9.2 | 7.5 | 43000 | 4500 | 2.8 | 2.5 | Non Federally-Regulated | 01/05/1982 |  | 05/16/1984
ClimateMaster Inc. | Climate Master Series | VS/VL/HS/HL 042 F/H |  | Water-Source | WBAHP: Heat Pump Packaged Unit | Heat Pump | 460 | 3 |  |  | No Match | No Match |  |  |  | 41500 | 3705 | 11.2 | 10 | 52500 | 3846 | 4 |  | Federally-Regulated Commercial & Industrial Equipment | 12/14/1998 |  | 10/05/1999
Carrier Corp. | Carrier | 50QXH0483 |  | Water-Source | WBAHP: Heat Pump Packaged Unit | Heat Pump | 208 | 1 |  |  | No Match | No Match |  |  |  | 47000 | 4273 | 11 | 9 | 59000 | 4550 | 3.8 | 3.2 | Federally-Regulated Commercial & Industrial Equipment | 09/25/1989 |  | 10/10/1989
ClimateMaster Inc. | Climate Master Series | VP/HP060 G |  | Water-Source | WBAHP: Heat Pump Packaged Unit | Heat Pump | 230 | 1 |  |  | No Match | No Match |  |  |  | 59000 | 4609 | 12.8 | 10 | 71000 | 4729 | 4.4 |  | Federally-Regulated Commercial & Industrial Equipment | 02/02/1998 |  | 03/31/1998
Florida Heat Pump | Florida Heat Pump | EM041-4CF/HZ/VT |  | Ground-Water-Source | WBAHP: Heat Pump Packaged Unit | Heat Pump | 460 | 3 |  |  | No Match | No Match |  |  |  | 41000 | 3037 | 13.5 | 9 | 30000 | 2929 | 3 |  | Non Federally-Regulated | 05/29/2001 |  | 07/18/2002
Addison Products | Addison Products | HPY120-3A |  | Water-Source | WBAHP: Heat Pump Packaged Unit | Heat Pump | 208 | 3 |  |  | No Match | No Match |  |  |  | 108000 | 9908 | 10.9 | 9 | 136000 | 9961 | 4 | 3.8 | Federally-Regulated Commercial & Industrial Equipment | 11/14/2000 |  | 11/19/2001
ClimateMaster Inc. | Climate Master Series | GSS36 | AH14-U23R42W | Ground-Water-Source | WBAHP-CB: Heat Pump Split Syst | Heat Pump | 208 | 1 |  |  | No Match | No Match |  |  |  | 36000 | 2400 | 15 | 9 | 29000 | 2499 | 3.4 |  | Non Federally-Regulated | 10/06/1999 |  | 04/10/2000
McQuay International | McQuay | W-LDD/LDS/LMH/LMS-1-07 |  | Water-Source | WBAHP: Heat Pump Packaged Unit | Heat Pump | 575 | 3 |  |  | No Match | No Match |  |  |  | 70000 | 6194 | 11.3 | 9 | 83000 | 6399 | 3.8 | 3.8 | Federally-Regulated Commercial & Industrial Equipment | 09/21/2000 |  | 11/14/2000
Florida Heat Pump | Florida Heat Pump | GT042-5CF/HZ/VT |  | Ground-Water-Source | WBAHP: Heat Pump Packaged Unit | Heat Pump | 575 | 3 |  |  | No Match | No Match |  |  |  | 42500 | 3148 | 13.5 | 9 | 31600 | 2805 | 3.3 |  | Non Federally-Regulated | 04/10/2000 |  | 05/29/2001
Addison Products | Addison Products | WSH029-3AL |  | Water-Source | WBAHP: Heat Pump Packaged Unit | Heat Pump | 208 | 3 |  |  | No Match | No Match |  |  |  | 28300 | 2021 | 14 | 10 | 34900 | 2176 | 4.7 |  | Federally-Regulated Commercial & Industrial Equipment | 02/02/1998 |  | 03/31/1998
Mammoth | Mammoth | D052V |  | Water-Source | WBAHP: Heat Pump Packaged Unit | Heat Pump | 208 | 1 |  |  | No Match | No Match |  |  |  | 50000 | 5100 | 9.8 | 7.5 | 56000 | 5100 | 3.2 | 2.5 | Non Federally-Regulated | 01/05/1982 |  | 05/16/1984
Waterfurnace International, Inc. | Geosmart Energy, Inc. | YS060**1*4 |  | Water-Source | WBAHP: Heat Pump Packaged Unit | Heat Pump | 230 | 1 |  |  | No Match | Single-Speed |  |  |  | 58400 | 3817 | 15.3 | 12 | 72500 | 4521 | 4.7 | 4.2 | Federally-Regulated Commercial & Industrial Equipment | 01/24/2011 |  | 01/09/2014
McQuay International | McQuay | WCCH/WCCW-007-E |  | Water-Source | WBAHP-CB: Heat Pump Split Syst | Heat Pump | 230 | 1 |  |  | No Match | No Match |  |  |  | 7500 | 585 | 12.8 | 9 | 9400 | 706 | 3.9 | 3.5 | Non Federally-Regulated | 11/19/2002 |  | 03/12/2009
Mammoth | Hydrobank II | D045HHF/VHF |  | Water-Source | WBAHP: Heat Pump Packaged Unit | Heat Pump | 208 | 1 |  |  | No Match | No Match |  |  |  | 44500 | 3178 | 14 | 10 | 58000 | 3694 | 4.6 |  | Federally-Regulated Commercial & Industrial Equipment | 10/05/1999 |  | 05/23/2000
Waterfurnace International, Inc. | Geotility Geothermal Installations | ZS023**0*1 |  | Water-Source | WBAHP: Heat Pump Packaged Unit | Heat Pump | 208 | 1 |  |  | No Match | Single-Speed |  |  |  | 23000 | 1533 | 15 | 12 | 26000 | 1621 | 4.7 | 4.2 | Federally-Regulated Commercial & Industrial Equipment | 01/24/2011 |  | 04/19/2013
Econar | Econar | GH421 |  | Ground-Water-Source | WBAHP: Heat Pump Packaged Unit | Heat Pump | 208 | 1 |  |  | No Match | No Match |  |  |  | 39000 | 2910 | 13.4 | 9 | 37500 | 3544 | 3.1 |  | Non Federally-Regulated | 03/18/2002 |  | 03/12/2009
Mammoth | Hydrobank II | A013HHG/VHG |  | Water-Source | WBAHP: Heat Pump Packaged Unit | Heat Pump | 115 | 1 |  |  | No Match | No Match |  |  |  | 12500 | 1190 | 10.5 | 10 | 17200 | 1326 | 3.8 |  | Federally-Regulated Commercial & Industrial Equipment | 12/14/1998 |  | 05/23/2000
Trane U.S. Inc. | Trane | GSUF0481B |  | Ground-Water-Source | WBAHP: Heat Pump Packaged Unit | Heat Pump | 208 | 1 |  |  | No Match | No Match |  |  |  | 51000 | 3207 | 15.9 | 11 | 54000 | 3859 | 4.1 | 3.5 | Non Federally-Regulated | 03/31/1998 |  | 05/10/1998
ClimateMaster Inc. | Carrier | 50HQA/HQD120 5/6 |  | Water-Source | WBAHP: Heat Pump Packaged Unit | Heat Pump | 460 | 3 |  |  | No Match | No Match |  |  |  | 124000 | 11071 | 11.2 | 9 | 150000 | 11568 | 3.8 | 3.8 | Federally-Regulated Commercial & Industrial Equipment | 02/02/1998 |  | 03/31/1998
Florida Heat Pump | Florida Heat Pump | GT062-3CF/HZ/VT |  | Water-Source | WBAHP: Heat Pump Packaged Unit | Heat Pump | 208 | 3 |  |  | No Match | No Match |  |  |  | 60000 | 4615 | 13 | 10 | 80000 | 5327 | 4.4 |  | Federally-Regulated Commercial & Industrial Equipment | 04/12/2000 |  | 02/17/2011
Heat Controller | Heat Controller | DWPG017-1B-XL* |  | Ground-Water-Source | WBAHP: Heat Pump Packaged Unit | Heat Pump | 208 | 1 |  |  | No Match | No Match |  |  |  | 16700 | 1176 | 14.2 | 11 | 18100 | 1262 | 4.2 | 3.5 | Non Federally-Regulated | 03/31/1998 |  | 05/10/1998
ClimateMaster Inc. | Climate Master Series | GRV/GRH042AG |  | Ground-Water-Source | WBAHP: Heat Pump Packaged Unit | Heat Pump | 230 | 1 |  |  | No Match | No Match |  |  |  | 40900 | 3029 | 13.5 | 9 | 30400 | 2783 | 3.2 |  | Non Federally-Regulated | 04/10/2000 |  | 07/18/2002
ClimateMaster Inc. | Climate Master | ABD/E024 | RHPL-HM2417 | Ground-Water-Source | WBAHP-CB: Heat Pump Split Syst | Heat Pump | 208 | 1 |  |  | No Match | Single-Speed |  |  |  | 27200 | 1204 | 22.6 | 16.2 | 24100 | 1606 | 4.4 | 3.6 | Non Federally-Regulated | 11/25/2009 |  | 08/23/2011
Waterfurnace International, Inc. | Johnson Controls | RJSV/RJSH018**0*1 |  | Water-Source | WBAHP: Heat Pump Packaged Unit | Heat Pump | 208 | 1 |  |  | No Match | Single-Speed |  |  |  | 18000 | 1091 | 16.5 | 12 | 23000 | 1272 | 5.3 | 4.2 | Federally-Regulated Commercial & Industrial Equipment | 01/24/2011 |  | 10/24/2014
Florida Heat Pump | Florida Heat Pump | EM060-3VT |  | Water-Source | WBAHP: Heat Pump Packaged Unit | Heat Pump | 230 | 3 |  |  | No Match | No Match |  |  |  | 60000 | 4615 | 13 | 10 | 80000 | 5328 | 4.4 |  | Federally-Regulated Commercial & Industrial Equipment | 02/02/1998 |  | 03/31/1998
Florida Heat Pump | Energy Miser | HEV80-1 |  | Water-Source | WBAHP: Heat Pump Packaged Unit | Heat Pump | 208 | 1 |  |  | No Match | No Match |  |  |  | 79000 | 7820 | 10.1 | 10.5 | 122000 | 8415 | 4.2 | 3.8 | Non Federally-Regulated | 07/31/1991 |  | 03/31/1998
Mammoth | Hydrobank II | E014VLG |  | Ground-Water-Source | WBAHP: Heat Pump Packaged Unit | Heat Pump | 265 | 1 |  |  | No Match | No Match |  |  |  | 11200 | 854 | 13.1 | 9 | 14100 | 1332 | 3.1 |  | Non Federally-Regulated | 05/23/2000 |  | 11/14/2000
Snyder General Corp. | McQuay | CC1000FK |  | Water-Source | WBAHP: Heat Pump Packaged Unit | Heat Pump | 208 | 3 |  |  | No Match | No Match |  |  |  | 97500 | 10156 | 9.6 | 9.2 | 136000 | 10400 | 3.8 | 2.5 | Non Federally-Regulated | 02/22/1990 |  | 07/31/1991
Waterfurnace International, Inc. | Waterfurnace International, Inc. | ATH045D0(P) |  | Ground-Source | WBAHP: Heat Pump Packaged Unit | Heat Pump | 208 | 1 |  |  | No Match | No Match |  |  |  | 27800 | 1323 | 21 |  | 19600 | 1472 | 3.9 |  | Non Federally-Regulated | 03/31/1998 |  | 05/10/1998
Waterfurnace International, Inc. | WFI Industries, Ltd. | VLV/VXV018*0 |  | Ground-Water-Source | WBAHP: Heat Pump Packaged Unit | Heat Pump | 230 | 1 |  |  | No Match | No Match |  |  |  | 18900 | 1340 | 14.1 | 9 | 14500 | 1327 | 3.2 |  | Non Federally-Regulated | 06/20/2003 |  | 03/12/2009
ClimateMaster Inc. | Climate Master Series | 814-060-G******** |  | Water-Source | WBAHP: Heat Pump Packaged Unit | Heat Pump | 208 | 1 |  |  | No Match | No Match |  |  |  | 62000 | 5535 | 11.2 | 9 | 75000 | 5785 | 3.8 | 3.2 | Non Federally-Regulated | 02/22/1990 |  | 07/31/1991
Mammoth | Hydrobank II | F084HHG/VHG |  | Water-Source | WBAHP: Heat Pump Packaged Unit | Heat Pump | 230 | 3 |  |  | No Match | No Match |  |  |  | 84000 | 7179 | 11.7 | 9 | 108600 | 8375 | 3.8 | 3.8 | Federally-Regulated Commercial & Industrial Equipment | 12/14/1998 |  | 05/23/2000
McQuay / Snyder General | Electro-Hydronics | CC630GD |  | Water-Source | WBAHP: Heat Pump Packaged Unit | Heat Pump | 230 | 3 |  |  | No Match | No Match |  |  |  | 63000 | 6430 | 9.8 | 7.5 | 79000 | 6430 | 3.6 | 2.5 | Non Federally-Regulated | 08/29/1986 |  | 05/11/1988
The Whalen Company | Whalen | VI-A-801-1 |  | Water-Source | WBAHP-O: Heat Pump Packaged Un | Heat Pump | 208 | 1 |  |  | No Match | No Match |  |  |  | 24200 | 2104 | 11.5 | 10 | 31000 | 2271 | 4 |  | Federally-Regulated Commercial & Industrial Equipment | 02/02/1998 |  | 03/31/1998
Trane U.S. Inc. | Trane | WPVE0411 |  | Water-Source | WBAHP: Heat Pump Packaged Unit | Heat Pump | 208 | 1 |  |  | No Match | No Match |  |  |  | 38700 | 3424 | 11.3 | 10 | 50100 | 3495 | 4.2 |  | Federally-Regulated Commercial & Industrial Equipment | 02/02/1998 |  | 03/31/1998
Waterfurnace International, Inc. | Rybacki - Hart Enterprises | ZS030**2*1 |  | Water-Source | WBAHP: Heat Pump Packaged Unit | Heat Pump | 265 | 1 |  |  | No Match | Single-Speed |  |  |  | 29500 | 1879 | 15.7 | 12 | 34600 | 1988 | 5.1 | 4.2 | Federally-Regulated Commercial & Industrial Equipment | 01/24/2011 |  | 04/19/2013
Waterfurnace International, Inc. | Eagle Mountain | ZS041**4*0 |  | Ground-Water-Source | WBAHP: Heat Pump Packaged Unit | Heat Pump | 460 | 3 |  |  | No Match | Single-Speed |  |  |  | 44500 | 2160 | 20.6 | 16.2 | 36000 | 2776 | 3.8 | 3.6 | Non Federally-Regulated | 01/24/2011 |  | 04/19/2013
Florida Heat Pump | Geomaster, LLC | ES060-1CS | ES060-1AV/AH | Ground-Source | WBAHP-CB: Heat Pump Split Syst | Heat Pump | 230 | 1 |  |  | No Match | Single-Speed |  |  |  | 59000 | 3856 | 15.3 | 13.4 | 44000 | 3910 | 3.3 | 3.1 | Non Federally-Regulated | 06/15/2009 |  | 04/20/2015
Trane U.S. Inc. | Trane | EXHE0604 |  | Water-Source | WBAHP: Heat Pump Packaged Unit | Heat Pump | 460 | 1 |  |  | No Match | Single-Speed |  |  |  | 59600 | 4027 | 14.8 | 12 | 74700 | 4379 | 5 | 4.2 | Federally-Regulated Commercial & Industrial Equipment | 06/14/2011 |  | 08/15/2014
McQuay / Snyder General | Electro-Hydronics | FW630FP |  | Water-Source | WBAHP: Heat Pump Packaged Unit | Heat Pump | 460 | 3 |  |  | No Match | No Match |  |  |  | 63000 | 6430 | 9.8 | 7.5 | 79000 | 6430 | 3.6 | 2.5 | Non Federally-Regulated | 08/29/1986 |  | 05/11/1988
Snyder General Corp. | McQuay | VF260FK |  | Water-Source | WBAHP: Heat Pump Packaged Unit | Heat Pump | 208 | 3 |  |  | No Match | No Match |  |  |  | 25000 | 2450 | 10.2 | 9 | 31600 | 2500 | 3.7 | 3.2 | Non Federally-Regulated | 02/22/1990 |  | 07/31/1991
Solar Oriented Environmental Systems | S.O.E.S.I. | PSS-1000 (2) |  | Water-Source | WBAHP: Heat Pump Packaged Unit | Heat Pump | 230 | 1 |  |  | No Match | No Match |  |  |  | 132000 | 10350 | 12.7 | 9.2 | 148000 | 9936 | 4.3 | 2.5 | Non Federally-Regulated | 05/16/1984 |  | 05/11/1988
ClimateMaster Inc. | Climate Master Series | V200-32********** |  | Water-Source | WBAHP: Heat Pump Packaged Unit | Heat Pump | 208 | 3 |  |  | No Match | No Match |  |  |  | 202000 | 19500 | 10.4 |  | 218000 | 18800 | 3.4 |  | Non Federally-Regulated | 05/11/1988 |  | 03/15/1989
Carrier Corp. | Carrier | 50KQ0193 |  | Water-Source | WBAHP: Heat Pump Packaged Unit | Heat Pump | 208 | 1 |  |  | No Match | No Match |  |  |  | 18400 | 1615 | 11.4 | 9 | 23000 | 1820 | 3.7 | 3.2 | Non Federally-Regulated | 05/11/1988 |  | 03/15/1989
ClimateMaster Inc. | Climate Master Series | GSV/GSH048 |  | Ground-Water-Source | WBAHP: Heat Pump Packaged Unit | Heat Pump | 230 | 1 |  |  | No Match | No Match |  |  |  | 48700 | 3246 | 15 | 9 | 37100 | 3294 | 3.3 |  | Non Federally-Regulated | 10/06/1999 |  | 04/10/2000
Florida Heat Pump | Florida Heat Pump | GT015-2VT/HZ/CF |  | Water-Source | WBAHP-CB: Heat Pump Split Syst | Heat Pump | 265 | 1 |  |  | No Match | No Match |  |  |  | 15300 | 1150 | 13.3 | 9 | 17300 | 1333 | 3.8 | 3.5 | Non Federally-Regulated | 10/05/1999 |  | 04/12/2000
Enertech Global, LLC | Enertech | THT048A2 |  | Ground-Source | WBAHP: Heat Pump Packaged Unit | Heat Pump | 208 | 3 |  |  | No Match | Single-Speed |  |  |  | 45000 | 2980 | 15.1 | 13.4 | 37800 | 3165 | 3.5 | 3.1 | Non Federally-Regulated | 12/12/2012 |  | 05/11/2015
Command-Aire | Command-Aire | SWPH091E |  | Water-Source | WBAHP: Heat Pump Packaged Unit | Heat Pump | 208 | 1 |  |  | No Match | No Match |  |  |  | 9000 | 810 | 11.1 | 9 | 12000 | 880 | 4 | 3.2 | Federally-Regulated Commercial & Industrial Equipment | 01/23/1988 |  | 05/11/1988
Florida Heat Pump | Florida Heat Pump | GT048-1CF/HZ/VT |  | Water-Source | WBAHP: Heat Pump Packaged Unit | Heat Pump | 230 | 1 |  |  | No Match | No Match |  |  |  | 46000 | 3739 | 12.3 | 10 | 61500 | 3833 | 4.7 |  | Federally-Regulated Commercial & Industrial Equipment | 04/12/2000 |  | 05/29/2001
ClimateMaster Inc. | Climate Master Series | 81636J |  | Water-Source | WBAHP-O: Heat Pump Packaged Un | Heat Pump | 208 | 1 |  |  | No Match | No Match |  |  |  | 33000 | 2538 | 13 | 10 | 42000 | 3076 | 4 |  | Federally-Regulated Commercial & Industrial Equipment | 10/05/1999 |  | 04/12/2000
Waterfurnace International, Inc. | Geotility Geothermal Installations | GCC/GCW/GCS/GCE12*2 |  | Ground-Water-Source | WBAHP-O: Heat Pump Packaged Un | Heat Pump | 265 | 1 |  |  | No Match | Single-Speed |  |  |  | 12400 | 636 | 19.5 | 16.2 | 11800 | 935 | 3.7 | 3.6 | Non Federally-Regulated | 01/24/2011 |  | 04/19/2013
Florida Heat Pump | Florida Heat Pump | GT042-5VT/HZ/CF |  | Ground-Water-Source | WBAHP: Heat Pump Packaged Unit | Heat Pump | 575 | 3 |  |  | No Match | No Match |  |  |  | 45000 | 3435 | 13.1 | 11 | 50000 | 3488 | 4.2 | 3.5 | Non Federally-Regulated | 03/31/1998 |  | 05/10/1998
Trane U.S. Inc. | Command-Aire | SPVF0303 |  | Water-Source | WBAHP: Heat Pump Packaged Unit | Heat Pump | 208 | 3 |  |  | No Match | No Match |  |  |  | 29200 | 1986 | 14.7 | 10 | 37000 | 2463 | 4.4 |  | Federally-Regulated Commercial & Industrial Equipment | 10/05/1999 |  | 04/12/2000
Command-Aire | Command-Aire | SWP-413 |  | Water-Source | WBAHP: Heat Pump Packaged Unit | Heat Pump | 208 | 3 |  |  | No Match | No Match |  |  |  | 42000 | 4250 | 9.9 | 9 | 56000 | 4400 | 3.7 | 3.2 | Federally-Regulated Commercial & Industrial Equipment | 01/23/1988 |  | 05/11/1988
Waterfurnace International, Inc. | Geotility Geothermal Installations | ZS036**3*0 |  | Water-Source | WBAHP: Heat Pump Packaged Unit | Heat Pump | 230 | 3 |  |  | No Match | Single-Speed |  |  |  | 33300 | 2313 | 14.4 | 12 | 40600 | 2644 | 4.5 | 4.2 | Federally-Regulated Commercial & Industrial Equipment | 01/24/2011 |  | 04/19/2013
ClimateMaster Inc. | Climate Master Series | HS012G********* |  | Water-Source | WBAHP: Heat Pump Packaged Unit | Heat Pump | 208 | 1 |  |  | No Match | No Match |  |  |  | 12200 | 1100 | 11.1 | 9 | 16200 | 1195 | 4 | 3.2 | Federally-Regulated Commercial & Industrial Equipment | 07/17/1991 |  | 07/27/1992
Econar | Econar | GH970 |  | Ground-Water-Source | WBAHP: Heat Pump Packaged Unit | Heat Pump | 208 | 3 |  |  | No Match | No Match |  |  |  | 94000 | 7768 | 12.1 | 11 | 119000 | 9964 | 3.5 | 3.5 | Non Federally-Regulated | 03/31/1998 |  | 05/10/1998
Geoflex Systems, Inc. | Geoflex Systems, Inc. | GF1T-V/H/D/M-038WAABP |  | Ground-Source | WBAHP: Heat Pump Packaged Unit | Both Heat Pump and Electric Re | 230 | 1 |  |  | No Match | Dual-Speed |  |  |  | 38000 | 2021 | 18.8 | 13.4 | 28800 | 2110 | 4 | 3.1 | Non Federally-Regulated | 03/02/2012 |  | 01/09/2014
Waterfurnace International, Inc. | Waterfurnace International, Inc. | ATV057D1(P) |  | Water-Source | WBAHP-CB: Heat Pump Split Syst | Heat Pump | 208 | 1 |  |  | No Match | No Match |  |  |  | 35000 | 2095 | 16.7 | 9 | 35400 | 2412 | 4.3 | 3.5 | Non Federally-Regulated | 02/02/1998 |  | 05/10/1998
ClimateMaster Inc. | Climate Master Series | CS/CL 015 |  | Water-Source | WBAHP-O: Heat Pump Packaged Un | Heat Pump | 265 | 1 |  |  | No Match | No Match |  |  |  | 15000 | 1200 | 12.5 | 10 | 17100 | 1222 | 4.1 |  | Federally-Regulated Commercial & Industrial Equipment | 12/14/1998 |  | 10/05/1999
Waterfurnace International, Inc. | Waterfurnace International, Inc. | VLH009A1 |  | Water-Source | WBAHP: Heat Pump Packaged Unit | Heat Pump | 230 | 1 |  |  | No Match | No Match |  |  |  | 9300 | 768 | 12.1 | 10 | 13200 | 920 | 4.2 |  | Federally-Regulated Commercial & Industrial Equipment | 07/29/1998 |  | 10/02/1998
Power-Save International, Inc. | S.O.E.S.I. | PSS-1000 (2) |  | Water-Source | WBAHP: Heat Pump Packaged Unit | Heat Pump | 230 | 1 |  |  | No Match | No Match |  |  |  | 132000 | 10350 | 12.8 | 9.2 | 148000 | 9936 | 4.3 | 2.5 | Non Federally-Regulated | 02/22/1990 |  | 07/31/1991
Climate Control / Snyder General | Electro-Hydronics | CW230F7 |  | Water-Source | WBAHP: Heat Pump Packaged Unit | Heat Pump | 265 | 1 |  |  | No Match | No Match |  |  |  | 23000 | 2250 | 10.2 | 7.5 | 30000 | 2500 | 3.5 | 2.5 | Non Federally-Regulated | 06/11/1985 |  | 08/29/1986
Waterfurnace International, Inc. | Waterfurnace International, Inc. | SXH019B1 |  | Water-Source | WBAHP-CB: Heat Pump Split Syst | Heat Pump | 230 | 1 |  |  | No Match | No Match |  |  |  | 19500 | 1402 | 13.9 | 9 | 22800 | 1629 | 4.1 | 3.5 | Non Federally-Regulated | 08/21/1998 |  | 10/02/1998
Command-Aire | Command-Aire | SWP-613 |  | Water-Source | WBAHP: Heat Pump Packaged Unit | Heat Pump | 230 | 3 |  |  | No Match | No Match |  |  |  | 62000 | 6500 | 9.5 | 7.5 | 78000 | 6600 | 3.5 | 2.5 | Non Federally-Regulated | 01/05/1982 |  | 05/11/1988
Addison Products | Heat Controller | WSH034-3AL |  | Water-Source | WBAHP: Heat Pump Packaged Unit | Heat Pump | 208 | 3 |  |  | No Match | No Match |  |  |  | 33500 | 2463 | 13.6 | 10 | 42500 | 2767 | 4.5 |  | Federally-Regulated Commercial & Industrial Equipment | 10/05/1999 |  | 04/12/2000
Waterfurnace International, Inc. | Waterfurnace International, Inc. | SXV036C1 |  | Ground-Water-Source | WBAHP: Heat Pump Packaged Unit | Heat Pump | 230 | 1 |  |  | No Match | No Match |  |  |  | 37600 | 2870 | 13.1 | 11 | 40500 | 2967 | 4 | 3.5 | Non Federally-Regulated | 03/31/1998 |  | 05/10/1998
Mammoth | Hydrobank II | D072VHJ |  | Water-Source | WBAHP: Heat Pump Packaged Unit | Heat Pump | 208 | 1 |  |  | No Match | No Match |  |  |  | 65000 | 5000 | 13 | 9 | 83500 | 5560 | 4.4 | 3.8 | Federally-Regulated Commercial & Industrial Equipment | 05/23/2000 |  | 01/18/2001
McQuay International | McQuay | CCH/CCW/HWH/HWW120C-F |  | Water-Source | WBAHP: Heat Pump Packaged Unit | Heat Pump | 230 | 3 |  |  | No Match | No Match |  |  |  | 118500 | 10486 | 11.3 | 9 | 148000 | 10087 | 4.3 | 3.8 | Federally-Regulated Commercial & Industrial Equipment | 02/02/1998 |  | 03/31/1998
Bard Manufacturing Company, Inc. | Bard | WPV48C |  | Ground-Water-Source | WBAHP: Heat Pump Packaged Unit | Heat Pump | 230 | 1 |  |  | No Match | No Match |  |  |  | 47500 | 4130 | 11.5 | 9 | 36000 | 3907 | 2.7 |  | Non Federally-Regulated | 01/30/1998 |  | 10/02/1998
Geoflex Systems, Inc. | Geoflex Systems, Inc. | GS1S-V/H/D/M-060WACBP |  | Water-Source | WBAHP: Heat Pump Packaged Unit | Heat Pump | 230 | 3 |  |  | No Match | Single-Speed |  |  |  | 63100 | 3944 | 16 | 12 | 70800 | 4069 | 5.1 | 4.2 | Federally-Regulated Commercial & Industrial Equipment | 03/02/2012 |  | 01/09/2014
Carrier Corp. - Syracuse | Carrier | 50VQG/HQG009 |  | Ground-Water-Source | WBAHP: Heat Pump Packaged Unit | Heat Pump | 208 | 1 |  |  | No Match | No Match |  |  |  | 9500 | 778 | 12.2 | 9 | 7200 | 659 | 3.2 |  | Non Federally-Regulated | 12/14/1998 |  | 04/10/2000
ClimateMaster Inc. | Climate Master Series | VP/HP036H |  | Water-Source | WBAHP: Heat Pump Packaged Unit | Heat Pump | 230 | 3 |  |  | No Match | No Match |  |  |  | 35000 | 2692 | 13 | 10 | 43000 | 2929 | 4.3 |  | Federally-Regulated Commercial & Industrial Equipment | 04/12/2000 |  | 11/14/2000
Florida Heat Pump | Geomaster, LLC | EC042-4CS | EC042-4AH/AV | Water-Source | WBAHP-CB: Heat Pump Split Syst | Heat Pump | 460 | 3 |  |  | No Match | Single-Speed |  |  |  | 41000 | 3203 | 12.8 | 12 | 52000 | 3628 | 4.2 | 4.2 | Federally-Regulated Commercial & Industrial Equipment | 04/30/2009 |  | 04/20/2015
Mammoth | Mammoth | D054V |  | Water-Source | WBAHP: Heat Pump Packaged Unit | Heat Pump | 230 | 1 |  |  | No Match | No Match |  |  |  | 54500 | 5050 | 10.8 | 7.5 | 66500 | 5120 | 3.8 | 2.5 | Non Federally-Regulated | 06/11/1985 |  | 05/11/1988
McQuay / Snyder General | Electro-Hydronics | HC090A5 |  | Water-Source | WBAHP: Heat Pump Packaged Unit | Heat Pump | 208 | 1 |  |  | No Match | No Match |  |  |  | 9000 | 850 | 10.6 | 9 | 11000 | 920 | 3.5 | 3.2 | Non Federally-Regulated | 05/11/1988 |  | 03/15/1989
Waterfurnace International, Inc. | Waterfurnace International, Inc. | NSZ048A0 | NRAC048* | Ground-Source | WBAHP-CB: Heat Pump Split Syst | Heat Pump | 208 | 1 |  |  | No Match | Single-Speed |  |  |  | 46200 | 2552 | 18.1 | 13.4 | 35300 | 2723 | 3.8 | 3.1 | Non Federally-Regulated | 01/24/2011 |  | 10/24/2014
ClimateMaster Inc. | Carrier | 50VQG/HQG009 |  | Ground-Water-Source | WBAHP: Heat Pump Packaged Unit | Heat Pump | 230 | 1 |  |  | No Match | No Match |  |  |  | 9500 | 778 | 12.2 | 9 | 7200 | 659 | 3.2 |  | Non Federally-Regulated | 11/17/1999 |  | 04/10/2000
Addison Products | Comfort-Aire | RWP-1544 |  | Water-Source | WBAHP: Heat Pump Packaged Unit | Heat Pump | 460 | 3 |  |  | No Match | No Match |  |  |  | 172000 | 18400 | 9.3 |  | 225000 | 18300 | 3.6 | 3.8 | Non Federally-Regulated | 07/31/1991 |  | 03/31/1998
Command-Aire | Command-Aire | SWP267E |  | Water-Source | WBAHP: Heat Pump Packaged Unit | Heat Pump | 265 | 1 |  |  | No Match | No Match |  |  |  | 24000 | 2190 | 11 | 9 | 32000 | 2340 | 4.1 | 3.2 | Non Federally-Regulated | 05/11/1988 |  | 03/15/1989
Hydro Delta Corp. | Hydro Delta Corp. | 03-044-WTARH |  | Water-Source | WBAHP-CB: Heat Pump Split Syst | Heat Pump | 208 | 1 |  |  | No Match | No Match |  |  |  | 43000 | 3307 | 13 | 9 | 50500 | 3699 | 4 | 3.5 | Non Federally-Regulated | 10/05/1999 |  | 04/12/2000
Econar | Econar | GH181 |  | Ground-Water-Source | WBAHP: Heat Pump Packaged Unit | Heat Pump | 208 | 1 |  |  | No Match | No Match |  |  |  | 16700 | 1274 | 13.1 | 9 | 16500 | 1465 | 3.3 |  | Non Federally-Regulated | 01/30/1998 |  | 03/31/1998
Climate Control / Snyder General | Electro-Hydronics | CC100F7 |  | Water-Source | WBAHP: Heat Pump Packaged Unit | Heat Pump | 265 | 1 |  |  | No Match | No Match |  |  |  | 9500 | 850 | 11.2 | 7.5 | 12600 | 880 | 4.2 | 2.5 | Non Federally-Regulated | 05/16/1984 |  | 06/11/1985
Climate Control / Snyder General | Electro-Hydronics | UW140G3 |  | Water-Source | WBAHP: Heat Pump Packaged Unit | Heat Pump | 230 | 1 |  |  | No Match | No Match |  |  |  | 13500 | 1300 | 10.4 | 7.5 | 17500 | 1350 | 3.8 | 2.5 | Non Federally-Regulated | 05/16/1984 |  | 08/29/1986
McQuay International | McQuay | W-CMG-1-048-E |  | Ground-Water-Source | WBAHP: Heat Pump Packaged Unit | Heat Pump | 230 | 1 |  |  | No Match | No Match |  |  |  | 48000 | 3692 | 13 | 9 | 34000 | 3320 | 3 |  | Non Federally-Regulated | 07/22/2002 |  | 03/12/2009
Command-Aire | Command-Aire | SWPC-161 |  | Water-Source | WBAHP: Heat Pump Packaged Unit | Heat Pump | 230 | 1 |  |  | No Match | No Match |  |  |  | 16800 | 1675 | 10 | 7.5 | 22600 | 1775 | 3.7 | 2.5 | Non Federally-Regulated | 01/05/1982 |  | 05/11/1988
Hydro Delta Corp. | Hydro Delta Corp. | 03-036-WTARW-HM |  | Ground-Water-Source | WBAHP: Heat Pump Packaged Unit | Heat Pump | 230 | 1 |  |  | No Match | No Match |  |  |  | 38000 | 2923 | 13 | 11 | 43000 | 3150 | 4 | 3.5 | Non Federally-Regulated | 03/31/1998 |  | 05/10/1998
Waterfurnace International, Inc. | Standard Range | WSH/WSV025B*1*** |  | Water-Source | WBAHP: Heat Pump Packaged Unit | Heat Pump | 230 | 1 |  |  | No Match | No Match |  |  |  | 27000 | 2454 | 11 | 9 | 33000 | 2613 | 3.7 | 3.2 | Federally-Regulated Commercial & Industrial Equipment | 09/13/1989 |  | 10/10/1989
Command-Aire | Command-Aire | SWPV191 |  | Water-Source | WBAHP: Heat Pump Packaged Unit | Heat Pump | 208 | 1 |  |  | No Match | No Match |  |  |  | 18500 | 1680 | 11 | 9 | 24500 | 1800 | 4 | 3.2 | Federally-Regulated Commercial & Industrial Equipment | 01/23/1988 |  | 05/11/1988
Command-Aire | Command-Aire | RUWP-2033 |  | Water-Source | WBAHP: Heat Pump Packaged Unit | Heat Pump | 230 | 3 |  |  | No Match | No Match |  |  |  | 244000 | 27300 | 8.9 |  | 307000 | 25300 | 3.6 |  | Non Federally-Regulated | 05/11/1988 |  | 03/15/1989
Florida Heat Pump | Energy Miser | LT 60 CF -3 |  | Ground-Water-Source | WBAHP: Heat Pump Packaged Unit | Heat Pump | 208 | 3 |  |  | No Match | No Match |  |  |  | 55000 | 4780 | 11.5 |  | 65000 | 5440 | 3.5 |  | Non Federally-Regulated | 02/22/1990 |  | 07/31/1991
Waterfurnace International, Inc. | Waterfurnace International, Inc. | SXV019C2 |  | Water-Source | WBAHP: Heat Pump Packaged Unit | Heat Pump | 265 | 1 |  |  | No Match | No Match |  |  |  | 18600 | 1338 | 13.9 | 9.3 | 24200 | 1447 | 4.9 | 3.8 | Federally-Regulated Commercial & Industrial Equipment | 03/31/1998 |  | 05/10/1998
Waterfurnace International, Inc. | Waterfurnace International, Inc. | ATV022D1 |  | Water-Source | WBAHP-CB: Heat Pump Split Syst | Heat Pump | 230 | 1 |  |  | No Match | No Match |  |  |  | 23600 | 1493 | 15.8 | 9 | 23800 | 1516 | 4.6 | 3.5 | Non Federally-Regulated | 02/02/1998 |  | 10/02/1998
Mammoth | Mammoth | D054V |  | Water-Source | WBAHP: Heat Pump Packaged Unit | Heat Pump | 208 | 1 |  |  | No Match | No Match |  |  |  | 58500 | 4730 | 10.9 | 7.5 | 64500 | 4930 | 3.4 | 2.5 | Non Federally-Regulated | 05/16/1984 |  | 06/11/1985
Mammoth | Hydrobank II | F045VLG |  | Ground-Water-Source | WBAHP: Heat Pump Packaged Unit | Heat Pump | 230 | 3 |  |  | No Match | No Match |  |  |  | 45000 | 3214 | 14 | 9 | 33500 | 3067 | 3.2 |  | Non Federally-Regulated | 07/22/2002 |  | 03/12/2009
Florida Heat Pump | Energy Miser | HEV 2000-3 |  | Water-Source | WBAHP: Heat Pump Packaged Unit | Heat Pump | 230 | 3 |  |  | No Match | No Match |  |  |  | 204000 | 19429 | 10.5 |  | 240000 | 19000 | 8.7 |  | Non Federally-Regulated | 05/11/1988 |  | 03/15/1989
Florida Heat Pump | Florida Heat Pump | EM018-1VT |  | Water-Source | WBAHP: Heat Pump Packaged Unit | Heat Pump | 208 | 1 |  |  | No Match | No Match |  |  |  | 18500 | 1370 | 13.5 | 10 | 25000 | 1526 | 4.8 |  | Federally-Regulated Commercial & Industrial Equipment | 02/02/1998 |  | 03/31/1998
Waterfurnace International, Inc. | Johnson Controls | RJSV/RJSH018**2*1 |  | Ground-Water-Source | WBAHP: Heat Pump Packaged Unit | Heat Pump | 265 | 1 |  |  | No Match | Single-Speed |  |  |  | 21000 | 784 | 26.8 | 16.2 | 19000 | 1185 | 4.7 | 3.6 | Non Federally-Regulated | 01/24/2011 |  | 10/24/2014
Carrier Corp. - Syracuse | Carrier | 50HQ,VQ0805 |  | Water-Source | WBAHP: Heat Pump Packaged Unit | Heat Pump | 230 | 3 |  |  | No Match | No Match |  |  |  | 78000 | 8210 | 9.5 | 9.2 | 86000 | 8397 | 3 |  | Non Federally-Regulated | 05/11/1988 |  | 03/15/1989
McQuay International | McQuay | LHP/LWP7D-W |  | Water-Source | WBAHP: Heat Pump Packaged Unit | Heat Pump | 575 | 3 |  |  | No Match | No Match |  |  |  | 70000 | 6194 | 11.3 | 10.5 | 83000 | 6401 | 3.8 | 3.8 | Federally-Regulated Commercial & Industrial Equipment | 03/31/1998 |  | 05/10/1998
Hydro Delta Corp. | Hydro Delta Corp. | 03-054-WTARW-HM |  | Ground-Water-Source | WBAHP: Heat Pump Packaged Unit | Heat Pump | 208 | 1 |  |  | No Match | No Match |  |  |  | 53500 | 4147 | 12.9 | 9 | 46000 | 4347 | 3.1 |  | Non Federally-Regulated | 10/06/1999 |  | 04/10/2000
American Air Filter | Enercon | HW36 |  | Water-Source | WBAHP: Heat Pump Packaged Unit | Heat Pump | 208 | 1 |  |  | No Match | No Match |  |  |  | 35600 | 3245 | 11 | 7.5 | 43000 | 3635 | 3.5 | 2.5 | Non Federally-Regulated | 06/11/1985 |  | 05/11/1988
Waterfurnace International, Inc. | Waterfurnace International, Inc. | SXH048B1 |  | Ground-Water-Source | WBAHP: Heat Pump Packaged Unit | Heat Pump | 208 | 1 |  |  | No Match | No Match |  |  |  | 51500 | 3843 | 13.4 | 9 | 36000 | 3403 | 3.1 |  | Non Federally-Regulated | 01/30/1998 |  | 10/02/1998
Waterfurnace International, Inc. | Waterfurnace International, Inc. | SXH042C0 |  | Water-Source | WBAHP: Heat Pump Packaged Unit | Heat Pump | 230 | 1 |  |  | No Match | No Match |  |  |  | 42000 | 3000 | 14 | 10 | 54500 | 3131 | 5.1 |  | Federally-Regulated Commercial & Industrial Equipment | 02/02/1998 |  | 03/31/1998
ClimateMaster Inc. | Carrier | 50HQA/HQD096 5/6 |  | Water-Source | WBAHP: Heat Pump Packaged Unit | Heat Pump | 460 | 3 |  |  | No Match | No Match |  |  |  | 95000 | 8636 | 11 | 9 | 114000 | 8792 | 3.8 | 3.8 | Federally-Regulated Commercial & Industrial Equipment | 02/02/1998 |  | 03/31/1998
Enertech Global, LLC | Enertech | TST066 | ACD060 | Ground-Source | WBAHP-C: Heat Pump Split Syste | Heat Pump | 230 | 1 |  |  | No Match | Single-Speed |  |  |  | 62100 | 3930 | 15.8 | 13.4 | 49500 | 4267 | 3.4 | 3.1 | Non Federally-Regulated | 08/23/2011 |  | 04/19/2013
ClimateMaster Inc. | Climate Master Series | GRV/GRH006AG |  | Water-Source | WBAHP: Heat Pump Packaged Unit | Heat Pump | 230 | 1 |  |  | No Match | No Match |  |  |  | 5200 | 440 | 11.8 | 10 | 7500 | 535 | 4.1 |  | Federally-Regulated Commercial & Industrial Equipment | 04/12/2000 |  | 03/12/2009
Waterfurnace International, Inc. | Geotility Geothermal Installations | ZS023**2*1 |  | Ground-Source | WBAHP: Heat Pump Packaged Unit | Heat Pump | 265 | 1 |  |  | No Match | Single-Speed |  |  |  | 23900 | 1406 | 17 | 13.4 | 17000 | 1384 | 3.6 | 3.1 | Non Federally-Regulated | 01/24/2011 |  | 04/19/2013
Johnson Controls | Johnson Controls | VSCS36B1****0 |  | Water-Source | WBAHP: Heat Pump Packaged Unit | Heat Pump | 208 | 1 |  |  | No Match | Single-Speed |  |  |  | 34900 | 2727 | 12.8 | 12 | 36400 | 2481 | 4.3 | 4.2 | Federally-Regulated Commercial & Industrial Equipment | 03/02/2012 |  | 10/24/2014
Addison Products | Addison Products | HWPG020-1B** |  | Ground-Water-Source | WBAHP: Heat Pump Packaged Unit | Heat Pump | 230 | 1 |  |  | No Match | No Match |  |  |  | 19000 | 1292 | 14.7 | 9 | 13400 | 1189 | 3.3 |  | Non Federally-Regulated | 05/10/1998 |  | 10/02/1998
Addison Products | Addison Products | VWPG054-3B-XL* |  | Ground-Water-Source | WBAHP: Heat Pump Packaged Unit | Heat Pump | 230 | 3 |  |  | No Match | No Match |  |  |  | 53000 | 3925 | 13.5 | 9 | 40000 | 3907 | 3 |  | Non Federally-Regulated | 12/14/1998 |  | 04/10/2000
Florida Heat Pump | Florida Heat Pump | EM015-1VT |  | Water-Source | WBAHP: Heat Pump Packaged Unit | Heat Pump | 208 | 1 |  |  | No Match | No Match |  |  |  | 14800 | 1275 | 11.6 | 10 | 20000 | 1429 | 4.1 |  | Federally-Regulated Commercial & Industrial Equipment | 12/14/1998 |  | 10/05/1999
McQuay / Snyder General | Electro-Hydronics | VF330GP |  | Water-Source | WBAHP: Heat Pump Packaged Unit | Heat Pump | 460 | 3 |  |  | No Match | No Match |  |  |  | 33000 | 3050 | 10.8 | 7.5 | 35000 | 2900 | 3.5 | 2.5 | Non Federally-Regulated | 08/29/1986 |  | 05/11/1988
Waterfurnace International, Inc. | Waterfurnace International, Inc. | ATV056D0 |  | Ground-Water-Source | WBAHP: Heat Pump Packaged Unit | Heat Pump | 230 | 1 |  |  | No Match | No Match |  |  |  | 58000 | 3790 | 15.3 | 9 | 44500 | 4075 | 3.2 |  | Non Federally-Regulated | 12/14/1998 |  | 10/06/1999
Command-Aire | Command-Aire | SWP-611 |  | Water-Source | WBAHP: Heat Pump Packaged Unit | Heat Pump | 230 | 1 |  |  | No Match | No Match |  |  |  | 62000 | 6500 | 9.5 | 9 | 78000 | 6600 | 3.5 | 3.2 | Non Federally-Regulated | 05/11/1988 |  | 03/15/1989
McQuay International | McQuay | W-LDE/LDL/LME/LML1070H |  | Water-Source | WBAHP: Heat Pump Packaged Unit | Heat Pump | 230 | 3 |  |  | No Match | No Match |  |  |  | 70000 | 6194 | 11.3 | 9 | 83000 | 6235 | 3.9 | 3.8 | Federally-Regulated Commercial & Industrial Equipment | 01/18/2001 |  | 03/12/2009
Addison Products | Addison Products | VWPG020-1B-XL* |  | Ground-Water-Source | WBAHP: Heat Pump Packaged Unit | Heat Pump | 230 | 1 |  |  | No Match | No Match |  |  |  | 19000 | 1292 | 14.7 | 9 | 13400 | 1189 | 3.3 |  | Non Federally-Regulated | 12/14/1998 |  | 04/10/2000
Waterfurnace International, Inc. | Waterfurnace International, Inc. | ATV013C1 |  | Ground-Water-Source | WBAHP: Heat Pump Packaged Unit | Heat Pump | 230 | 1 |  |  | No Match | No Match |  |  |  | 13300 | 847 | 15.7 | 9 | 9700 | 861 | 3.3 |  | Non Federally-Regulated | 01/30/1998 |  | 03/31/1998
Waterfurnace International, Inc. | Waterfurnace International, Inc. | ATH070*0(P) |  | Ground-Water-Source | WBAHP: Heat Pump Packaged Unit | Heat Pump | 208 | 1 |  |  | No Match | No Match |  |  |  | 41500 | 2385 | 17.4 | 9 | 32400 | 2636 | 3.6 |  | Non Federally-Regulated | 11/17/1999 |  | 05/19/2000
Waterfurnace International, Inc. | Waterfurnace International, Inc. | SXV120A3 |  | Water-Source | WBAHP: Heat Pump Packaged Unit | Heat Pump | 230 | 3 |  |  | No Match | No Match |  |  |  | 120000 | 9375 | 12.8 | 10.5 | 163000 | 11109 | 4.3 | 3.8 | Federally-Regulated Commercial & Industrial Equipment | 03/31/1998 |  | 05/10/1998
Waterfurnace International, Inc. | Eagle Mountain | ZS024**0*1 |  | Ground-Water-Source | WBAHP: Heat Pump Packaged Unit | Heat Pump | 208 | 1 |  |  | No Match | Single-Speed |  |  |  | 26400 | 1128 | 23.4 | 16.2 | 22300 | 1634 | 4 | 3.6 | Non Federally-Regulated | 09/03/2012 |  | 04/19/2013
Waterfurnace International, Inc. | WFI Industries, Ltd. | VLV/VXV024*0 |  | Water-Source | WBAHP: Heat Pump Packaged Unit | Heat Pump | 208 | 1 |  |  | No Match | No Match |  |  |  | 23800 | 1676 | 14.2 | 10 | 28200 | 1757 | 4.7 |  | Federally-Regulated Commercial & Industrial Equipment | 06/20/2003 |  | 02/17/2011
Florida Heat Pump | Energy Miser | HLT 70 CF -3 |  | Ground-Water-Source | WBAH: Heating Only Packaged Un | Heat Pump | 208 | 3 |  |  | No Match | No Match | [7 empty] | 82000 | 6865 | 3.5 | 2.5 | Non Federally-Regulated | 02/22/1990 |  | 07/31/1991
Enertech Global, LLC | Enertech | HHT060A2 |  | Ground-Source | WBAHP: Heat Pump Packaged Unit | Heat Pump | 230 | 3 |  |  | No Match | Single-Speed |  |  |  | 54600 | 3689 | 14.8 | 13.4 | 45600 | 3931 | 3.4 | 3.1 | Non Federally-Regulated | 12/12/2012 |  | 05/11/2015
Enertech Global, LLC | Enertech | H030C | MPD036 | Ground-Source | WBAHP-CB: Heat Pump Split Syst | Heat Pump | 208 | 1 |  |  | No Match | Single-Speed |  |  |  | 32300 | 1835 | 17.6 | 13.4 | 25800 | 2162 | 3.5 | 3.1 | Non Federally-Regulated | 07/16/2009 |  | 03/02/2012
Carrier Corp. | Carrier | 50QEH0363 |  | Water-Source | WBAHP: Heat Pump Packaged Unit | Heat Pump | 230 | 1 |  |  | No Match | No Match |  |  |  | 35800 | 2864 | 12.5 | 9 | 41500 | 3040 | 4 | 3.2 | Non Federally-Regulated | 02/22/1990 |  | 07/31/1991
ClimateMaster Inc. | Trane | WPCC019B |  | Water-Source | WBAHP-O: Heat Pump Packaged Un | Heat Pump | 208 | 1 |  |  | No Match | No Match |  |  |  | 19000 | 1705 | 11.1 | 9 | 21200 | 1735 | 3.6 | 3.2 | Federally-Regulated Commercial & Industrial Equipment | 07/05/1988 |  | 07/27/1992
Addison Products | Heat Controller | HWY007-0A |  | Water-Source | WBAHP: Heat Pump Packaged Unit | Heat Pump | 115 | 1 |  |  | No Match | No Match |  |  |  | 7600 | 633 | 12 | 10 | 10100 | 657 | 4.5 |  | Federally-Regulated Commercial & Industrial Equipment | 11/17/1999 |  | 04/12/2000
Mammoth | Mammoth | D019VSFXXX |  | Water-Source | WBAHP: Heat Pump Packaged Unit | Heat Pump | 230 | 1 |  |  | No Match | No Match |  |  |  | 18800 | 1680 | 11.2 | 9 | 25200 | 2000 | 3.7 | 3.2 | Non Federally-Regulated | 05/11/1988 |  | 03/15/1989
Carrier Corp. | Carrier | 50QXH0725 |  | Water-Source | WBAHP: Heat Pump Packaged Unit | Heat Pump | 208 | 3 |  |  | No Match | No Match |  |  |  | 71000 | 6228 | 11.4 | 9.2 | 92000 | 6420 | 4.2 |  | Federally-Regulated Commercial & Industrial Equipment | 02/05/1990 |  | 03/08/1996
Waterfurnace International, Inc. | Waterfurnace International, Inc. | SXH042B4 |  | Ground-Water-Source | WBAHP: Heat Pump Packaged Unit | Heat Pump | 460 | 3 |  |  | No Match | No Match |  |  |  | 44000 | 3358 | 13.1 | 11 | 46000 | 3370 | 4 | 3.5 | Non Federally-Regulated | 03/31/1998 |  | 05/10/1998
Mammoth | Mammoth | D052HSC |  | Water-Source | WBAHP: Heat Pump Packaged Unit | Heat Pump | 208 | 1 |  |  | No Match | No Match |  |  |  | 52500 | 4730 | 11.1 | 7.5 | 62000 | 4901 | 3.7 | 2.5 | Non Federally-Regulated | 05/16/1984 |  | 05/11/1988
ClimateMaster Inc. | Carrier | 50KQA/D015 |  | Water-Source | WBAHP-O: Heat Pump Packaged Un | Heat Pump | 265 | 1 |  |  | No Match | No Match |  |  |  | 15000 | 1200 | 12.5 | 9.3 | 17100 | 1222 | 4.1 | 3.8 | Federally-Regulated Commercial & Industrial Equipment | 03/31/1998 |  | 05/10/1998
Florida Heat Pump | Florida Heat Pump | EM031-4HZ |  | Water-Source | WBAHP: Heat Pump Packaged Unit | Heat Pump | 460 | 3 |  |  | No Match | No Match |  |  |  | 32000 | 2285 | 14 | 10 | 42000 | 2735 | 4.5 |  | Federally-Regulated Commercial & Industrial Equipment | 02/02/1998 |  | 03/31/1998
Mammoth | Hydrobank II | F062HHG/VHG |  | Water-Source | WBAHP: Heat Pump Packaged Unit | Heat Pump | 208 | 3 |  |  | No Match | No Match |  |  |  | 61000 | 5398 | 11.3 | 10 | 84500 | 6516 | 3.8 |  | Federally-Regulated Commercial & Industrial Equipment | 02/02/1998 |  | 03/31/1998
Waterfurnace International, Inc. | Waterfurnace International, Inc. | SXV030C0 |  | Water-Source | WBAHP-CB: Heat Pump Split Syst | Heat Pump | 230 | 1 |  |  | No Match | No Match |  |  |  | 31800 | 2338 | 13.6 | 9 | 33400 | 2330 | 4.2 | 3.5 | Non Federally-Regulated | 02/02/1998 |  | 10/02/1998
Mammoth | Hydrobank II | G030HHJ |  | Water-Source | WBAHP: Heat Pump Packaged Unit | Heat Pump | 460 | 3 |  |  | No Match | No Match |  |  |  | 31000 | 2818 | 11 | 10 | 39000 | 2929 | 3.9 |  | Federally-Regulated Commercial & Industrial Equipment | 11/14/2000 |  | 01/18/2001
Mammoth | Hydrobank II | D016HHJ |  | Water-Source | WBAHP: Heat Pump Packaged Unit | Heat Pump | 208 | 1 |  |  | No Match | No Match |  |  |  | 15800 | 1234 | 12.8 | 10 | 21800 | 1451 | 4.4 |  | Federally-Regulated Commercial & Industrial Equipment | 05/23/2000 |  | 11/14/2000
Geoflex Systems, Inc. | Geoflex Systems, Inc. | GF1S-V/H/D/M-036WAABE |  | Ground-Water-Source | WBAHP: Heat Pump Packaged Unit | Both Heat Pump and Electric Re | 208 | 1 |  |  | No Match | Single-Speed |  |  |  | 36500 | 1290 | 28.3 | 16.2 | 30900 | 2156 | 4.2 | 3.6 | Non Federally-Regulated | 03/02/2012 |  | 01/09/2014
ClimateMaster Inc. | Carrier Corp. | 50YCS0483 | FK4CNF006 | Ground-Water-Source | WBAHP-CB: Heat Pump Split Syst | Heat Pump | 208 | 1 |  |  | No Match | Single-Speed |  |  |  | 47500 | 2461 | 19.3 | 16.2 | 42000 | 3158 | 3.9 | 3.6 | Non Federally-Regulated | 09/15/2009 |  | 02/17/2011
Waterfurnace International, Inc. | Waterfurnace International, Inc. | SXV058B4 |  | Water-Source | WBAHP: Heat Pump Packaged Unit | Heat Pump | 460 | 3 |  |  | No Match | No Match |  |  |  | 55000 | 4044 | 13.6 | 10 | 69000 | 4493 | 4.5 |  | Federally-Regulated Commercial & Industrial Equipment | 12/14/1998 |  | 10/05/1999
Waterfurnace International, Inc. | Standard Range | WSH/WSV009A*1*** |  | Water-Source | WBAHP: Heat Pump Packaged Unit | Heat Pump | 230 | 1 |  |  | No Match | No Match |  |  |  | 9000 | 818 | 11 | 9 | 11500 | 910 | 3.7 | 3.2 | Federally-Regulated Commercial & Industrial Equipment | 09/13/1989 |  | 10/10/1989
ClimateMaster Inc. | Carrier Corp. | 50YDS038 | FV4***005 | Water-Source | WBAHP-CB: Heat Pump Split Syst | Heat Pump | 230 | 1 |  |  | No Match | Single-Speed |  |  |  | 35900 | 2426 | 14.8 | 12 | 44700 | 2620 | 5 | 4.2 | Federally-Regulated Commercial & Industrial Equipment | 01/24/2011 |  | 08/23/2011
Waterfurnace International, Inc. | Waterfurnace International, Inc. | ATV045D3(P) |  | Ground-Water-Source | WBAHP: Heat Pump Packaged Unit | Heat Pump | 208 | 3 |  |  | No Match | No Match |  |  |  | 27800 | 1323 | 21 | 9 | 19600 | 1472 | 3.9 |  | Non Federally-Regulated | 01/30/1998 |  | 03/31/1998
Waterfurnace International, Inc. | Waterfurnace International, Inc. | SXH048C0 |  | Ground-Water-Source | WBAHP: Heat Pump Packaged Unit | Heat Pump | 208 | 1 |  |  | No Match | No Match |  |  |  | 51500 | 3843 | 13.4 | 9 | 36000 | 3403 | 3.1 |  | Non Federally-Regulated | 12/14/1998 |  | 10/06/1999
Geoflex Systems, Inc. | Geoflex Systems, Inc. | GF1S-V/H/D/M-036WAABP |  | Ground-Source | WBAHP: Heat Pump Packaged Unit | Both Heat Pump and Electric Re | 208 | 1 |  |  | No Match | Single-Speed |  |  |  | 33800 | 1742 | 19.4 | 13.4 | 24400 | 1788 | 4 | 3.1 | Non Federally-Regulated | 03/02/2012 |  | 01/09/2014
Friedrich Air Conditioning Co. | Climate Master Series | 804-019-G******** |  | Water-Source | WBAHP: Heat Pump Packaged Unit | Heat Pump | 208 | 1 |  |  | No Match | No Match |  |  |  | 19000 | 1750 | 10.9 | 7.5 | 23000 | 1875 | 3.6 | 2.5 | Non Federally-Regulated | 08/30/1983 |  | 08/29/1986
Waterfurnace International, Inc. | Rybacki - Hart Enterprises | ZS036**0*4 |  | Water-Source | WBAHP: Heat Pump Packaged Unit | Heat Pump | 208 | 1 |  |  | No Match | Single-Speed |  |  |  | 33300 | 2220 | 15 | 12 | 40600 | 2479 | 4.8 | 4.2 | Federally-Regulated Commercial & Industrial Equipment | 06/14/2011 |  | 03/02/2012
ClimateMaster Inc. | Carrier Corp. | 50PSH/V/D036K***2 |  | Ground-Source | WBAHP: Heat Pump Packaged Unit | Heat Pump | 208 | 1 |  |  | No Match | Single-Speed |  |  |  | 34600 | 1696 | 20.4 | 13.4 | 25600 | 1745 | 4.3 | 3.1 | Non Federally-Regulated | 10/24/2014 |  | 04/22/2015
Florida Heat Pump | Florida Heat Pump | GT062-5CF/HZ/VT |  | Water-Source | WBAHP-CB: Heat Pump Split Syst | Heat Pump | 575 | 3 |  |  | No Match | No Match |  |  |  | 61500 | 4920 | 12.5 | 9 | 78000 | 6014 | 3.8 | 3.5 | Non Federally-Regulated | 04/12/2000 |  | 07/18/2002
Florida Heat Pump | Florida Heat Pump | GT030-2CF/HZ/VT |  | Water-Source | WBAHP-CB: Heat Pump Split Syst | Heat Pump | 265 | 1 |  |  | No Match | No Match |  |  |  | 31400 | 2211 | 14.2 | 9 | 33000 | 2417 | 4 | 3.5 | Non Federally-Regulated | 04/12/2000 |  | 05/23/2001
Climate Control / Snyder General | Electro-Hydronics | FW610G3 |  | Water-Source | WBAHP: Heat Pump Packaged Unit | Heat Pump | 230 | 1 |  |  | No Match | No Match |  |  |  | 61500 | 5850 | 10.5 | 7.5 | 77000 | 5785 | 3.9 | 2.5 | Non Federally-Regulated | 06/11/1985 |  | 08/29/1986
Waterfurnace International, Inc. | Extended Range | WXH084A*4*** |  | Ground-Water-Source | WBAHP: Heat Pump Packaged Unit | Heat Pump | 460 | 3 |  |  | No Match | No Match |  |  |  | 90000 | 8036 | 11.2 | 11 | 111000 | 9292 | 3.5 | 3.4 | Non Federally-Regulated | 07/31/1991 |  | 03/31/1998
Waterfurnace International, Inc. | Geotility Geothermal Installations | ZS048**4*4 |  | Ground-Water-Source | WBAHP: Heat Pump Packaged Unit | Heat Pump | 460 | 3 |  |  | No Match | Single-Speed |  |  |  | 52000 | 2222 | 23.4 | 16.2 | 45900 | 3203 | 4.2 | 3.6 | Non Federally-Regulated | 06/14/2011 |  | 04/19/2013
Waterfurnace International, Inc. | Waterfurnace International, Inc. | SXV058C4 |  | Water-Source | WBAHP: Heat Pump Packaged Unit | Heat Pump | 460 | 3 |  |  | No Match | No Match |  |  |  | 55000 | 4044 | 13.6 | 10 | 69000 | 4493 | 4.5 |  | Federally-Regulated Commercial & Industrial Equipment | 12/14/1998 |  | 10/05/1999
Waterfurnace International, Inc. | Waterfurnace International, Inc. | ATV022D0 |  | Ground-Source | WBAHP: Heat Pump Packaged Unit | Heat Pump | 230 | 1 |  |  | No Match | No Match |  |  |  | 23400 | 1392 | 16.8 |  | 15700 | 1353 | 3.4 |  | Non Federally-Regulated | 03/31/1998 |  | 05/10/1998
Waterfurnace International, Inc. | Waterfurnace International, Inc. | SXV013C1 |  | Ground-Water-Source | WBAHP: Heat Pump Packaged Unit | Heat Pump | 208 | 1 |  |  | No Match | No Match |  |  |  | 13300 | 847 | 15.7 | 9 | 9700 | 861 | 3.3 |  | Non Federally-Regulated | 01/30/1998 |  | 03/31/1998
Mammoth | Hydrobank II | D020VHG |  | Water-Source | WBAHP: Heat Pump Packaged Unit | Heat Pump | 230 | 1 |  |  | No Match | No Match |  |  |  | 19500 | 1488 | 13.1 | 10 | 24500 | 1560 | 4.6 |  | Federally-Regulated Commercial & Industrial Equipment | 11/14/2000 |  | 01/18/2001
Florida Heat Pump | Florida Heat Pump | EM028-1HZ |  | Water-Source | WBAHP: Heat Pump Packaged Unit | Heat Pump | 230 | 1 |  |  | No Match | No Match |  |  |  | 28000 | 1971 | 14.2 | 10 | 33400 | 2175 | 4.5 |  | Federally-Regulated Commercial & Industrial Equipment | 02/02/1998 |  | 03/31/1998
Mammoth | Hydrobank II | F086VLL |  | Ground-Water-Source | WBAHP: Heat Pump Packaged Unit | Heat Pump | 230 | 3 |  |  | No Match | No Match |  |  |  | 86000 | 6370 | 13.5 | 9 | 64000 | 6048 | 3.1 |  | Non Federally-Regulated | 06/27/2003 |  | 03/12/2009
Mammoth | Hydrobank II | F110HHF/VHF |  | Water-Source | WBAHP: Heat Pump Packaged Unit | Heat Pump | 230 | 3 |  |  | No Match | No Match |  |  |  | 104000 | 7536 | 13.8 | 9 | 131000 | 8529 | 4.5 | 3.8 | Federally-Regulated Commercial & Industrial Equipment | 10/05/1999 |  | 05/23/2000
Snyder General Corp. | McQuay | CC750FP |  | Water-Source | WBAHP: Heat Pump Packaged Unit | Heat Pump | 460 | 3 |  |  | No Match | No Match |  |  |  | 74000 | 7000 | 10.6 | 9.2 | 92000 | 7500 | 3.6 | 2.5 | Non Federally-Regulated | 02/22/1990 |  | 07/31/1991
Enertech Global, LLC | Enertech | TXT048C |  | Ground-Water-Source | WBAHP: Heat Pump Packaged Unit | Heat Pump | 230 | 1 |  |  | No Match | No Match |  |  |  | 55100 | 2277 | 24.2 | 16.2 | 48700 | 2973 | 4.8 | 3.6 | No Match | 05/02/2012 |  | 05/08/2012
ClimateMaster Inc. | Carrier Corp. | 50YEH/V/D030K***3 |  | Water-Source | WBAHP: Heat Pump Packaged Unit | Heat Pump | 208 | 1 |  |  | No Match | Single-Speed |  |  |  | 28000 | 1618 | 17.3 | 12 | 35100 | 1774 | 5.8 | 4.2 | Federally-Regulated Commercial & Industrial Equipment | 10/24/2014 |  | 04/22/2015
Waterfurnace International, Inc. | American Standard, Inc. | A1GC048***1**0 |  | Ground-Water-Source | WBAHP: Heat Pump Packaged Unit | Heat Pump | 208 | 1 |  |  | No Match | Single-Speed |  |  |  | 52000 | 2476 | 21 | 16.2 | 45900 | 3540 | 3.8 | 3.6 | Non Federally-Regulated | 08/23/2011 |  | 10/24/2014
California Heat Pump | California Heat Pump | CHP-19C*-12-** |  | Water-Source | WBAHP: Heat Pump Packaged Unit | Heat Pump | 230 | 1 |  |  | No Match | No Match |  |  |  | 19000 | 2100 | 9 | 7.5 | 22500 | 2225 | 3 | 2.5 | Non Federally-Regulated | 01/05/1982 |  | 09/08/1982
Florida Heat Pump | Florida Heat Pump | TA035-1CS | TA035-1AH/AV | Ground-Water-Source | WBAHP-CB: Heat Pump Split Syst | Heat Pump | 230 | 1 |  |  | No Match | Dual-Speed |  |  |  | 41200 | 1760 | 23.4 | 16.2 | 36200 | 2306 | 4.6 | 3.6 | Non Federally-Regulated | 06/14/2011 |  | 04/20/2015
ClimateMaster Inc. | Carrier | 50HQA/HQD096 3 |  | Water-Source | WBAHP: Heat Pump Packaged Unit | Heat Pump | 230 | 1 |  |  | No Match | No Match |  |  |  | 95000 | 8636 | 11 | 9 | 114000 | 8792 | 3.8 | 3.8 | Federally-Regulated Commercial & Industrial Equipment | 02/02/1998 |  | 03/31/1998
Waterfurnace International, Inc. | Geotility Geothermal Installations | ZS030**3*1 |  | Water-Source | WBAHP: Heat Pump Packaged Unit | Heat Pump | 208 | 3 |  |  | No Match | Single-Speed |  |  |  | 29500 | 1879 | 15.7 | 12 | 34600 | 1988 | 5.1 | 4.2 | Federally-Regulated Commercial & Industrial Equipment | 01/24/2011 |  | 04/19/2013
ClimateMaster Inc. | Climate Master | TES/P064A | TAH064B | Water-Source | WBAHP-CB: Heat Pump Split Syst | Heat Pump | 208 | 1 |  |  | No Match | Single-Speed |  |  |  | 57200 | 3813 | 15 | 12 | 67500 | 4121 | 4.8 | 4.2 | Federally-Regulated Commercial & Industrial Equipment | 12/12/2012 |  | 06/09/2015
ClimateMaster Inc. | Climate Master Series | CS/CL 007 |  | Water-Source | WBAHP-O: Heat Pump Packaged Un | Heat Pump | 230 | 1 |  |  | No Match | No Match |  |  |  | 6800 | 531 | 12.8 | 10 | 8600 | 547 | 4.6 |  | Federally-Regulated Commercial & Industrial Equipment | 10/05/1999 |  | 04/12/2000
Florida Heat Pump | Florida Heat Pump | GT030-3CS | GT030-1AH/AV | Ground-Water-Source | WBAHP-CB: Heat Pump Split Syst | Heat Pump | 230 | 3 |  |  | No Match | No Match |  |  |  | 30600 | 2081 | 14.7 | 9 | 20200 | 1909 | 3.1 |  | Non Federally-Regulated | 04/10/2000 |  | 05/29/2001
American Air Filter | Enercon | GVW-36 |  | Water-Source | WBAHP: Heat Pump Packaged Unit | Heat Pump | 230 | 3 |  |  | No Match | No Match |  |  |  | 35000 | 3125 | 11.2 | 9 | 42500 | 3458 | 3.6 | 3.2 | Non Federally-Regulated | 02/22/1990 |  | 07/31/1991
ClimateMaster Inc. | Carrier Corp. | 50YEH/V/D036****3 |  | Water-Source | WBAHP: Heat Pump Packaged Unit | Heat Pump | 208 | 1 |  |  | No Match | Single-Speed |  |  |  | 33400 | 1965 | 17 | 12 | 40400 | 2114 | 5.6 | 4.2 | Federally-Regulated Commercial & Industrial Equipment | 10/24/2014 |  | 04/22/2015
McQuay / Snyder General | Electro-Hydronics | CW70G3 |  | Water-Source | WBAHP: Heat Pump Packaged Unit | Heat Pump | 230 | 1 |  |  | No Match | No Match |  |  |  | 6900 | 645 | 10.7 | 7.5 | 8800 | 680 | 3.8 | 2.5 | Non Federally-Regulated | 08/29/1986 |  | 05/11/1988
Mammoth | Hydrobank II | G120VLK |  | Ground-Water-Source | WBAHP: Heat Pump Packaged Unit | Heat Pump | 460 | 3 |  |  | No Match | No Match |  |  |  | 119000 | 8561 | 13.9 | 9 | 94600 | 8941 | 3.1 |  | Non Federally-Regulated | 07/22/2002 |  | 03/12/2009
Singer | Electro-Hydronics | FC240CP |  | Water-Source | WBAHP: Heat Pump Packaged Unit | Heat Pump | 460 | 3 |  |  | No Match | No Match |  |  |  | 24000 | 2850 | 8.4 | 7.5 | 28400 | 2900 | 2.9 | 2.5 | Non Federally-Regulated | 09/08/1982 |  | 05/16/1984
Carrier Corp. | Carrier | 50KQ0154 |  | Water-Source | WBAHP: Heat Pump Packaged Unit | Heat Pump | 265 | 1 |  |  | No Match | No Match |  |  |  | 14700 | 1300 | 11.3 | 9 | 16600 | 1315 | 3.7 | 3.2 | Federally-Regulated Commercial & Industrial Equipment | 02/06/1988 |  | 05/11/1988
Waterfurnace International, Inc. | Waterfurnace International, Inc. | E072**1 |  | Ground-Water-Source | WBAHP: Heat Pump Packaged Unit | Heat Pump | 208 | 1 |  |  | No Match | No Match |  |  |  | 69700 | 5240 | 13.3 | 9 | 51800 | 4599 | 3.3 |  | Non Federally-Regulated | 06/27/2003 |  | 03/12/2009
Addison Products | Addison Products | HWPG017-1B** |  | Ground-Water-Source | WBAHP: Heat Pump Packaged Unit | Heat Pump | 230 | 1 |  |  | No Match | No Match |  |  |  | 16300 | 1124 | 14.5 | 9 | 11500 | 1087 | 3.1 |  | Non Federally-Regulated | 05/10/1998 |  | 10/02/1998
Florida Heat Pump | Florida Heat Pump | EM041-3CF/HZ/VT |  | Ground-Water-Source | WBAHP: Heat Pump Packaged Unit | Heat Pump | 208 | 3 |  |  | No Match | No Match |  |  |  | 41000 | 3037 | 13.5 | 9 | 30000 | 2929 | 3 |  | Non Federally-Regulated | 07/22/2002 |  | 03/12/2009
Waterfurnace International, Inc. | Geotility Geothermal Installations | ZS041**3*4 |  | Ground-Water-Source | WBAHP: Heat Pump Packaged Unit | Heat Pump | 230 | 3 |  |  | No Match | Single-Speed |  |  |  | 44500 | 2023 | 22 | 16.2 | 36000 | 2638 | 4 | 3.6 | Non Federally-Regulated | 06/14/2011 |  | 04/19/2013
Waterfurnace International, Inc. | Waterfurnace International, Inc. | ATV070*1 |  | Ground-Water-Source | WBAHP: Heat Pump Packaged Unit | Heat Pump | 208 | 1 |  |  | No Match | No Match |  |  |  | 71000 | 6698 | 10.6 | 9 | 52000 | 5441 | 2.8 |  | Non Federally-Regulated | 10/06/1999 |  | 05/19/2000
Waterfurnace International, Inc. | Johnson Controls | RGSV/RGSH036**0*4 |  | Water-Source | WBAHP: Heat Pump Packaged Unit | Heat Pump | 208 | 1 |  |  | No Match | Single-Speed |  |  |  | 33300 | 2220 | 15 | 12 | 40600 | 2479 | 4.8 | 4.2 | Federally-Regulated Commercial & Industrial Equipment | 06/14/2011 |  | 03/02/2012
Command-Aire | Command-Aire | SWP281E |  | Water-Source | WBAHP: Heat Pump Packaged Unit | Heat Pump | 230 | 1 |  |  | No Match | No Match |  |  |  | 30000 | 2720 | 11 | 9 | 42000 | 3000 | 4 | 3.2 | Non Federally-Regulated | 05/11/1988 |  | 03/15/1989
McQuay / Snyder General | Electro-Hydronics | VF090G7 |  | Water-Source | WBAHP: Heat Pump Packaged Unit | Heat Pump | 265 | 1 |  |  | No Match | No Match |  |  |  | 9000 | 855 | 10.5 | 9 | 11000 | 920 | 3.5 | 3.2 | Non Federally-Regulated | 05/11/1988 |  | 03/15/1989
Command-Aire | Command-Aire | SWPXR614E |  | Water-Source | WBAHP: Heat Pump Packaged Unit | Heat Pump | 460 | 3 |  |  | No Match | No Match |  |  |  | 62000 | 5640 | 11 | 9 | 74000 | 5290 | 4.1 | 3.2 | Non Federally-Regulated | 05/11/1988 |  | 03/15/1989
Waterfurnace International, Inc. | Eagle Mountain | ZS024**2*1 |  | Water-Source | WBAHP: Heat Pump Packaged Unit | Heat Pump | 265 | 1 |  |  | No Match | Single-Speed |  |  |  | 23900 | 1583 | 15.1 | 12 | 27000 | 1583 | 5 | 4.2 | Federally-Regulated Commercial & Industrial Equipment | 01/24/2011 |  | 04/19/2013
Florida Heat Pump | Florida Heat Pump | CG015-1 |  | Ground-Water-Source | WBAHP: Heat Pump Packaged Unit | Heat Pump | 230 | 1 |  |  | No Match | No Match |  |  |  | 15500 | 993 | 15.6 | 9 | 9000 | 878 | 3 |  | Non Federally-Regulated | 10/06/1999 |  | 04/10/2000
Addison Products | Addison Products | HGY018-1A |  | Ground-Water-Source | WBAHP: Heat Pump Packaged Unit | Heat Pump | 230 | 1 |  |  | No Match | No Match |  |  |  | 18200 | 1358 | 13.4 | 9 | 14100 | 1291 | 3.2 |  | Non Federally-Regulated | 07/22/2002 |  | 03/12/2009
Enertech Global, LLC | Enertech | HST072A2 | ACD060 | Ground-Water-Source | WBAHP-CB: Heat Pump Split Syst | Heat Pump | 230 | 3 |  |  | No Match | Single-Speed | 3108 | 4814 | 1 | 69100 | 3735 | 18.5 | 16.2 | 65700 | 4814 | 4 | 3.6 | Non Federally-Regulated | 03/02/2012 |  | 12/12/2012
ClimateMaster Inc. | Trane | WPCC012B |  | Water-Source | WBAHP-O: Heat Pump Packaged Un | Heat Pump | 208 | 1 |  |  | No Match | No Match |  |  |  | 11400 | 1165 | 9.8 | 9 | 12900 | 1055 | 3.6 | 3.2 | Federally-Regulated Commercial & Industrial Equipment | 07/05/1988 |  | 07/27/1992
Florida Heat Pump | Florida Heat Pump | EM028-2CF |  | Water-Source | WBAHP: Heat Pump Packaged Unit | Heat Pump | 265 | 1 |  |  | No Match | No Match |  |  |  | 28000 | 1971 | 14.2 | 10 | 33400 | 2175 | 4.5 |  | Federally-Regulated Commercial & Industrial Equipment | 12/14/1998 |  | 10/05/1999
Florida Heat Pump | Energy Miser | HEV19-2 |  | Water-Source | WBAHP: Heat Pump Packaged Unit | Heat Pump | 265 | 1 |  |  | No Match | No Match |  |  |  | 23000 | 1840 | 12.5 | 9.3 | 23500 | 1680 | 4.1 | 3.8 | Non Federally-Regulated | 07/31/1991 |  | 03/31/1998
Waterfurnace International, Inc. | Spectra | SXH068A1 |  | Water-Source | WBAHP-CB: Heat Pump Split Syst | Heat Pump | 208 | 1 |  |  | No Match | No Match |  |  |  | 70000 | 5983 | 11.7 | 9.2 | 80000 | 6335 | 3.7 | 3.5 | Non Federally-Regulated | 06/02/1993 |  | 06/03/1993
Waterfurnace International, Inc. | Geotility Geothermal Installations | ZS023**3*1 |  | Water-Source | WBAHP: Heat Pump Packaged Unit | Heat Pump | 230 | 3 |  |  | No Match | Single-Speed |  |  |  | 23000 | 1533 | 15 | 12 | 26000 | 1621 | 4.7 | 4.2 | Federally-Regulated Commercial & Industrial Equipment | 01/24/2011 |  | 04/19/2013
ClimateMaster Inc. | Carrier Corp. | 38WQS024 3 | FK4CNF003 | Ground-Water-Source | WBAHP-CB: Heat Pump Split Syst | Heat Pump | 208 | 1 |  |  | No Match | Single-Speed |  |  |  | 25700 | 1248 | 20.6 | 16.2 | 22800 | 1714 | 3.9 | 3.6 | Non Federally-Regulated | 09/15/2009 |  | 02/17/2011
Florida Heat Pump | Florida Heat Pump | GT010-2VT/HZ/CF |  | Ground-Water-Source | WBAHP: Heat Pump Packaged Unit | Heat Pump | 265 | 1 |  |  | No Match | No Match |  |  |  | 11200 | 695 | 16.1 | 9 | 8000 | 732 | 3.2 |  | Non Federally-Regulated | 10/06/1999 |  | 04/10/2000
Marvair | Marvair | WVP57HPA |  | Water-Source | WBAHP: Heat Pump Packaged Unit | Heat Pump | 230 | 1 |  |  | No Match | No Match |  |  |  | 57000 | 5429 | 10.5 | 9 | 72000 | 5703 | 3.7 | 3.2 | Non Federally-Regulated | 02/22/1990 |  | 07/31/1991
Carrier Corp. | Carrier | 50HQD048 |  | Water-Source | WBAHP: Heat Pump Packaged Unit | Heat Pump | 208 | 1 |  |  | No Match | No Match |  |  |  | 47500 | 4318 | 11 | 10 | 57000 | 4394 | 3.8 |  | Federally-Regulated Commercial & Industrial Equipment | 12/14/1994 |  | 04/07/1996
McQuay / Snyder General | Electro-Hydronics | CW500F5 |  | Water-Source | WBAHP: Heat Pump Packaged Unit | Heat Pump | 208 | 1 |  |  | No Match | No Match |  |  |  | 50000 | 4850 | 10.3 | 7.5 | 65000 | 4900 | 3.9 | 2.5 | Non Federally-Regulated | 08/29/1986 |  | 05/11/1988
Enertech Global, LLC | Roth Industries, Inc. | RCT048C |  | Ground-Water-Source | WBAHP: Heat Pump Packaged Unit | Heat Pump | 208 | 1 |  |  | No Match | Single-Speed |  |  |  | 53600 | 2404 | 22.3 | 16.2 | 47700 | 3107 | 4.5 | 3.6 | Non Federally-Regulated | 12/12/2012 |  | 04/21/2014
Friedrich Climate Master | Climate Master Series | 804-060-H******** |  | Water-Source | WBAHP: Heat Pump Packaged Unit | Heat Pump | 208 | 3 |  |  | No Match | No Match |  |  |  | 62000 | 6100 | 10.2 | 7.5 | 68000 | 5600 | 3.6 | 2.5 | Non Federally-Regulated | 08/29/1986 |  | 05/11/1988
Waterfurnace International, Inc. | Waterfurnace International, Inc. | RTV066*1 |  | Ground-Water-Source | WBAHP: Heat Pump Packaged Unit | Heat Pump | 230 | 1 |  |  | No Match | No Match |  |  |  | 65000 | 4710 | 13.8 | 9 | 51800 | 4742 | 3.2 |  | Non Federally-Regulated | 10/06/1999 |  | 07/18/2002
Waterfurnace International, Inc. | Waterfurnace International, Inc. | VLH012A1 |  | Water-Source | WBAHP: Heat Pump Packaged Unit | Heat Pump | 230 | 1 |  |  | No Match | No Match |  |  |  | 11800 | 1053 | 11.2 | 10 | 17200 | 1326 | 3.8 |  | Federally-Regulated Commercial & Industrial Equipment | 12/14/1998 |  | 10/05/1999
Florida Heat Pump | Geomaster, LLC | EC041-2CS | EC041-2AH/AV | Water-Source | WBAHP-CB: Heat Pump Split Syst | Heat Pump | 265 | 1 |  |  | No Match | Single-Speed |  |  |  | 37000 | 3008 | 12.3 | 12 | 48000 | 3349 | 4.2 | 4.2 | Federally-Regulated Commercial & Industrial Equipment | 04/23/2009 |  | 04/20/2015
Addison Products | Addison Products | VWY030-3A |  | Water-Source | WBAHP: Heat Pump Packaged Unit | Heat Pump | 208 | 3 |  |  | No Match | No Match |  |  |  | 32000 | 2442 | 13.1 | 10 | 41100 | 2800 | 4.3 |  | Federally-Regulated Commercial & Industrial Equipment | 05/19/2000 |  | 11/14/2000
Enertech Global, LLC | Enertech | TRT036A | ACD036 | Ground-Source | WBAHP-CB: Heat Pump Split Syst | Heat Pump | 230 | 1 |  |  | No Match | Single-Speed |  |  |  | 35600 | 2145 | 16.6 | 13.4 | 27500 | 2121 | 3.8 | 3.1 | Non Federally-Regulated | 12/12/2012 |  | 04/29/2015
ClimateMaster Inc. | Climate Master | TES/P026A | TAH026B | Ground-Source | WBAHP-CB: Heat Pump Split Syst | Heat Pump | 230 | 1 |  |  | No Match | Single-Speed |  |  |  | 26300 | 1377 | 19.1 | 13.4 | 19700 | 1408 | 4.1 | 3.1 | Non Federally-Regulated | 12/12/2012 |  | 01/09/2014
ClimateMaster Inc. | Climate Master Series | V113-34********** |  | Water-Source | WBAHP: Heat Pump Packaged Unit | Heat Pump | 460 | 3 |  |  | No Match | No Match |  |  |  | 113000 | 10660 | 10.6 | 9.2 | 130000 | 10300 | 3.7 | 2.5 | Non Federally-Regulated | 02/22/1990 |  | 07/31/1991
American Air Filter | Enercon | CCW-09 |  | Water-Source | WBAHP-O: Heat Pump Packaged Un | Heat Pump | 230 | 1 |  |  | No Match | No Match |  |  |  | 8600 | 814 | 10.6 | 9 | 10500 | 915 | 3.4 | 3.2 | Non Federally-Regulated | 02/22/1990 |  | 07/31/1991
Jacobsen Energy Ind., Inc. | Thermaflo II | 60***1**** |  | Water-Source | WBAHP: Heat Pump Packaged Unit | Heat Pump | 208 | 1 |  |  | No Match | No Match |  |  |  | 60000 | 5350 | 11.2 | 9 | 73000 | 6100 | 3.9 | 3.2 | Non Federally-Regulated | 05/11/1988 |  | 03/15/1989
Climate Control / Snyder General | Electro-Hydronics | CW400GP |  | Water-Source | WBAHP: Heat Pump Packaged Unit | Heat Pump | 460 | 3 |  |  | No Match | No Match |  |  |  | 39600 | 3960 | 10 | 7.5 | 45000 | 3880 | 3.4 | 2.5 | Non Federally-Regulated | 06/11/1985 |  | 08/29/1986
Climate Control / Snyder General | Electro-Hydronics | CW330GP |  | Water-Source | WBAHP: Heat Pump Packaged Unit | Heat Pump | 460 | 3 |  |  | No Match | No Match |  |  |  | 33000 | 3050 | 10.8 | 7.5 | 39000 | 3090 | 3.7 | 2.5 | Non Federally-Regulated | 05/16/1984 |  | 08/29/1986
ClimateMaster Inc. | Climate Master Series | GSV/GSH042 |  | Ground-Water-Source | WBAHP: Heat Pump Packaged Unit | Heat Pump | 230 | 1 |  |  | No Match | No Match |  |  |  | 43800 | 2881 | 15.2 | 9 | 32800 | 2912 | 3.3 |  | Non Federally-Regulated | 10/06/1999 |  | 04/10/2000
Addison Products | Heat Controller | HWPH032-1JA/1JBA |  | Water-Source | WBAHP: Heat Pump Packaged Unit | Heat Pump | 208 | 1 |  |  | No Match | No Match |  |  |  | 31200 | 2761 | 11.3 | 10 | 38500 | 2968 | 3.8 |  | Federally-Regulated Commercial & Industrial Equipment | 10/05/1999 |  | 04/12/2000
Bard Manufacturing Company, Inc. | Bard | QW301-A |  | Ground-Water-Source | WBAHP: Heat Pump Packaged Unit | Heat Pump | 208 | 1 |  |  | No Match | No Match |  |  |  | 29000 | 1757 | 16.5 | 9 | 20400 | 1757 | 3.4 |  | Non Federally-Regulated | 07/22/2002 |  | 03/12/2009
Addison Products | Addison Products | DWPG042-1B-XL* |  | Ground-Water-Source | WBAHP: Heat Pump Packaged Unit | Heat Pump | 230 | 1 |  |  | No Match | No Match |  |  |  | 41500 | 2881 | 14.4 | 9 | 30000 | 2930 | 3 |  | Non Federally-Regulated | 12/14/1998 |  | 04/10/2000
Waterfurnace International, Inc. | Waterfurnace International, Inc. | P070**3 |  | Ground-Water-Source | WBAHP: Heat Pump Packaged Unit | Heat Pump | 230 | 3 |  |  | No Match | No Match |  |  |  | 71000 | 6698 | 10.6 | 9 | 52000 | 5441 | 2.8 |  | Non Federally-Regulated | 05/19/2000 |  | 07/18/2002
Carrier Corp. | Carrier | 50QXV0483 |  | Water-Source | WBAHP: Heat Pump Packaged Unit | Heat Pump | 208 | 1 |  |  | No Match | No Match |  |  |  | 48000 | 4365 | 11 | 9 | 58000 | 4440 | 3.8 | 3.2 | Non Federally-Regulated | 10/10/1989 |  | 07/31/1991
Mammoth | Hydrobank II | E027HHF/VHF |  | Water-Source | WBAHP: Heat Pump Packaged Unit | Heat Pump | 265 | 1 |  |  | No Match | No Match |  |  |  | 25000 | 1851 | 13.5 | 10 | 33000 | 2014 | 4.8 |  | Federally-Regulated Commercial & Industrial Equipment | 12/14/1998 |  | 05/23/2000
Econar | Econar | GH1201 |  | Ground-Water-Source | WBAHP: Heat Pump Packaged Unit | Heat Pump | 208 | 3 |  |  | No Match | No Match |  |  |  | 109000 | 9083 | 12 | 9 | 107000 | 10453 | 3 |  | Non Federally-Regulated | 01/30/1998 |  | 10/02/1998
Waterfurnace International, Inc. | Waterfurnace International, Inc. | SXV036C4 |  | Ground-Water-Source | WBAHP: Heat Pump Packaged Unit | Heat Pump | 460 | 3 |  |  | No Match | No Match |  |  |  | 37600 | 2870 | 13.1 | 11 | 40500 | 2967 | 4 | 3.5 | Non Federally-Regulated | 03/31/1998 |  | 05/10/1998
ClimateMaster Inc. | Trane | WPVA26XF* |  | Water-Source | WBAHP: Heat Pump Packaged Unit | Heat Pump | 230 | 3 |  |  | No Match | No Match |  |  |  | 26000 | 2453 | 10.6 | 9 | 31600 | 2503 | 3.7 | 3.2 | Non Federally-Regulated | 05/11/1988 |  | 03/15/1989
Command-Aire | Command-Aire | SPVD0191 |  | Water-Source | WBAHP: Heat Pump Packaged Unit | Heat Pump | 208 | 1 |  |  | No Match | No Match |  |  |  | 20000 | 1754 | 11.4 | 10 | 26700 | 1863 | 4.2 |  | Federally-Regulated Commercial & Industrial Equipment | 08/07/1998 |  | 10/02/1998
Florida Heat Pump | Florida Heat Pump | CE035-1CS | CE035-1AH/AV | Water-Source | WBAHP-CB: Heat Pump Split Syst | Heat Pump | 208 | 1 |  |  | No Match | Dual-Speed |  |  |  | 35300 | 2468 | 14.3 | 12 | 42200 | 2631 | 4.7 | 4.2 | Federally-Regulated Commercial & Industrial Equipment | 06/14/2011 |  | 04/20/2015
Climate Control / Snyder General | Trane | WPHA99XF* |  | Water-Source | WBAHP: Heat Pump Packaged Unit | Heat Pump | 230 | 3 |  |  | No Match | No Match |  |  |  | 107000 | 10000 | 10.7 | 9.2 | 136000 | 10489 | 3.8 | 2.5 | Non Federally-Regulated | 05/16/1984 |  | 05/11/1988
Mammoth | Hydrobank II | F090VLF/HLF |  | Ground-Water-Source | WBAHP: Heat Pump Packaged Unit | Heat Pump | 208 | 3 |  |  | No Match | No Match |  |  |  | 85330 | 6563 | 13 | 9 | 66000 | 6668 | 2.9 |  | Non Federally-Regulated | 10/06/1999 |  | 04/10/2000
Mammoth | Geox | ZD009VHCXXX |  | Water-Source | WBAHP: Heat Pump Packaged Unit | Heat Pump | 230 | 1 |  |  | No Match | No Match |  |  |  | 8400 | 810 | 10.4 | 9 | 12000 | 900 | 3.9 | 3.2 | Non Federally-Regulated | 05/11/1988 |  | 03/15/1989
Waterfurnace International, Inc. | Waterfurnace International, Inc. | SXH068*0 |  | Water-Source | WBAHP: Heat Pump Packaged Unit | Heat Pump | 230 | 1 |  |  | No Match | No Match |  |  |  | 65000 | 5200 | 12.5 | 9 | 84000 | 5469 | 4.5 | 3.8 | Federally-Regulated Commercial & Industrial Equipment | 10/05/1999 |  | 05/19/2000
Bard Manufacturing Company, Inc. | Bard | QW301-A |  | Ground-Water-Source | WBAHP: Heat Pump Packaged Unit | Heat Pump | 230 | 1 |  |  | No Match | No Match |  |  |  | 29000 | 1757 | 16.5 | 9 | 20400 | 1757 | 3.4 |  | Non Federally-Regulated | 07/22/2002 |  | 03/12/2009
Jacobsen Energy Ind., Inc. | Jacobsen Energy Ind., Inc. | 24***3**** |  | Water-Source | WBAHP: Heat Pump Packaged Unit | Heat Pump | 230 | 1 |  |  | No Match | No Match |  |  |  | 24000 | 2050 | 11.7 | 9 | 31000 | 2250 | 4 | 3.2 | Non Federally-Regulated | 02/22/1990 |  | 07/31/1991
Bard Manufacturing Company, Inc. | Bard | QW361-A |  | Ground-Water-Source | WBAHP: Heat Pump Packaged Unit | Heat Pump | 208 | 1 |  |  | No Match | No Match |  |  |  | 33400 | 2049 | 16.3 | 9 | 23200 | 2059 | 3.3 |  | Non Federally-Regulated | 03/21/2001 |  | 01/24/2002
Waterfurnace International, Inc. | Eagle Mountain | ZS024**0*1 |  | Ground-Source | WBAHP: Heat Pump Packaged Unit | Heat Pump | 230 | 1 |  |  | No Match | Single-Speed |  |  |  | 24400 | 1394 | 17.5 | 13.4 | 17500 | 1350 | 3.8 | 3.1 | Non Federally-Regulated | 09/03/2012 |  | 04/19/2013
Geoflex Systems, Inc. | Geoflex Systems, Inc. | GS1S-V/H/D/M-060WACBP |  | Water-Source | WBAHP: Heat Pump Packaged Unit | Heat Pump | 200 | 3 |  |  | No Match | Single-Speed |  |  |  | 63100 | 3944 | 16 | 12 | 70800 | 4069 | 5.1 | 4.2 | Federally-Regulated Commercial & Industrial Equipment | 03/02/2012 |  | 01/09/2014
Command-Aire | Command-Aire | SWP-2533 |  | Water-Source | WBAHP: Heat Pump Packaged Unit | Heat Pump | 230 | 3 |  |  | No Match | No Match |  |  |  | 292000 | 31600 | 9.2 |  | 405000 | 33100 | 3.6 |  | Non Federally-Regulated | 05/11/1988 |  | 03/15/1989
Addison Products | Heat Controller | DWPG054-1B-XL |  | Ground-Water-Source | WBAHP: Heat Pump Packaged Unit | Heat Pump | 208 | 1 |  |  | No Match | No Match |  |  |  | 53000 | 3868 | 13.7 | 9 | 40000 | 3906 | 3 |  | Non Federally-Regulated | 10/06/1999 |  | 04/10/2000
Waterfurnace International, Inc. | Waterfurnace International, Inc. | SXV010B0 |  | Water-Source | WBAHP: Heat Pump Packaged Unit | Heat Pump | 230 | 1 |  |  | No Match | No Match |  |  |  | 9800 | 653 | 15 | 10 | 12600 | 710 | 5.2 |  | Federally-Regulated Commercial & Industrial Equipment | 08/21/1998 |  | 10/02/1998
Waterfurnace International, Inc. | Waterfurnace International, Inc. | SXH030C1 |  | Ground-Water-Source | WBAHP: Heat Pump Packaged Unit | Heat Pump | 208 | 1 |  |  | No Match | No Match |  |  |  | 31200 | 2181 | 14.3 | 9 | 21600 | 1808 | 3.5 |  | Non Federally-Regulated | 01/30/1998 |  | 10/02/1998
Climate Control / Snyder General | Electro-Hydronics | CW550GP |  | Water-Source | WBAHP: Heat Pump Packaged Unit | Heat Pump | 460 | 3 |  |  | No Match | No Match |  |  |  | 55000 | 5670 | 9.7 | 7.5 | 67000 | 5610 | 3.5 | 2.5 | Non Federally-Regulated | 06/11/1985 |  | 08/29/1986
Waterfurnace International, Inc. | Geotility Geothermal Installations | ZS036**3*4 |  | Water-Source | WBAHP: Heat Pump Packaged Unit | Heat Pump | 208 | 3 |  |  | No Match | Single-Speed |  |  |  | 33300 | 2220 | 15 | 12 | 40600 | 2479 | 4.8 | 4.2 | Federally-Regulated Commercial & Industrial Equipment | 03/02/2012 |  | 04/19/2013
American Air Filter | Enercon | BCW15 |  | Water-Source | WBAHP: Heat Pump Packaged Unit | Heat Pump | 265 | 1 |  |  | No Match | No Match |  |  |  | 14600 | 1450 | 10.1 | 7.5 | 17600 | 1500 | 3.4 | 2.5 | Non Federally-Regulated | 05/16/1984 |  | 06/11/1985
Trane U.S. Inc. | Trane | EXHE024 |  | Water-Source | WBAHP: Heat Pump Packaged Unit | Heat Pump | 208 | 1 |  |  | No Match | Single-Speed |  |  |  | 23400 | 1560 | 15 | 12 | 25200 | 1572 | 4.7 | 4.2 | Federally-Regulated Commercial & Industrial Equipment | 04/30/2009 |  | 08/15/2014
McQuay / Snyder General | Electro-Hydronics | LHP15BK |  | Water-Source | WBAHP: Heat Pump Packaged Unit | Heat Pump | 208 | 3 |  |  | No Match | No Match |  |  |  | 178000 | 16950 | 10.5 |  | 227000 | 17600 | 3.8 |  | Non Federally-Regulated | 05/11/1988 |  | 03/15/1989
Waterfurnace International, Inc. | Rybacki - Hart Enterprises | ZS042**0*1 |  | Ground-Source | WBAHP: Heat Pump Packaged Unit | Heat Pump | 230 | 1 |  |  | No Match | Single-Speed |  |  |  | 42300 | 2286 | 18.5 | 13.4 | 29900 | 2368 | 3.7 | 3.1 | Non Federally-Regulated | 01/24/2011 |  | 04/19/2013
USPower Climate Control | USPower Climate Control | GSDXC2400 | GSDXH2400 | Water-Source | WBAHP-C: Heat Pump Split Syste | Heat Pump | 230 | 1 |  |  | No Match | No Match |  |  |  | 24000 | 1454 | 16.5 | 9 | 24000 | 1481 | 4.7 | 3.2 | Federally-Regulated Commercial & Industrial Equipment | 03/29/1991 |  | 07/29/1992
Waterfurnace International, Inc. | Waterfurnace International, Inc. | SXV068B3 |  | Water-Source | WBAHP-CB: Heat Pump Split Syst | Heat Pump | 230 | 3 |  |  | No Match | No Match |  |  |  | 69000 | 5750 | 12 | 9 | 80000 | 6169 | 3.8 | 3.5 | Non Federally-Regulated | 02/02/1998 |  | 10/02/1998
Waterfurnace International, Inc. | Rybacki - Hart Enterprises | ZS041**3*0 |  | Ground-Water-Source | WBAHP: Heat Pump Packaged Unit | Heat Pump | 208 | 3 |  |  | No Match | Single-Speed |  |  |  | 44500 | 2160 | 20.6 | 16.2 | 36000 | 2776 | 3.8 | 3.6 | Non Federally-Regulated | 01/24/2011 |  | 04/19/2013
Waterfurnace International, Inc. | Waterfurnace International, Inc. | SXV024C1 |  | Ground-Water-Source | WBAHP: Heat Pump Packaged Unit | Heat Pump | 230 | 1 |  |  | No Match | No Match |  |  |  | 27000 | 1741 | 15.5 | 9 | 18000 | 1551 | 3.4 |  | Non Federally-Regulated | 01/30/1998 |  | 03/31/1998
Waterfurnace International, Inc. | Johnson Controls | RJSV/RJSH048**3*1 |  | Water-Source | WBAHP: Heat Pump Packaged Unit | Heat Pump | 208 | 3 |  |  | No Match | Single-Speed |  |  |  | 47000 | 2686 | 17.5 | 12 | 55400 | 2952 | 5.5 | 4.2 | Federally-Regulated Commercial & Industrial Equipment | 01/24/2011 |  | 10/24/2014
Waterfurnace International, Inc. | Eagle Mountain | ZS042**0*0 |  | Water-Source | WBAHP: Heat Pump Packaged Unit | Heat Pump | 230 | 1 |  |  | No Match | Single-Speed |  |  |  | 40800 | 2814 | 14.5 | 12 | 45400 | 2957 | 4.5 | 4.2 | Federally-Regulated Commercial & Industrial Equipment | 01/24/2011 |  | 04/19/2013
McQuay / Snyder General | Electro-Hydronics | FW330F7 |  | Water-Source | WBAHP: Heat Pump Packaged Unit | Heat Pump | 265 | 1 |  |  | No Match | No Match |  |  |  | 33000 | 3050 | 10.8 | 7.5 | 39000 | 3090 | 3.7 | 2.5 | Non Federally-Regulated | 08/29/1986 |  | 05/11/1988
Florida Heat Pump | Florida Heat Pump | EM042-1CF |  | Water-Source | WBAHP: Heat Pump Packaged Unit | Heat Pump | 230 | 1 |  |  | No Match | No Match |  |  |  | 42000 | 3181 | 13.2 | 9.3 | 51000 | 3475 | 4.3 | 3.8 | Federally-Regulated Commercial & Industrial Equipment | 03/31/1998 |  | 05/10/1998
McQuay International | McQuay | W-FDL/FDS/FMS-1-012-A |  | Water-Source | WBAHP: Heat Pump Packaged Unit | Heat Pump | 115 | 1 |  |  | No Match | No Match |  |  |  | 11600 | 1035 | 11.2 | 10 | 14000 | 1051 | 3.9 |  | Federally-Regulated Commercial & Industrial Equipment | 11/14/2000 |  | 03/12/2009
Mammoth | Hydrobank II | A009HHJ |  | Water-Source | WBAHP: Heat Pump Packaged Unit | Heat Pump | 115 | 1 |  |  | No Match | No Match |  |  |  | 8800 | 846 | 10.4 | 10 | 12000 | 878 | 4 |  | Federally-Regulated Commercial & Industrial Equipment | 05/23/2000 |  | 11/14/2000
McQuay / Snyder General | Electro-Hydronics | CC550FD |  | Water-Source | WBAHP: Heat Pump Packaged Unit | Heat Pump | 230 | 3 |  |  | No Match | No Match |  |  |  | 55000 | 5670 | 9.7 | 7.5 | 67000 | 5610 | 3.5 | 2.5 | Non Federally-Regulated | 08/29/1986 |  | 05/11/1988
Addison Products | Addison Products | HGY012-1A |  | Water-Source | WBAHP-CB: Heat Pump Split Syst | Heat Pump | 230 | 1 |  |  | No Match | No Match |  |  |  | 11900 | 991 | 12 | 9 | 13500 | 1069 | 3.7 | 3.5 | Non Federally-Regulated | 07/22/2002 |  | 03/12/2009
ClimateMaster Inc. | Climate Master Series | 81630J |  | Water-Source | WBAHP: Heat Pump Packaged Unit | Heat Pump | 265 | 1 |  |  | No Match | No Match |  |  |  | 28500 | 2111 | 13.5 | 10 | 36000 | 2776 | 3.8 |  | Federally-Regulated Commercial & Industrial Equipment | 04/10/1996 |  | 04/07/1996
Econar | Econar | GH180 |  | Ground-Water-Source | WBAHP: Heat Pump Packaged Unit | Heat Pump | 208 | 1 |  |  | No Match | No Match |  |  |  | 16700 | 1274 | 13.1 | 9 | 16500 | 1465 | 3.3 |  | Non Federally-Regulated | 01/30/1998 |  | 03/31/1998
Power-Save International, Inc. | S.O.E.S.I. | PSS-300 |  | Water-Source | WBAHP: Heat Pump Packaged Unit | Heat Pump | 230 | 1 |  |  | No Match | No Match |  |  |  | 38000 | 2461 | 15.4 | 9 | 40000 | 2484 | 4.7 | 3.2 | Federally-Regulated Commercial & Industrial Equipment | 01/23/1988 |  | 05/11/1988
ClimateMaster Inc. | Carrier Corp. | 50YPS038 | FE4***005 | Ground-Water-Source | WBAHP-CB: Heat Pump Split Syst | Heat Pump | 208 | 1 |  |  | No Match | Single-Speed |  |  |  | 40100 | 1874 | 21.4 | 16.2 | 35900 | 2338 | 4.5 | 3.6 | Non Federally-Regulated | 01/24/2011 |  | 08/23/2011
McQuay / Snyder General | Electro-Hydronics | LWP20BP |  | Water-Source | WBAHP: Heat Pump Packaged Unit | Heat Pump | 460 | 3 |  |  | No Match | No Match |  |  |  | 214000 | 18000 | 11.9 |  | 240000 | 18400 | 3.8 |  | Non Federally-Regulated | 05/11/1988 |  | 03/15/1989
Singer | Electro-Hydronics | CC260B7 |  | Water-Source | WBAHP: Heat Pump Packaged Unit | Heat Pump | 265 | 1 |  |  | No Match | No Match |  |  |  | 24000 | 2850 | 8.4 | 7.5 | 28500 | 2900 | 2.9 | 2.5 | Non Federally-Regulated | 01/05/1982 |  | 09/08/1982
Waterfurnace International, Inc. | Waterfurnace International, Inc. | NSV/NSH018F1*1 |  | Ground-Source | WBAHP: Heat Pump Packaged Unit | Heat Pump | 230 | 1 |  |  | No Match | Single-Speed |  |  |  | 18500 | 974 | 19 | 13.4 | 14700 | 1051 | 4.1 | 3.1 | Non Federally-Regulated | 05/02/2012 |  | 04/19/2013
Singer | Electro-Hydronics | WM120C7 |  | Water-Source | WBAHP: Heat Pump Packaged Unit | Heat Pump | 265 | 1 |  |  | No Match | No Match |  |  |  | 11500 | 1200 | 9.6 | 7.5 | 14000 | 1300 | 3.3 | 2.5 | Non Federally-Regulated | 09/08/1982 |  | 05/16/1984
Mammoth | Hydrobank II | D072VHF |  | Water-Source | WBAHP: Heat Pump Packaged Unit | Heat Pump | 230 | 1 |  |  | No Match | No Match |  |  |  | 69000 | 6272 | 11 | 10.5 | 87000 | 6889 | 3.7 | 3.8 | Non Federally-Regulated | 07/31/1991 |  | 03/31/1998
Waterfurnace International, Inc. | Rybacki - Hart Enterprises | YS042**1*0 |  | Water-Source | WBAHP: Heat Pump Packaged Unit | Heat Pump | 208 | 1 |  |  | No Match | Single-Speed |  |  |  | 40800 | 2814 | 14.5 | 12 | 45400 | 2957 | 4.5 | 4.2 | Federally-Regulated Commercial & Industrial Equipment | 01/24/2011 |  | 04/19/2013
ClimateMaster Inc. | Carrier Corp. | 50YEH/V/D070K***3 |  | Water-Source | WBAHP: Heat Pump Packaged Unit | Heat Pump | 208 | 1 |  |  | No Match | Single-Speed | 4273 | 691 | 141 | 71100 | 4529 | 15.7 | 12 | 82000 | 5007 | 4.8 | 4.2 | Federally-Regulated Commercial & Industrial Equipment | 10/24/2014 |  | 04/22/2015
California Heat Pump | California Heat Pump | 26V*-12-** |  | Water-Source | WBAHP: Heat Pump Packaged Unit | Heat Pump | 230 | 1 |  |  | No Match | No Match |  |  |  | 25500 | 3050 | 8.4 | 7.5 | 31000 | 3200 | 2.8 | 2.5 | Non Federally-Regulated | 06/11/1985 |  | 05/11/1988
Command-Aire | Command-Aire | SWP-411 |  | Water-Source | WBAHP: Heat Pump Packaged Unit | Heat Pump | 208 | 1 |  |  | No Match | No Match |  |  |  | 42000 | 4250 |  | 7.5 | 56000 | 4400 | 3.7 | 2.5 | Non Federally-Regulated | 08/29/1986 |  | 01/23/1988
Florida Heat Pump | Florida Heat Pump | EM060-5CF/HZ/VT |  | Water-Source | WBAHP-CB: Heat Pump Split Syst | Heat Pump | 575 | 3 |  |  | No Match | No Match |  |  |  | 65000 | 5200 | 12.5 | 9 | 80000 | 6335 | 3.7 | 3.5 | Non Federally-Regulated | 05/23/2001 |  | 07/18/2002
Addison Products | Addison Products | HGY007-1A |  | Water-Source | WBAHP: Heat Pump Packaged Unit | Heat Pump | 208 | 1 |  |  | No Match | No Match |  |  |  | 7600 | 589 | 12.9 | 10 | 10100 | 657 | 4.5 |  | Federally-Regulated Commercial & Industrial Equipment | 11/14/2000 |  | 01/18/2001
Florida Heat Pump | Energy Miser | HLT 60 CF -3 |  | Water-Source | WBAH-O: Heating Only Packaged | Heat Pump | 208 | 3 |  |  | No Match | No Match |  |  |  | 0 | 0 | 0 | 9 | 68000 | 5690 | 3.5 |  | Non Federally-Regulated | 03/07/1989 |  | 07/28/1992
California Heat Pump | California Heat Pump | CHP-13V*-13-** |  | Water-Source | WBAHP: Heat Pump Packaged Unit | Heat Pump | 265 | 1 |  |  | No Match | No Match |  |  |  | 12500 | 1525 | 8.2 | 7.5 | 15200 | 1550 | 2.9 | 2.5 | Non Federally-Regulated | 01/05/1982 |  | 06/11/1985
Florida Heat Pump | Florida Heat Pump | CE035-1CS | DX035CC/UC | Ground-Water-Source | WBAHP-C: Heat Pump Split Syste | Heat Pump | 230 | 1 |  |  | No Match | Dual-Speed |  |  |  | 42500 | 1881 | 22.6 | 16.2 | 32500 | 2323 | 4.1 | 3.6 | Non Federally-Regulated | 03/02/2012 |  | 04/20/2015
McQuay / Snyder General | Electro-Hydronics | UC550F3 |  | Water-Source | WBAHP: Heat Pump Packaged Unit | Heat Pump | 230 | 1 |  |  | No Match | No Match |  |  |  | 55000 | 5670 | 9.7 | 7.5 | 67000 | 5610 | 3.5 | 2.5 | Non Federally-Regulated | 08/29/1986 |  | 05/11/1988
Waterfurnace International, Inc. | Waterfurnace International, Inc. | NSV/NSH018F1*0 |  | Ground-Source | WBAHP: Heat Pump Packaged Unit | Heat Pump | 230 | 1 |  |  | No Match | Single-Speed |  |  |  | 18500 | 1028 | 18 | 13.4 | 14700 | 1134 | 3.8 | 3.1 | Non Federally-Regulated | 05/02/2012 |  | 04/19/2013
Waterfurnace International, Inc. | Johnson Controls | RJSV/RJSH030**2*1 |  | Water-Source | WBAHP: Heat Pump Packaged Unit | Heat Pump | 265 | 1 |  |  | No Match | Single-Speed |  |  |  | 28300 | 1474 | 19.2 | 12 | 32700 | 1652 | 5.8 | 4.2 | Federally-Regulated Commercial & Industrial Equipment | 01/24/2011 |  | 10/24/2014
Waterfurnace International, Inc. | Johnson Controls | RJSV/RJSH036**3*1 |  | Ground-Water-Source | WBAHP: Heat Pump Packaged Unit | Heat Pump | 208 | 3 |  |  | No Match | Single-Speed |  |  |  | 37200 | 1236 | 30.1 | 16.2 | 30300 | 1708 | 5.2 | 3.6 | Non Federally-Regulated | 01/24/2011 |  | 10/24/2014
Florida Heat Pump | Florida Heat Pump | GO042-3CF/HZ/VT |  | Ground-Water-Source | WBAHP: Heat Pump Packaged Unit | Heat Pump | 208 | 3 |  |  | No Match | No Match |  |  |  | 41400 | 2571 | 16.1 | 9 | 30200 | 2212 | 4 |  | Non Federally-Regulated | 07/16/2001 |  | 07/18/2002
Mammoth | Hydrobank II | G043HHJ |  | Water-Source | WBAHP: Heat Pump Packaged Unit | Heat Pump | 460 | 3 |  |  | No Match | No Match |  |  |  | 42000 | 3589 | 11.7 | 10 | 54300 | 4186 | 3.8 |  | Federally-Regulated Commercial & Industrial Equipment | 05/23/2000 |  | 03/22/2001
Enertech Global, LLC | Enertech | TST072A | ACD060 | Ground-Source | WBAHP-CB: Heat Pump Split Syst | Heat Pump | 208 | 1 |  |  | No Match | Single-Speed | 3713 | 627 | 1 | 69000 | 4452 | 15.5 | 13.4 | 52600 | 4404 | 3.5 | 3.1 | Non Federally-Regulated | 03/02/2012 |  | 12/12/2012
Waterfurnace International, Inc. | Geotility Geothermal Installations | ZS070**4*4 |  | Water-Source | WBAHP: Heat Pump Packaged Unit | Heat Pump | 460 | 3 |  |  | No Match | Single-Speed |  |  |  | 63000 | 4406 | 14.3 | 12 | 79000 | 4926 | 4.7 | 4.2 | Federally-Regulated Commercial & Industrial Equipment | 06/14/2011 |  | 03/02/2012
Mammoth | Mammoth | D052VSC |  | Water-Source | WBAHP: Heat Pump Packaged Unit | Heat Pump | 230 | 1 |  |  | No Match | No Match |  |  |  | 52500 | 4730 | 11.1 | 7.5 | 62000 | 4901 | 3.7 | 2.5 | Non Federally-Regulated | 05/16/1984 |  | 05/11/1988
Mammoth | Hydrobank II | D024HHH/VHH |  | Water-Source | WBAHP: Heat Pump Packaged Unit | Heat Pump | 208 | 1 |  |  | No Match | No Match |  |  |  | 24600 | 2157 | 11.4 | 10 | 31700 | 2444 | 3.8 |  | Federally-Regulated Commercial & Industrial Equipment | 07/29/1998 |  | 10/02/1998
Mammoth | Hydrobank II | F035HLG |  | Ground-Water-Source | WBAHP: Heat Pump Packaged Unit | Heat Pump | 230 | 3 |  |  | No Match | No Match |  |  |  | 35000 | 2500 | 14 | 9 | 27000 | 2551 | 3.1 |  | Non Federally-Regulated | 07/22/2002 |  | 03/12/2009
Waterfurnace International, Inc. | Waterfurnace International, Inc. | NSV/NSH022F1*4 |  | Ground-Source | WBAHP: Heat Pump Packaged Unit | Heat Pump | 230 | 1 |  |  | No Match | Single-Speed |  |  |  | 23000 | 1000 | 23 | 13.4 | 14200 | 1067 | 3.9 | 3.1 | Non Federally-Regulated | 05/02/2012 |  | 04/19/2013
Snyder General Corp. | American Air Filter | VWW10D |  | Water-Source | WBAHP: Heat Pump Packaged Unit | Heat Pump | 230 | 3 |  |  | No Match | No Match |  |  |  | 107000 | 8992 | 11.9 | 10.5 | 120000 | 9288 | 3.8 | 3.8 | Non Federally-Regulated | 07/31/1991 |  | 03/31/1998
Climate Control / Snyder General | Electro-Hydronics | UC200G7 |  | Water-Source | WBAHP: Heat Pump Packaged Unit | Heat Pump | 265 | 1 |  |  | No Match | No Match |  |  |  | 20000 | 1880 | 10.7 | 7.5 | 25600 | 1920 | 3.9 | 2.5 | Non Federally-Regulated | 05/16/1984 |  | 08/29/1986
American Air Filter | Enercon | VW101 |  | Water-Source | WBAHP: Heat Pump Packaged Unit | Heat Pump | 230 | 3 |  |  | No Match | No Match |  |  |  | 101000 | 9477 |  | 9.2 | 134000 | 10730 | 3.6 | 2.5 | Non Federally-Regulated | 08/29/1986 |  | 05/11/1988
McQuay International | McQuay | CCW060E-F |  | Water-Source | WBAHP: Heat Pump Packaged Unit | Heat Pump | 208 | 3 |  |  | No Match | No Match |  |  |  | 55000 | 4365 | 12.6 | 9.3 | 67000 | 4675 | 4.2 | 3.8 | Federally-Regulated Commercial & Industrial Equipment | 03/31/1998 |  | 05/10/1998
Enertech Global, LLC | Enertech | H024C | MPD024 | Ground-Source | WBAHP-CB: Heat Pump Split Syst | Heat Pump | 208 | 1 |  |  | No Match | Single-Speed |  |  |  | 25000 | 1462 | 17.1 | 13.4 | 20000 | 1676 | 3.5 | 3.1 | Non Federally-Regulated | 07/16/2009 |  | 03/02/2012
Addison Products | Addison Products | DWPG030-1B-XL* |  | Ground-Water-Source | WBAHP: Heat Pump Packaged Unit | Heat Pump | 208 | 1 |  |  | No Match | No Match |  |  |  | 28000 | 1866 | 15 | 9 | 19800 | 1871 | 3.1 |  | Non Federally-Regulated | 07/29/1998 |  | 10/02/1998
Waterfurnace International, Inc. | Waterfurnace International, Inc. | SXH016B1 |  | Ground-Water-Source | WBAHP: Heat Pump Packaged Unit | Heat Pump | 208 | 1 |  |  | No Match | No Match |  |  |  | 16700 | 1210 | 13.8 | 9 | 12800 | 1136 | 3.3 |  | Non Federally-Regulated | 08/21/1998 |  | 10/02/1998
Climate Control / Snyder General | Electro-Hydronics | FW610FK |  | Water-Source | WBAHP: Heat Pump Packaged Unit | Heat Pump | 208 | 3 |  |  | No Match | No Match |  |  |  | 61500 | 5850 | 10.5 | 7.5 | 69000 | 5790 | 3.5 | 2.5 | Non Federally-Regulated | 05/16/1984 |  | 06/11/1985
ClimateMaster Inc. | Climate Master Series | 814-011-E******** |  | Water-Source | WBAHP: Heat Pump Packaged Unit | Heat Pump | 265 | 1 |  |  | No Match | No Match |  |  |  | 10800 | 982 | 11 | 9 | 14000 | 1100 | 3.7 | 3.2 | Non Federally-Regulated | 02/22/1990 |  | 07/31/1991
Waterfurnace International, Inc. | Eagle Mountain | ZS060**4*4 |  | Water-Source | WBAHP: Heat Pump Packaged Unit | Heat Pump | 460 | 3 |  |  | No Match | Single-Speed |  |  |  | 58400 | 3817 | 15.3 | 12 | 72500 | 4521 | 4.7 | 4.2 | Federally-Regulated Commercial & Industrial Equipment | 06/14/2011 |  | 03/02/2012
Phillips Energy, Inc. | Phillips Energy, Inc. | 100WADW-24V01 |  | Water-Source | WBAHP-CB: Heat Pump Split Syst | Heat Pump | 230 | 1 |  |  | No Match | No Match |  |  |  | 24500 | 2055 | 13 | 9 | 26800 | 2290 | 3.4 |  | Non Federally-Regulated | 06/30/1992 |  | 04/07/1996
ClimateMaster Inc. | Carrier Corp. | 50YFV/H036*2 |  | Water-Source | WBAHP: Heat Pump Packaged Unit | Heat Pump | 230 | 1 |  |  | No Match | Single-Speed |  |  |  | 34100 | 2289 | 14.9 | 12 | 41800 | 2722 | 4.5 | 4.2 | Federally-Regulated Commercial & Industrial Equipment | 01/09/2014 |  | 04/22/2015
Waterfurnace International, Inc. | Waterfurnace International, Inc. | VL/VX120T*3 |  | Ground-Water-Source | WBAHP: Heat Pump Packaged Unit | Heat Pump | 208 | 3 |  |  | No Match | No Match |  |  |  | 124000 | 9323 | 13.3 | 9 | 95000 | 9278 | 3 |  | Non Federally-Regulated | 11/14/2000 |  | 07/18/2002
Mammoth | Hydrobank II | E010HLG |  | Ground-Water-Source | WBAHP: Heat Pump Packaged Unit | Heat Pump | 265 | 1 |  |  | No Match | No Match |  |  |  | 10100 | 742 | 13.6 | 9 | 7900 | 746 | 3.1 |  | Non Federally-Regulated | 07/22/2002 |  | 03/12/2009
Johnson Controls | Johnson Controls | VSCS18B6****0 |  | Ground-Source | WBAHP: Heat Pump Packaged Unit | Heat Pump | 265 | 1 |  |  | No Match | Single-Speed |  |  |  | 18800 | 1237 | 15.2 | 13.4 | 14000 | 1324 | 3.1 | 3.1 | Non Federally-Regulated | 03/02/2012 |  | 10/24/2014
Addison Products | Addison Products | WPH064-1JC/1JBC |  | Ground-Water-Source | WBAHP: Heat Pump Packaged Unit | Heat Pump | 230 | 1 |  |  | No Match | No Match |  |  |  | 63500 | 5080 | 12.5 | 11 | 76000 | 6364 | 3.5 | 3.5 | Non Federally-Regulated | 03/31/1998 |  | 05/10/1998
Florida Heat Pump | Florida Heat Pump | EM031-3CF |  | Water-Source | WBAHP: Heat Pump Packaged Unit | Heat Pump | 230 | 3 |  |  | No Match | No Match |  |  |  | 32000 | 2285 | 14 | 10 | 42000 | 2735 | 4.5 |  | Federally-Regulated Commercial & Industrial Equipment | 02/02/1998 |  | 03/31/1998
Command-Aire | Command-Aire | SWPR351E |  | Water-Source | WBAHP: Heat Pump Packaged Unit | Heat Pump | 230 | 1 |  |  | No Match | No Match |  |  |  | 36000 | 3270 | 11 | 9 | 49000 | 3500 | 4 | 3.2 | Non Federally-Regulated | 05/11/1988 |  | 03/15/1989
Florida Heat Pump | Florida Heat Pump | EP007-0HZ/VT |  | Ground-Water-Source | WBAHP: Heat Pump Packaged Unit | Heat Pump | 115 | 1 |  |  | No Match | Single-Speed |  |  |  | 8400 | 334 | 25.1 | 16.2 | 7000 | 418 | 4.9 | 3.6 | Non Federally-Regulated | 06/23/2011 |  | 11/30/2011
Waterfurnace International, Inc. | Waterfurnace International, Inc. | SXV068*5 |  | Ground-Water-Source | WBAHP: Heat Pump Packaged Unit | Heat Pump | 575 | 3 |  |  | No Match | No Match |  |  |  | 66000 | 5500 | 12 | 9 | 52000 | 5078 | 3 |  | Non Federally-Regulated | 10/06/1999 |  | 04/10/2000
Waterfurnace International, Inc. | Waterfurnace International, Inc. | SXH036A2 |  | Ground-Water-Source | WBAHP: Heat Pump Packaged Unit | Heat Pump | 265 | 1 |  |  | No Match | No Match |  |  |  | 37600 | 2870 | 13.1 | 11 | 40500 | 2967 | 4 | 3.5 | Non Federally-Regulated | 03/31/1998 |  | 05/10/1998
Florida Heat Pump | Geomaster, LLC | AU061-1CF/HZ/VT |  | Water-Source | WBAHP: Heat Pump Packaged Unit | Heat Pump | 208 | 1 |  |  | No Match | Single-Speed |  |  |  | 60000 | 4286 | 14 | 12 | 72000 | 4488 | 4.7 | 4.2 | Federally-Regulated Commercial & Industrial Equipment | 04/23/2009 |  | 12/12/2012
Enertech Global, LLC | Enertech | GCT060D2 |  | Ground-Water-Source | WBAHP: Heat Pump Packaged Unit | Heat Pump | 208 | 3 |  |  | No Match | Single-Speed | 2388 | 644 | 1 | 68200 | 3031 | 22.5 | 16.2 | 59900 | 3816 | 4.6 | 3.6 | Non Federally-Regulated | 09/03/2012 |  | 12/12/2012
Addison Products | Addison Products | VGY048-1A |  | Ground-Water-Source | WBAHP: Heat Pump Packaged Unit | Heat Pump | 230 | 1 |  |  | No Match | No Match |  |  |  | 53900 | 4052 | 13.3 | 9 | 36800 | 3478 | 3.1 |  | Non Federally-Regulated | 11/14/2000 |  | 07/18/2002
Waterfurnace International, Inc. | WFI Industries, Ltd. | VLV/VXV024*1 |  | Ground-Water-Source | WBAHP: Heat Pump Packaged Unit | Heat Pump | 208 | 1 |  |  | No Match | No Match |  |  |  | 25300 | 1794 | 14.1 | 9 | 16900 | 1707 | 2.9 |  | Non Federally-Regulated | 06/20/2003 |  | 03/12/2009
ClimateMaster Inc. | Climate Master Series | HS030G********* |  | Water-Source | WBAHP: Heat Pump Packaged Unit | Heat Pump | 208 | 1 |  |  | No Match | No Match |  |  |  | 29000 | 2468 | 11.8 | 9 | 39000 | 2675 | 4.3 | 3.2 | Federally-Regulated Commercial & Industrial Equipment | 07/17/1991 |  | 07/27/1992
Enertech Global, LLC | Enertech | HXT060D |  | Ground-Water-Source | WBAHP: Heat Pump Packaged Unit | Heat Pump | 230 | 1 |  |  | No Match | Single-Speed | 2383 | 644 | 1 | 69000 | 3026 | 22.8 | 16.2 | 61000 | 3886 | 4.6 | 3.6 | Non Federally-Regulated | 09/03/2012 |  | 12/12/2012
McQuay International | McQuay | LHP/LWP12D-T |  | Water-Source | WBAHP: Heat Pump Packaged Unit | Heat Pump | 460 | 3 |  |  | No Match | No Match |  |  |  | 116000 | 9747 | 11.9 | 9 | 139000 | 9936 | 4.1 | 3.8 | Federally-Regulated Commercial & Industrial Equipment | 02/02/1998 |  | 03/31/1998
Florida Heat Pump | Florida Heat Pump | EP036-1HZ/VT |  | Ground-Water-Source | WBAHP: Heat Pump Packaged Unit | Heat Pump | 208 | 1 |  |  | No Match | Single-Speed |  |  |  | 40200 | 1552 | 25.9 | 16.2 | 34400 | 2057 | 4.9 | 3.6 | Non Federally-Regulated | 06/23/2011 |  | 04/21/2014
Waterfurnace International, Inc. | Rybacki - Hart Enterprises | YS042**1*4 |  | Ground-Water-Source | WBAHP: Heat Pump Packaged Unit | Heat Pump | 230 | 1 |  |  | No Match | Single-Speed |  |  |  | 45800 | 1949 | 23.5 | 16.2 | 37000 | 2522 | 4.3 | 3.6 | Non Federally-Regulated | 01/24/2011 |  | 04/19/2013
Mammoth | Mammoth | G072HHC |  | Water-Source | WBAHP: Heat Pump Packaged Unit | Heat Pump | 460 | 3 |  |  | No Match | No Match |  |  |  | 66000 | 6500 | 10.1 | 9.2 | 75000 | 6300 | 3.5 | 2.5 | Non Federally-Regulated | 06/11/1985 |  | 05/11/1988
Waterfurnace International, Inc. | Waterfurnace International, Inc. | SXV068C1 |  | Ground-Water-Source | WBAHP: Heat Pump Packaged Unit | Heat Pump | 230 | 1 |  |  | No Match | No Match |  |  |  | 69000 | 5750 | 12 | 11 | 80000 | 6169 | 3.8 | 3.5 | Non Federally-Regulated | 03/31/1998 |  | 05/10/1998
ClimateMaster Inc. | Heat Controller | HTS036A | RHPL-HM3621 | Ground-Water-Source | WBAHP-CB: Heat Pump Split Syst | Heat Pump | 208 | 1 |  |  | No Match | Dual-Speed |  |  |  | 41400 | 1899 | 21.8 | 16.2 | 42600 | 2905 | 4.3 | 3.6 | Non Federally-Regulated | 06/15/2009 |  | 05/01/2015
Friedrich Air Conditioning Co. | Climate Master Series | 804-009-G******** |  | Water-Source | WBAHP: Heat Pump Packaged Unit | Heat Pump | 208 | 1 |  |  | No Match | No Match |  |  |  | 8900 | 809 | 11 | 7.5 | 10600 | 840 | 3.7 | 2.5 | Non Federally-Regulated | 08/30/1983 |  | 08/29/1986
Mammoth | Hydrobank II | K062VHJ |  | Water-Source | WBAHP: Heat Pump Packaged Unit | Heat Pump | 575 | 3 |  |  | No Match | No Match |  |  |  | 61000 | 4656 | 13.1 | 10 | 82000 | 6160 | 3.9 |  | Federally-Regulated Commercial & Industrial Equipment | 01/18/2001 |  | 03/12/2009
Trane U.S. Inc. | Command-Aire | GSHC0421A |  | Ground-Water-Source | WBAHP: Heat Pump Packaged Unit | Heat Pump | 208 | 1 |  |  | No Match | No Match |  |  |  | 38800 | 2939 | 13.2 | 9 | 32800 | 3100 | 3.1 |  | Non Federally-Regulated | 10/06/1999 |  | 04/10/2000
Addison Products | Addison Products | HGY024-1A |  | Ground-Water-Source | WBAHP: Heat Pump Packaged Unit | Heat Pump | 208 | 1 |  |  | No Match | No Match |  |  |  | 24400 | 1781 | 13.7 | 9 | 16200 | 1531 | 3.1 |  | Non Federally-Regulated | 07/22/2002 |  | 03/12/2009
Florida Heat Pump | Florida Heat Pump | CW012-2 |  | Water-Source | WBAHP-O: Heat Pump Packaged Un | Heat Pump | 208 | 1 |  |  | No Match | No Match |  |  |  | 11000 | 714 | 15.4 | 10 | 11300 | 704 | 4.7 |  | Federally-Regulated Commercial & Industrial Equipment | 12/14/1998 |  | 10/05/1999
Mammoth | Hydrobank II | D072HHJ |  | Water-Source | WBAHP: Heat Pump Packaged Unit | Heat Pump | 230 | 1 |  |  | No Match | No Match |  |  |  | 69000 | 5750 | 12 | 9 | 86000 | 6460 | 3.9 | 3.8 | Federally-Regulated Commercial & Industrial Equipment | 01/18/2001 |  | 03/12/2009
Waterfurnace International, Inc. | Waterfurnace International, Inc. | SXV036A3 |  | Water-Source | WBAHP: Heat Pump Packaged Unit | Heat Pump | 208 | 3 |  |  | No Match | No Match |  |  |  | 36000 | 2647 | 13.6 | 9.3 | 44500 | 2774 | 4.7 | 3.8 | Federally-Regulated Commercial & Industrial Equipment | 03/31/1998 |  | 05/10/1998
McQuay / Snyder General | Electro-Hydronics | FC350G3 |  | Water-Source | WBAHP: Heat Pump Packaged Unit | Heat Pump | 230 | 1 |  |  | No Match | No Match |  |  |  | 35600 | 3360 | 10.6 | 9 | 43000 | 3500 | 3.6 | 3.2 | Non Federally-Regulated | 05/11/1988 |  | 03/15/1989
Climate Control / Snyder General | Electro-Hydronics | UW550FD |  | Water-Source | WBAHP: Heat Pump Packaged Unit | Heat Pump | 230 | 3 |  |  | No Match | No Match |  |  |  | 55000 | 5670 | 9.7 | 7.5 | 67000 | 5610 | 3.5 | 2.5 | Non Federally-Regulated | 06/11/1985 |  | 08/29/1986
Waterfurnace International, Inc. | Rybacki - Hart Enterprises | GS009**0*0 |  | Ground-Water-Source | WBAHP: Heat Pump Packaged Unit | Heat Pump | 208 | 1 |  |  | No Match | Single-Speed |  |  |  | 10800 | 486 | 22.2 | 16.2 | 10100 | 688 | 4.3 | 3.6 | Non Federally-Regulated | 01/24/2011 |  | 04/19/2013
Snyder General Corp. | McQuay | LWP22BD |  | Water-Source | WBAHP: Heat Pump Packaged Unit | Heat Pump | 230 | 3 |  |  | No Match | No Match |  |  |  | 240400 | 20550 | 11.7 |  | 270000 | 21400 | 3.7 | 2.5 | Non Federally-Regulated | 02/22/1990 |  | 07/31/1991
Command-Aire | Command-Aire | SWPH-281 |  | Water-Source | WBAHP: Heat Pump Packaged Unit | Heat Pump | 208 | 1 |  |  | No Match | No Match |  |  |  | 29000 | 3050 | 9.5 | 9 | 38000 | 3150 | 3.5 | 3.2 | Non Federally-Regulated | 05/11/1988 |  | 03/15/1989
Command-Aire | Command-Aire | SWP611E |  | Water-Source | WBAHP: Heat Pump Packaged Unit | Heat Pump | 208 | 1 |  |  | No Match | No Match |  |  |  | 62000 | 5640 | 11 | 9 | 78000 | 5710 | 4 | 3.2 | Federally-Regulated Commercial & Industrial Equipment | 01/23/1988 |  | 05/11/1988
ClimateMaster Inc. | Trane | WPHA14XB* |  | Water-Source | WBAHP: Heat Pump Packaged Unit | Heat Pump | 208 | 1 |  |  | No Match | No Match |  |  |  | 13500 | 1300 | 10.4 | 9 | 17500 | 1350 | 3.8 | 3.2 | Non Federally-Regulated | 05/11/1988 |  | 03/15/1989
Florida Heat Pump | Energy Miser | HECS34-3 | HEAH34-3 | Water-Source | WBAHP-C: Heat Pump Split Syste | Heat Pump | 265 | 3 |  |  | No Match | No Match |  |  |  | 32600 | 2785 | 11.7 | 9 | 43000 | 3150 | 4 | 3.2 | Non Federally-Regulated | 05/11/1988 |  | 03/15/1989
ClimateMaster Inc. | Trane | WPCC0197 |  | Water-Source | WBAHP-O: Heat Pump Packaged Un | Heat Pump | 265 | 1 |  |  | No Match | No Match |  |  |  | 19000 | 1705 | 11.1 | 9 | 21200 | 1735 | 3.6 | 3.2 | Non Federally-Regulated | 02/22/1990 |  | 07/31/1991
Carrier Corp. | Carrier | 50Q*H04230 |  | Water-Source | WBAHP: Heat Pump Packaged Unit | Heat Pump | 208 | 1 |  |  | No Match | No Match |  |  |  | 40500 | 3491 | 11.6 | 10 | 49000 | 3779 | 3.8 |  | Federally-Regulated Commercial & Industrial Equipment | 08/02/1993 |  | 03/08/1996
McQuay International | McQuay | W-CMG-1-060-K |  | Ground-Water-Source | WBAHP: Heat Pump Packaged Unit | Heat Pump | 460 | 3 |  |  | No Match | No Match |  |  |  | 57000 | 4523 | 12.6 | 9 | 27600 | 2788 | 2.9 |  | Non Federally-Regulated | 07/22/2002 |  | 03/12/2009
Waterfurnace International, Inc. | Geotility Geothermal Installations | ZS024**3*1 |  | Water-Source | WBAHP: Heat Pump Packaged Unit | Heat Pump | 230 | 3 |  |  | No Match | Single-Speed |  |  |  | 23900 | 1583 | 15.1 | 12 | 27000 | 1583 | 5 | 4.2 | Federally-Regulated Commercial & Industrial Equipment | 01/24/2011 |  | 04/19/2013
Waterfurnace International, Inc. | Eagle Mountain | ZS036**0*0 |  | Water-Source | WBAHP: Heat Pump Packaged Unit | Heat Pump | 208 | 1 |  |  | No Match | Single-Speed |  |  |  | 33300 | 2313 | 14.4 | 12 | 40600 | 2644 | 4.5 | 4.2 | Federally-Regulated Commercial & Industrial Equipment | 01/24/2011 |  | 04/19/2013
Enertech Global, LLC | Enertech | GSC042 | MPD042 | Ground-Water-Source | WBAHP-CB: Heat Pump Split Syst | Heat Pump | 230 | 1 |  |  | No Match | Single-Speed |  |  |  | 46000 | 2335 | 19.7 | 16.2 | 40200 | 3023 | 3.9 | 3.6 | Non Federally-Regulated | 07/16/2009 |  | 03/02/2012
Florida Heat Pump | Geomaster, LLC | AU071-1CS | AU071-1AV/AH | Ground-Source | WBAHP-CB: Heat Pump Split Syst | Heat Pump | 208 | 1 |  |  | No Match | Single-Speed | 3429 | 803 | 1 | 72500 | 4531 | 16 | 13.4 | 52000 | 4232 | 3.4 | 3.1 | Non Federally-Regulated | 01/25/2011 |  | 01/09/2014
Trane U.S. Inc. | Command-Aire | GSUF0361A |  | Water-Source | WBAHP-CB: Heat Pump Split Syst | Heat Pump | 208 | 1 |  |  | No Match | No Match |  |  |  | 36000 | 2500 | 14.4 | 9 | 40500 | 3207 | 3.7 | 3.5 | Non Federally-Regulated | 10/05/1999 |  | 04/12/2000
ClimateMaster Inc. | Climate Master Series | CS/CL009E |  | Ground-Water-Source | WBAHP: Heat Pump Packaged Unit | Heat Pump | 265 | 1 |  |  | No Match | No Match |  |  |  | 9200 | 652 | 14.1 | 9 | 6900 | 594 | 3.4 |  | Non Federally-Regulated | 01/18/2001 |  | 07/18/2002
Florida Heat Pump | Florida Heat Pump | EM007-2CS | EM007-2AH/AV | Ground-Water-Source | WBAHP-CB: Heat Pump Split Syst | Heat Pump | 265 | 1 |  |  | No Match | No Match |  |  |  | 7700 | 616 | 12.5 | 9 | 6000 | 532 | 3.3 |  | Non Federally-Regulated | 07/22/2002 |  | 03/12/2009
Waterfurnace International, Inc. | Eagle Mountain | GTS064A1 | GAH060* | Water-Source | WBAHP-CB: Heat Pump Split Syst | Heat Pump | 230 | 1 |  |  | No Match | Dual-Speed |  |  |  | 56300 | 3830 | 14.7 | 12 | 67100 | 4275 | 4.6 | 4.2 | Federally-Regulated Commercial & Industrial Equipment | 01/24/2011 |  | 04/19/2013
Enertech Global, LLC | Enertech | HHT036A2 |  | Ground-Source | WBAHP: Heat Pump Packaged Unit | Heat Pump | 230 | 3 |  |  | No Match | Single-Speed |  |  |  | 33400 | 2242 | 14.9 | 13.4 | 28500 | 2457 | 3.4 | 3.1 | Non Federally-Regulated | 12/12/2012 |  | 05/11/2015
McQuay International | McQuay | W-CMG-1-048-E |  | Ground-Water-Source | WBAHP: Heat Pump Packaged Unit | Heat Pump | 208 | 1 |  |  | No Match | No Match |  |  |  | 48000 | 3692 | 13 | 9 | 34000 | 3320 | 3 |  | Non Federally-Regulated | 09/21/2000 |  | 07/18/2002
Waterfurnace International, Inc. | Waterfurnace International, Inc. | NTV030*1 |  | Ground-Water-Source | WBAHP: Heat Pump Packaged Unit | Heat Pump | 230 | 1 |  |  | No Match | No Match |  |  |  | 29800 | 2128 | 14 | 9 | 33000 | 3581 | 2.7 |  | Non Federally-Regulated | 05/19/2000 |  | 07/18/2002
Command-Aire | Command-Aire | SWPH-1244 |  | Water-Source | WBAHP: Heat Pump Packaged Unit | Heat Pump | 460 | 3 |  |  | No Match | No Match |  |  |  | 140000 | 15400 | 9.1 |  | 199000 | 14600 | 4 |  | Non Federally-Regulated | 05/11/1988 |  | 03/15/1989
Singer | Electro-Hydronics | CC190B7 |  | Water-Source | WBAHP: Heat Pump Packaged Unit | Heat Pump | 265 | 1 |  |  | No Match | No Match |  |  |  | 18000 | 2175 | 8.3 | 7.5 | 21000 | 2400 | 2.6 | 2.5 | Non Federally-Regulated | 01/05/1982 |  | 05/16/1984
ClimateMaster Inc. | Carrier Corp. | 50HQP072 |  | Water-Source | WBAHP: Heat Pump Packaged Unit | Heat Pump | 208 | 3 |  |  | No Match | Single-Speed | 2385 | 902 | 127 | 69000 | 5188 | 13.3 | 12 | 92500 | 5422 | 5 | 4.2 | Federally-Regulated Commercial & Industrial Equipment | 10/24/2014 |  | 04/22/2015
Jacobsen Energy Ind., Inc. | Jacobsen Energy Ind., Inc. | 90***2**** |  | Water-Source | WBAHP: Heat Pump Packaged Unit | Heat Pump | 208 | 3 |  |  | No Match | No Match |  |  |  | 96500 | 9500 | 10.2 | 9.2 | 112500 | 9700 | 3.4 | 2.5 | Non Federally-Regulated | 02/22/1990 |  | 07/31/1991
Mammoth | Mammoth | G086H |  | Water-Source | WBAHP: Heat Pump Packaged Unit | Heat Pump | 460 | 3 |  |  | No Match | No Match |  |  |  | 79000 | 8775 | 9 | 7.5 | 88000 | 8900 | 2.9 | 2.2 | Non Federally-Regulated | 09/08/1982 |  | 05/16/1984
Mammoth | Hydrobank II | G052HHK |  | Water-Source | WBAHP: Heat Pump Packaged Unit | Heat Pump | 460 | 3 |  |  | No Match | No Match |  |  |  | 49000 | 4622 | 10.6 | 10 | 64500 | 4845 | 3.9 |  | Federally-Regulated Commercial & Industrial Equipment | 06/27/2003 |  | 03/12/2009
Singer | Electro-Hydronics | FC500C5 |  | Water-Source | WBAHP: Heat Pump Packaged Unit | Heat Pump | 208 | 1 |  |  | No Match | No Match |  |  |  | 50000 | 5300 | 9.4 | 7.5 | 60000 | 5700 | 3.1 | 2.5 | Non Federally-Regulated | 01/05/1982 |  | 05/16/1984
American Air Filter | Enercon | GVW-36 |  | Water-Source | WBAHP: Heat Pump Packaged Unit | Heat Pump | 208 | 1 |  |  | No Match | No Match |  |  |  | 34400 | 2991 | 11.5 | 9 | 42000 | 3509 | 3.5 | 3.2 | Non Federally-Regulated | 02/22/1990 |  | 07/31/1991
Singer | Electro-Hydronics | CC330CK |  | Water-Source | WBAHP: Heat Pump Packaged Unit | Heat Pump | 208 | 3 |  |  | No Match | No Match |  |  |  | 33000 | 3500 | 9.4 | 7.5 | 35500 | 3550 | 2.9 | 2.5 | Non Federally-Regulated | 01/05/1982 |  | 09/08/1982
Waterfurnace International, Inc. | Geotility Geothermal Installations | ZS023**4*4 |  | Ground-Water-Source | WBAHP: Heat Pump Packaged Unit | Heat Pump | 460 | 3 |  |  | No Match | Single-Speed |  |  |  | 25400 | 1104 | 23 | 16.2 | 21900 | 1493 | 4.3 | 3.6 | Non Federally-Regulated | 06/14/2011 |  | 04/19/2013
Waterfurnace International, Inc. | Waterfurnace International, Inc. | NTV036A1(P) |  | Ground-Water-Source | WBAH: Heating Only Packaged Un | Heat Pump | 208 | 1 |  |  | No Match | No Match |  |  |  | 0 | 0 | 0 | 9 | 31400 | 2875 | 3.2 |  | Non Federally-Regulated | 01/30/1998 |  | 10/02/1998
ClimateMaster Inc. | Climate Master Series | VT036G |  | Ground-Water-Source | WBAHP: Heat Pump Packaged Unit | Heat Pump | 230 | 1 |  |  | No Match | No Match |  |  |  | 34500 | 2225 | 15.5 | 9 | 26000 | 2240 | 3.4 |  | Non Federally-Regulated | 04/10/2000 |  | 05/24/2001
Addison Products | Addison Products | HPY007-1A |  | Water-Source | WBAHP-CB: Heat Pump Split Syst | Heat Pump | 208 | 1 |  |  | No Match | No Match |  |  |  | 9300 | 688 | 13.5 | 9 | 10900 | 778 | 4.1 | 3.5 | Non Federally-Regulated | 11/14/2000 |  | 07/18/2002
ClimateMaster Inc. | Carrier Corp. | 50YEH/V/D060****3 |  | Water-Source | WBAHP: Heat Pump Packaged Unit | Heat Pump | 230 | 1 |  |  | No Match | Single-Speed |  |  |  | 62400 | 3925 | 15.9 | 12 | 73900 | 4332 | 5 | 4.2 | Federally-Regulated Commercial & Industrial Equipment | 10/24/2014 |  | 04/22/2015
Florida Heat Pump | Florida Heat Pump | EM042-4CF/HZ/VT |  | Water-Source | WBAHP: Heat Pump Packaged Unit | Heat Pump | 460 | 3 |  |  | No Match | No Match |  |  |  | 42000 | 3181 | 13.2 | 10 | 51000 | 3475 | 4.3 |  | Federally-Regulated Commercial & Industrial Equipment | 04/12/2000 |  | 02/17/2011
Waterfurnace International, Inc. | Waterfurnace International, Inc. | NSV/NSH022G1*4 |  | Ground-Source | WBAHP: Heat Pump Packaged Unit | Heat Pump | 230 | 1 |  |  | No Match | Single-Speed |  |  |  | 23000 | 1000 | 23 | 13.4 | 14200 | 1067 | 3.9 | 3.1 | Non Federally-Regulated | 09/03/2012 |  | 04/19/2013
California Heat Pump | Aqua-Matic | 43H**-32-** |  | Water-Source | WBAHP: Heat Pump Packaged Unit | Heat Pump | 208 | 3 |  |  | No Match | No Match |  |  |  | 43000 | 3840 | 11.2 | 7.5 | 47000 | 3720 | 3.7 | 2.5 | Non Federally-Regulated | 06/11/1985 |  | 05/11/1988
ClimateMaster Inc. | Climate Master Series | 802142N******** |  | Water-Source | WBAHP: Heat Pump Packaged Unit | Heat Pump | 575 | 3 |  |  | No Match | No Match |  |  |  | 136000 | 13300 | 10.2 |  | 164000 | 14600 | 3.3 |  | Non Federally-Regulated | 05/11/1988 |  | 03/15/1989
Carrier Corp. | Carrier | 50VQA015 |  | Water-Source | WBAHP: Heat Pump Packaged Unit | Heat Pump | 208 | 1 |  |  | No Match | No Match |  |  |  | 14100 | 1340 | 10.5 | 10 | 18800 | 1377 | 4 |  | Federally-Regulated Commercial & Industrial Equipment | 12/14/1994 |  | 04/07/1996
Waterfurnace International, Inc. | Waterfurnace International, Inc. | SXV013C1 |  | Ground-Water-Source | WBAHP: Heat Pump Packaged Unit | Heat Pump | 230 | 1 |  |  | No Match | No Match |  |  |  | 13300 | 847 | 15.7 | 9 | 9700 | 861 | 3.3 |  | Non Federally-Regulated | 01/30/1998 |  | 10/02/1998
ClimateMaster Inc. | Climate Master | TES/P038A | TAC038A | Water-Source | WBAHP-CB: Heat Pump Split Syst | Heat Pump | 208 | 1 |  |  | No Match | Single-Speed |  |  |  | 38200 | 2247 | 17 | 12 | 41000 | 2225 | 5.4 | 4.2 | Federally-Regulated Commercial & Industrial Equipment | 12/12/2012 |  | 01/09/2014
Enertech Global, LLC | Enertech | THT060A2 |  | Ground-Water-Source | WBAHP: Heat Pump Packaged Unit | Heat Pump | 208 | 3 |  |  | No Match | Single-Speed |  |  |  | 60700 | 3178 | 19.1 | 16.2 | 56800 | 4162 | 4 | 3.6 | Non Federally-Regulated | 12/12/2012 |  | 05/11/2015
ClimateMaster Inc. | Carrier Corp. | 50P1H/V060 |  | Ground-Source | WBAHP: Heat Pump Packaged Unit | Heat Pump | 230 | 1 |  |  | No Match | Single-Speed |  |  |  | 60100 | 4061 | 14.8 | 13.4 | 47500 | 4218 | 3.3 | 3.1 | Non Federally-Regulated | 10/24/2014 |  | 04/22/2015
Florida Heat Pump | Florida Heat Pump | EM041-1CS | EM041-1AV/AH | Water-Source | WBAHP-C: Heat Pump Split Syste | Heat Pump | 208 | 1 |  |  | No Match | No Match |  |  |  | 39000 | 3000 | 13 | 10 | 49000 | 3501 | 4.1 |  | Federally-Regulated Commercial & Industrial Equipment | 10/05/1999 |  | 04/12/2000
Marvair | Marvair | V/H360-02-A |  | Water-Source | WBAHP: Heat Pump Packaged Unit | Heat Pump | 208 | 1 |  |  | No Match | No Match |  |  |  | 35000 | 3400 | 10.2 | 7.5 | 44000 | 3720 | 3.5 | 2.5 | Non Federally-Regulated | 06/11/1985 |  | 05/11/1988
Marvair | Marvair | WHP57HPC |  | Water-Source | WBAHP: Heat Pump Packaged Unit | Heat Pump | 230 | 3 |  |  | No Match | No Match |  |  |  | 57000 | 5429 | 10.5 | 9 | 72000 | 5703 | 3.7 | 3.2 | Non Federally-Regulated | 05/11/1988 |  | 03/15/1989
Geosystems, LLC | Geosystems, LLC | RGT-V048 |  | Ground-Source | WBAHP: Heat Pump Packaged Unit | Heat Pump | 208 | 1 |  |  | No Match | Dual-Speed |  |  |  | 51000 | 2550 | 20 | 13.4 | 36500 | 2609 | 4.1 | 3.1 | Non Federally-Regulated | 03/02/2012 |  | 12/12/2012
McQuay / Snyder General | Electro-Hydronics | FC400FK |  | Water-Source | WBAHP: Heat Pump Packaged Unit | Heat Pump | 208 | 3 |  |  | No Match | No Match |  |  |  | 39600 | 3960 | 10 | 9 | 45000 | 3880 | 3.4 | 3.2 | Non Federally-Regulated | 05/11/1988 |  | 03/15/1989
ClimateMaster Inc. | Carrier Corp. | 50RTP05 |  | Water-Source | WBAHP: Heat Pump Packaged Unit | Heat Pump | 208 | 3 |  |  | No Match | Single-Speed |  |  |  | 61100 | 3892 | 15.7 | 12 | 72800 | 4183 | 5.1 | 4.2 | Federally-Regulated Commercial & Industrial Equipment | 10/24/2014 |  | 04/22/2015
Waterfurnace International, Inc. | Waterfurnace International, Inc. | ATV057D0(P) |  | Ground-Water-Source | WBAHP: Heat Pump Packaged Unit | Heat Pump | 230 | 1 |  |  | No Match | No Match |  |  |  | 34000 | 1808 | 18.8 | 9 | 26000 | 2116 | 3.6 |  | Non Federally-Regulated | 12/14/1998 |  | 10/06/1999
Hydro Delta Corp. | Hydro Delta Corp. | 03-038-WTARH |  | Water-Source | WBAHP-CB: Heat Pump Split Syst | Heat Pump | 230 | 1 |  |  | No Match | No Match |  |  |  | 37500 | 2757 | 13.6 | 9 | 45000 | 3139 | 4.2 | 3.5 | Non Federally-Regulated | 10/05/1999 |  | 11/17/1999
Addison Products | Addison Products | HGY120-5A |  | Water-Source | WBAHP: Heat Pump Packaged Unit | Heat Pump | 575 | 3 |  |  | No Match | No Match |  |  |  | 108000 | 9908 | 10.9 | 9 | 136000 | 9961 | 4 | 3.8 | Federally-Regulated Commercial & Industrial Equipment | 11/14/2000 |  | 01/18/2001
Waterfurnace International, Inc. | Waterfurnace International, Inc. | SXH036C4 |  | Ground-Source | WBAHP: Heat Pump Packaged Unit | Heat Pump | 460 | 3 |  |  | No Match | No Match |  |  |  | 36400 | 2676 | 13.6 |  | 26000 | 2381 | 3.2 |  | Non Federally-Regulated | 03/31/1998 |  | 05/10/1998
Singer | Electro-Hydronics | FV260B5 |  | Water-Source | WBAHP: Heat Pump Packaged Unit | Heat Pump | 208 | 1 |  |  | No Match | No Match |  |  |  | 24000 | 2850 | 8.4 | 7.5 | 28500 | 2900 | 2.9 | 2.5 | Non Federally-Regulated | 01/05/1982 |  | 09/08/1982
DeMarco Energy Systems | DeMarco Energy Systems | SL115-4VT |  | Water-Source | WBAHP-CB: Heat Pump Split Syst | Heat Pump | 460 | 3 |  |  | No Match | No Match |  |  |  | 110000 | 9322 | 11.8 | 9 | 130000 | 10297 | 3.7 | 3.5 | Non Federally-Regulated | 10/02/1998 |  | 04/12/2000
Enertech Global, LLC | Enertech | HCT036A |  | Ground-Source | WBAHP: Heat Pump Packaged Unit | Heat Pump | 208 | 1 |  |  | No Match | Single-Speed |  |  |  | 38900 | 2137 | 18.2 | 13.4 | 28500 | 2037 | 4.1 | 3.1 | Non Federally-Regulated | 06/14/2011 |  | 01/09/2014
McQuay / Snyder General | Electro-Hydronics | LHP27AK |  | Water-Source | WBAHP: Heat Pump Packaged Unit | Heat Pump | 208 | 3 |  |  | No Match | No Match |  |  |  | 295200 | 25350 | 11.6 |  | 348000 | 28300 | 3.6 | 2.5 | Non Federally-Regulated | 08/29/1986 |  | 05/11/1988
Singer | Electro-Hydronics | CC330B33 |  | Water-Source | WBAHP: Heat Pump Packaged Unit | Heat Pump | 230 | 3 |  |  | No Match | No Match |  |  |  | 33000 | 3500 | 9.4 | 7.5 | 35500 | 3550 | 2.9 | 2.5 | Non Federally-Regulated | 01/05/1982 |  | 09/08/1982
Carrier Corp. | Carrier | 50HQ,VQ0183 |  | Water-Source | WBAHP: Heat Pump Packaged Unit | Heat Pump | 230 | 1 |  |  | No Match | No Match |  |  |  | 19000 | 2200 | 8.6 | 7.5 | 23500 | 2500 | 2.8 | 2.5 | Non Federally-Regulated | 01/05/1982 |  | 09/08/1982
Enertech Global, LLC | Enertech | H072C | MPD060 | Ground-Source | WBAHP-CB: Heat Pump Split Syst | Heat Pump | 208 | 1 |  |  | No Match | Single-Speed | 3580 | 860 | 1 | 72000 | 4737 | 15.2 | 13.4 | 57900 | 5306 | 3.2 | 3.1 | Non Federally-Regulated | 07/16/2009 |  | 03/02/2012
McQuay / Snyder General | Electro-Hydronics | VF330F7 |  | Water-Source | WBAHP: Heat Pump Packaged Unit | Heat Pump | 265 | 1 |  |  | No Match | No Match |  |  |  | 30800 | 2852 | 10.8 | 9 | 35000 | 2900 | 3.5 | 3.2 | Non Federally-Regulated | 05/11/1988 |  | 03/15/1989
Trane U.S. Inc. | Command-Aire | GXHA0191 |  | Water-Source | WBAHP: Heat Pump Packaged Unit | Heat Pump | 208 | 1 |  |  | No Match | No Match |  |  |  | 18900 | 1657 | 11.4 | 10 | 24100 | 1810 | 3.9 |  | Federally-Regulated Commercial & Industrial Equipment | 10/05/1999 |  | 04/12/2000
Enertech Global, LLC | Enertech | GST072A | ACD060 | Ground-Source | WBAHP-CB: Heat Pump Split Syst | Heat Pump | 230 | 1 |  |  | No Match | Single-Speed | 3713 | 627 | 1 | 69000 | 4340 | 15.9 | 13.4 | 52600 | 4282 | 3.6 | 3.1 | Non Federally-Regulated | 11/30/2011 |  | 03/02/2012
Waterfurnace International, Inc. | Waterfurnace International, Inc. | SXV058C4 |  | Ground-Water-Source | WBAHP: Heat Pump Packaged Unit | Heat Pump | 460 | 3 |  |  | No Match | No Match |  |  |  | 56500 | 4216 | 13.4 | 9 | 45500 | 4301 | 3.1 |  | Non Federally-Regulated | 01/30/1998 |  | 03/31/1998
Addison Products | Addison Products | VWY072-4A |  | Water-Source | WBAHP: Heat Pump Packaged Unit | Heat Pump | 460 | 3 |  |  | No Match | No Match |  |  |  | 75000 | 6000 | 12.5 | 9 | 90200 | 5872 | 4.5 | 3.8 | Federally-Regulated Commercial & Industrial Equipment | 05/19/2000 |  | 11/14/2000
American Air Filter | Enercon | CW09 |  | Water-Source | WBAHP: Heat Pump Packaged Unit | Heat Pump | 230 | 1 |  |  | No Match | No Match |  |  |  | 8600 | 850 | 10.1 | 7.5 | 9000 | 775 | 3.4 | 2.5 | Non Federally-Regulated | 06/11/1985 |  | 05/11/1988
Carrier Corp. | Carrier | 50QEH0244 |  | Water-Source | WBAHP: Heat Pump Packaged Unit | Heat Pump | 265 | 1 |  |  | No Match | No Match |  |  |  | 25400 | 2082 | 12.2 | 9 | 30600 | 2360 | 3.8 | 3.2 | Federally-Regulated Commercial & Industrial Equipment | 12/13/1988 |  | 02/22/1990
Command-Aire | Command-Aire | SWPH-464 |  | Water-Source | WBAHP: Heat Pump Packaged Unit | Heat Pump | 460 | 3 |  |  | No Match | No Match |  |  |  | 46000 | 4800 | 9.6 | 9 | 55000 | 4600 | 3.5 | 3.2 | Federally-Regulated Commercial & Industrial Equipment | 01/23/1988 |  | 05/11/1988
Waterfurnace International, Inc. | Eagle Mountain | GS009**0*0 |  | Ground-Water-Source | WBAHP: Heat Pump Packaged Unit | Heat Pump | 230 | 1 |  |  | No Match | Single-Speed |  |  |  | 10800 | 486 | 22.2 | 16.2 | 10100 | 688 | 4.3 | 3.6 | Non Federally-Regulated | 01/24/2011 |  | 04/19/2013
Florida Heat Pump | Florida Heat Pump | EM042-5CS | EM042-5AV/AH | Water-Source | WBAHP-C: Heat Pump Split Syste | Heat Pump | 575 | 3 |  |  | No Match | No Match |  |  |  | 41000 | 3153 | 13 | 10 | 50000 | 3488 | 4.2 |  | Federally-Regulated Commercial & Industrial Equipment | 10/05/1999 |  | 04/12/2000
McQuay / Snyder General | Electro-Hydronics | UW230F3 |  | Water-Source | WBAHP: Heat Pump Packaged Unit | Heat Pump | 230 | 1 |  |  | No Match | No Match |  |  |  | 23000 | 2250 | 10.2 | 7.5 | 30000 | 2500 | 3.5 | 2.5 | Non Federally-Regulated | 08/29/1986 |  | 05/11/1988
Command-Aire | Command-Aire | SWPHXR267E |  | Water-Source | WBAHP: Heat Pump Packaged Unit | Heat Pump | 265 | 1 |  |  | No Match | No Match |  |  |  | 24000 | 2160 | 11.1 | 9 | 32000 | 2340 | 4.1 | 3.2 | Non Federally-Regulated | 02/22/1990 |  | 07/31/1991
Waterfurnace International, Inc. | Rybacki - Hart Enterprises | ZS070**0*4 |  | Water-Source | WBAHP: Heat Pump Packaged Unit | Heat Pump | 230 | 1 |  |  | No Match | Single-Speed |  |  |  | 63000 | 4406 | 14.3 | 12 | 79000 | 4926 | 4.7 | 4.2 | Federally-Regulated Commercial & Industrial Equipment | 06/14/2011 |  | 03/02/2012
Hydro Delta Corp. | Hydro Delta Corp. | 03-026-WTAWY-HE |  | Water-Source | WBAH-O: Heating Only Packaged | Heat Pump | 208 | 1 |  |  | No Match | No Match |  |  |  | 0 | 0 | 0 | 9 | 28400 | 2311 | 3.6 | 3.5 | Non Federally-Regulated | 10/05/1999 |  | 04/12/2000
Addison Products | Addison Products | WSH032-1AL |  | Water-Source | WBAHP: Heat Pump Packaged Unit | Heat Pump | 208 | 1 |  |  | No Match | No Match |  |  |  | 32600 | 2672 | 12.2 | 9.3 | 41000 | 2860 | 4.2 | 3.8 | Federally-Regulated Commercial & Industrial Equipment | 03/31/1998 |  | 05/10/1998
ClimateMaster Inc. | Trane | WPCC0082 |  | Water-Source | WBAHP-O: Heat Pump Packaged Un | Heat Pump | 208 | 1 |  |  | No Match | No Match |  |  |  | 7200 | 690 | 10.4 | 9 | 9400 | 750 | 3.6 | 3.2 | Non Federally-Regulated | 02/22/1990 |  | 07/31/1991
ClimateMaster Inc. | Carrier | 50HQA/HQD/VQA/VQD036 5 |  | Water-Source | WBAHP: Heat Pump Packaged Unit | Heat Pump | 230 | 3 |  |  | No Match | No Match |  |  |  | 35000 | 3181 | 11 | 10 | 42500 | 3192 | 3.9 |  | Federally-Regulated Commercial & Industrial Equipment | 10/05/1999 |  | 04/12/2000
McQuay International | McQuay | W-FDL/FDS/FMS-1-036-E |  | Water-Source | WBAHP: Heat Pump Packaged Unit | Heat Pump | 208 | 1 |  |  | No Match | No Match |  |  |  | 35200 | 2957 | 11.9 | 10 | 45000 | 3296 | 4 |  | Federally-Regulated Commercial & Industrial Equipment | 09/21/2000 |  | 03/12/2009
Waterfurnace International, Inc. | Waterfurnace International, Inc. | ATV010C0 |  | Ground-Water-Source | WBAHP: Heat Pump Packaged Unit | Heat Pump | 230 | 1 |  |  | No Match | No Match |  |  |  | 9900 | 642 | 15.4 | 9 | 7400 | 657 | 3.3 |  | Non Federally-Regulated | 01/30/1998 |  | 03/31/1998
Florida Heat Pump | Florida Heat Pump | EM048-4VT |  | Water-Source | WBAHP: Heat Pump Packaged Unit | Heat Pump | 460 | 3 |  |  | No Match | No Match |  |  |  | 49000 | 3920 | 12.5 | 10 | 58000 | 3863 | 4.4 |  | Federally-Regulated Commercial & Industrial Equipment | 12/14/1998 |  | 10/05/1999
Waterfurnace International, Inc. | Eagle Mountain | GTS038A1 | GRAC036* | Ground-Water-Source | WBAHP-CB: Heat Pump Split Syst | Heat Pump | 208 | 1 |  |  | No Match | Dual-Speed |  |  |  | 34300 | 1681 | 20.4 | 16.2 | 33100 | 2156 | 4.5 | 3.6 | Non Federally-Regulated | 01/24/2011 |  | 08/23/2011
Waterfurnace International, Inc. | Waterfurnace International, Inc. | ATV019D1 |  | Ground-Water-Source | WBAHP: Heat Pump Packaged Unit | Heat Pump | 208 | 1 |  |  | No Match | No Match |  |  |  | 19400 | 1168 | 16.6 | 9 | 13700 | 1115 | 3.6 |  | Non Federally-Regulated | 12/14/1998 |  | 10/06/1999
Enertech Global, LLC | Enertech | HHT036A2 |  | Ground-Source | WBAHP: Heat Pump Packaged Unit | Heat Pump | 208 | 3 |  |  | No Match | Single-Speed |  |  |  | 33400 | 2242 | 14.9 | 13.4 | 28500 | 2457 | 3.4 | 3.1 | Non Federally-Regulated | 12/12/2012 |  | 05/11/2015
Command-Aire | Command-Aire | SWPH-251 |  | Water-Source | WBAHP: Heat Pump Packaged Unit | Heat Pump | 230 | 1 |  |  | No Match | No Match |  |  |  | 32500 | 3550 | 9.2 | 7.5 | 42000 | 3450 | 3.6 | 2.5 | Non Federally-Regulated | 08/30/1983 |  | 05/11/1988
Florida Heat Pump | Bosch | LM070-2VT/CF/HZ*-*****A |  | Ground-Water-Source | WBAHP: Heat Pump Packaged Unit | Both Heat Pump and Electric Re | 265 | 1 |  |  |  | Dual-Speed | 2562 | 844 |  | 78700 | 3407 | 23.1 | 16.2 | 70000 | 4559 | 4.5 | 3.6 | Non Federally-Regulated | 04/22/2015 |  | 05/01/2015
Waterfurnace International, Inc. | Extended Range | WXS049A*1 | RCS-049A | Ground-Water-Source | WBAHP-C: Heat Pump Split Syste | Heat Pump | 230 | 1 |  |  | No Match | No Match |  |  |  | 52000 | 4685 | 11.1 |  | 63500 | 5316 | 3.5 |  | Non Federally-Regulated | 03/15/1989 |  | 07/31/1991
Mammoth | Hydrobank II | D031HHG |  | Water-Source | WBAHP: Heat Pump Packaged Unit | Heat Pump | 230 | 1 |  |  | No Match | No Match |  |  |  | 29600 | 2487 | 11.9 | 10 | 37000 | 2581 | 4.2 |  | Federally-Regulated Commercial & Industrial Equipment | 01/18/2001 |  | 03/12/2009
ClimateMaster Inc. | Climate Master Series | VP/HP060G |  | Water-Source | WBAHP: Heat Pump Packaged Unit | Heat Pump | 230 | 1 |  |  | No Match | No Match |  |  |  | 59000 | 4609 | 12.8 | 10 | 71000 | 4727 | 4.4 |  | Federally-Regulated Commercial & Industrial Equipment | 04/12/2000 |  | 11/14/2000
Geoflex Systems, Inc. | Geoflex Systems, Inc. | GF1T-V/H/D/M-038WACBE |  | Ground-Source | WBAHP: Heat Pump Packaged Unit | Both Heat Pump and Electric Re | 200 | 3 |  |  | No Match | Dual-Speed |  |  |  | 39200 | 2042 | 19.2 | 13.4 | 28000 | 2001 | 4.1 | 3.1 | Non Federally-Regulated | 11/30/2011 |  | 01/09/2014
ClimateMaster Inc. | Climate Master Series | GRV/GRH024AH |  | Ground-Water-Source | WBAHP: Heat Pump Packaged Unit | Heat Pump | 208 | 3 |  |  | No Match | No Match |  |  |  | 22700 | 1746 | 13 | 9 | 16900 | 1500 | 3.3 |  | Non Federally-Regulated | 04/10/2000 |  | 07/18/2002
Florida Heat Pump | Energy Miser | HE15CF-1 |  | Water-Source | WBAHP: Heat Pump Packaged Unit | Heat Pump | 208 | 1 |  |  | No Match | No Match |  |  |  | 14400 | 1320 | 10.9 | 9 | 20000 | 1465 | 4 | 3.2 | Non Federally-Regulated | 02/22/1990 |  | 07/31/1991
Florida Heat Pump | Florida Heat Pump | EM042-4CF/HZ/VT |  | Water-Source | WBAHP-CB: Heat Pump Split Syst | Heat Pump | 460 | 3 |  |  | No Match | No Match |  |  |  | 42500 | 3455 | 12.3 | 9 | 50000 | 4185 | 3.5 | 3.5 | Non Federally-Regulated | 07/22/2002 |  | 03/12/2009
Waterfurnace International, Inc. | Waterfurnace International, Inc. | SXH030C3 |  | Water-Source | WBAHP: Heat Pump Packaged Unit | Heat Pump | 208 | 3 |  |  | No Match | No Match |  |  |  | 30600 | 2125 | 14.4 | 10 | 36600 | 2145 | 5 |  | Federally-Regulated Commercial & Industrial Equipment | 12/14/1998 |  | 10/05/1999
Addison Products | Heat Controller | VWPG024-1B-XL |  | Ground-Water-Source | WBAHP: Heat Pump Packaged Unit | Heat Pump | 208 | 1 |  |  | No Match | No Match |  |  |  | 22000 | 1496 | 14.7 | 9 | 16000 | 1512 | 3.1 |  | Non Federally-Regulated | 10/06/1999 |  | 04/10/2000
Friedrich Air Conditioning Co. | Climate Master Series | V240-34********** |  | Water-Source | WBAHP: Heat Pump Packaged Unit | Heat Pump | 460 | 3 |  |  | No Match | No Match |  |  |  | 238000 | 23800 | 10 | 7.5 | 262000 | 22000 | 3.5 | 2.2 | Non Federally-Regulated | 08/30/1983 |  | 06/11/1985
Addison Products | Heat Controller | WSH036-1AR |  | Water-Source | WBAHP: Heat Pump Packaged Unit | Heat Pump | 208 | 1 |  |  | No Match | No Match |  |  |  | 35000 | 2868 | 12.2 | 10 | 44000 | 3069 | 4.2 |  | Federally-Regulated Commercial & Industrial Equipment | 10/05/1999 |  | 04/12/2000
McQuay / Snyder General | Electro-Hydronics | CW330GD |  | Water-Source | WBAHP: Heat Pump Packaged Unit | Heat Pump | 230 | 3 |  |  | No Match | No Match |  |  |  | 33000 | 3050 | 10.8 | 7.5 | 39000 | 3090 | 3.7 | 2.5 | Non Federally-Regulated | 08/29/1986 |  | 05/11/1988
Command-Aire | Command-Aire | SWP1033* |  | Water-Source | WBAHP: Heat Pump Packaged Unit | Heat Pump | 208 | 3 |  |  | No Match | No Match |  |  |  | 124000 | 10690 | 11.6 | 9.2 | 156000 | 10880 | 4.2 | 2.5 | Non Federally-Regulated | 08/29/1986 |  | 01/23/1988
Addison Products | Heat Controller | WRH64-1J | HRH64-1J/1JB | Water-Source | WBAH: Heating Only Packaged Un | Heat Pump | 230 | 1 |  |  | No Match | No Match |  |  |  | 62500 | 5081 | 12.3 | 9 | 76000 | 6362 | 3.5 | 3.5 | Non Federally-Regulated | 10/05/1999 |  | 04/12/2000
Waterfurnace International, Inc. | Waterfurnace International, Inc. | VLV/VXV009*1 |  | Water-Source | WBAHP: Heat Pump Packaged Unit | Heat Pump | 208 | 1 |  |  | No Match | No Match |  |  |  | 9000 | 703 | 12.8 | 10 | 12000 | 817 | 4.3 |  | Federally-Regulated Commercial & Industrial Equipment | 10/05/1999 |  | 04/12/2000
Tetco | Tetco | ESII4.0 |  | Ground-Water-Source | WBAHP: Heat Pump Packaged Unit | Heat Pump | 230 | 1 |  |  | No Match | No Match |  |  |  | 43000 | 3161 | 13.6 | 9 | 39500 | 3734 | 3.1 |  | Non Federally-Regulated | 01/30/1998 |  | 10/02/1998
Waterfurnace International, Inc. | Waterfurnace International, Inc. | VLH/VXH070*1 |  | Water-Source | WBAHP: Heat Pump Packaged Unit | Heat Pump | 208 | 1 |  |  | No Match | No Match |  |  |  | 68000 | 5528 | 12.3 | 9 | 83200 | 5804 | 4.2 | 3.8 | Federally-Regulated Commercial & Industrial Equipment | 10/05/1999 |  | 06/20/2003
Geoflex Systems, Inc. | Geoflex Systems, Inc. | GF1S-V/H/D/M-024WADBP |  | Ground-Water-Source | WBAHP: Heat Pump Packaged Unit | Both Heat Pump and Electric Re | 460 | 3 |  |  | No Match | Single-Speed |  |  |  | 22900 | 798 | 28.7 | 16.2 | 19900 | 1166 | 5 | 3.6 | Non Federally-Regulated | 11/30/2011 |  | 03/02/2012
McQuay International | McQuay | CCW030E-F |  | Water-Source | WBAHP: Heat Pump Packaged Unit | Heat Pump | 230 | 3 |  |  | No Match | No Match |  |  |  | 30400 | 2268 | 13.4 | 10 | 37000 | 2464 | 4.4 |  | Federally-Regulated Commercial & Industrial Equipment | 02/02/1998 |  | 03/31/1998
ClimateMaster Inc. | Carrier Corp. | 50PRH/V006 3 |  | Water-Source | WBAHP: Heat Pump Packaged Unit | Heat Pump | 230 | 1 |  |  | No Match | Single-Speed |  |  |  | 5800 | 439 | 13.2 | 11.2 | 7500 | 468 | 4.7 | 4.2 | Federally-Regulated Commercial & Industrial Equipment | 01/24/2011 |  | 08/23/2011
Mammoth | Hydrobank II | D054VLG |  | Ground-Water-Source | WBAHP: Heat Pump Packaged Unit | Heat Pump | 208 | 1 |  |  | No Match | No Match |  |  |  | 51500 | 3678 | 14 | 9 | 41000 | 3640 | 3.3 |  | Non Federally-Regulated | 01/18/2001 |  | 07/18/2002
Command-Aire | Command-Aire | GSUF0241A |  | Ground-Water-Source | WBAHP: Heat Pump Packaged Unit | Heat Pump | 208 | 1 |  |  | No Match | No Match |  |  |  | 23600 | 1661 | 14.2 | 9 | 17000 | 1779 | 2.8 |  | Non Federally-Regulated | 08/07/1998 |  | 10/02/1998
Waterfurnace International, Inc. | Waterfurnace International, Inc. | SXV013C2 |  | Ground-Water-Source | WBAHP: Heat Pump Packaged Unit | Heat Pump | 265 | 1 |  |  | No Match | No Match |  |  |  | 13500 | 906 | 14.9 | 11 | 14100 | 961 | 4.3 | 3.5 | Non Federally-Regulated | 03/31/1998 |  | 05/10/1998
Waterfurnace International, Inc. | Waterfurnace International, Inc. | NSV/NSH036G1*1 |  | Ground-Source | WBAHP: Heat Pump Packaged Unit | Heat Pump | 230 | 1 |  |  | No Match | Single-Speed |  |  |  | 35400 | 1580 | 22.4 | 13.4 | 24100 | 1605 | 4.4 | 3.1 | Non Federally-Regulated | 09/03/2012 |  | 04/19/2013
ClimateMaster Inc. | Carrier Corp. | 50YEH/V/D030K***3 |  | Ground-Water-Source | WBAHP: Heat Pump Packaged Unit | Heat Pump | 230 | 1 |  |  | No Match | Single-Speed |  |  |  | 30800 | 1154 | 26.7 | 16.2 | 28000 | 1675 | 4.9 | 3.6 | Non Federally-Regulated | 10/24/2014 |  | 04/22/2015
American Air Filter | Enercon | EVW-101 |  | Water-Source | WBAHP: Heat Pump Packaged Unit | Heat Pump | 460 | 3 |  |  | No Match | No Match |  |  |  | 102000 | 9444 | 10.8 | 9.2 | 124000 | 10383 | 3.5 |  | Non Federally-Regulated | 05/11/1988 |  | 03/15/1989
Waterfurnace International, Inc. | Eagle Mountain | ZS030**0*0 |  | Ground-Water-Source | WBAHP: Heat Pump Packaged Unit | Heat Pump | 208 | 1 |  |  | No Match | Single-Speed |  |  |  | 32900 | 1430 | 23 | 16.2 | 28300 | 2074 | 4 | 3.6 | Non Federally-Regulated | 01/24/2011 |  | 04/19/2013
ClimateMaster Inc. | Trane | WPHC0486 |  | Water-Source | WBAHP: Heat Pump Packaged Unit | Heat Pump | 208 | 3 |  |  | No Match | No Match |  |  |  | 48493 | 4402 | 11 | 9 | 56843 | 5228 | 3.8 | 3.2 | Federally-Regulated Commercial & Industrial Equipment | 07/05/1988 |  | 02/22/1990
Enertech Global, LLC | Enertech | HST036A2 | MPD036 | Ground-Source | WBAHP-CB: Heat Pump Split Syst | Heat Pump | 208 | 3 |  |  | No Match | Single-Speed |  |  |  | 38000 | 2303 | 16.5 | 13.4 | 28400 | 2250 | 3.7 | 3.1 | Non Federally-Regulated | 12/12/2012 |  | 04/29/2015
Trane U.S. Inc. | Trane | EXVE0484 |  | Ground-Water-Source | WBAHP: Heat Pump Packaged Unit | Heat Pump | 460 | 3 |  |  | No Match | Single-Speed |  |  |  | 51800 | 2214 | 23.4 | 16.2 | 46300 | 2769 | 4.9 | 3.6 | Non Federally-Regulated | 06/14/2011 |  | 08/15/2014
Florida Heat Pump | Florida Heat Pump | GT042-1CF/HZ/VT |  | Ground-Water-Source | WBAHP: Heat Pump Packaged Unit | Heat Pump | 208 | 1 |  |  | No Match | No Match |  |  |  | 41300 | 2790 | 14.8 | 9 | 31000 | 2595 | 3.5 |  | Non Federally-Regulated | 05/29/2001 |  | 07/18/2002
McQuay / Snyder General | Electro-Hydronics | CC1000FD |  | Water-Source | WBAHP: Heat Pump Packaged Unit | Heat Pump | 230 | 3 |  |  | No Match | No Match |  |  |  | 97500 | 10156 | 9.6 | 9.2 | 136000 | 10400 | 3.8 |  | Non Federally-Regulated | 05/11/1988 |  | 03/15/1989
Waterfurnace International, Inc. | Waterfurnace International, Inc. | SXV036A4 |  | Water-Source | WBAHP: Heat Pump Packaged Unit | Heat Pump | 460 | 3 |  |  | No Match | No Match |  |  |  | 36000 | 2647 | 13.6 | 10 | 44500 | 2774 | 4.7 |  | Federally-Regulated Commercial & Industrial Equipment | 02/02/1998 |  | 03/31/1998
Command-Aire | Command-Aire | RUWP-201 |  | Water-Source | WBAHP: Heat Pump Packaged Unit | Heat Pump | 208 | 1 |  |  | No Match | No Match |  |  |  | 25000 | 2360 | 10.6 | 7.5 | 31200 | 2420 | 3.8 | 2.5 | Non Federally-Regulated | 09/08/1982 |  | 08/30/1983
Florida Heat Pump | Energy Miser | HE34CF-3 |  | Water-Source | WBAHP: Heat Pump Packaged Unit | Heat Pump | 208 | 3 |  |  | No Match | No Match |  |  |  | 34000 | 2835 | 12 | 9 | 44000 | 3145 | 4.1 | 3.2 | Non Federally-Regulated | 02/22/1990 |  | 07/31/1991
Waterfurnace International, Inc. | Rybacki - Hart Enterprises | QT064**1 |  | Ground-Water-Source | WBAHP: Heat Pump Packaged Unit | Heat Pump | 230 | 1 |  |  | No Match | Dual-Speed |  |  |  | 64100 | 3465 | 18.5 | 16.2 | 52800 | 3869 | 4 | 3.6 | Non Federally-Regulated | 01/24/2011 |  | 04/19/2013
ClimateMaster Inc. | Climate Master Series | HS/HL120H |  | Water-Source | WBAHP: Heat Pump Packaged Unit | Heat Pump | 208 | 3 |  |  | No Match | No Match |  |  |  | 120000 | 10714 | 11.2 | 9 | 150000 | 11565 | 3.8 | 3.8 | Federally-Regulated Commercial & Industrial Equipment | 04/12/2000 |  | 11/19/2001
Florida Heat Pump | Florida Heat Pump | EM041-3VT |  | Water-Source | WBAHP: Heat Pump Packaged Unit | Heat Pump | 208 | 3 |  |  | No Match | No Match |  |  |  | 39500 | 2992 | 13.2 | 9.3 | 50000 | 3488 | 4.2 | 3.8 | Federally-Regulated Commercial & Industrial Equipment | 03/31/1998 |  | 05/10/1998
Command-Aire | Command-Aire | SPRD0091 |  | Water-Source | WBAHP-O: Heat Pump Packaged Un | Heat Pump | 265 | 1 |  |  | No Match | No Match |  |  |  | 9000 | 810 | 11.1 | 10 | 12200 | 871 | 4.1 |  | Federally-Regulated Commercial & Industrial Equipment | 08/07/1998 |  | 10/02/1998
Enertech Global, LLC | Enertech | GXT072D |  | Ground-Water-Source | WBAHP: Heat Pump Packaged Unit | Heat Pump | 208 | 1 |  |  | No Match | Single-Speed | 2875 | 710 | 1 | 78500 | 3584 | 21.9 | 16.2 | 71900 | 4789 | 4.4 | 3.6 | Non Federally-Regulated | 09/03/2012 |  | 12/12/2012
California Heat Pump | California Heat Pump | CHP-22V*-12-** |  | Water-Source | WBAHP: Heat Pump Packaged Unit | Heat Pump | 208 | 1 |  |  | No Match | No Match |  |  |  | 20500 | 2325 | 8.8 | 7.5 | 24000 | 2400 | 2.9 | 2.5 | Non Federally-Regulated | 01/05/1982 |  | 06/11/1985
Waterfurnace International, Inc. | Waterfurnace International, Inc. | SXH036C0 |  | Water-Source | WBAHP-CB: Heat Pump Split Syst | Heat Pump | 230 | 1 |  |  | No Match | No Match |  |  |  | 37600 | 2870 | 13.1 | 9 | 40500 | 2967 | 4 | 3.5 | Non Federally-Regulated | 02/02/1998 |  | 10/02/1998
Florida Heat Pump | Florida Heat Pump | EM041-5CS | EM041-5AH/AV | Ground-Water-Source | WBAHP-CB: Heat Pump Split Syst | Heat Pump | 575 | 3 |  |  | No Match | No Match |  |  |  | 40000 | 3030 | 13.2 | 9 | 29500 | 2980 | 2.9 |  | Non Federally-Regulated | 07/22/2002 |  | 03/12/2009
Florida Heat Pump | Clean Energy Developments Corp. | PS049-4CF/HZ/VT |  | Water-Source | WBAHP: Heat Pump Packaged Unit | Heat Pump | 460 | 3 |  |  | No Match | Single-Speed |  |  |  | 48000 | 3556 | 12.6 | 12 | 58000 | 3540 | 4.8 | 4.2 | Federally-Regulated Commercial & Industrial Equipment | 06/23/2011 |  | 09/03/2012
Florida Heat Pump | Florida Heat Pump | EM036-1CS | EM036-1AV/AH | Water-Source | WBAHP-C: Heat Pump Split Syste | Heat Pump | 230 | 1 |  |  | No Match | No Match |  |  |  | 34500 | 2500 | 13.8 | 10 | 41000 | 2730 | 4.4 |  | Federally-Regulated Commercial & Industrial Equipment | 10/05/1999 |  | 04/12/2000
Waterfurnace International, Inc. | Extended Range | WXH/WXV084A*3*** |  | Water-Source | WBAHP-CB: Heat Pump Split Syst | Heat Pump | 230 | 3 |  |  | No Match | No Match |  |  |  | 90000 | 8036 | 11.2 | 9.2 | 111000 | 8339 | 3.9 |  | Non Federally-Regulated | 09/13/1989 |  | 07/27/1992
Florida Heat Pump | Florida Heat Pump | CW009-1 |  | Water-Source | WBAHP-CB: Heat Pump Split Syst | Heat Pump | 208 | 1 |  |  | No Match | No Match |  |  |  | 9000 | 529 | 17 | 9 | 8600 | 536 | 4.7 | 3.5 | Non Federally-Regulated | 07/16/2001 |  | 07/18/2002
Climate Control / Snyder General | Electro-Hydronics | UC330FK |  | Water-Source | WBAHP: Heat Pump Packaged Unit | Heat Pump | 208 | 3 |  |  | No Match | No Match |  |  |  | 33000 | 3050 | 10.8 | 7.5 | 39000 | 3090 | 3.7 | 2.5 | Non Federally-Regulated | 05/16/1984 |  | 08/29/1986
ClimateMaster Inc. | Climate Master Series | V240-34********** |  | Water-Source | WBAHP: Heat Pump Packaged Unit | Heat Pump | 460 | 3 |  |  | No Match | No Match |  |  |  | 238000 | 23800 | 10 |  | 262000 | 22000 | 3.5 | 2.5 | Non Federally-Regulated | 02/22/1990 |  | 07/31/1991
Addison Products | Addison Products | VWPG060-1B-XL* |  | Water-Source | WBAHP-CB: Heat Pump Split Syst | Heat Pump | 230 | 1 |  |  | No Match | No Match |  |  |  | 59000 | 4538 | 13 | 9 | 66000 | 4959 | 3.9 | 3.5 | Non Federally-Regulated | 12/14/1998 |  | 10/05/1999
Mammoth | Hydrobank II | D006HHJ |  | Water-Source | WBAHP: Heat Pump Packaged Unit | Heat Pump | 208 | 1 |  |  | No Match | No Match |  |  |  | 6800 | 618 | 11 | 10 | 9400 | 706 | 3.9 |  | Federally-Regulated Commercial & Industrial Equipment | 05/23/2000 |  | 11/14/2000
Waterfurnace International, Inc. | Waterfurnace International, Inc. | NSV/NSH022F1*0 |  | Ground-Source | WBAHP: Heat Pump Packaged Unit | Heat Pump | 230 | 1 |  |  | No Match | Single-Speed |  |  |  | 21500 | 1049 | 20.5 | 13.4 | 14200 | 1125 | 3.7 | 3.1 | Non Federally-Regulated | 05/02/2012 |  | 04/19/2013
Florida Heat Pump | Geomaster, LLC | ES035-1CS | ES035-1AV/AH | Ground-Water-Source | WBAHP-CB: Heat Pump Split Syst | Heat Pump | 230 | 1 |  |  | No Match | Dual-Speed |  |  |  | 41200 | 1864 | 22.1 | 16.2 | 35200 | 2518 | 4.1 | 3.6 | Non Federally-Regulated | 06/15/2009 |  | 11/30/2011
Enertech Global, LLC | Enertech | GXT036C2 |  | Ground-Water-Source | WBAHP: Heat Pump Packaged Unit | Heat Pump | 230 | 3 |  |  | No Match | Single-Speed |  |  |  | 40900 | 1748 | 23.4 | 16.2 | 35700 | 2135 | 4.9 | 3.6 | Non Federally-Regulated | 12/12/2012 |  | 04/21/2014
Waterfurnace International, Inc. | Waterfurnace International, Inc. | P022**0 |  | Ground-Water-Source | WBAHP: Heat Pump Packaged Unit | Heat Pump | 230 | 1 |  |  | No Match | No Match |  |  |  | 23400 | 1392 | 16.8 | 9 | 15700 | 1352 | 3.4 |  | Non Federally-Regulated | 05/19/2000 |  | 07/18/2002
Bard Manufacturing Company, Inc. | Bard | QW242-B |  | Ground-Water-Source | WBAHP: Heat Pump Packaged Unit | Heat Pump | 230 | 3 |  |  | No Match | No Match |  |  |  | 25000 | 1533 | 16.3 | 9 | 16200 | 1531 | 3.1 |  | Non Federally-Regulated | 06/20/2003 |  | 03/12/2009
Addison Products | Addison Products | VWPG042-1B-XL* |  | Ground-Water-Source | WBAHP: Heat Pump Packaged Unit | Heat Pump | 230 | 1 |  |  | No Match | No Match |  |  |  | 42000 | 2896 | 14.5 | 11 | 46000 | 3209 | 4.2 | 3.5 | Non Federally-Regulated | 03/31/1998 |  | 05/10/1998
Florida Heat Pump | Geomaster, LLC | ES036-1CF/HZ/VT |  | Ground-Source | WBAHP: Heat Pump Packaged Unit | Heat Pump | 208 | 1 |  |  | No Match | Single-Speed |  |  |  | 34000 | 1789 | 19 | 13.4 | 24000 | 2009 | 3.5 | 3.1 | Non Federally-Regulated | 02/09/2009 |  | 04/20/2015
Waterfurnace International, Inc. | Spectra | SXV019A1 |  | Water-Source | WBAHP: Heat Pump Packaged Unit | Heat Pump | 208 | 1 |  |  | No Match | No Match |  |  |  | 18600 | 1378 | 13.5 | 10 | 24200 | 1509 | 4.7 |  | Federally-Regulated Commercial & Industrial Equipment | 06/02/1993 |  | 06/03/1993
ClimateMaster Inc. | Climate Master Series | GRV/GRH030AH |  | Water-Source | WBAHP-CB: Heat Pump Split Syst | Heat Pump | 208 | 3 |  |  | No Match | No Match |  |  |  | 29700 | 1903 | 15.6 | 9 | 35100 | 2391 | 4.3 | 3.5 | Non Federally-Regulated | 04/12/2000 |  | 07/18/2002
Florida Heat Pump | Energy Miser | LT 40 CF -1 |  | Ground-Water-Source | WBAHP: Heat Pump Packaged Unit | Heat Pump | 208 | 1 |  |  | No Match | No Match |  |  |  | 36400 | 3250 | 11.2 | 11 | 42000 | 3515 | 3.5 | 3.4 | Non Federally-Regulated | 07/31/1991 |  | 03/31/1998
ClimateMaster Inc. | Climate Master Series | HE072F |  | Ground-Water-Source | WBAHP: Heat Pump Packaged Unit | Heat Pump | 460 | 3 |  |  | No Match | No Match |  |  |  | 68000 | 6181 | 11 | 9 | 53000 | 5546 | 2.8 |  | Non Federally-Regulated | 01/22/2003 |  | 03/12/2009
Florida Heat Pump | Florida Heat Pump | TA071-1CS | DX071 | Ground-Water-Source | WBAHP-CB: Heat Pump Split Syst | Both Heat Pump and Electric Re | 230 | 1 |  |  | No Match | Dual-Speed | 3100 | 840 | 1 | 72500 | 3940 | 18.4 | 16.2 | 71200 | 5217 | 4 | 3.6 | Non Federally-Regulated | 11/30/2011 |  | 03/02/2012
ClimateMaster Inc. | Climate Master Series | VS/VL080 F/H |  | Water-Source | WBAHP: Heat Pump Packaged Unit | Heat Pump | 460 | 3 |  |  | No Match | No Match |  |  |  | 74000 | 5285 | 14 | 10.5 | 83000 | 5791 | 4.2 | 3.8 | Federally-Regulated Commercial & Industrial Equipment | 03/31/1998 |  | 05/10/1998
ClimateMaster Inc. | Carrier Corp. | 50PRH/V006 4 |  | Ground-Water-Source | WBAHP: Heat Pump Packaged Unit | Heat Pump | 265 | 1 |  |  | No Match | Single-Speed |  |  |  | 6900 | 329 | 21 | 16.2 | 6200 | 454 | 4 | 3.6 | Non Federally-Regulated | 01/24/2011 |  | 08/23/2011
Marvair | Marvair | WHP36HPA |  | Water-Source | WBAHP: Heat Pump Packaged Unit | Heat Pump | 208 | 1 |  |  | No Match | No Match |  |  |  | 34300 | 3118 | 11 | 9 | 43300 | 3340 | 3.8 | 3.2 | Non Federally-Regulated | 02/22/1990 |  | 07/31/1991
Waterfurnace International, Inc. | Waterfurnace International, Inc. | E024**1 |  | Ground-Water-Source | WBAHP: Heat Pump Packaged Unit | Heat Pump | 208 | 1 |  |  | No Match | No Match |  |  |  | 24700 | 1372 | 18 | 9 | 15700 | 1352 | 3.4 |  | Non Federally-Regulated | 06/20/2003 |  | 03/12/2009
Snyder General Corp. | McQuay | WM120E3 |  | Water-Source | WBAHP-O: Heat Pump Packaged Un | Heat Pump | 208 | 1 |  |  | No Match | No Match |  |  |  | 11500 | 927 | 12.4 | 9 | 12800 | 1103 | 3.4 | 3.2 | Non Federally-Regulated | 02/22/1990 |  | 07/31/1991
Florida Heat Pump | Energy Miser | HEH23-1 |  | Water-Source | WBAHP: Heat Pump Packaged Unit | Heat Pump | 208 | 1 |  |  | No Match | No Match |  |  |  | 23000 | 1840 | 12.5 | 9.3 | 28800 | 1960 | 4.3 | 3.8 | Non Federally-Regulated | 07/31/1991 |  | 03/31/1998
Mammoth | Sol-A-Terra II | E014VSB |  | Ground-Water-Source | WBAHP: Heat Pump Packaged Unit | Heat Pump | 265 | 1 |  |  | No Match | No Match |  |  |  | 13800 | 1189 | 11.6 | 11 | 16800 | 1407 | 3.5 | 3.4 | Non Federally-Regulated | 07/31/1991 |  | 03/31/1998
Waterfurnace International, Inc. | Waterfurnace International, Inc. | ATH040D1 |  | Ground-Water-Source | WBAHP: Heat Pump Packaged Unit | Heat Pump | 208 | 1 |  |  | No Match | No Match |  |  |  | 41500 | 2441 | 17 | 9 | 29200 | 2516 | 3.4 |  | Non Federally-Regulated | 01/30/1998 |  | 10/02/1998
Marvair | Marvair | WVP47HPC |  | Water-Source | WBAHP: Heat Pump Packaged Unit | Heat Pump | 230 | 3 |  |  | No Match | No Match |  |  |  | 47500 | 4318 | 11 | 9 | 60000 | 4628 | 3.8 | 3.2 | Non Federally-Regulated | 05/11/1988 |  | 03/15/1989
ClimateMaster Inc. | Carrier Corp. | 50YEH/V/D036K***3 |  | Ground-Water-Source | WBAHP: Heat Pump Packaged Unit | Heat Pump | 208 | 1 |  |  | No Match | Single-Speed |  |  |  | 35400 | 1422 | 24.9 | 16.2 | 32600 | 1950 | 4.9 | 3.6 | Non Federally-Regulated | 10/24/2014 |  | 04/22/2015
Friedrich Air Conditioning Co. | Climate Master Series | V100-34********** |  | Water-Source | WBAHP: Heat Pump Packaged Unit | Heat Pump | 460 | 3 |  |  | No Match | No Match |  |  |  | 101000 | 9900 | 10.2 | 9.2 | 112000 | 9120 | 3.6 | 2.5 | Non Federally-Regulated | 05/16/1984 |  | 08/29/1986
McQuay / Snyder General | Electro-Hydronics | VF260G7 |  | Water-Source | WBAHP: Heat Pump Packaged Unit | Heat Pump | 265 | 1 |  |  | No Match | No Match |  |  |  | 25000 | 2450 | 10.2 | 9 | 31600 | 2500 | 3.7 | 3.2 | Non Federally-Regulated | 05/11/1988 |  | 03/15/1989
Snyder General Corp. | American Air Filter | GHW-09 |  | Water-Source | WBAHP: Heat Pump Packaged Unit | Heat Pump | 208 | 1 |  |  | No Match | No Match |  |  |  | 8200 | 788 | 10.4 | 9 | 11500 | 911 | 3.7 | 3.2 | Federally-Regulated Commercial & Industrial Equipment | 01/22/1990 |  | 07/27/1992
McQuay / Snyder General | Electro-Hydronics | FC330FK |  | Water-Source | WBAHP: Heat Pump Packaged Unit | Heat Pump | 208 | 3 |  |  | No Match | No Match |  |  |  | 30800 | 2852 | 10.8 | 9 | 39000 | 3090 | 3.7 | 3.2 | Non Federally-Regulated | 05/11/1988 |  | 03/15/1989
Addison Products | Addison Products | WSH028-1AR |  | Water-Source | WBAHP: Heat Pump Packaged Unit | Heat Pump | 208 | 1 |  |  | No Match | No Match |  |  |  | 27000 | 2177 | 12.4 | 9.3 | 34600 | 2304 | 4.4 | 3.8 | Federally-Regulated Commercial & Industrial Equipment | 03/31/1998 |  | 05/10/1998
McQuay / Snyder General | Electro-Hydronics | LHP27AK |  | Water-Source | WBAHP: Heat Pump Packaged Unit | Heat Pump | 208 | 3 |  |  | No Match | No Match |  |  |  | 295200 | 25350 | 11.6 |  | 348000 | 28300 | 3.6 |  | Non Federally-Regulated | 05/11/1988 |  | 03/15/1989
Command-Aire | Command-Aire | SWPR351E |  | Water-Source | WBAHP: Heat Pump Packaged Unit | Heat Pump | 208 | 1 |  |  | No Match | No Match |  |  |  | 36000 | 3270 | 11 | 9 | 49000 | 3500 | 4 | 3.2 | Non Federally-Regulated | 02/22/1990 |  | 07/31/1991
Jacobsen Energy Ind., Inc. | Jacobsen Energy Ind., Inc. | 36***6**** |  | Water-Source | WBAHP: Heat Pump Packaged Unit | Heat Pump | 460 | 3 |  |  | No Match | No Match |  |  |  | 36500 | 3100 | 11.8 | 7.5 | 43800 | 3425 | 3.7 | 2.5 | Non Federally-Regulated | 06/11/1985 |  | 05/11/1988
McQuay / Snyder General | Electro-Hydronics | LHP10BK |  | Water-Source | WBAHP: Heat Pump Packaged Unit | Heat Pump | 208 | 3 |  |  | No Match | No Match |  |  |  | 107000 | 9000 | 11.9 | 9.2 | 120000 | 9200 | 3.8 |  | Non Federally-Regulated | 05/11/1988 |  | 03/15/1989
Command-Aire | Command-Aire | RWP-604 |  | Water-Source | WBAHP: Heat Pump Packaged Unit | Heat Pump | 460 | 3 |  |  | No Match | No Match |  |  |  | 73900 | 7590 | 9.7 | 9.2 | 94300 | 7500 | 3.7 |  | Federally-Regulated Commercial & Industrial Equipment | 01/23/1988 |  | 05/11/1988
ClimateMaster Inc. | Climate Master Series | V113-34********** |  | Water-Source | WBAHP: Heat Pump Packaged Unit | Heat Pump | 460 | 3 |  |  | No Match | No Match |  |  |  | 113000 | 10660 | 10.6 | 10.5 | 130000 | 10300 | 3.7 | 3.8 | Non Federally-Regulated | 07/31/1991 |  | 03/31/1998
Florida Heat Pump | Florida Heat Pump | EM041-3CS | EM041-1AV | Water-Source | WBAHP-C: Heat Pump Split Syste | Heat Pump | 230 | 3 |  |  | No Match | No Match |  |  |  | 39000 | 3000 | 13 | 10 | 49000 | 3502 | 4.1 |  | Federally-Regulated Commercial & Industrial Equipment | 12/14/1998 |  | 10/05/1999
Mammoth | Hydrobank II | D024HHJ |  | Water-Source | WBAHP: Heat Pump Packaged Unit | Heat Pump | 230 | 1 |  |  | No Match | No Match |  |  |  | 23800 | 2266 | 10.5 | 10 | 31000 | 2328 | 3.9 |  | Federally-Regulated Commercial & Industrial Equipment | 01/18/2001 |  | 03/12/2009
Addison Products | Addison Products | HGY015-1A |  | Ground-Water-Source | WBAHP: Heat Pump Packaged Unit | Heat Pump | 230 | 1 |  |  | No Match | No Match |  |  |  | 15900 | 1074 | 14.8 | 9 | 11400 | 1077 | 3.1 |  | Non Federally-Regulated | 07/22/2002 |  | 03/12/2009
ClimateMaster Inc. | Carrier Corp. | 50YEH/V/D070****3 |  | Ground-Source | WBAHP: Heat Pump Packaged Unit | Heat Pump | 230 | 1 |  |  | No Match | Single-Speed | 3917 | 899 | 152 | 72900 | 4500 | 16.2 | 13.4 | 53800 | 4637 | 3.4 | 3.1 | Non Federally-Regulated | 10/24/2014 |  | 04/22/2015
McQuay International | McQuay | W-FDD/FDE/FME-1-012-A |  | Water-Source | WBAHP: Heat Pump Packaged Unit | Heat Pump | 115 | 1 |  |  | No Match | No Match |  |  |  | 11600 | 1035 | 11.2 | 10 | 14000 | 1079 | 3.8 |  | Federally-Regulated Commercial & Industrial Equipment | 09/21/2000 |  | 11/14/2000
Waterfurnace International, Inc. | Eagle Mountain | YS048**1*4 |  | Water-Source | WBAHP: Heat Pump Packaged Unit | Heat Pump | 208 | 1 |  |  | No Match | Single-Speed |  |  |  | 47700 | 3077 | 15.5 | 12 | 56000 | 3419 | 4.8 | 4.2 | Federally-Regulated Commercial & Industrial Equipment | 01/24/2011 |  | 04/19/2013
Waterfurnace International, Inc. | Geotility Geothermal Installations | ZS023**4*4 |  | Water-Source | WBAHP: Heat Pump Packaged Unit | Heat Pump | 460 | 3 |  |  | No Match | Single-Speed |  |  |  | 23000 | 1533 | 15 | 12 | 26000 | 1621 | 4.7 | 4.2 | Federally-Regulated Commercial & Industrial Equipment | 06/14/2011 |  | 04/19/2013
Florida Heat Pump | Florida Heat Pump | EM009-0CF |  | Water-Source | WBAHP: Heat Pump Packaged Unit | Heat Pump | 115 | 1 |  |  | No Match | No Match |  |  |  | 9500 | 760 | 12.5 | 9.3 | 13000 | 846 | 4.5 | 3.8 | Federally-Regulated Commercial & Industrial Equipment | 03/31/1998 |  | 05/10/1998
Friedrich Climate Master | Climate Master Series | 804-096-H******** |  | Water-Source | WBAHP: Heat Pump Packaged Unit | Heat Pump | 208 | 3 |  |  | No Match | No Match |  |  |  | 96000 | 9400 | 10.2 | 9.2 | 112000 | 9100 | 3.6 | 2.5 | Non Federally-Regulated | 08/29/1986 |  | 05/11/1988
Waterfurnace International, Inc. | Geotility Geothermal Installations | YS070**1*4 |  | Water-Source | WBAHP: Heat Pump Packaged Unit | Heat Pump | 230 | 1 |  |  | No Match | Single-Speed |  |  |  | 63000 | 4406 | 14.3 | 12 | 79000 | 4926 | 4.7 | 4.2 | Federally-Regulated Commercial & Industrial Equipment | 01/24/2011 |  | 04/19/2013
Command-Aire | Command-Aire | GXHA0191 |  | Water-Source | WBAHP: Heat Pump Packaged Unit | Heat Pump | 208 | 1 |  |  | No Match | No Match |  |  |  | 18900 | 1657 | 11.4 | 10 | 24100 | 1810 | 3.9 |  | Federally-Regulated Commercial & Industrial Equipment | 08/07/1998 |  | 10/02/1998
ClimateMaster Inc. | Climate Master Series | GRV/GRH036AH |  | Ground-Water-Source | WBAHP: Heat Pump Packaged Unit | Heat Pump | 230 | 3 |  |  | No Match | No Match |  |  |  | 34300 | 2578 | 13.3 | 9 | 26300 | 2408 | 3.2 |  | Non Federally-Regulated | 04/10/2000 |  | 07/18/2002
McQuay / Snyder General | Electro-Hydronics | CW400GP |  | Water-Source | WBAHP: Heat Pump Packaged Unit | Heat Pump | 460 | 3 |  |  | No Match | No Match |  |  |  | 39600 | 3960 | 10 | 7.5 | 45000 | 3880 | 3.4 | 2.5 | Non Federally-Regulated | 08/29/1986 |  | 05/11/1988
Addison Products | Addison Products | HGY060-1A |  | Ground-Water-Source | WBAHP: Heat Pump Packaged Unit | Heat Pump | 208 | 1 |  |  | No Match | No Match |  |  |  | 66200 | 4832 | 13.7 | 9 | 50000 | 4725 | 3.1 |  | Non Federally-Regulated | 11/14/2000 |  | 07/18/2002
Geoflex Systems, Inc. | Geoflex Systems, Inc. | GF1T-V/H/D/M-049WAEBE |  | Water-Source | WBAHP: Heat Pump Packaged Unit | Both Heat Pump and Electric Re | 575 | 3 |  |  | No Match | Dual-Speed |  |  |  | 48300 | 3057 | 15.8 | 12 | 58600 | 3303 | 5.2 | 4.2 | Federally-Regulated Commercial & Industrial Equipment | 11/30/2011 |  | 04/19/2013
Waterfurnace International, Inc. | Waterfurnace International, Inc. | VLH/VXH070*0 |  | Water-Source | WBAHP: Heat Pump Packaged Unit | Heat Pump | 230 | 1 |  |  | No Match | No Match |  |  |  | 68000 | 5528 | 12.3 | 9 | 83200 | 5804 | 4.2 | 3.8 | Federally-Regulated Commercial & Industrial Equipment | 11/14/2000 |  | 06/20/2003
Addison Products | Addison Products | HWPG036-1B** |  | Ground-Water-Source | WBAHP: Heat Pump Packaged Unit | Heat Pump | 230 | 1 |  |  | No Match | No Match |  |  |  | 36000 | 2465 | 14.6 | 9 | 25000 | 2363 | 3.1 |  | Non Federally-Regulated | 05/10/1998 |  | 10/02/1998
Climate Control / Snyder General | Electro-Hydronics | CC550GD |  | Water-Source | WBAHP: Heat Pump Packaged Unit | Heat Pump | 230 | 3 |  |  | No Match | No Match |  |  |  | 55000 | 5670 | 9.7 | 7.5 | 67000 | 5610 | 3.5 | 2.5 | Non Federally-Regulated | 06/11/1985 |  | 08/29/1986
McQuay International | McQuay | W-FDL/FDS/FMS-1-030-K |  | Water-Source | WBAHP: Heat Pump Packaged Unit | Heat Pump | 460 | 3 |  |  | No Match | No Match |  |  |  | 29600 | 2487 | 11.9 | 10 | 39000 | 2929 | 3.9 |  | Federally-Regulated Commercial & Industrial Equipment | 09/21/2000 |  | 03/12/2009
Florida Heat Pump | Florida Heat Pump | GT026-3CS | GT026-1AH/AV | Water-Source | Water/Brine to Air Heat Pump S | Heat Pump | 208 | 1 |  |  | No Match | No Match |  |  |  | 26000 | 1884 | 13.8 | 10 | 31800 | 2117 | 4.4 |  | Federally-Regulated Commercial & Industrial Equipment | 04/12/2000 |  | 05/29/2001
Florida Heat Pump | Florida Heat Pump | EM041-4CS | EM041-4AV/AH | Water-Source | WBAHP-C: Heat Pump Split Syste | Heat Pump | 460 | 3 |  |  | No Match | No Match |  |  |  | 39000 | 3000 | 13 | 10 | 49000 | 3501 | 4.1 |  | Federally-Regulated Commercial & Industrial Equipment | 10/05/1999 |  | 04/12/2000
Waterfurnace International, Inc. | Waterfurnace International, Inc. | P034D | N-VSB2006A/G+FD03624A | Ground-Water-Source | WBAHP-CB: Heat Pump Split Syst | Heat Pump | 230 | 1 |  |  | No Match | No Match |  |  |  | 34500 | 2593 | 13.3 | 9 | 24300 | 2373 | 3 |  | Non Federally-Regulated | 07/22/2002 |  | 03/12/2009
Florida Heat Pump | Florida Heat Pump | EM096-1HZ |  | Water-Source | WBAHP: Heat Pump Packaged Unit | Heat Pump | 230 | 1 |  |  | No Match | No Match |  |  |  | 96000 | 7111 | 13.5 | 9 | 109000 | 6796 | 4.7 | 3.8 | Federally-Regulated Commercial & Industrial Equipment | 12/14/1998 |  | 10/05/1999
ClimateMaster Inc. | Climate Master Series | GRV/GRH006AG |  | Ground-Water-Source | WBAHP: Heat Pump Packaged Unit | Heat Pump | 230 | 1 |  |  | No Match | No Match |  |  |  | 5400 | 412 | 13.1 | 9 | 4500 | 399 | 3.3 |  | Non Federally-Regulated | 04/10/2000 |  | 07/18/2002
Mammoth | Hydrobank II | D045VLF/HLF/DLF |  | Ground-Water-Source | WBAHP: Heat Pump Packaged Unit | Heat Pump | 208 | 1 |  |  | No Match | No Match |  |  |  | 44000 | 3283 | 13.4 | 9 | 34000 | 3320 | 3 |  | Non Federally-Regulated | 10/06/1999 |  | 04/10/2000
ClimateMaster Inc. | Climate Master Series | HS/HL/VS/VL024G |  | Water-Source | WBAHP: Heat Pump Packaged Unit | Heat Pump | 208 | 1 |  |  | No Match | No Match |  |  |  | 24500 | 1828 | 13.4 | 10 | 28900 | 1840 | 4.6 |  | Federally-Regulated Commercial & Industrial Equipment | 01/18/2001 |  | 11/19/2001
Mammoth | Hydrobank II | D006VHJ |  | Water-Source | WBAHP: Heat Pump Packaged Unit | Heat Pump | 208 | 1 |  |  | No Match | No Match |  |  |  | 8600 | 826 | 10.4 | 10 | 11800 | 864 | 4 |  | Federally-Regulated Commercial & Industrial Equipment | 05/23/2000 |  | 11/14/2000
Waterfurnace International, Inc. | Geotility Geothermal Installations | ZS041**3*0 |  | Ground-Source | WBAHP: Heat Pump Packaged Unit | Heat Pump | 230 | 3 |  |  | No Match | Single-Speed |  |  |  | 41000 | 2595 | 15.8 | 13.4 | 29000 | 2576 | 3.3 | 3.1 | Non Federally-Regulated | 01/24/2011 |  | 04/19/2013
Florida Heat Pump | Geosystems, LLC | CFS-*060 |  | Ground-Water-Source | WBAHP: Heat Pump Packaged Unit | Heat Pump | 208 | 1 |  |  | No Match | Single-Speed | 3477 | 730 | 1 | 69000 | 3301 | 20.9 | 16.2 | 61500 | 4096 | 4.4 | 3.6 | Non Federally-Regulated | 09/03/2012 |  | 12/12/2012
ClimateMaster Inc. | Climate Master | GSS060BG | FK4CNF006 | Ground-Water-Source | WBAHP-CB: Heat Pump Split Syst | Heat Pump | 208 | 1 |  |  | No Match | Single-Speed |  |  |  | 57800 | 3360 | 17.2 | 16.2 | 57100 | 4526 | 3.7 | 3.6 | Non Federally-Regulated | 09/15/2009 |  | 02/17/2011
Heat Controller | Heat Controller | VWPG020-1B-XL* |  | Water-Source | WBAHP-CB: Heat Pump Split Syst | Heat Pump | 208 | 1 |  |  | No Match | No Match |  |  |  | 19000 | 1407 | 13.5 | 9 | 20400 | 1494 | 4 | 3.5 | Non Federally-Regulated | 12/14/1998 |  | 04/12/2000
ClimateMaster Inc. | Carrier Corp. | 50YFV/H036*2 |  | Ground-Source | WBAHP: Heat Pump Packaged Unit | Heat Pump | 208 | 1 |  |  | No Match | Single-Speed |  |  |  | 35000 | 2121 | 16.5 | 13.4 | 27100 | 2269 | 3.5 | 3.1 | Non Federally-Regulated | 01/09/2014 |  | 04/22/2015
Mammoth | Hydrobank II | D054VHG |  | Water-Source | WBAHP: Heat Pump Packaged Unit | Heat Pump | 230 | 1 |  |  | No Match | No Match |  |  |  | 54000 | 3802 | 14.2 | 10 | 67500 | 4299 | 4.6 |  | Federally-Regulated Commercial & Industrial Equipment | 05/23/2000 |  | 01/18/2001
Mammoth | Sol-A-Terra II | F054HSB |  | Ground-Water-Source | WBAHP: Heat Pump Packaged Unit | Heat Pump | 208 | 3 |  |  | No Match | No Match |  |  |  | 55500 | 5045 | 11 | 11 | 67000 | 5609 | 3.5 | 3.4 | Non Federally-Regulated | 07/31/1991 |  | 03/31/1998
American Air Filter | Enercon | EHW-41 |  | Water-Source | WBAHP: Heat Pump Packaged Unit | Heat Pump | 200 | 3 |  |  | No Match | No Match |  |  |  | 42000 | 3652 | 11.5 | 9 | 48000 | 3916 | 3.6 | 3.2 | Non Federally-Regulated | 05/11/1988 |  | 03/15/1989
American Air Filter | Enercon | VW51 |  | Water-Source | WBAHP: Heat Pump Packaged Unit | Heat Pump | 230 | 3 |  |  | No Match | No Match |  |  |  | 51000 | 4988 | 10.2 | 7.5 | 64000 | 5244 | 3.6 | 2.5 | Non Federally-Regulated | 06/11/1985 |  | 05/11/1988
Florida Heat Pump | Florida Heat Pump | BP007-1HZ/VT |  | Ground-Source | WBAHP: Heat Pump Packaged Unit | Heat Pump | 230 | 1 |  |  | No Match | Single-Speed |  |  |  | 7400 | 400 | 18.5 | 13.4 | 5100 | 427 | 3.5 | 3.1 | Non Federally-Regulated | 06/14/2011 |  | 11/30/2011
Waterfurnace International, Inc. | Johnson Controls | RKV/RKH024**0*4 |  | Water-Source | WBAHP: Heat Pump Packaged Unit | Heat Pump | 208 | 1 |  |  | No Match | Single-Speed |  |  |  | 24800 | 1531 | 16.2 | 12 | 29000 | 1700 | 5 | 4.2 | Federally-Regulated Commercial & Industrial Equipment | 09/03/2012 |  | 01/09/2014
Bard Manufacturing Company, Inc. | Bard | WPV30 |  | Water-Source | WBAHP: Heat Pump Packaged Unit | Heat Pump | 208 | 1 |  |  | No Match | No Match |  |  |  | 28000 | 2620 | 10.7 | 9 | 32200 | 2570 | 3.7 | 3.2 | Federally-Regulated Commercial & Industrial Equipment | 01/23/1988 |  | 05/11/1988
Waterfurnace International, Inc. | Waterfurnace International, Inc. | SXH036B3 |  | Water-Source | WBAHP: Heat Pump Packaged Unit | Heat Pump | 230 | 3 |  |  | No Match | No Match |  |  |  | 36000 | 2647 | 13.6 | 10 | 44500 | 2774 | 4.7 |  | Federally-Regulated Commercial & Industrial Equipment | 12/14/1998 |  | 10/05/1999
Waterfurnace International, Inc. | Waterfurnace International, Inc. | SXV048B3 |  | Water-Source | WBAHP-CB: Heat Pump Split Syst | Heat Pump | 230 | 3 |  |  | No Match | No Match |  |  |  | 52000 | 4000 | 13 | 9 | 55500 | 4066 | 4 | 3.5 | Non Federally-Regulated | 02/02/1998 |  | 10/02/1998
Waterfurnace International, Inc. | Johnson Controls | RJSV/RJSH018**0*0 |  | Ground-Water-Source | WBAHP: Heat Pump Packaged Unit | Heat Pump | 208 | 1 |  |  | No Match | Single-Speed |  |  |  | 21000 | 824 | 25.5 | 16.2 | 19000 | 1266 | 4.4 | 3.6 | Non Federally-Regulated | 01/24/2011 |  | 10/24/2014
ClimateMaster Inc. | Climate Master Series | HS015G********* |  | Water-Source | WBAHP: Heat Pump Packaged Unit | Heat Pump | 208 | 1 |  |  | No Match | No Match |  |  |  | 14100 | 1350 | 10.4 | 9 | 18800 | 1395 | 4 | 3.2 | Federally-Regulated Commercial & Industrial Equipment | 07/17/1991 |  | 07/27/1992
Florida Heat Pump | Florida Heat Pump | GT022-2VT/HZ/CF |  | Water-Source | WBAHP-CB: Heat Pump Split Syst | Heat Pump | 265 | 1 |  |  | No Match | No Match |  |  |  | 21600 | 1785 | 12.1 | 9 | 22200 | 1858 | 3.5 | 3.5 | Non Federally-Regulated | 02/02/1998 |  | 10/02/1998
Florida Heat Pump | Florida Heat Pump | CE025-1CS | CE025-1AH/AV | Ground-Source | WBAHP-CB: Heat Pump Split Syst | Heat Pump | 230 | 1 |  |  | No Match | Dual-Speed |  |  |  | 26900 | 1469 | 18.3 | 13.4 | 18600 | 1473 | 3.7 | 3.1 | Non Federally-Regulated | 06/14/2011 |  | 05/01/2015
ClimateMaster Inc. | Carrier Corp. | 50YPS064 | FE4***006 | Water-Source | WBAHP-CB: Heat Pump Split Syst | Heat Pump | 208 | 1 |  |  | No Match | Single-Speed |  |  |  | 56900 | 3924 | 14.5 | 12 | 74000 | 4614 | 4.7 | 4.2 | Federally-Regulated Commercial & Industrial Equipment | 01/24/2011 |  | 08/23/2011
Waterfurnace International, Inc. | Geotility Geothermal Installations | ZS048**0*0 |  | Ground-Water-Source | WBAHP: Heat Pump Packaged Unit | Heat Pump | 230 | 1 |  |  | No Match | Single-Speed |  |  |  | 52000 | 2476 | 21 | 16.2 | 45900 | 3540 | 3.8 | 3.6 | Non Federally-Regulated | 01/24/2011 |  | 04/19/2013
Friedrich Climate Master | Climate Master Series | 814-036-H******** |  | Water-Source | WBAHP: Heat Pump Packaged Unit | Heat Pump | 208 | 3 |  |  | No Match | No Match |  |  |  | 36000 | 3190 | 11.3 | 7.5 | 42500 | 3190 | 3.9 | 2.5 | Non Federally-Regulated | 08/29/1986 |  | 05/11/1988
ClimateMaster Inc. | Climate Master Series | GSV/GSH036AE |  | Ground-Water-Source | WBAHP: Heat Pump Packaged Unit | Heat Pump | 265 | 1 |  |  | No Match | No Match |  |  |  | 35800 | 2294 | 15.6 | 9 | 27500 | 2517 | 3.2 |  | Non Federally-Regulated | 07/22/2002 |  | 01/22/2003
Waterfurnace International, Inc. | Waterfurnace International, Inc. | NSV/NSH048G1*0 |  | Ground-Water-Source | WBAHP: Heat Pump Packaged Unit | Heat Pump | 230 | 1 |  |  | No Match | Single-Speed |  |  |  | 51600 | 2293 | 22.5 | 16.2 | 43400 | 3028 | 4.2 | 3.6 | Non Federally-Regulated | 09/03/2012 |  | 04/19/2013
Trane U.S. Inc. | Trane | EXVE0488 |  | Ground-Source | WBAHP: Heat Pump Packaged Unit | Heat Pump | 230 | 3 |  |  | No Match | Single-Speed |  |  |  | 48800 | 2711 | 18 | 13.4 | 36700 | 2623 | 4.1 | 3.1 | Non Federally-Regulated | 06/14/2011 |  | 08/15/2014
Addison Products | Heat Controller | HWY120-3A |  | Water-Source | WBAHP: Heat Pump Packaged Unit | Heat Pump | 230 | 3 |  |  | No Match | No Match |  |  |  | 110000 | 10185 | 10.8 | 9 | 140000 | 10254 | 4 | 3.8 | Federally-Regulated Commercial & Industrial Equipment | 11/17/1999 |  | 04/12/2000
Florida Heat Pump | Energy Miser | EMH31-1 |  | Water-Source | WBAHP: Heat Pump Packaged Unit | Heat Pump | 208 | 1 |  |  | No Match | No Match |  |  |  | 30000 | 2830 | 10.6 | 9.3 | 36000 | 3100 | 3.4 | 3.8 | Non Federally-Regulated | 07/31/1991 |  | 03/31/1998
Waterfurnace International, Inc. | Waterfurnace International, Inc. | NTV036A1(P) |  | Ground-Source | WBAH: Heating Only Packaged Un | Heat Pump | 230 | 1 |  |  | No Match | No Match | [7 empty] | 31400 | 2875 | 3.2 |  | Non Federally-Regulated | 03/31/1998 |  | 05/10/1998
Waterfurnace International, Inc. | Waterfurnace International, Inc. | SXV030A4 |  | Water-Source | WBAHP: Heat Pump Packaged Unit | Heat Pump | 460 | 3 |  |  | No Match | No Match |  |  |  | 30500 | 2125 | 14.4 | 9.3 | 36600 | 2145 | 5 | 3.8 | Federally-Regulated Commercial & Industrial Equipment | 03/31/1998 |  | 05/10/1998
Command-Aire | Command-Aire | SWP-2544 |  | Water-Source | WBAHP: Heat Pump Packaged Unit | Heat Pump | 460 | 3 |  |  | No Match | No Match |  |  |  | 292000 | 31600 | 9.2 | 7.5 | 405000 | 33100 | 3.6 | 2.2 | Non Federally-Regulated | 01/05/1982 |  | 06/11/1985
Econar | Econar | GV420 |  | Ground-Water-Source | WBAHP: Heat Pump Packaged Unit | Heat Pump | 208 | 1 |  |  | No Match | No Match |  |  |  | 39000 | 2910 | 13.4 | 9 | 37500 | 3545 | 3.1 |  | Non Federally-Regulated | 12/14/1998 |  | 03/18/2002
Addison Products | Addison Products | WSH036-3AL |  | Water-Source | WBAHP: Heat Pump Packaged Unit | Heat Pump | 208 | 3 |  |  | No Match | No Match |  |  |  | 35000 | 2868 | 12.2 | 10 | 44000 | 3070 | 4.2 |  | Federally-Regulated Commercial & Industrial Equipment | 02/02/1998 |  | 03/31/1998
Waterfurnace International, Inc. | Geotility Geothermal Installations | ZS024**3*0 |  | Water-Source | WBAHP: Heat Pump Packaged Unit | Heat Pump | 230 | 3 |  |  | No Match | Single-Speed |  |  |  | 23900 | 1637 | 14.6 | 12 | 27000 | 1684 | 4.7 | 4.2 | Federally-Regulated Commercial & Industrial Equipment | 01/24/2011 |  | 04/19/2013
Jacobsen Energy Ind., Inc. | Jacobsen Energy Ind., Inc. | 90***6**** |  | Water-Source | WBAHP: Heat Pump Packaged Unit | Heat Pump | 460 | 3 |  |  | No Match | No Match |  |  |  | 96500 | 9500 | 10.2 | 9.2 | 112500 | 9700 | 3.4 | 2.5 | Non Federally-Regulated | 06/11/1985 |  | 05/11/1988
Waterfurnace International, Inc. | Waterfurnace International, Inc. | SXH058B1 |  | Ground-Source | WBAHP: Heat Pump Packaged Unit | Heat Pump | 230 | 1 |  |  | No Match | No Match |  |  |  | 56500 | 4216 | 13.4 |  | 45500 | 4301 | 3.1 |  | Non Federally-Regulated | 03/31/1998 |  | 05/10/1998
ClimateMaster Inc. | Carrier | 50KQA/D015 |  | Water-Source | WBAHP-O: Heat Pump Packaged Un | Heat Pump | 208 | 1 |  |  | No Match | No Match |  |  |  | 15000 | 1200 | 12.5 | 10 | 17100 | 1222 | 4.1 |  | Federally-Regulated Commercial & Industrial Equipment | 12/14/1998 |  | 04/12/2000
ClimateMaster Inc. | Climate Master Series | GSV/GSH060AH |  | Ground-Water-Source | WBAHP: Heat Pump Packaged Unit | Heat Pump | 208 | 3 |  |  | No Match | No Match |  |  |  | 61100 | 4333 | 14.1 | 9 | 49700 | 4550 | 3.2 |  | Non Federally-Regulated | 07/22/2002 |  | 01/22/2003
Command-Aire | Command-Aire | RUWP-2533 |  | Water-Source | WBAHP: Heat Pump Packaged Unit | Heat Pump | 230 | 3 |  |  | No Match | No Match |  |  |  | 298000 | 33100 | 9 |  | 366000 | 29500 | 3.6 | 2.5 | Non Federally-Regulated | 06/11/1985 |  | 05/11/1988
Mammoth | Hydrobank II | G064HHF/VHF |  | Water-Source | WBAHP: Heat Pump Packaged Unit | Heat Pump | 460 | 3 |  |  | No Match | No Match |  |  |  | 64000 | 4776 | 13.4 | 10 | 82000 | 5861 | 4.1 |  | Federally-Regulated Commercial & Industrial Equipment | 07/29/1998 |  | 10/02/1998
Command-Aire | Command-Aire | SWPHXR411E |  | Water-Source | WBAHP: Heat Pump Packaged Unit | Heat Pump | 208 | 1 |  |  | No Match | No Match |  |  |  | 42000 | 3780 | 11.1 | 9 | 53000 | 3880 | 4 | 3.2 | Non Federally-Regulated | 05/11/1988 |  | 03/15/1989
Carrier Corp. | Carrier | 50QXH0365 |  | Water-Source | WBAHP: Heat Pump Packaged Unit | Heat Pump | 230 | 3 |  |  | No Match | No Match |  |  |  | 35800 | 2864 | 12.5 | 9 | 41500 | 3040 | 4 | 3.2 | Non Federally-Regulated | 03/15/1989 |  | 07/31/1991
Waterfurnace International, Inc. | Waterfurnace International, Inc. | SXH010C1 |  | Water-Source | WBAHP: Heat Pump Packaged Unit | Heat Pump | 230 | 1 |  |  | No Match | No Match |  |  |  | 9800 | 653 | 15 | 9.3 | 12600 | 710 | 5.2 | 3.8 | Federally-Regulated Commercial & Industrial Equipment | 03/31/1998 |  | 05/10/1998
Waterfurnace International, Inc. | Johnson Controls | RGSV/RGSH060**4*4 |  | Water-Source | WBAHP: Heat Pump Packaged Unit | Heat Pump | 460 | 3 |  |  | No Match | Single-Speed |  |  |  | 58400 | 3817 | 15.3 | 12 | 72500 | 4521 | 4.7 | 4.2 | Federally-Regulated Commercial & Industrial Equipment | 06/14/2011 |  | 03/02/2012
Jacobsen Energy Ind., Inc. | Jacobsen Energy Ind., Inc. | 48***4**** |  | Water-Source | WBAHP: Heat Pump Packaged Unit | Heat Pump | 230 | 3 |  |  | No Match | No Match |  |  |  | 49000 | 4350 | 11.2 | 7.5 | 59000 | 4400 | 3.9 | 2.5 | Non Federally-Regulated | 06/11/1985 |  | 05/11/1988
Command-Aire | Command-Aire | SWP-541 |  | Water-Source | WBAHP: Heat Pump Packaged Unit | Heat Pump | 208 | 1 |  |  | No Match | No Match |  |  |  | 56000 | 5800 | 9.7 | 9 | 71000 | 5800 | 3.6 | 3.2 | Federally-Regulated Commercial & Industrial Equipment | 01/23/1988 |  | 05/11/1988
ClimateMaster Inc. | Carrier Corp. | 50YFV/H036 |  | Water-Source | WBAHP: Heat Pump Packaged Unit | Heat Pump | 230 | 1 |  |  | No Match | Single-Speed |  |  |  | 33300 | 2523 | 13.2 | 12 | 41700 | 2716 | 4.5 | 4.2 | Federally-Regulated Commercial & Industrial Equipment | 05/02/2012 |  | 04/22/2015
Waterfurnace International, Inc. | Spectra | SXH019A2 |  | Water-Source | WBAHP: Heat Pump Packaged Unit | Heat Pump | 265 | 1 |  |  | No Match | No Match |  |  |  | 18600 | 1378 | 13.5 | 10 | 24200 | 1509 | 4.7 |  | Federally-Regulated Commercial & Industrial Equipment | 06/02/1993 |  | 06/03/1993
McQuay International | McQuay | WCCH/WCCW-009-J |  | Water-Source | WBAHP-CB: Heat Pump Split Syst | Heat Pump | 265 | 1 |  |  | No Match | No Match |  |  |  | 7500 | 585 | 12.8 | 9 | 9400 | 706 | 3.9 | 3.5 | Non Federally-Regulated | 11/19/2002 |  | 03/12/2009
Trane U.S. Inc. | Command-Aire | SPHD0614 |  | Water-Source | WBAHP: Heat Pump Packaged Unit | Heat Pump | 460 | 3 |  |  | No Match | No Match |  |  |  | 58000 | 4957 | 11.7 | 10 | 65000 | 5011 | 3.8 |  | Federally-Regulated Commercial & Industrial Equipment | 10/05/1999 |  | 04/12/2000
Florida Heat Pump | Geomaster, LLC | ES048-1CF/HZ/VT |  | Ground-Water-Source | WBAHP: Heat Pump Packaged Unit | Heat Pump | 230 | 1 |  |  | No Match | Single-Speed |  |  |  | 54500 | 2477 | 22 | 16.2 | 47500 | 2546 | 4.4 | 3.6 | Non Federally-Regulated | 07/06/2011 |  | 04/20/2015
Florida Heat Pump | Energy Miser | HE52CF-4 |  | Water-Source | WBAHP: Heat Pump Packaged Unit | Heat Pump | 460 | 3 |  |  | No Match | No Match |  |  |  | 50000 | 4545 | 11 | 7.5 | 65000 | 4760 | 4 | 2.5 | Non Federally-Regulated | 05/16/1984 |  | 06/11/1985
Florida Heat Pump | Florida Heat Pump | TA061-1CS | DX061 | Water-Source | WBAHP-CB: Heat Pump Split Syst | Both Heat Pump and Electric Re | 230 | 1 |  |  | No Match | Dual-Speed |  |  |  | 60800 | 4222 | 14.4 | 12 | 76200 | 4558 | 4.9 | 4.2 | Federally-Regulated Commercial & Industrial Equipment | 11/30/2011 |  | 03/02/2012
Snyder General Corp. | McQuay | FCV024A*N |  | Water-Source | WBAHP: Heat Pump Packaged Unit | Heat Pump | 265 | 1 |  |  | No Match | No Match |  |  |  | 24600 | 2365 | 10.4 | 9 | 29400 | 2394 | 3.6 | 3.2 | Non Federally-Regulated | 02/22/1990 |  | 07/31/1991
McQuay / Snyder General | Electro-Hydronics | LHP10BK |  | Water-Source | WBAHP: Heat Pump Packaged Unit | Heat Pump | 208 | 3 |  |  | No Match | No Match |  |  |  | 107000 | 9000 | 11.9 | 9.2 | 120000 | 9200 | 3.8 | 2.5 | Non Federally-Regulated | 08/29/1986 |  | 05/11/1988
Florida Heat Pump | Florida Heat Pump | GT054-1VT/HZ/CF |  | Ground-Source | WBAHP: Heat Pump Packaged Unit | Heat Pump | 208 | 3 |  |  | No Match | No Match |  |  |  | 51500 | 3961 | 13 |  | 42500 | 4151 | 3 |  | Non Federally-Regulated | 03/31/1998 |  | 05/10/1998
Florida Heat Pump | Florida Heat Pump | EM070-1CF/HZ/VT |  | Ground-Water-Source | WBAHP: Heat Pump Packaged Unit | Heat Pump | 208 | 1 |  |  | No Match | No Match |  |  |  | 72000 | 4897 | 14.7 | 9 | 53000 | 4852 | 3.2 |  | Non Federally-Regulated | 04/10/2000 |  | 05/19/2000
ClimateMaster Inc. | Climate Master Series | GRV/GRH009AG |  | Water-Source | WBAHP-CB: Heat Pump Split Syst | Heat Pump | 230 | 1 |  |  | No Match | No Match |  |  |  | 8300 | 588 | 14.1 | 9 | 10100 | 721 | 4.1 | 3.5 | Non Federally-Regulated | 07/22/2002 |  | 03/12/2009
Snyder General Corp. | American Air Filter | DVW-120 |  | Water-Source | WBAHP: Heat Pump Packaged Unit | Heat Pump | 200 | 3 |  |  | No Match | No Match |  |  |  | 120000 | 11100 | 10.8 | 10.5 | 145000 | 11800 | 3.6 | 3.8 | Non Federally-Regulated | 07/31/1991 |  | 03/31/1998
Command-Aire | Command-Aire | RUWP-404 |  | Water-Source | WBAHP: Heat Pump Packaged Unit | Heat Pump | 460 | 3 |  |  | No Match | No Match |  |  |  | 45900 | 4590 | 10 | 9 | 58200 | 4770 | 3.6 | 3.2 | Federally-Regulated Commercial & Industrial Equipment | 01/23/1988 |  | 05/11/1988
McQuay International | McQuay | FCV/FCW/VWH/VWW012B-N |  | Water-Source | WBAHP: Heat Pump Packaged Unit | Heat Pump | 265 | 1 |  |  | No Match | No Match |  |  |  | 11600 | 1035 | 11.2 | 9.3 | 14000 | 1079 | 3.8 | 3.8 | Federally-Regulated Commercial & Industrial Equipment | 03/31/1998 |  | 05/10/1998
Waterfurnace International, Inc. | Johnson Controls | RKV/RKH030**0*0 |  | Water-Source | WBAHP: Heat Pump Packaged Unit | Heat Pump | 208 | 1 |  |  | No Match | Single-Speed |  |  |  | 27600 | 1516 | 18.2 | 12 | 30600 | 1661 | 5.4 | 4.2 | Federally-Regulated Commercial & Industrial Equipment | 09/03/2012 |  | 01/09/2014
McQuay / Snyder General | Electro-Hydronics | CW630GK |  | Water-Source | WBAHP: Heat Pump Packaged Unit | Heat Pump | 208 | 3 |  |  | No Match | No Match |  |  |  | 63000 | 6430 | 9.8 | 7.5 | 79000 | 6430 | 3.6 | 2.5 | Non Federally-Regulated | 08/29/1986 |  | 05/11/1988
Waterfurnace International, Inc. | Eagle Mountain | ZS041**0*0 |  | Water-Source | WBAHP: Heat Pump Packaged Unit | Heat Pump | 208 | 1 |  |  | No Match | Single-Speed |  |  |  | 40000 | 2899 | 13.8 | 12 | 45000 | 3067 | 4.3 | 4.2 | Federally-Regulated Commercial & Industrial Equipment | 01/24/2011 |  | 04/19/2013
Mammoth | Mammoth | D030VLB |  | Ground-Source | WBAHP: Heat Pump Packaged Unit | Heat Pump | 208 | 1 |  |  | No Match | Dual-Speed |  |  |  | 33500 | 1718 | 19.5 | 13.4 | 20500 | 1581 | 3.8 | 3.1 | Non Federally-Regulated | 05/02/2012 |  | 01/09/2014
Waterfurnace International, Inc. | Waterfurnace International, Inc. | NSZ048A0 | NRAC048* | Water-Source | WBAHP-CB: Heat Pump Split Syst | Heat Pump | 208 | 1 |  |  | No Match | Single-Speed |  |  |  | 44200 | 2852 | 15.5 | 12 | 55400 | 3122 | 5.2 | 4.2 | Federally-Regulated Commercial & Industrial Equipment | 01/24/2011 |  | 10/24/2014
Addison Products | Addison Products | DWPG054-3B-XL* |  | Ground-Water-Source | WBAHP: Heat Pump Packaged Unit | Heat Pump | 208 | 3 |  |  | No Match | No Match |  |  |  | 53000 | 3868 | 13.7 | 9 | 40000 | 3907 | 3 |  | Non Federally-Regulated | 12/14/1998 |  | 10/06/1999
Power-Save International, Inc. | S.O.E.S.I. | PSS-1000 (2) |  | Water-Source | WBAHP: Heat Pump Packaged Unit | Heat Pump | 230 | 1 |  |  | No Match | No Match |  |  |  | 132000 | 10350 | 12.8 | 9.2 | 148000 | 9936 | 4.3 |  | Federally-Regulated Commercial & Industrial Equipment | 01/23/1988 |  | 05/11/1988
Carrier Corp. | Carrier | 50QXV0305 |  | Water-Source | WBAHP: Heat Pump Packaged Unit | Heat Pump | 208 | 3 |  |  | No Match | No Match |  |  |  | 31000 | 2675 | 11.6 | 9 | 36200 | 2658 | 4 | 3.2 | Non Federally-Regulated | 10/10/1989 |  | 07/31/1991
Waterfurnace International, Inc. | Rybacki - Hart Enterprises | ZS018**2*1 |  | Ground-Source | WBAHP: Heat Pump Packaged Unit | Heat Pump | 265 | 1 |  |  | No Match | Single-Speed |  |  |  | 18500 | 1057 | 17.5 | 13.4 | 13700 | 1085 | 3.7 | 3.1 | Non Federally-Regulated | 01/24/2011 |  | 04/19/2013
Climate Control / Snyder General | Electro-Hydronics | RC150A7 |  | Water-Source | WBAHP: Heat Pump Packaged Unit | Heat Pump | 265 | 1 |  |  | No Match | No Match |  |  |  | 14500 | 1305 | 11.1 | 7.5 | 20000 | 1465 | 4 | 2.5 | Non Federally-Regulated | 06/11/1985 |  | 08/29/1986
Waterfurnace International, Inc. | Spectra | SXH016A1 |  | Water-Source | WBAHP: Heat Pump Packaged Unit | Heat Pump | 208 | 1 |  |  | No Match | No Match |  |  |  | 16100 | 1193 | 13.5 | 10 | 20400 | 1195 | 5 |  | Federally-Regulated Commercial & Industrial Equipment | 06/02/1993 |  | 06/03/1993
Florida Heat Pump | Florida Heat Pump | EM042-3CF |  | Water-Source | WBAHP: Heat Pump Packaged Unit | Heat Pump | 230 | 3 |  |  | No Match | No Match |  |  |  | 42000 | 3181 | 13.2 | 9.3 | 51000 | 3475 | 4.3 | 3.8 | Federally-Regulated Commercial & Industrial Equipment | 03/31/1998 |  | 05/10/1998
Waterfurnace International, Inc. | Waterfurnace International, Inc. | CC/CE/CS/CW07*2 |  | Water-Source | WBAHP-O: Heat Pump Packaged Un | Heat Pump | 265 | 1 |  |  | No Match | Single-Speed |  |  |  | 6900 | 507 | 13.6 | 11.2 | 9400 | 632 | 4.4 | 4.2 | Federally-Regulated Commercial & Industrial Equipment | 02/09/2009 |  | 02/17/2011
Addison Products | Addison Products | VGY096-4A |  | Ground-Water-Source | WBAHP: Heat Pump Packaged Unit | Heat Pump | 460 | 3 |  |  | No Match | No Match |  |  |  | 95000 | 7142 | 13.3 | 9 | 73000 | 6481 | 3.3 |  | Non Federally-Regulated | 01/24/2002 |  | 07/18/2002
Friedrich Climate Master | Climate Master Series | 803-060-H******** |  | Water-Source | WBAHP: Heat Pump Packaged Unit | Heat Pump | 230 | 3 |  |  | No Match | No Match |  |  |  | 62000 | 6100 | 10.2 | 7.5 | 68000 | 5600 | 3.6 | 2.5 | Non Federally-Regulated | 08/29/1986 |  | 05/11/1988
Carrier Corp. | Carrier | 50QXH0306 |  | Water-Source | WBAHP: Heat Pump Packaged Unit | Heat Pump | 460 | 3 |  |  | No Match | No Match |  |  |  | 30400 | 2521 | 12.1 | 9 | 39000 | 2858 | 4 | 3.2 | Non Federally-Regulated | 02/22/1990 |  | 07/31/1991
McQuay International | McQuay | CCW042E-F |  | Water-Source | WBAHP: Heat Pump Packaged Unit | Heat Pump | 230 | 3 |  |  | No Match | No Match |  |  |  | 39000 | 3000 | 13 | 10 | 47000 | 2930 | 4.7 |  | Federally-Regulated Commercial & Industrial Equipment | 12/14/1998 |  | 09/21/2000
Climate Control / Snyder General | Electro-Hydronics | CW1000FD |  | Water-Source | WBAHP: Heat Pump Packaged Unit | Heat Pump | 303 | 3 |  |  | No Match | No Match |  |  |  | 107000 | 10000 | 10.7 | 9.2 | 136000 | 10400 | 3.8 | 2.5 | Non Federally-Regulated | 06/11/1985 |  | 08/29/1986
Carrier Corp. | Carrier | 50QXV0123 |  | Water-Source | WBAHP: Heat Pump Packaged Unit | Heat Pump | 230 | 1 |  |  | No Match | No Match |  |  |  | 12300 | 1115 | 11 | 9 | 15100 | 1165 | 3.8 | 3.2 | Non Federally-Regulated | 02/22/1990 |  | 07/31/1991
Florida Heat Pump | Florida Heat Pump | GT054-4CS | GT054-4AH/AV | Ground-Water-Source | WBAHP-CB: Heat Pump Split Syst | Heat Pump | 460 | 3 |  |  | No Match | No Match |  |  |  | 50500 | 3976 | 12.7 | 9 | 41500 | 4192 | 2.9 |  | Non Federally-Regulated | 04/10/2000 |  | 07/18/2002
Florida Heat Pump | Geomaster, LLC | EC030-1CF/HZ/VT |  | Water-Source | WBAHP: Heat Pump Packaged Unit | Heat Pump | 230 | 1 |  |  | No Match | Single-Speed |  |  |  | 29000 | 2231 | 13 | 12 | 35000 | 2385 | 4.3 | 4.2 | Federally-Regulated Commercial & Industrial Equipment | 04/23/2009 |  | 04/20/2015
Command-Aire | Command-Aire | SWPH411E |  | Water-Source | WBAHP: Heat Pump Packaged Unit | Heat Pump | 230 | 1 |  |  | No Match | No Match |  |  |  | 42000 | 3810 | 11 | 7.5 | 53000 | 3880 | 4 | 2.5 | Non Federally-Regulated | 06/11/1985 |  | 05/11/1988
McQuay / Snyder General | Electro-Hydronics | FW400GD |  | Water-Source | WBAHP: Heat Pump Packaged Unit | Heat Pump | 230 | 3 |  |  | No Match | No Match |  |  |  | 39600 | 3960 | 10 | 7.5 | 45000 | 3880 | 3.4 | 2.5 | Non Federally-Regulated | 08/29/1986 |  | 05/11/1988
Enertech Global, LLC | Enertech | GCT048C |  | Ground-Water-Source | WBAHP: Heat Pump Packaged Unit | Heat Pump | 230 | 1 |  |  | No Match | Single-Speed |  |  |  | 53600 | 2404 | 22.3 | 16.2 | 47700 | 3107 | 4.5 | 3.6 | Non Federally-Regulated | 12/12/2012 |  | 04/21/2014
Florida Heat Pump | Geomaster, LLC | ES070-1CS | ES070-1AV/AH | Ground-Water-Source | WBAHP-CB: Heat Pump Split Syst | Heat Pump | 208 | 1 |  |  | No Match | Single-Speed | 4068 | 803 | 1 | 74500 | 3744 | 19.9 | 16.2 | 66500 | 4875 | 4 | 3.6 | Non Federally-Regulated | 06/15/2009 |  | 05/01/2015
Florida Heat Pump | Geomaster, LLC | AU071-1CS | AU071-1AV/AH | Ground-Source | WBAHP-CB: Heat Pump Split Syst | Heat Pump | 208 | 1 |  |  | No Match | Single-Speed | 3429 | 803 | 1 | 72500 | 4531 | 16 | 13.4 | 52000 | 4232 | 3.6 | 3.1 | Non Federally-Regulated | 04/23/2009 |  | 01/25/2011
Waterfurnace International, Inc. | Waterfurnace International, Inc. | ES048*1(P) | FV4ANF006 | Ground-Water-Source | WBAHP-CB: Heat Pump Split Syst | Heat Pump | 230 | 1 |  |  | No Match | No Match |  |  |  | 29900 | 1495 | 20 | 9 | 21000 | 1577 | 3.9 |  | Non Federally-Regulated | 05/21/2002 |  | 07/18/2002
McQuay / Snyder General | Electro-Hydronics | FW260F7 |  | Water-Source | WBAHP: Heat Pump Packaged Unit | Heat Pump | 265 | 1 |  |  | No Match | No Match |  |  |  | 26000 | 2450 | 10.6 | 7.5 | 31600 | 2500 | 3.7 | 2.5 | Non Federally-Regulated | 08/29/1986 |  | 05/11/1988
Waterfurnace International, Inc. | Waterfurnace International, Inc. | ATH070*3 |  | Ground-Water-Source | WBAHP: Heat Pump Packaged Unit | Heat Pump | 208 | 3 |  |  | No Match | No Match |  |  |  | 71000 | 6698 | 10.6 | 9 | 52000 | 5441 | 2.8 |  | Non Federally-Regulated | 10/06/1999 |  | 05/19/2000
Mammoth | Hydrobank II | F110HHF/VHF |  | Water-Source | WBAHP: Heat Pump Packaged Unit | Heat Pump | 230 | 3 |  |  | No Match | No Match |  |  |  | 104000 | 7536 | 13.8 | 9 | 131000 | 8531 | 4.5 | 3.8 | Federally-Regulated Commercial & Industrial Equipment | 12/14/1998 |  | 10/05/1999
Trane U.S. Inc. | Trane | GEHB018 |  | Ground-Water-Source | WBAHP: Heat Pump Packaged Unit | Heat Pump | 208 | 1 |  |  | No Match | No Match |  |  |  | 18900 | 1268 | 14.9 | 9 | 13000 | 1209 | 3.2 |  | Non Federally-Regulated | 07/22/2002 |  | 03/12/2009
Waterfurnace International, Inc. | Eagle Mountain | ZS041**3*4 |  | Ground-Water-Source | WBAHP: Heat Pump Packaged Unit | Heat Pump | 230 | 3 |  |  | No Match | Single-Speed |  |  |  | 44500 | 2023 | 22 | 16.2 | 36000 | 2638 | 4 | 3.6 | Non Federally-Regulated | 06/14/2011 |  | 04/19/2013
Addison Products | Addison Products | VWY048-1A |  | Water-Source | WBAHP: Heat Pump Packaged Unit | Heat Pump | 230 | 1 |  |  | No Match | No Match |  |  |  | 49200 | 3967 | 12.4 | 10 | 62900 | 4095 | 4.5 |  | Federally-Regulated Commercial & Industrial Equipment | 05/19/2000 |  | 11/14/2000
McQuay / Snyder General | Electro-Hydronics | CC350F5 |  | Water-Source | WBAHP: Heat Pump Packaged Unit | Heat Pump | 208 | 1 |  |  | No Match | No Match |  |  |  | 35600 | 3360 | 10.6 | 7.5 | 43000 | 3500 | 3.6 | 2.5 | Non Federally-Regulated | 08/29/1986 |  | 05/11/1988
Florida Heat Pump | Geosystems, LLC | CFS-*042 |  | Water-Source | WBAHP: Heat Pump Packaged Unit | Heat Pump | 230 | 1 |  |  | No Match | Single-Speed |  |  |  | 43000 | 2986 | 14.4 | 12 | 49000 | 2992 | 4.8 | 4.2 | Federally-Regulated Commercial & Industrial Equipment | 09/03/2012 |  | 12/12/2012
Waterfurnace International, Inc. | Waterfurnace International, Inc. | NDZ049A4 | NRAC048* | Water-Source | WBAHP-CB: Heat Pump Split Syst | Heat Pump | 460 | 3 |  |  | No Match | Dual-Speed |  |  |  | 45900 | 3279 | 14 | 12 | 56800 | 3542 | 4.7 | 4.2 | Federally-Regulated Commercial & Industrial Equipment | 08/23/2011 |  | 10/24/2014
Snyder General Corp. | McQuay | LE120E7 |  | Water-Source | WBAHP-O: Heat Pump Packaged Un | Heat Pump | 265 | 1 |  |  | No Match | No Match |  |  |  | 11500 | 927 | 12.4 | 9 | 12800 | 1103 | 3.4 | 3.2 | Non Federally-Regulated | 02/22/1990 |  | 07/31/1991
Enertech Global, LLC | Roth Industries, Inc. | RXT060D2 |  | Ground-Water-Source | WBAHP: Heat Pump Packaged Unit | Heat Pump | 208 | 3 |  |  | No Match | Single-Speed | 2379 | 644 | 1 | 67700 | 3022 | 22.4 | 16.2 | 60000 | 3908 | 4.5 | 3.6 | Non Federally-Regulated | 12/12/2012 |  | 04/21/2014
Florida Heat Pump | Florida Heat Pump | EM070-3CS | EM070-3AH/AV | Ground-Water-Source | WBAHP-CB: Heat Pump Split Syst | Heat Pump | 208 | 3 |  |  | No Match | No Match |  |  |  | 70500 | 4895 | 14.4 | 9 | 52000 | 4914 | 3.1 |  | Non Federally-Regulated | 04/10/2000 |  | 07/18/2002
Waterfurnace International, Inc. | Johnson Controls | RJSV/RJSH022**0*0 |  | Water-Source | WBAHP: Heat Pump Packaged Unit | Heat Pump | 230 | 1 |  |  | No Match | Single-Speed |  |  |  | 20600 | 1198 | 17.2 | 12 | 25000 | 1221 | 6 | 4.2 | Federally-Regulated Commercial & Industrial Equipment | 01/24/2011 |  | 10/24/2014
Enertech Global, LLC | Enertech | GCT024C2 |  | Ground-Source | WBAHP: Heat Pump Packaged Unit | Heat Pump | 230 | 3 |  |  | No Match | Single-Speed |  |  |  | 25900 | 1289 | 20.1 | 13.4 | 19400 | 1263 | 4.5 | 3.1 | Non Federally-Regulated | 05/02/2012 |  | 04/21/2014
Waterfurnace International, Inc. | Rybacki - Hart Enterprises | ZS048**4*0 |  | Water-Source | WBAHP: Heat Pump Packaged Unit | Heat Pump | 460 | 3 |  |  | No Match | Single-Speed |  |  |  | 47700 | 3245 | 14.7 | 12 | 56000 | 3730 | 4.4 | 4.2 | Federally-Regulated Commercial & Industrial Equipment | 01/24/2011 |  | 04/19/2013
Florida Heat Pump | Florida Heat Pump | CE035-1CS | DX035 | Ground-Water-Source | WBAHP-CB: Heat Pump Split Syst | Heat Pump | 230 | 1 |  |  | No Match | Variable-Speed |  |  |  | 42500 | 1840 | 23.1 | 16.2 | 32500 | 2268 | 4.2 | 3.6 | Non Federally-Regulated | 03/02/2012 |  | 04/20/2015
McQuay / Snyder General | Electro-Hydronics | LE090C5 |  | Water-Source | WBAHP: Heat Pump Packaged Unit | Heat Pump | 208 | 1 |  |  | No Match | No Match |  |  |  | 8700 | 825 | 10.5 | 9 | 10000 | 850 | 3.4 | 3.2 | Non Federally-Regulated | 05/11/1988 |  | 03/15/1989
Addison Products | Heat Controller | HWY042-3A |  | Water-Source | WBAHP: Heat Pump Packaged Unit | Heat Pump | 230 | 3 |  |  | No Match | No Match |  |  |  | 43600 | 3353 | 13 | 10 | 53000 | 3450 | 4.5 |  | Federally-Regulated Commercial & Industrial Equipment | 11/17/1999 |  | 04/12/2000
Florida Heat Pump | Geomaster, LLC | EC024-2CS | EC024-2AH/AV | Water-Source | WBAHP-CB: Heat Pump Split Syst | Heat Pump | 265 | 1 |  |  | No Match | Single-Speed |  |  |  | 24500 | 1815 | 13.5 | 12 | 29400 | 1958 | 4.4 | 4.2 | Federally-Regulated Commercial & Industrial Equipment | 04/23/2009 |  | 04/20/2015
Waterfurnace International, Inc. | Waterfurnace International, Inc. | SXV030C4 |  | Ground-Water-Source | WBAHP: Heat Pump Packaged Unit | Heat Pump | 460 | 3 |  |  | No Match | No Match |  |  |  | 31200 | 2181 | 14.3 | 9 | 21600 | 1808 | 3.5 |  | Non Federally-Regulated | 01/30/1998 |  | 03/31/1998
Command-Aire | Command-Aire | SPVE0411 |  | Water-Source | WBAHP: Heat Pump Packaged Unit | Heat Pump | 208 | 1 |  |  | No Match | No Match |  |  |  | 38700 | 3424 | 11.3 | 10 | 50100 | 3495 | 4.2 |  | Federally-Regulated Commercial & Industrial Equipment | 12/14/1998 |  | 03/12/2009
Mammoth | Hydrobank II | F168VHA |  | Water-Source | WBAHP: Heat Pump Packaged Unit | Heat Pump | 230 | 3 |  |  | No Match | No Match |  |  |  | 168000 | 15272 | 11 |  | 208000 | 16928 | 3.6 | 3.8 | Non Federally-Regulated | 07/31/1991 |  | 03/31/1998
Mammoth | Geox | GEV30 |  | Water-Source | WBAHP-CB: Heat Pump Split Syst | Heat Pump | 265 | 1 |  |  | No Match | No Match |  |  |  | 36600 | 3452 | 10.6 | 9 | 46000 | 3850 | 3.5 |  | Non Federally-Regulated | 12/28/1990 |  | 07/27/1992
Addison Products | Heat Controller | HWPH64-1JC/1JBC |  | Water-Source | WBAHP-CB: Heat Pump Split Syst | Heat Pump | 208 | 1 |  |  | No Match | No Match |  |  |  | 63500 | 5080 | 12.5 | 9 | 76000 | 6362 | 3.5 | 3.5 | Non Federally-Regulated | 10/05/1999 |  | 04/12/2000
Trane U.S. Inc. | Trane | GETE0182 |  | Water-Source | WBAHP-O: Heat Pump Packaged Un | Heat Pump | 230 | 1 |  |  | No Match | Single-Speed |  |  |  | 18100 | 1403 | 12.9 | 12 | 23500 | 1465 | 4.7 | 4.2 | Federally-Regulated Commercial & Industrial Equipment | 06/14/2011 |  | 01/09/2014
ClimateMaster Inc. | Climate Master Series | HS/HL/VS/VL009G |  | Water-Source | WBAHP: Heat Pump Packaged Unit | Heat Pump | 230 | 1 |  |  | No Match | No Match |  |  |  | 9800 | 844 | 11.6 | 10 | 12000 | 837 | 4.2 |  | Federally-Regulated Commercial & Industrial Equipment | 01/18/2001 |  | 11/19/2001
Florida Heat Pump | Florida Heat Pump | EP036-1HZ/VT |  | Water-Source | WBAHP: Heat Pump Packaged Unit | Heat Pump | 208 | 1 |  |  | No Match | Single-Speed |  |  |  | 36000 | 2093 | 17.2 | 12 | 41000 | 2146 | 5.6 | 4.2 | Federally-Regulated Commercial & Industrial Equipment | 01/24/2011 |  | 06/14/2011
Florida Heat Pump | Geomaster, LLC | EV036-3CF/HZ/VT |  | Water-Source | WBAHP: Heat Pump Packaged Unit | Heat Pump | 230 | 3 |  |  | No Match | Single-Speed |  |  |  | 33000 | 2230 | 14.8 | 12 | 39000 | 2285 | 5 | 4.2 | Federally-Regulated Commercial & Industrial Equipment | 02/09/2009 |  | 12/12/2012
Addison Products | Addison Products | VWY030-1A |  | Water-Source | WBAHP: Heat Pump Packaged Unit | Heat Pump | 230 | 1 |  |  | No Match | No Match |  |  |  | 32000 | 2480 | 12.9 | 10 | 41100 | 2800 | 4.3 |  | Federally-Regulated Commercial & Industrial Equipment | 05/19/2000 |  | 11/14/2000
Waterfurnace International, Inc. | Rybacki - Hart Enterprises | ZS023**0*1 |  | Ground-Source | WBAHP: Heat Pump Packaged Unit | Heat Pump | 208 | 1 |  |  | No Match | Single-Speed |  |  |  | 23900 | 1406 | 17 | 13.4 | 17000 | 1384 | 3.6 | 3.1 | Non Federally-Regulated | 01/24/2011 |  | 04/19/2013
Singer | Electro-Hydronics | VW600D6 |  | Water-Source | WBAHP: Heat Pump Packaged Unit | Heat Pump | 208 | 1 |  |  | No Match | No Match |  |  |  | 50000 | 5300 | 9.4 | 7.5 | 60000 | 5700 | 3.1 | 2.5 | Non Federally-Regulated | 09/08/1982 |  | 05/16/1984
Florida Heat Pump | Florida Heat Pump | EM072-1VT |  | Water-Source | WBAHP: Heat Pump Packaged Unit | Heat Pump | 230 | 1 |  |  | No Match | No Match |  |  |  | 71000 | 5107 | 13.9 | 9 | 76000 | 4842 | 4.6 | 3.8 | Federally-Regulated Commercial & Industrial Equipment | 02/02/1998 |  | 03/31/1998
McQuay / Snyder General | Electro-Hydronics | VE330F5 |  | Water-Source | WBAHP: Heat Pump Packaged Unit | Heat Pump | 208 | 1 |  |  | No Match | No Match |  |  |  | 33000 | 3050 | 10.8 | 7.5 | 35000 | 2900 | 3.5 | 2.5 | Non Federally-Regulated | 08/29/1986 |  | 05/11/1988
Carrier Corp. | Carrier | 50QXH0603 |  | Water-Source | WBAHP: Heat Pump Packaged Unit | Heat Pump | 208 | 1 |  |  | No Match | No Match |  |  |  | 57000 | 5005 | 11.4 | 9 | 64000 | 4810 | 3.9 | 3.2 | Federally-Regulated Commercial & Industrial Equipment | 02/05/1990 |  | 02/22/1990
McQuay International | McQuay | FCV/FCW042B-T |  | Water-Source | WBAHP: Heat Pump Packaged Unit | Heat Pump | 460 | 3 |  |  | No Match | No Match |  |  |  | 41800 | 3483 | 12 | 10 | 53000 | 3882 | 4 |  | Federally-Regulated Commercial & Industrial Equipment | 11/17/1999 |  | 09/21/2000
ClimateMaster Inc. | Climate Master Series | VP/HP036 F/H |  | Water-Source | WBAHP: Heat Pump Packaged Unit | Heat Pump | 208 | 3 |  |  | No Match | No Match |  |  |  | 35000 | 2692 | 13 | 9.3 | 43000 | 2930 | 4.3 | 3.8 | Federally-Regulated Commercial & Industrial Equipment | 03/31/1998 |  | 05/10/1998
Econar | Econar | GH671 |  | Ground-Water-Source | WBAHP: Heat Pump Packaged Unit | Heat Pump | 208 | 1 |  |  | No Match | No Match |  |  |  | 63500 | 6047 | 10.5 | 9 | 64000 | 6252 | 3 |  | Non Federally-Regulated | 01/30/1998 |  | 07/29/1998
Econar | Econar | GV490 |  | Water-Source | WBAHP-CB: Heat Pump Split Syst | Heat Pump | 208 | 1 |  |  | No Match | No Match |  |  |  | 43500 | 3717 | 11.7 | 9 | 66000 | 5227 | 3.7 | 3.5 | Non Federally-Regulated | 12/14/1998 |  | 04/12/2000
Waterfurnace International, Inc. | Waterfurnace International, Inc. | CX*007*2 |  | Water-Source | WBAHP-O: Heat Pump Packaged Un | Heat Pump | 265 | 1 |  |  | No Match | No Match |  |  |  | 7100 | 507 | 14 | 10 | 9300 | 579 | 4.7 |  | Federally-Regulated Commercial & Industrial Equipment | 01/18/2001 |  | 07/16/2001
Addison Products | Addison Products | WPH054-3JC/3JBC |  | Water-Source | WBAHP: Heat Pump Packaged Unit | Heat Pump | 208 | 3 |  |  | No Match | No Match |  |  |  | 50000 | 4237 | 11.8 | 10 | 68000 | 5109 | 3.9 |  | Federally-Regulated Commercial & Industrial Equipment | 12/14/1998 |  | 11/14/2000
ClimateMaster Inc. | Carrier Corp. | 38WQS030 3 | FK4CNF003 | Water-Source | WBAHP-CB: Heat Pump Split Syst | Heat Pump | 230 | 1 |  |  | No Match | Single-Speed |  |  |  | 28000 | 1905 | 14.7 | 12 | 34000 | 2121 | 4.7 | 4.2 | Federally-Regulated Commercial & Industrial Equipment | 09/15/2009 |  | 02/17/2011
ClimateMaster Inc. | Climate Master Series | VT060G(P) |  | Ground-Water-Source | WBAHP: Heat Pump Packaged Unit | Heat Pump | 230 | 1 |  |  | No Match | No Match |  |  |  | 29500 | 1867 | 15.8 | 9 | 22900 | 1813 | 3.7 |  | Non Federally-Regulated | 04/10/2000 |  | 05/24/2001
Command-Aire | Command-Aire | SWP-091 |  | Water-Source | WBAHP: Heat Pump Packaged Unit | Heat Pump | 208 | 1 |  |  | No Match | No Match |  |  |  | 10600 | 1175 | 9 | 9 | 14000 | 1225 | 3.3 | 3.2 | Non Federally-Regulated | 05/11/1988 |  | 03/15/1989
ClimateMaster Inc. | Trane | WPRA19HCXBX |  | Water-Source | WBAHP: Heat Pump Packaged Unit | Heat Pump | 230 | 1 |  |  | No Match | No Match |  |  |  | 19000 | 1780 | 10.7 | 9 | 24200 | 1800 | 3.9 | 3.2 | Non Federally-Regulated | 05/11/1988 |  | 03/15/1989
Waterfurnace International, Inc. | Waterfurnace International, Inc. | NSZ048A0 | NAH048* | Ground-Water-Source | WBAHP-CB: Heat Pump Split Syst | Heat Pump | 208 | 1 |  |  | No Match | Single-Speed |  |  |  | 48900 | 2055 | 23.8 | 16.2 | 45100 | 2937 | 4.5 | 3.6 | Non Federally-Regulated | 01/24/2011 |  | 10/24/2014
ClimateMaster Inc. | Climate Master Series | HS/HL/VS/VL030F |  | Water-Source | WBAHP: Heat Pump Packaged Unit | Heat Pump | 460 | 3 |  |  | No Match | No Match |  |  |  | 28900 | 2312 | 12.5 | 10 | 37000 | 2409 | 4.5 |  | Federally-Regulated Commercial & Industrial Equipment | 04/12/2000 |  | 11/14/2000
Jacobsen Energy Ind., Inc. | Phoenix | JEI72VUA |  | Water-Source | WBAHP: Heat Pump Packaged Unit | Heat Pump | 208 | 1 |  |  | No Match | No Match |  |  |  | 73500 | 6770 | 11.2 | 9.2 | 92000 | 7300 | 3.7 | 2.5 | Non Federally-Regulated | 05/16/1984 |  | 06/11/1985
Waterfurnace International, Inc. | Waterfurnace International, Inc. | V095**3 |  | Ground-Water-Source | WBAHP: Heat Pump Packaged Unit | Heat Pump | 230 | 3 |  |  | No Match | No Match |  |  |  | 96000 | 7164 | 13.4 | 9 | 66500 | 6958 | 2.8 |  | Non Federally-Regulated | 07/22/2002 |  | 03/12/2009
Waterfurnace International, Inc. | Waterfurnace International, Inc. | CC/CE/CS/CW12*0 |  | Ground-Water-Source | WBAHP: Heat Pump Packaged Unit | Heat Pump | 230 | 1 |  |  | No Match | No Match |  |  |  | 11500 | 787 | 14.6 | 9 | 10000 | 837 | 3.5 |  | Non Federally-Regulated | 07/22/2002 |  | 03/12/2009
Florida Heat Pump | Energy Miser | HLT 70 CF -1 |  | Ground-Water-Source | WBAH: Heating Only Packaged Un | Heat Pump | 208 | 1 |  |  | No Match | No Match | [7 empty] | 82000 | 6865 | 3.5 | 2.5 | Non Federally-Regulated | 02/22/1990 |  | 07/31/1991
Waterfurnace International, Inc. | Geotility Geothermal Installations | ZS041**5*0 |  | Ground-Water-Source | WBAHP: Heat Pump Packaged Unit | Heat Pump | 575 | 3 |  |  | No Match | Single-Speed |  |  |  | 44500 | 2160 | 20.6 | 16.2 | 36000 | 2776 | 3.8 | 3.6 | Non Federally-Regulated | 01/24/2011 |  | 04/19/2013
Mammoth | Hydrobank II | E030HHB/VHB |  | Water-Source | WBAHP: Heat Pump Packaged Unit | Heat Pump | 265 | 1 |  |  | No Match | No Match |  |  |  | 31000 | 2695 | 11.5 | 10 | 38500 | 2969 | 3.8 |  | Federally-Regulated Commercial & Industrial Equipment | 07/29/1998 |  | 10/02/1998
Waterfurnace International, Inc. | Standard Range | WSH/WSV019A*1*** |  | Water-Source | WBAHP: Heat Pump Packaged Unit | Heat Pump | 230 | 1 |  |  | No Match | No Match |  |  |  | 18200 | 1733 | 10.5 | 9 | 22600 | 1891 | 3.5 | 3.2 | Non Federally-Regulated | 03/15/1989 |  | 09/13/1989
ClimateMaster Inc. | Trane | WPHC0966 |  | Water-Source | WBAHP: Heat Pump Packaged Unit | Heat Pump | 208 | 3 |  |  | No Match | No Match |  |  |  | 96970 | 8802 | 11 | 9.2 | 113724 | 10462 | 3.8 | 2.5 | Non Federally-Regulated | 02/22/1990 |  | 07/31/1991
ClimateMaster Inc. | Carrier | RHC036***30*** |  | Water-Source | WBAHP: Heat Pump Packaged Unit | Heat Pump | 208 | 1 |  |  | No Match | No Match |  |  |  | 35600 | 3042 | 11.7 | 10 | 47200 | 3219 | 4.3 |  | Federally-Regulated Commercial & Industrial Equipment | 07/02/2003 |  | 03/12/2009
Florida Heat Pump | Florida Heat Pump | AP049-1CS | AP049-1AV/AH | Water-Source | WBAHP-CB: Heat Pump Split Syst | Heat Pump | 208 | 1 |  |  | No Match | Single-Speed |  |  |  | 50000 | 3185 | 15.7 | 12 | 53000 | 3046 | 5.1 | 4.2 | Federally-Regulated Commercial & Industrial Equipment | 10/03/2011 |  | 04/20/2015
Command-Aire | Command-Aire | SWPHXR191E |  | Water-Source | WBAHP: Heat Pump Packaged Unit | Heat Pump | 230 | 1 |  |  | No Match | No Match |  |  |  | 18500 | 1650 | 11.2 | 7.5 | 24500 | 1750 | 4 | 2.5 | Non Federally-Regulated | 05/16/1984 |  | 05/11/1988
Florida Heat Pump | Energy Miser | LTV60-3 |  | Ground-Water-Source | WBAHP: Heat Pump Packaged Unit | Heat Pump | 208 | 3 |  |  | No Match | No Match |  |  |  | 55000 | 4780 | 11.5 | 11 | 65000 | 5440 | 3.5 | 3.4 | Non Federally-Regulated | 07/31/1991 |  | 03/31/1998
Waterfurnace International, Inc. | Waterfurnace International, Inc. | ATH066D1 |  | Water-Source | WBAHP-CB: Heat Pump Split Syst | Heat Pump | 208 | 1 |  |  | No Match | No Match |  |  |  | 68000 | 5151 | 13.2 | 9 | 80000 | 5861 | 4 | 3.5 | Non Federally-Regulated | 02/02/1998 |  | 10/02/1998
McQuay International | McQuay | W-FMS/FME/FDE-1-012-J |  | Water-Source | WBAHP: Heat Pump Packaged Unit | Heat Pump | 265 | 1 |  |  | No Match | No Match |  |  |  | 11600 | 1035 | 11.2 | 10 | 14000 | 1079 | 3.8 |  | Federally-Regulated Commercial & Industrial Equipment | 10/05/1999 |  | 09/21/2000
Command-Aire | Command-Aire | SWPH067 |  | Water-Source | WBAHP: Heat Pump Packaged Unit | Heat Pump | 265 | 1 |  |  | No Match | No Match |  |  |  | 6706 | 640 | 10.5 | 9 | 9400 | 745 | 3.7 | 3.2 | Non Federally-Regulated | 05/11/1988 |  | 03/15/1989
Enertech Global, LLC | Enertech | GHT036A |  | Ground-Water-Source | WBAHP: Heat Pump Packaged Unit | Heat Pump | 230 | 1 |  |  | No Match | Single-Speed |  |  |  | 38200 | 1705 | 22.4 | 16.2 | 36900 | 2207 | 4.9 | 3.6 | Non Federally-Regulated | 08/23/2011 |  | 12/12/2012
ClimateMaster Inc. | Climate Master Series | VS/VL/HS/HL 036 G/E |  | Water-Source | WBAHP: Heat Pump Packaged Unit | Heat Pump | 265 | 1 |  |  | No Match | No Match |  |  |  | 35000 | 3181 | 11 | 10 | 42500 | 3193 | 3.9 |  | Federally-Regulated Commercial & Industrial Equipment | 12/14/1998 |  | 10/05/1999
Waterfurnace International, Inc. | Geotility Geothermal Installations | ZS060**4*4 |  | Ground-Source | WBAHP: Heat Pump Packaged Unit | Heat Pump | 460 | 3 |  |  | No Match | Single-Speed |  |  |  | 60900 | 3402 | 17.9 | 13.4 | 47100 | 3834 | 3.6 | 3.1 | Non Federally-Regulated | 06/14/2011 |  | 03/02/2012
Carrier Corp. - Syracuse | Carrier | 50QEH0725 |  | Water-Source | WBAHP: Heat Pump Packaged Unit | Heat Pump | 208 | 3 |  |  | No Match | No Match |  |  |  | 71000 | 6228 | 11.4 | 10.5 | 92000 | 6420 | 4.2 | 3.8 | Non Federally-Regulated | 07/31/1991 |  | 03/31/1998
Waterfurnace International, Inc. | Waterfurnace International, Inc. | SXH016A0 |  | Water-Source | WBAHP: Heat Pump Packaged Unit | Heat Pump | 230 | 1 |  |  | No Match | No Match |  |  |  | 16000 | 1185 | 13.5 | 10 | 20400 | 1195 | 5 |  | Federally-Regulated Commercial & Industrial Equipment | 02/02/1998 |  | 03/31/1998
Mammoth | Hydrobank II | E024VHF |  | Water-Source | WBAHP: Heat Pump Packaged Unit | Heat Pump | 265 | 1 |  |  | No Match | No Match |  |  |  | 24000 | 2123 | 11.3 | 9 | 31400 | 2488 | 3.7 | 3.2 | Federally-Regulated Commercial & Industrial Equipment | 01/22/1990 |  | 07/27/1992
American Air Filter | Enercon | EHW-90 |  | Water-Source | WBAHP: Heat Pump Packaged Unit | Heat Pump | 200 | 3 |  |  | No Match | No Match |  |  |  | 90000 | 8571 | 10.5 | 9.2 | 114000 | 9027 | 3.7 | 2.5 | Non Federally-Regulated | 02/22/1990 |  | 07/31/1991
DeMarco Energy Systems | DeMarco Energy Systems | GT042-2VT/HZ/CF |  | Water-Source | WBAHP-CB: Heat Pump Split Syst | Heat Pump | 265 | 1 |  |  | No Match | No Match |  |  |  | 45000 | 3435 | 13.1 | 9 | 50000 | 3488 | 4.2 | 3.5 | Non Federally-Regulated | 10/02/1998 |  | 04/12/2000
Addison Products | Addison Products | WSH032-3AL |  | Water-Source | WBAHP: Heat Pump Packaged Unit | Heat Pump | 230 | 3 |  |  | No Match | No Match |  |  |  | 33000 | 2481 | 13.3 | 10 | 43000 | 2864 | 4.4 |  | Federally-Regulated Commercial & Industrial Equipment | 10/02/1998 |  | 05/19/2000
Waterfurnace International, Inc. | Waterfurnace International, Inc. | ATH022C0 |  | Ground-Water-Source | WBAHP: Heat Pump Packaged Unit | Heat Pump | 230 | 1 |  |  | No Match | No Match |  |  |  | 23600 | 1493 | 15.8 | 11 | 23800 | 1516 | 4.6 | 3.5 | Non Federally-Regulated | 03/31/1998 |  | 05/10/1998
Florida Heat Pump | Florida Heat Pump | EM042-1CS | EM042-1AH/AV | Water-Source | WBAH: Heating Only Packaged Un | Heat Pump | 208 | 1 |  |  | No Match | No Match |  |  |  | 44000 | 3666 | 12 | 9 | 50000 | 4185 | 3.5 | 3.5 | Non Federally-Regulated | 05/23/2001 |  | 07/18/2002
Florida Heat Pump | Florida Heat Pump | GT042-3CS | GT042-1AH/AV | Water-Source | WBAH: Heating Only Packaged Un | Heat Pump | 230 | 3 |  |  | No Match | No Match |  |  |  | 41500 | 3097 | 13.4 | 9 | 49000 | 3418 | 4.2 | 3.5 | Non Federally-Regulated | 05/23/2001 |  | 07/18/2002
Trane U.S. Inc. | Trane | EXVE024 |  | Water-Source | WBAHP: Heat Pump Packaged Unit | Heat Pump | 208 | 1 |  |  | No Match | Single-Speed |  |  |  | 24200 | 1541 | 15.7 | 12 | 26500 | 1524 | 5.1 | 4.2 | Federally-Regulated Commercial & Industrial Equipment | 04/30/2009 |  | 08/15/2014
McQuay International | McQuay | W-CDL/CDS/CMS-1-007-E |  | Water-Source | WBAHP: Heat Pump Packaged Unit | Heat Pump | 230 | 1 |  |  | No Match | No Match |  |  |  | 7000 | 654 | 10.7 | 10 | 9800 | 736 | 3.9 |  | Federally-Regulated Commercial & Industrial Equipment | 09/21/2000 |  | 03/12/2009
Addison Products | Addison Products | HPY072-4A |  | Water-Source | WBAHP-CB: Heat Pump Split Syst | Heat Pump | 460 | 3 |  |  | No Match | No Match |  |  |  | 73900 | 6718 | 11 | 9 | 88800 | 7433 | 3.5 | 3.5 | Non Federally-Regulated | 07/22/2002 |  | 03/12/2009
Waterfurnace International, Inc. | WFI Industries, Ltd. | VLV/VXV030*2 |  | Ground-Water-Source | WBAHP: Heat Pump Packaged Unit | Heat Pump | 265 | 1 |  |  | No Match | No Match |  |  |  | 30900 | 2191 | 14.1 | 9 | 19500 | 2040 | 2.8 |  | Non Federally-Regulated | 06/20/2003 |  | 03/12/2009
ClimateMaster Inc. | Climate Master Series | VT036G |  | Ground-Water-Source | WBAHP: Heat Pump Packaged Unit | Heat Pump | 208 | 1 |  |  | No Match | No Match |  |  |  | 34500 | 2225 | 15.5 | 9 | 26000 | 2240 | 3.4 |  | Non Federally-Regulated | 04/10/2000 |  | 05/24/2001
Waterfurnace International, Inc. | Spectra | SXH024A1 |  | Water-Source | WBAHP: Heat Pump Packaged Unit | Heat Pump | 208 | 1 |  |  | No Match | No Match |  |  |  | 26000 | 1688 | 15.4 | 10 | 31200 | 1725 | 5.3 |  | Federally-Regulated Commercial & Industrial Equipment | 06/02/1993 |  | 06/03/1993
McQuay International | McQuay | W-LDD/LDS/LMH/LMS-1-12 |  | Water-Source | WBAHP: Heat Pump Packaged Unit | Heat Pump | 208 | 3 |  |  | No Match | No Match |  |  |  | 116000 | 9747 | 11.9 | 9 | 139000 | 9933 | 4.1 | 3.8 | Federally-Regulated Commercial & Industrial Equipment | 09/21/2000 |  | 01/18/2001
Mammoth | Mammoth | A009H |  | Water-Source | WBAHP: Heat Pump Packaged Unit | Heat Pump | 115 | 1 |  |  | No Match | No Match |  |  |  | 9000 | 950 | 9.5 | 7.5 | 10100 | 975 | 3 | 2.5 | Non Federally-Regulated | 01/05/1982 |  | 05/16/1984
Waterfurnace International, Inc. | Johnson Controls | RJTV/RJTH049**4 |  | Water-Source | WBAHP: Heat Pump Packaged Unit | Heat Pump | 460 | 3 |  |  | No Match | Dual-Speed |  |  |  | 48300 | 3057 | 15.8 | 12 | 57400 | 3299 | 5.1 | 4.2 | Federally-Regulated Commercial & Industrial Equipment | 01/24/2011 |  | 10/24/2014
McQuay / Snyder General | Electro-Hydronics | FC350G5 |  | Water-Source | WBAHP: Heat Pump Packaged Unit | Heat Pump | 208 | 1 |  |  | No Match | No Match |  |  |  | 35600 | 3360 | 10.6 | 7.5 | 43000 | 3500 | 3.6 | 2.5 | Non Federally-Regulated | 08/29/1986 |  | 05/11/1988
ClimateMaster Inc. | Climate Master Series | VE/HE 024 |  | Ground-Water-Source | WBAHP: Heat Pump Packaged Unit | Heat Pump | 230 | 1 |  |  | No Match | No Match |  |  |  | 25500 | 1821 | 14 | 9 | 19000 | 1739 | 3.2 |  | Non Federally-Regulated | 10/06/1999 |  | 04/10/2000
Florida Heat Pump | Florida Heat Pump | GT030-4VT/HZ/CF |  | Water-Source | WBAHP-CB: Heat Pump Split Syst | Heat Pump | 460 | 3 |  |  | No Match | No Match |  |  |  | 31400 | 2211 | 14.2 | 9 | 33000 | 2417 | 4 | 3.5 | Non Federally-Regulated | 02/02/1998 |  | 10/02/1998
Waterfurnace International, Inc. | Waterfurnace International, Inc. | SXV058C0 |  | Water-Source | WBAHP-CB: Heat Pump Split Syst | Heat Pump | 230 | 1 |  |  | No Match | No Match |  |  |  | 58500 | 4365 | 13.4 | 9 | 67500 | 4945 | 4 | 3.5 | Non Federally-Regulated | 02/02/1998 |  | 10/02/1998
McQuay International | McQuay | CCH/CCW/HWH/HWW019C-N |  | Water-Source | WBAHP: Heat Pump Packaged Unit | Heat Pump | 265 | 1 |  |  | No Match | No Match |  |  |  | 18400 | 1520 | 12.1 | 10 | 23200 | 1789 | 3.8 |  | Federally-Regulated Commercial & Industrial Equipment | 12/14/1998 |  | 11/17/1999
ClimateMaster Inc. | Carrier | 50HQA/HQD/VQA/VQD042 3 |  | Water-Source | WBAHP: Heat Pump Packaged Unit | Heat Pump | 208 | 1 |  |  | No Match | No Match |  |  |  | 41500 | 3705 | 11.2 | 10 | 52500 | 3846 | 4 |  | Federally-Regulated Commercial & Industrial Equipment | 02/02/1998 |  | 03/31/1998
Mammoth | Hydrobank II | F090VHG |  | Water-Source | WBAHP: Heat Pump Packaged Unit | Heat Pump | 208 | 3 |  |  | No Match | No Match |  |  |  | 86300 | 6345 | 13.6 | 9 | 111000 | 7227 | 4.5 | 3.8 | Federally-Regulated Commercial & Industrial Equipment | 05/23/2000 |  | 01/18/2001
Enertech Global, LLC | Roth Industries, Inc. | RCT048A |  | Ground-Source | WBAHP: Heat Pump Packaged Unit | Heat Pump | 208 | 1 |  |  | No Match | Single-Speed |  |  |  | 51400 | 2904 | 17.7 | 13.4 | 39100 | 2865 | 4 | 3.1 | Non Federally-Regulated | 06/14/2011 |  | 01/09/2014
Waterfurnace International, Inc. | Waterfurnace International, Inc. | SXV030V1 |  | Ground-Source | WBAHP: Heat Pump Packaged Unit | Heat Pump | 230 | 1 |  |  | No Match | No Match |  |  |  | 31200 | 2181 | 14.3 |  | 21600 | 1808 | 3.5 |  | Non Federally-Regulated | 03/31/1998 |  | 05/10/1998
Climate Control / Snyder General | Electro-Hydronics | UC330GK |  | Water-Source | WBAHP: Heat Pump Packaged Unit | Heat Pump | 208 | 3 |  |  | No Match | No Match |  |  |  | 33000 | 3050 | 10.8 | 7.5 | 39000 | 3090 | 3.7 | 2.5 | Non Federally-Regulated | 05/16/1984 |  | 08/29/1986
Waterfurnace International, Inc. | Waterfurnace International, Inc. | SXH042*0 |  | Ground-Water-Source | WBAHP: Heat Pump Packaged Unit | Heat Pump | 230 | 1 |  |  | No Match | No Match |  |  |  | 44500 | 3201 | 13.9 | 9 | 31800 | 2823 | 3.3 |  | Non Federally-Regulated | 10/06/1999 |  | 05/19/2000
Enertech Global, LLC | Enertech | GTC048 | ACD048 | Ground-Source | WBAHP-C: Heat Pump Split Syste | Heat Pump | 230 | 1 |  |  | No Match | Single-Speed |  |  |  | 54300 | 3352 | 16.2 | 13.4 | 43300 | 3525 | 3.6 | 3.1 | Non Federally-Regulated | 08/23/2011 |  | 04/19/2013
Addison Products | Addison Products | WPHO22-1J |  | Water-Source | WBAHP-CB: Heat Pump Split Syst | Heat Pump | 230 | 1 |  |  | No Match | No Match |  |  |  | 23200 | 2017 | 11.5 | 9 | 28400 | 2378 | 3.5 | 3.5 | Non Federally-Regulated | 02/02/1998 |  | 10/02/1998
Waterfurnace International, Inc. | WFI Industries, Ltd. | E047**1 |  | Ground-Water-Source | WBAHP: Heat Pump Packaged Unit | Heat Pump | 208 | 1 |  |  | No Match | No Match |  |  |  | 50500 | 2988 | 16.9 | 9 | 37100 | 3294 | 3.3 |  | Non Federally-Regulated | 06/20/2003 |  | 03/12/2009
Mammoth | Hydrobank II | D064VLG |  | Ground-Water-Source | WBAHP: Heat Pump Packaged Unit | Heat Pump | 208 | 1 |  |  | No Match | No Match |  |  |  | 61500 | 4241 | 14.5 | 9 | 49000 | 4486 | 3.2 |  | Non Federally-Regulated | 07/22/2002 |  | 03/12/2009
Hydro Delta Corp. | Hydro Delta Corp. | 03-042-WTAR-MT(P) |  | Ground-Water-Source | WBAHP: Heat Pump Packaged Unit | Heat Pump | 230 | 1 |  |  | No Match | No Match |  |  |  | 24000 | 1304 | 18.4 | 11 | 26000 | 1524 | 5 | 3.5 | Non Federally-Regulated | 03/31/1998 |  | 05/10/1998
American Air Filter | Enercon | GHW-49 |  | Water-Source | WBAHP: Heat Pump Packaged Unit | Heat Pump | 230 | 1 |  |  | No Match | No Match |  |  |  | 48500 | 4708 | 10.3 | 9 | 65000 | 5145 | 3.7 | 3.2 | Non Federally-Regulated | 02/22/1990 |  | 07/31/1991
Mammoth | Hydrobank II | E024VHJ |  | Water-Source | WBAHP: Heat Pump Packaged Unit | Heat Pump | 265 | 1 |  |  | No Match | No Match |  |  |  | 23800 | 2266 | 10.5 | 10 | 31700 | 2381 | 3.9 |  | Federally-Regulated Commercial & Industrial Equipment | 11/14/2000 |  | 01/18/2001
Enertech Global, LLC | Enertech | GST072A2 | MPD060 | Ground-Source | WBAHP-CB: Heat Pump Split Syst | Heat Pump | 230 | 3 |  |  | No Match | Single-Speed | 3552 | 693 | 1 | 69200 | 4245 | 16.3 | 13.4 | 52400 | 4266 | 3.6 | 3.1 | Non Federally-Regulated | 03/02/2012 |  | 09/03/2012
Mammoth | Hydrobank II | D035HLG |  | Ground-Water-Source | WBAHP: Heat Pump Packaged Unit | Heat Pump | 208 | 1 |  |  | No Match | No Match |  |  |  | 35500 | 2535 | 14 | 9 | 28000 | 2646 | 3.1 |  | Non Federally-Regulated | 11/14/2000 |  | 01/18/2001
Climate Control / Snyder General | Electro-Hydronics | UW350GD |  | Water-Source | WBAHP: Heat Pump Packaged Unit | Heat Pump | 230 | 3 |  |  | No Match | No Match |  |  |  | 35600 | 3360 | 10.6 | 7.5 | 43000 | 3500 | 3.6 | 2.5 | Non Federally-Regulated | 06/11/1985 |  | 08/29/1986
Waterfurnace International, Inc. | Waterfurnace International, Inc. | SXH030C2 |  | Water-Source | WBAHP: Heat Pump Packaged Unit | Heat Pump | 265 | 1 |  |  | No Match | No Match |  |  |  | 30600 | 2125 | 14.4 | 10 | 36600 | 2145 | 5 |  | Federally-Regulated Commercial & Industrial Equipment | 12/14/1998 |  | 10/05/1999
Florida Heat Pump | Florida Heat Pump | CE025-1CS | DX025 | Ground-Source | WBAHP-CB: Heat Pump Split Syst | Heat Pump | 230 | 1 |  |  | No Match | Variable-Speed |  |  |  | 25500 | 1584 | 16.1 | 13.4 | 20500 | 1669 | 3.6 | 3.1 | Non Federally-Regulated | 01/10/2012 |  | 03/02/2012
Florida Heat Pump | Florida Heat Pump | GT042-4CS | GT042-4AH/AV | Ground-Water-Source | WBAHP-CB: Heat Pump Split Syst | Heat Pump | 460 | 3 |  |  | No Match | No Match |  |  |  | 40700 | 2806 | 14.5 | 9 | 30600 | 2636 | 3.4 |  | Non Federally-Regulated | 05/29/2001 |  | 07/18/2002
Mammoth | Hydrobank II | D016VHJ |  | Water-Source | WBAHP: Heat Pump Packaged Unit | Heat Pump | 230 | 1 |  |  | No Match | No Match |  |  |  | 16500 | 1500 | 11 | 10 | 22000 | 1652 | 3.9 |  | Federally-Regulated Commercial & Industrial Equipment | 11/14/2000 |  | 01/18/2001
Carrier Corp. | Carrier | 50Q*H04250 |  | Water-Source | WBAHP: Heat Pump Packaged Unit | Heat Pump | 208 | 3 |  |  | No Match | No Match |  |  |  | 40500 | 3491 | 11.6 | 10 | 49000 | 3779 | 3.8 |  | Federally-Regulated Commercial & Industrial Equipment | 08/02/1993 |  | 03/08/1996
McQuay / Snyder General | Electro-Hydronics | LHP25BK |  | Water-Source | WBAHP: Heat Pump Packaged Unit | Heat Pump | 208 | 3 |  |  | No Match | No Match |  |  |  | 256000 | 22000 | 11.6 |  | 284000 | 22400 | 3.7 |  | Non Federally-Regulated | 05/11/1988 |  | 03/15/1989
Florida Heat Pump | Florida Heat Pump | EM012-2VT |  | Water-Source | WBAHP: Heat Pump Packaged Unit | Heat Pump | 265 | 1 |  |  | No Match | No Match |  |  |  | 11500 | 1008 | 11.4 | 10 | 14600 | 1069 | 4 |  | Federally-Regulated Commercial & Industrial Equipment | 12/14/1998 |  | 10/05/1999
Carrier Corp. | Carrier | 50HQ.VQ0183 |  | Water-Source | WBAHP: Heat Pump Packaged Unit | Heat Pump | 208 | 1 |  |  | No Match | No Match |  |  |  | 18500 | 2200 | 8.4 | 7.5 | 23600 | 2469 | 2.8 | 2.5 | Non Federally-Regulated | 09/08/1982 |  | 08/30/1983
Singer | Electro-Hydronics | VW220D6 |  | Water-Source | WBAHP: Heat Pump Packaged Unit | Heat Pump | 208 | 1 |  |  | No Match | No Match |  |  |  | 18000 | 2175 | 8.3 | 7.5 | 21000 | 2400 | 2.6 | 2.5 | Non Federally-Regulated | 09/08/1982 |  | 05/16/1984
ClimateMaster Inc. | Carrier Corp. | 50YCS0363 | FK4CNF003 | Ground-Source | WBAHP-CB: Heat Pump Split Syst | Heat Pump | 208 | 1 |  |  | No Match | Single-Speed |  |  |  | 34700 | 2182 | 15.9 | 13.4 | 25900 | 2302 | 3.3 | 3.1 | Non Federally-Regulated | 09/15/2009 |  | 02/17/2011
Command-Aire | Command-Aire | RUWP-503 |  | Water-Source | WBAHP: Heat Pump Packaged Unit | Heat Pump | 230 | 3 |  |  | No Match | No Match |  |  |  | 58600 | 5925 | 9.9 | 9 | 74700 | 5890 | 3.7 | 3.2 | Non Federally-Regulated | 05/11/1988 |  | 03/15/1989
Maritime Geothermal, Ltd. | Nordic | W-55-W |  | Ground-Source | WBAH: Heating Only Packaged Un | Heat Pump | 208 | 1 |  |  | No Match | No Match | [7 empty] | 63818 | 4696 | 4 |  | Non Federally-Regulated | 03/31/1998 |  | 05/10/1998
McQuay / Snyder General | Electro-Hydronics | CC750FD |  | Water-Source | WBAHP: Heat Pump Packaged Unit | Heat Pump | 230 | 3 |  |  | No Match | No Match |  |  |  | 74000 | 7000 | 10.5 | 9.2 | 92000 | 7500 | 3.6 | 2.5 | Non Federally-Regulated | 08/29/1986 |  | 05/11/1988
Waterfurnace International, Inc. | Waterfurnace International, Inc. | ATH057D1 |  | Water-Source | WBAHP-CB: Heat Pump Split Syst | Heat Pump | 230 | 1 |  |  | No Match | No Match |  |  |  | 62500 | 5081 | 12.3 | 9 | 66000 | 5227 | 3.7 | 3.5 | Non Federally-Regulated | 02/02/1998 |  | 05/10/1998
Enertech Global, LLC | Roth Industries, Inc. | RCT060D2 |  | Ground-Water-Source | WBAHP: Heat Pump Packaged Unit | Heat Pump | 230 | 3 |  |  | No Match | Single-Speed | 2388 | 644 | 1 | 68200 | 3031 | 22.5 | 16.2 | 59900 | 3816 | 4.6 | 3.6 | Non Federally-Regulated | 09/03/2012 |  | 12/12/2012
Mammoth | Hydrobank II | D013CHF |  | Water-Source | WBAHP-O: Heat Pump Packaged Un | Heat Pump | 208 | 1 |  |  | No Match | No Match |  |  |  | 12400 | 1008 | 12.3 | 10 | 15000 | 1098 | 4 |  | Federally-Regulated Commercial & Industrial Equipment | 05/23/2000 |  | 01/18/2001
California Heat Pump | California Heat Pump | CHP-12C*-13-** |  | Water-Source | WBAHP: Heat Pump Packaged Unit | Heat Pump | 265 | 1 |  |  | No Match | No Match |  |  |  | 12500 | 1275 | 9.8 | 7.5 | 14000 | 1325 | 3.1 | 2.5 | Non Federally-Regulated | 01/05/1982 |  | 06/11/1985
Snyder General Corp. | McQuay | HC200B7 |  | Water-Source | WBAHP: Heat Pump Packaged Unit | Heat Pump | 265 | 1 |  |  | No Match | No Match |  |  |  | 19000 | 1845 | 10.3 | 9 | 23000 | 1822 | 3.7 | 3.2 | Non Federally-Regulated | 02/22/1990 |  | 07/31/1991
Enertech Global, LLC | Enertech | HHT048A2 |  | Ground-Water-Source | WBAHP: Heat Pump Packaged Unit | Heat Pump | 230 | 3 |  |  | No Match | Single-Speed |  |  |  | 52500 | 2283 | 23 | 16.2 | 48700 | 3037 | 4.7 | 3.6 | Non Federally-Regulated | 03/02/2012 |  | 12/12/2012
McQuay International | McQuay | WCCH/WCCW-009-A |  | Ground-Water-Source | WBAHP: Heat Pump Packaged Unit | Heat Pump | 115 | 1 |  |  | No Match | No Match |  |  |  | 8900 | 787 | 11.3 | 9 | 7900 | 826 | 2.8 |  | Non Federally-Regulated | 11/19/2002 |  | 03/12/2009
Waterfurnace International, Inc. | Waterfurnace International, Inc. | SXH030B3 |  | Ground-Water-Source | WBAHP: Heat Pump Packaged Unit | Heat Pump | 230 | 3 |  |  | No Match | No Match |  |  |  | 31200 | 2181 | 14.3 | 9 | 21600 | 1808 | 3.5 |  | Non Federally-Regulated | 08/21/1998 |  | 10/02/1998
Florida Heat Pump | DeMarco Energy Systems | GT042-3VT/HZ/CF |  | Water-Source | WBAHP-CB: Heat Pump Split Syst | Heat Pump | 208 | 3 |  |  | No Match | No Match |  |  |  | 45000 | 3435 | 13.1 | 9 | 50000 | 3488 | 4.2 | 3.5 | Non Federally-Regulated | 10/05/1999 |  | 04/12/2000
Carrier Corp. | Carrier | 50Q*V01841 |  | Water-Source | WBAHP: Heat Pump Packaged Unit | Heat Pump | 265 | 1 |  |  | No Match | No Match |  |  |  | 18000 | 1636 | 11 | 10 | 21600 | 1665 | 3.8 |  | Federally-Regulated Commercial & Industrial Equipment | 08/02/1993 |  | 03/08/1996
Enertech Global, LLC | Enertech | HXT048C |  | Ground-Source | WBAHP: Heat Pump Packaged Unit | Heat Pump | 208 | 1 |  |  | No Match | Single-Speed |  |  |  | 48300 | 2808 | 17.2 | 13.4 | 39100 | 2938 | 3.9 | 3.1 | Non Federally-Regulated | 12/12/2012 |  | 04/21/2014
McQuay / Snyder General | Electro-Hydronics | LWP20BK |  | Water-Source | WBAHP: Heat Pump Packaged Unit | Heat Pump | 208 | 3 |  |  | No Match | No Match |  |  |  | 214000 | 18000 | 11.9 |  | 240000 | 18400 | 3.8 |  | Non Federally-Regulated | 05/11/1988 |  | 03/15/1989
Mammoth | Hydrobank II | F045HHF/VHF |  | Water-Source | WBAHP: Heat Pump Packaged Unit | Heat Pump | 208 | 3 |  |  | No Match | No Match |  |  |  | 45000 | 3214 | 14 | 10 | 58000 | 3695 | 4.6 |  | Federally-Regulated Commercial & Industrial Equipment | 12/14/1998 |  | 10/05/1999
American Air Filter | Enercon | HW12 |  | Water-Source | WBAHP: Heat Pump Packaged Unit | Heat Pump | 208 | 1 |  |  | No Match | No Match |  |  |  | 11900 | 1085 | 11 | 7.5 | 14100 | 1130 | 3.7 | 2.5 | Non Federally-Regulated | 06/11/1985 |  | 05/11/1988
Florida Heat Pump | Florida Heat Pump | EM015-2VT |  | Water-Source | WBAHP: Heat Pump Packaged Unit | Heat Pump | 265 | 1 |  |  | No Match | No Match |  |  |  | 14800 | 1275 | 11.6 | 9.3 | 20000 | 1429 | 4.1 | 3.8 | Federally-Regulated Commercial & Industrial Equipment | 03/31/1998 |  | 05/10/1998
ClimateMaster Inc. | Climate Master Series | HS/VS030H |  | Water-Source | WBAHP: Heat Pump Packaged Unit | Heat Pump | 230 | 3 |  |  | No Match | No Match |  |  |  | 28900 | 2312 | 12.5 | 10 | 37000 | 2409 | 4.5 |  | Federally-Regulated Commercial & Industrial Equipment | 11/14/2000 |  | 01/18/2001
ClimateMaster Inc. | Carrier Corp. | 50PRH/V036 3 |  | Water-Source | WBAHP: Heat Pump Packaged Unit | Heat Pump | 208 | 1 |  |  | No Match | Single-Speed |  |  |  | 34500 | 2556 | 13.5 | 12 | 45200 | 3011 | 4.4 | 4.2 | Federally-Regulated Commercial & Industrial Equipment | 01/24/2011 |  | 08/23/2011
Waterfurnace International, Inc. | Waterfurnace International, Inc. | SXH010B1 |  | Ground-Water-Source | WBAHP: Heat Pump Packaged Unit | Heat Pump | 208 | 1 |  |  | No Match | No Match |  |  |  | 9900 | 642 | 15.4 | 9 | 7400 | 657 | 3.3 |  | Non Federally-Regulated | 08/21/1998 |  | 10/02/1998
California Heat Pump | Carrier | 50BQ01931 |  | Water-Source | WBAHP: Heat Pump Packaged Unit | Heat Pump | 230 | 1 |  |  | No Match | No Match |  |  |  | 18200 | 2020 | 9 | 7.5 | 22000 | 2220 | 2.9 | 2.5 | Non Federally-Regulated | 06/11/1985 |  | 05/11/1988
Waterfurnace International, Inc. | Waterfurnace International, Inc. | SXV016C1 |  | Water-Source | WBAHP: Heat Pump Packaged Unit | Heat Pump | 208 | 1 |  |  | No Match | No Match |  |  |  | 16000 | 1185 | 13.5 | 9.3 | 20400 | 1195 | 5 | 3.8 | Federally-Regulated Commercial & Industrial Equipment | 03/31/1998 |  | 05/10/1998
Waterfurnace International, Inc. | Spectra | SXH013A0 |  | Water-Source | WBAHP: Heat Pump Packaged Unit | Heat Pump | 208 | 1 |  |  | No Match | No Match |  |  |  | 12700 | 858 | 14.8 | 10 | 15100 | 922 | 4.8 |  | Federally-Regulated Commercial & Industrial Equipment | 06/02/1993 |  | 06/03/1993
Florida Heat Pump | Geomaster, LLC | EC036-1CS | EC036-1AH/AV | Water-Source | WBAHP-CB: Heat Pump Split Syst | Heat Pump | 208 | 1 |  |  | No Match | Single-Speed |  |  |  | 35300 | 2577 | 13.7 | 12 | 45000 | 2997 | 4.4 | 4.2 | Federally-Regulated Commercial & Industrial Equipment | 04/30/2009 |  | 04/20/2015
Mammoth | Geox | GEV20 |  | Water-Source | WBAHP-CB: Heat Pump Split Syst | Heat Pump | 265 | 1 |  |  | No Match | No Match |  |  |  | 19200 | 1828 | 10.5 | 9 | 23200 | 1890 | 3.6 |  | Non Federally-Regulated | 12/28/1990 |  | 07/27/1992
Florida Heat Pump | Florida Heat Pump | GT018-2VT/HZ/CF |  | Ground-Source | WBAHP: Heat Pump Packaged Unit | Heat Pump | 265 | 1 |  |  | No Match | No Match |  |  |  | 16500 | 1018 | 16.2 |  | 11500 | 1021 | 3.3 |  | Non Federally-Regulated | 03/31/1998 |  | 05/10/1998
California Heat Pump | California Heat Pump | CHP-42V*-12-** |  | Water-Source | WBAHP: Heat Pump Packaged Unit | Heat Pump | 208 | 1 |  |  | No Match | No Match |  |  |  | 41000 | 4800 | 8.5 | 7.5 | 47000 | 4700 | 2.9 | 2.5 | Non Federally-Regulated | 01/05/1982 |  | 05/16/1984
Econar | Econar | GH490 |  | Ground-Water-Source | WBAHP: Heat Pump Packaged Unit | Heat Pump | 208 | 1 |  |  | No Match | No Match |  |  |  | 47000 | 3790 | 12.4 | 9 | 45000 | 4396 | 3 |  | Non Federally-Regulated | 12/14/1998 |  | 03/18/2002
Command-Aire | Command-Aire | SWPH353E |  | Water-Source | WBAHP: Heat Pump Packaged Unit | Heat Pump | 208 | 3 |  |  | No Match | No Match |  |  |  | 36000 | 3270 | 11 | 9 | 48000 | 3500 | 4 | 3.2 | Federally-Regulated Commercial & Industrial Equipment | 01/23/1988 |  | 05/11/1988
Waterfurnace International, Inc. | Waterfurnace International, Inc. | SXH048C1 |  | Ground-Water-Source | WBAHP: Heat Pump Packaged Unit | Heat Pump | 230 | 1 |  |  | No Match | No Match |  |  |  | 51500 | 3843 | 13.4 | 9 | 36000 | 3403 | 3.1 |  | Non Federally-Regulated | 01/30/1998 |  | 03/31/1998
McQuay / Snyder General | Electro-Hydronics | LWP15BP |  | Water-Source | WBAHP: Heat Pump Packaged Unit | Heat Pump | 460 | 3 |  |  | No Match | No Match |  |  |  | 178000 | 16950 | 10.5 |  | 227000 | 17600 | 3.8 | 2.5 | Non Federally-Regulated | 08/29/1986 |  | 05/11/1988
Command-Aire | Command-Aire | SWPHXR061E |  | Water-Source | WBAHP: Heat Pump Packaged Unit | Heat Pump | 208 | 1 |  |  | No Match | No Match |  |  |  | 6706 | 640 | 10.5 | 9 | 9400 | 745 | 3.7 | 3.2 | Federally-Regulated Commercial & Industrial Equipment | 01/23/1988 |  | 05/11/1988
Waterfurnace International, Inc. | Waterfurnace International, Inc. | SXV030V1 |  | Ground-Source | WBAHP: Heat Pump Packaged Unit | Heat Pump | 208 | 1 |  |  | No Match | No Match |  |  |  | 31200 | 2181 | 14.3 |  | 21600 | 1808 | 3.5 |  | Non Federally-Regulated | 03/31/1998 |  | 05/10/1998
Carrier Corp. | Carrier | 50HQ,VQ0605 |  | Water-Source | WBAHP: Heat Pump Packaged Unit | Heat Pump | 206 | 3 |  |  | No Match | No Match |  |  |  | 60000 | 6383 | 9.4 | 7.5 | 71000 | 6700 | 3.1 | 2.5 | Non Federally-Regulated | 09/08/1982 |  | 08/30/1983
Waterfurnace International, Inc. | Waterfurnace International, Inc. | SXV016A2 |  | Ground-Water-Source | WBAHP: Heat Pump Packaged Unit | Heat Pump | 265 | 1 |  |  | No Match | No Match |  |  |  | 16800 | 1253 | 13.4 | 11 | 18700 | 1336 | 4.1 | 3.5 | Non Federally-Regulated | 03/31/1998 |  | 05/10/1998
Enertech Global, LLC | Enertech | TST040 | MPD036 | Ground-Water-Source | WBAHP-CB: Heat Pump Split Syst | Heat Pump | 230 | 1 |  |  | No Match | Single-Speed |  |  |  | 39200 | 1990 | 19.7 | 16.2 | 34200 | 2564 | 3.9 | 3.6 | Non Federally-Regulated | 11/25/2009 |  | 04/19/2013
California Heat Pump | Carrier | 50BQ0164 |  | Water-Source | WBAHP: Heat Pump Packaged Unit | Heat Pump | 265 | 1 |  |  | No Match | No Match |  |  |  | 15500 | 1500 | 10.3 | 7.5 | 16800 | 1475 | 3.3 | 2.5 | Non Federally-Regulated | 01/05/1982 |  | 06/11/1985
Mammoth | Hydrobank II | G052HHF |  | Water-Source | WBAHP: Heat Pump Packaged Unit | Heat Pump | 460 | 3 |  |  | No Match | No Match |  |  |  | 53000 | 4818 | 11 | 9 | 67000 | 5305 | 3.7 | 3.2 | Federally-Regulated Commercial & Industrial Equipment | 01/22/1990 |  | 07/27/1992
Command-Aire | Command-Aire | SPHD0261 |  | Water-Source | WBAHP: Heat Pump Packaged Unit | Heat Pump | 208 | 1 |  |  | No Match | No Match |  |  |  | 22800 | 2171 | 10.5 | 10 | 30400 | 2284 | 3.9 |  | Federally-Regulated Commercial & Industrial Equipment | 12/14/1998 |  | 03/12/2009
Florida Heat Pump | Florida Heat Pump | EM120-4HZ/VT |  | Water-Source | WBAHP: Heat Pump Packaged Unit | Heat Pump | 460 | 3 |  |  | No Match | No Match |  |  |  | 123000 | 8601 | 14.3 | 9 | 145000 | 8496 | 5 | 3.8 | Federally-Regulated Commercial & Industrial Equipment | 04/12/2000 |  | 02/17/2011
Waterfurnace International, Inc. | Waterfurnace International, Inc. | SXH013B2 |  | Water-Source | WBAHP: Heat Pump Packaged Unit | Heat Pump | 265 | 1 |  |  | No Match | No Match |  |  |  | 12700 | 858 | 14.8 | 10 | 15100 | 921 | 4.8 |  | Federally-Regulated Commercial & Industrial Equipment | 12/14/1998 |  | 10/05/1999
LG Electronics Inc. | LG | AKWW0483UA0 |  | Water-Source | WBAHP: Heat Pump Packaged Unit | Heat Pump | 230 | 1 |  |  | No Match | Variable-Speed |  |  |  | 48000 | 3556 | 13.5 | 12 | 53400 | 3332 | 4.7 | 4.2 | Federally-Regulated Commercial & Industrial Equipment | 06/15/2009 |  | 06/14/2011
ClimateMaster Inc. | Carrier Corp. | 50PSH/V/D042****2 |  | Ground-Water-Source | WBAHP: Heat Pump Packaged Unit | Heat Pump | 208 | 1 |  |  | No Match | Single-Speed |  |  |  | 43700 | 1720 | 25.4 | 16.2 | 36200 | 2257 | 4.7 | 3.6 | Non Federally-Regulated | 10/24/2014 |  | 04/22/2015
California Heat Pump | California Heat Pump | CHP-52HRB-34-** |  | Water-Source | WBAHP: Heat Pump Packaged Unit | Heat Pump | 460 | 3 |  |  | No Match | No Match |  |  |  | 52000 | 5000 | 10.4 | 7.5 | 59000 | 4900 | 3.5 | 2.5 | Non Federally-Regulated | 05/16/1984 |  | 06/11/1985
Bard Manufacturing Company, Inc. | Bard | WPVD53 |  | Water-Source | WBAHP: Heat Pump Packaged Unit | Heat Pump | 208 | 1 |  |  | No Match | No Match |  |  |  | 49000 | 4500 | 10.9 | 9 | 54000 | 4300 | 3.6 | 3.2 | Federally-Regulated Commercial & Industrial Equipment | 01/23/1988 |  | 05/11/1988
Waterfurnace International, Inc. | Waterfurnace International, Inc. | ATV070D3(P) |  | Water-Source | WBAHP-CB: Heat Pump Split Syst | Heat Pump | 208 | 3 |  |  | No Match | No Match |  |  |  | 43500 | 2900 | 15 | 9 | 44000 | 3070 | 4.2 | 3.5 | Non Federally-Regulated | 02/02/1998 |  | 10/02/1998
Waterfurnace International, Inc. | Eagle Mountain | ZS060**4*0 |  | Ground-Source | WBAHP: Heat Pump Packaged Unit | Heat Pump | 460 | 3 |  |  | No Match | Single-Speed |  |  |  | 60900 | 3669 | 16.6 | 13.4 | 47100 | 4183 | 3.3 | 3.1 | Non Federally-Regulated | 01/24/2011 |  | 04/19/2013
Florida Heat Pump | Energy Miser | HECS19-2 | HEAH19-2 | Water-Source | WBAHP-C: Heat Pump Split Syste | Heat Pump | 265 | 1 |  |  | No Match | No Match |  |  |  | 18500 | 1680 | 11 | 9 | 24000 | 1760 | 4 | 3.2 | Non Federally-Regulated | 02/22/1990 |  | 07/31/1991
ClimateMaster Inc. | Carrier Corp. | 50PRH/V015 3 |  | Ground-Water-Source | WBAHP: Heat Pump Packaged Unit | Heat Pump | 230 | 1 |  |  | No Match | Single-Speed |  |  |  | 16800 | 686 | 24.5 | 16.2 | 14400 | 959 | 4.4 | 3.6 | Non Federally-Regulated | 01/24/2011 |  | 08/23/2011
Addison Products | Addison Products | VGY012-8A |  | Water-Source | WBAHP-CB: Heat Pump Split Syst | Heat Pump | 265 | 1 |  |  | No Match | No Match |  |  |  | 11900 | 991 | 12 | 9 | 13500 | 1069 | 3.7 | 3.5 | Non Federally-Regulated | 11/14/2000 |  | 07/18/2002
American Air Filter | Enercon | GVW-300 |  | Water-Source | WBAHP: Heat Pump Packaged Unit | Heat Pump | 230 | 3 |  |  | No Match | No Match |  |  |  | 295200 | 25400 | 11.6 |  | 348000 | 28300 | 3.6 | 2.5 | Non Federally-Regulated | 02/22/1990 |  | 07/31/1991
Mammoth | Hydrobank II | D054VLE/HLE/DLE |  | Ground-Source | WBAHP: Heat Pump Packaged Unit | Heat Pump | 208 | 1 |  |  | No Match | No Match |  |  |  | 54500 | 3978 | 13.7 |  | 42500 | 4017 | 3.1 |  | Non Federally-Regulated | 03/31/1998 |  | 05/10/1998
Carrier Corp. | Carrier | 50QXH0303 |  | Water-Source | WBAHP: Heat Pump Packaged Unit | Heat Pump | 208 | 1 |  |  | No Match | No Match |  |  |  | 30400 | 2542 | 12 | 9 | 39000 | 3175 | 3.6 | 3.2 | Non Federally-Regulated | 02/22/1990 |  | 07/31/1991
Waterfurnace International, Inc. | Waterfurnace International, Inc. | SXV068C1 |  | Ground-Source | WBAHP: Heat Pump Packaged Unit | Heat Pump | 208 | 1 |  |  | No Match | No Match |  |  |  | 66000 | 5500 | 12 |  | 52000 | 5080 | 3 |  | Non Federally-Regulated | 03/31/1998 |  | 05/10/1998
Command-Aire | Command-Aire | RWP-1044 |  | Water-Source | WBAHP: Heat Pump Packaged Unit | Heat Pump | 460 | 3 |  |  | No Match | No Match |  |  |  | 117000 | 11800 | 9.9 | 9.2 | 149000 | 11700 | 3.7 |  | Non Federally-Regulated | 05/11/1988 |  | 03/15/1989
Command-Aire | Command-Aire | SWPHXR197E |  | Water-Source | WBAHP: Heat Pump Packaged Unit | Heat Pump | 265 | 1 |  |  | No Match | No Match |  |  |  | 18500 | 1650 | 11.2 | 7.5 | 24500 | 1750 | 4 | 2.5 | Non Federally-Regulated | 05/16/1984 |  | 01/23/1988
ClimateMaster Inc. | Climate Master Series | V100-12 |  | Water-Source | WBAHP: Heat Pump Packaged Unit | Heat Pump | 208 | 1 |  |  | No Match | No Match |  |  |  | 101000 | 8782 | 11.5 | 9 | 109000 | 8406 | 3.8 | 3.8 | Federally-Regulated Commercial & Industrial Equipment | 12/14/1998 |  | 10/05/1999
Mammoth | Geox | ZG216VHA |  | Water-Source | WBAHP: Heat Pump Packaged Unit | Heat Pump | 230 | 3 |  |  | No Match | No Match |  |  |  | 212000 | 19272 | 11 |  | 268000 | 21223 | 3.7 | 3.8 | Non Federally-Regulated | 07/31/1991 |  | 03/31/1998
Waterfurnace International, Inc. | Geotility Geothermal Installations | ZS023**0*4 |  | Ground-Source | WBAHP: Heat Pump Packaged Unit | Heat Pump | 230 | 1 |  |  | No Match | Single-Speed |  |  |  | 23900 | 1406 | 17 | 13.4 | 17000 | 1384 | 3.6 | 3.1 | Non Federally-Regulated | 06/14/2011 |  | 04/19/2013
McQuay / Snyder General | Electro-Hydronics | FC630GK |  | Water-Source | WBAHP: Heat Pump Packaged Unit | Heat Pump | 208 | 3 |  |  | No Match | No Match |  |  |  | 63000 | 6430 | 9.8 | 9 | 79000 | 6430 | 3.6 | 3.2 | Non Federally-Regulated | 05/11/1988 |  | 03/15/1989
Mammoth | Hydrobank II | G120HLK |  | Ground-Water-Source | WBAHP: Heat Pump Packaged Unit | Heat Pump | 460 | 3 |  |  | No Match | No Match |  |  |  | 119000 | 8561 | 13.9 | 9 | 94600 | 8941 | 3.1 |  | Non Federally-Regulated | 07/22/2002 |  | 03/12/2009
Climate Control / Snyder General | Electro-Hydronics | CC610G3 |  | Water-Source | WBAHP: Heat Pump Packaged Unit | Heat Pump | 230 | 1 |  |  | No Match | No Match |  |  |  | 61500 | 5850 | 10.5 | 7.5 | 77000 | 5785 | 3.9 | 2.5 | Non Federally-Regulated | 06/11/1985 |  | 08/29/1986
Command-Aire | Command-Aire | SWPXR611E |  | Water-Source | WBAHP: Heat Pump Packaged Unit | Heat Pump | 208 | 1 |  |  | No Match | No Match |  |  |  | 62000 | 5640 | 11 | 9 | 74000 | 5290 | 4.1 | 3.2 | Federally-Regulated Commercial & Industrial Equipment | 01/23/1988 |  | 05/11/1988
Waterfurnace International, Inc. | Waterfurnace International, Inc. | SXH030B0 |  | Water-Source | WBAHP: Heat Pump Packaged Unit | Heat Pump | 208 | 1 |  |  | No Match | No Match |  |  |  | 30600 | 2125 | 14.4 | 10 | 36600 | 2145 | 5 |  | Federally-Regulated Commercial & Industrial Equipment | 08/21/1998 |  | 10/02/1998
Mammoth | Mammoth | D034HSC |  | Water-Source | WBAHP: Heat Pump Packaged Unit | Heat Pump | 230 | 1 |  |  | No Match | No Match |  |  |  | 33600 | 3150 | 10.7 | 7.5 | 37800 | 3248 | 3.4 | 2.5 | Non Federally-Regulated | 05/16/1984 |  | 06/11/1985
ClimateMaster Inc. | Climate Master Series | 802071H******** |  | Water-Source | WBAHP: Heat Pump Packaged Unit | Heat Pump | 230 | 3 |  |  | No Match | No Match |  |  |  | 66000 | 6670 | 9.9 | 9.2 | 82000 | 7810 | 3.3 | 2.5 | Non Federally-Regulated | 02/22/1990 |  | 07/31/1991
Enertech Global, LLC | Enertech | GSC072 | MPD060 | Ground-Water-Source | WBAHP-CB: Heat Pump Split Syst | Heat Pump | 208 | 1 |  |  | No Match | Single-Speed | 3154 | 860 | 1 | 75500 | 4314 | 17.5 | 16.2 | 66500 | 5271 | 3.7 | 3.6 | Non Federally-Regulated | 07/16/2009 |  | 03/02/2012
Florida Heat Pump | Geomaster, LLC | EC036-1CF/HZ/VT |  | Ground-Water-Source | WBAHP: Heat Pump Packaged Unit | Heat Pump | 208 | 1 |  |  | No Match | Single-Speed |  |  |  | 40200 | 2062 | 19.5 | 16.2 | 36200 | 2161 | 4 | 3.6 | Non Federally-Regulated | 04/30/2009 |  | 04/20/2015
Florida Heat Pump | Florida Heat Pump | EM036-1CS | EM036-1AH/AV | Water-Source | WBAH: Heating Only Packaged Un | Heat Pump | 208 | 1 |  |  | No Match | No Match |  |  |  | 37500 | 2929 | 12.8 | 9 | 41000 | 3432 | 3.5 | 3.5 | Non Federally-Regulated | 05/23/2001 |  | 07/18/2002
Geosystems, LLC | Geosystems, LLC | GH380 |  | Ground-Source | WBAHP: Heat Pump Packaged Unit | Both Heat Pump and Electric Re | 208 | 1 |  |  | No Match | Dual-Speed |  |  |  | 33000 | 2063 | 16 | 13.4 | 28200 | 2119 | 3.9 | 3.1 | Non Federally-Regulated | 06/23/2011 |  | 04/19/2013
ClimateMaster Inc. | Climate Master Series | 813-048-F******** |  | Water-Source | WBAHP: Heat Pump Packaged Unit | Heat Pump | 460 | 3 |  |  | No Match | No Match |  |  |  | 48500 | 4409 | 11 | 9 | 57000 | 4395 | 3.8 | 3.2 | Non Federally-Regulated | 05/11/1988 |  | 03/15/1989
Singer | Electro-Hydronics | UC330 P |  | Water-Source | WBAHP: Heat Pump Packaged Unit | Heat Pump | 460 | 3 |  |  | No Match | No Match |  |  |  | 33000 | 3500 | 9.4 | 7.5 | 35400 | 3550 | 2.9 | 2.5 | Non Federally-Regulated | 09/08/1982 |  | 05/16/1984
Florida Heat Pump | Florida Heat Pump | EM072-3VT |  | Water-Source | WBAHP: Heat Pump Packaged Unit | Heat Pump | 208 | 3 |  |  | No Match | No Match |  |  |  | 71000 | 5107 | 13.9 | 9 | 76000 | 4842 | 4.6 | 3.8 | Federally-Regulated Commercial & Industrial Equipment | 12/14/1998 |  | 10/05/1999
Snyder General Corp. | American Air Filter | HWW024C*G |  | Water-Source | WBAHP: Heat Pump Packaged Unit | Heat Pump | 208 | 1 |  |  | No Match | No Match |  |  |  | 23500 | 2009 | 11.7 | 9.3 | 30400 | 2346 | 3.8 | 3.8 | Non Federally-Regulated | 07/31/1991 |  | 03/31/1998
Trane U.S. Inc. | Trane | GSUF0361B |  | Water-Source | WBAHP-CB: Heat Pump Split Syst | Heat Pump | 208 | 1 |  |  | No Match | No Match |  |  |  | 36800 | 2271 | 16.2 | 9 | 40000 | 2930 | 4 | 3.5 | Non Federally-Regulated | 12/14/1998 |  | 04/12/2000
Waterfurnace International, Inc. | Waterfurnace International, Inc. | SXV058C3 |  | Water-Source | WBAHP-CB: Heat Pump Split Syst | Heat Pump | 230 | 3 |  |  | No Match | No Match |  |  |  | 58500 | 4365 | 13.4 | 9 | 67500 | 4945 | 4 | 3.5 | Non Federally-Regulated | 02/02/1998 |  | 10/02/1998
ClimateMaster Inc. | Carrier | 50KQA/D009 |  | Water-Source | WBAHP-O: Heat Pump Packaged Un | Heat Pump | 208 | 1 |  |  | No Match | No Match |  |  |  | 9000 | 743 | 12.1 | 10 | 11600 | 790 | 4.3 |  | Federally-Regulated Commercial & Industrial Equipment | 12/14/1998 |  | 10/05/1999
Friedrich Air Conditioning Co. | Climate Master Series | V100-32********** |  | Water-Source | WBAHP: Heat Pump Packaged Unit | Heat Pump | 230 | 3 |  |  | No Match | No Match |  |  |  | 101000 | 9900 | 10.2 | 9.2 | 112000 | 9120 | 3.6 | 2.5 | Non Federally-Regulated | 05/16/1984 |  | 08/29/1986
Enertech Global, LLC | Enertech | H048C | ACD060 | Water-Source | WBAHP-C: Heat Pump Split Syste | Heat Pump | 208 | 1 |  |  | No Match | Single-Speed |  |  |  | 47800 | 3764 | 12.7 | 12 | 57000 | 3715 | 4.5 | 4.2 | Federally-Regulated Commercial & Industrial Equipment | 04/30/2009 |  | 06/15/2009
Waterfurnace International, Inc. | Rybacki - Hart Enterprises | YS030**1*4 |  | Ground-Water-Source | WBAHP: Heat Pump Packaged Unit | Heat Pump | 230 | 1 |  |  | No Match | Single-Speed |  |  |  | 32900 | 1377 | 23.9 | 16.2 | 28300 | 1885 | 4.4 | 3.6 | Non Federally-Regulated | 01/24/2011 |  | 04/19/2013
Waterfurnace International, Inc. | WFI Industries, Ltd. | VLV/VXV042*4 |  | Ground-Water-Source | WBAHP: Heat Pump Packaged Unit | Heat Pump | 460 | 3 |  |  | No Match | No Match |  |  |  | 41500 | 3143 | 13.2 | 9 | 27900 | 2919 | 2.8 |  | Non Federally-Regulated | 06/20/2003 |  | 03/12/2009
Singer | Electro-Hydronics | VF240D7 |  | Water-Source | WBAHP: Heat Pump Packaged Unit | Heat Pump | 265 | 1 |  |  | No Match | No Match |  |  |  | 24000 | 2700 | 8.9 | 7.5 | 28000 | 2850 | 2.9 | 2.5 | Non Federally-Regulated | 09/08/1982 |  | 05/16/1984
Friedrich Air Conditioning Co. | Climate Master Series | 803-009-E******** |  | Water-Source | WBAHP: Heat Pump Packaged Unit | Heat Pump | 265 | 1 |  |  | No Match | No Match |  |  |  | 9100 | 825 | 11 | 7.5 | 10800 | 850 | 3.7 | 2.5 | Non Federally-Regulated | 08/30/1983 |  | 08/29/1986
Florida Heat Pump | Florida Heat Pump | SV042-4VT/CF/HZ*-****A |  | Ground-Source | WBAHP: Heat Pump Packaged Unit | Heat Pump | 460 | 3 |  |  | No Match | Single-Speed |  |  |  | 42600 | 2938 | 14.5 | 13.4 | 31000 | 2839 | 3.2 | 3.1 | Non Federally-Regulated | 01/09/2014 |  | 10/24/2014
Climate Control / Snyder General | Electro-Hydronics | UW610FP |  | Water-Source | WBAHP: Heat Pump Packaged Unit | Heat Pump | 460 | 3 |  |  | No Match | No Match |  |  |  | 61500 | 5850 | 10.5 | 7.5 | 77000 | 5785 | 3.9 | 2.5 | Non Federally-Regulated | 06/11/1985 |  | 08/29/1986
Climate Control / Snyder General | Trane | WPRA10HBXBX |  | Water-Source | WBAHP: Heat Pump Packaged Unit | Heat Pump | 208 | 1 |  |  | No Match | No Match |  |  |  | 9500 | 850 | 11.2 | 7.5 | 12600 | 880 | 4.2 | 2.5 | Non Federally-Regulated | 05/16/1984 |  | 05/11/1988
ClimateMaster Inc. | Carrier Corp. | 38WQS024 3 | FK4CNF003 | Water-Source | WBAHP-CB: Heat Pump Split Syst | Heat Pump | 208 | 1 |  |  | No Match | Single-Speed |  |  |  | 23500 | 1621 | 14.5 | 12 | 29200 | 1822 | 4.7 | 4.2 | Federally-Regulated Commercial & Industrial Equipment | 09/15/2009 |  | 02/17/2011
ClimateMaster Inc. | Climate Master Series | VS/VL/HS/HL 036 G/E |  | Water-Source | WBAHP: Heat Pump Packaged Unit | Heat Pump | 265 | 1 |  |  | No Match | No Match |  |  |  | 35000 | 3181 | 11 | 9.3 | 42500 | 3193 | 3.9 | 3.8 | Federally-Regulated Commercial & Industrial Equipment | 03/31/1998 |  | 05/10/1998
ClimateMaster Inc. | Climate Master Series | V240-34********** |  | Water-Source | WBAHP: Heat Pump Packaged Unit | Heat Pump | 460 | 3 |  |  | No Match | No Match |  |  |  | 238000 | 23800 | 10 |  | 262000 | 22000 | 3.5 |  | Non Federally-Regulated | 05/11/1988 |  | 03/15/1989
Waterfurnace International, Inc. | Waterfurnace International, Inc. | NTV036A1 |  | Ground-Water-Source | WBAHP: Heat Pump Packaged Unit | Heat Pump | 208 | 1 |  |  | No Match | No Match |  |  |  | 39000 | 2785 | 14 | 9 | 44500 | 4830 | 2.7 |  | Non Federally-Regulated | 01/30/1998 |  | 10/02/1998
Florida Heat Pump | Florida Heat Pump | EM120-3CS | EM120-3AH/AV | Water-Source | WBAH: Heating Only Packaged Un | Heat Pump | 230 | 3 |  |  | No Match | No Match |  |  |  | 121000 | 9166 | 13.2 | 9 | 137000 | 9790 | 4.1 | 3.5 | Non Federally-Regulated | 07/22/2002 |  | 03/12/2009
Climate Control / Snyder General | Electro-Hydronics | VF390F5 |  | Water-Source | WBAHP: Heat Pump Packaged Unit | Heat Pump | 208 | 1 |  |  | No Match | No Match |  |  |  | 39000 | 3700 | 10.5 | 7.5 | 48000 | 4020 | 3.5 | 2.5 | Non Federally-Regulated | 05/16/1984 |  | 08/29/1986
Snyder General Corp. | American Air Filter | HWH070A*F |  | Water-Source | WBAHP: Heat Pump Packaged Unit | Heat Pump | 208 | 3 |  |  | No Match | No Match |  |  |  | 70000 | 6250 | 11.2 | 10.5 | 89000 | 6889 | 3.8 | 3.8 | Non Federally-Regulated | 07/31/1991 |  | 03/31/1998
Florida Heat Pump | Geomaster, LLC | EP048-1HZ/VT |  | Ground-Source | WBAHP: Heat Pump Packaged Unit | Heat Pump | 208 | 1 |  |  | No Match | Single-Speed | 2582 | 240 |  | 50200 | 2535 | 19.8 | 13.4 | 33400 | 2646 | 3.7 | 3.1 | Non Federally-Regulated | 08/23/2011 |  | 04/21/2014
ClimateMaster Inc. | Climate Master | TES/P038A | TAC038A | Ground-Source | WBAHP-CB: Heat Pump Split Syst | Heat Pump | 208 | 1 |  |  | No Match | Single-Speed |  |  |  | 38900 | 2069 | 18.8 | 13.4 | 27300 | 2000 | 4 | 3.1 | Non Federally-Regulated | 12/12/2012 |  | 01/09/2014
Mammoth | Hydrobank II | F062VHJ |  | Water-Source | WBAHP: Heat Pump Packaged Unit | Heat Pump | 230 | 3 |  |  | No Match | No Match |  |  |  | 61000 | 5495 | 11.1 | 10 | 82000 | 6160 | 3.9 |  | Federally-Regulated Commercial & Industrial Equipment | 01/18/2001 |  | 03/12/2009
Florida Heat Pump | Florida Heat Pump | GT024-2CF/HZ/VT |  | Ground-Water-Source | WBAHP: Heat Pump Packaged Unit | Heat Pump | 265 | 1 |  |  | No Match | No Match |  |  |  | 24500 | 1788 | 13.7 | 9 | 18000 | 1648 | 3.2 |  | Non Federally-Regulated | 07/22/2002 |  | 03/12/2009
Waterfurnace International, Inc. | Waterfurnace International, Inc. | SXV036B4 |  | Water-Source | WBAHP-CB: Heat Pump Split Syst | Heat Pump | 460 | 3 |  |  | No Match | No Match |  |  |  | 37600 | 2870 | 13.1 | 9 | 40500 | 2967 | 4 | 3.5 | Non Federally-Regulated | 08/21/1998 |  | 10/02/1998
Mammoth | Hydrobank II | E006CHA |  | Water-Source | WBAHP-O: Heat Pump Packaged Un | Heat Pump | 265 | 1 |  |  | No Match | No Match |  |  |  | 7400 | 672 | 11 | 9.3 | 10500 | 769 | 4 | 3.8 | Non Federally-Regulated | 07/31/1991 |  | 03/31/1998
Mammoth | Hydrobank II | D036HHB/VHB |  | Water-Source | WBAHP: Heat Pump Packaged Unit | Heat Pump | 208 | 1 |  |  | No Match | No Match |  |  |  | 35300 | 3268 | 10.8 | 10 | 46500 | 3585 | 3.8 |  | Federally-Regulated Commercial & Industrial Equipment | 10/05/1999 |  | 05/23/2000
Waterfurnace International, Inc. | Spectra | SXV030A2 |  | Water-Source | WBAHP: Heat Pump Packaged Unit | Heat Pump | 265 | 1 |  |  | No Match | No Match |  |  |  | 30600 | 2125 | 14.4 | 10 | 36600 | 2145 | 5 |  | Federally-Regulated Commercial & Industrial Equipment | 06/02/1993 |  | 06/03/1993
Florida Heat Pump | Florida Heat Pump | EM072-1VT |  | Water-Source | WBAHP: Heat Pump Packaged Unit | Heat Pump | 208 | 1 |  |  | No Match | No Match |  |  |  | 71000 | 5107 | 13.9 | 9 | 76000 | 4842 | 4.6 | 3.8 | Federally-Regulated Commercial & Industrial Equipment | 02/02/1998 |  | 03/31/1998
Waterfurnace International, Inc. | Waterfurnace International, Inc. | SXH010A1 |  | Ground-Water-Source | WBAHP: Heat Pump Packaged Unit | Heat Pump | 230 | 1 |  |  | No Match | No Match |  |  |  | 9900 | 642 | 15.4 | 9 | 7400 | 657 | 3.3 |  | Non Federally-Regulated | 01/30/1998 |  | 08/21/1998
Enertech Global, LLC | Enertech | GSC018 | MPD024 | Ground-Source | WBAHP-CB: Heat Pump Split Syst | Heat Pump | 208 | 1 |  |  | No Match | Single-Speed |  |  |  | 16700 | 928 | 18 | 13.4 | 13300 | 1114 | 3.5 | 3.1 | Non Federally-Regulated | 07/16/2009 |  | 03/02/2012
Addison Products | Addison Products | HWPG024-1B** |  | Ground-Water-Source | WBAHP: Heat Pump Packaged Unit | Heat Pump | 208 | 1 |  |  | No Match | No Match |  |  |  | 22000 | 7096 | 3.1 | 9 | 16000 | 1512 | 3.1 |  | Non Federally-Regulated | 05/15/1998 |  | 07/29/1998
Waterfurnace International, Inc. | WFI Industries, Ltd. | VLV/VXV058*0 |  | Ground-Water-Source | WBAHP: Heat Pump Packaged Unit | Heat Pump | 230 | 1 |  |  | No Match | No Match |  |  |  | 57600 | 4571 | 12.6 | 9 | 42700 | 4468 | 2.8 |  | Non Federally-Regulated | 06/20/2003 |  | 03/12/2009
Geosystems, LLC | Geosystems, LLC | RGS-V048 |  | Ground-Water-Source | WBAHP: Heat Pump Packaged Unit | Heat Pump | 208 | 1 |  |  | No Match | Single-Speed |  |  |  | 57000 | 2615 | 21.8 | 16.2 | 46700 | 3183 | 4.3 | 3.6 | Non Federally-Regulated | 12/12/2012 |  | 04/19/2013
Command-Aire | Command-Aire | SWPH-461 |  | Water-Source | WBAHP: Heat Pump Packaged Unit | Heat Pump | 208 | 1 |  |  | No Match | No Match |  |  |  | 46000 | 4800 | 9.6 | 9 | 55000 | 4600 | 3.5 | 3.2 | Non Federally-Regulated | 05/11/1988 |  | 03/15/1989
Econar | Econar | GH180 |  | Ground-Water-Source | WBAHP: Heat Pump Packaged Unit | Heat Pump | 208 | 1 |  |  | No Match | No Match |  |  |  | 16700 | 1274 | 13.1 | 9 | 16500 | 1465 | 3.3 |  | Non Federally-Regulated | 12/14/1998 |  | 07/25/2000
Waterfurnace International, Inc. | Waterfurnace International, Inc. | SXH048C0 |  | Water-Source | WBAHP: Heat Pump Packaged Unit | Heat Pump | 230 | 1 |  |  | No Match | No Match |  |  |  | 49000 | 3629 | 13.5 | 10 | 60500 | 3772 | 4.7 |  | Federally-Regulated Commercial & Industrial Equipment | 02/02/1998 |  | 03/31/1998
Carrier Corp. | Carrier | 50QXH0303 |  | Water-Source | WBAHP: Heat Pump Packaged Unit | Heat Pump | 230 | 1 |  |  | No Match | No Match |  |  |  | 30400 | 2521 | 12.1 | 9 | 39000 | 2858 | 4 | 3.2 | Non Federally-Regulated | 02/22/1990 |  | 07/31/1991
ClimateMaster Inc. | Climate Master Series | 802262N******** |  | Water-Source | WBAHP: Heat Pump Packaged Unit | Heat Pump | 575 | 3 |  |  | No Match | No Match |  |  |  | 258000 | 25800 | 10 |  | 320000 | 26900 | 3.5 |  | Non Federally-Regulated | 05/11/1988 |  | 03/15/1989
Waterfurnace International, Inc. | Waterfurnace International, Inc. | SXV080A3 |  | Water-Source | WBAHP: Heat Pump Packaged Unit | Heat Pump | 208 | 3 |  |  | No Match | No Match |  |  |  | 84000 | 5600 | 15 | 9 | 99000 | 5803 | 5 | 3.8 | Federally-Regulated Commercial & Industrial Equipment | 08/22/1998 |  | 10/02/1998
Enertech Global, LLC | Enertech | THT036A2 |  | Ground-Water-Source | WBAHP: Heat Pump Packaged Unit | Heat Pump | 208 | 3 |  |  | No Match | Single-Speed |  |  |  | 38200 | 1705 | 22.4 | 16.2 | 36900 | 2207 | 4.9 | 3.6 | Non Federally-Regulated | 03/02/2012 |  | 12/12/2012
Addison Products | Addison Products | WRH054-1JC | HRH054-1J/1JB | Water-Source | WBAH: Heating Only Packaged Un | Heat Pump | 230 | 1 |  |  | No Match | No Match |  |  |  | 52500 | 4449 | 11.8 | 9 | 63000 | 5273 | 3.5 | 3.5 | Non Federally-Regulated | 10/05/1999 |  | 09/21/2000
Marvair | Marvair | WHP31HPA |  | Water-Source | WBAHP: Heat Pump Packaged Unit | Heat Pump | 230 | 1 |  |  | No Match | No Match |  |  |  | 31000 | 2793 | 11.1 | 9 | 38000 | 2931 | 3.8 | 3.2 | Non Federally-Regulated | 02/22/1990 |  | 07/31/1991
Addison Products | Addison Products | VPY030-3A |  | Water-Source | WBAHP-CB: Heat Pump Split Syst | Heat Pump | 208 | 3 |  |  | No Match | No Match |  |  |  | 34900 | 2510 | 13.9 | 9 | 42300 | 3541 | 3.5 | 3.5 | Non Federally-Regulated | 07/22/2002 |  | 03/12/2009
Singer | Electro-Hydronics | UC400CP |  | Water-Source | WBAHP: Heat Pump Packaged Unit | Heat Pump | 460 | 3 |  |  | No Match | No Match |  |  |  | 40000 | 4350 | 9.2 | 7.5 | 43000 | 4500 | 2.8 | 2.5 | Non Federally-Regulated | 01/05/1982 |  | 05/16/1984
Florida Heat Pump | Florida Heat Pump | GT054-3CS | GT054-1AV/AH | Ground-Water-Source | WBAHP-CB: Heat Pump Split Syst | Heat Pump | 230 | 3 |  |  | No Match | No Match |  |  |  | 50500 | 3884 | 13 | 9 | 42000 | 4101 | 3 |  | Non Federally-Regulated | 10/06/1999 |  | 04/10/2000
Waterfurnace International, Inc. | WFI Industries, Ltd. | E036**1 |  | Ground-Water-Source | WBAHP: Heat Pump Packaged Unit | Heat Pump | 230 | 1 |  |  | No Match | No Match |  |  |  | 37500 | 2329 | 16.1 | 9 | 25000 | 2289 | 3.2 |  | Non Federally-Regulated | 06/20/2003 |  | 03/12/2009
Carrier Corp. | Carrier | 50QEH0366 |  | Water-Source | WBAHP: Heat Pump Packaged Unit | Heat Pump | 460 | 3 |  |  | No Match | No Match |  |  |  | 35800 | 2841 | 12.6 | 9 | 41500 | 3040 | 4 | 3.2 | Federally-Regulated Commercial & Industrial Equipment | 12/12/1988 |  | 02/22/1990
Waterfurnace International, Inc. | Trane Unitary Products Group | T1GX042***1**0 |  | Ground-Water-Source | WBAHP: Heat Pump Packaged Unit | Heat Pump | 208 | 1 |  |  | No Match | Single-Speed |  |  |  | 44600 | 2225 | 24.5 | 16.2 | 34900 | 1820 | 4.6 | 3.6 | Non Federally-Regulated | 08/23/2011 |  | 10/24/2014
Enertech Global, LLC | Enertech | GXT036C2 |  | Ground-Source | WBAHP: Heat Pump Packaged Unit | Heat Pump | 230 | 3 |  |  | No Match | Single-Speed |  |  |  | 37500 | 2038 | 18.4 | 13.4 | 28100 | 2009 | 4.1 | 3.1 | Non Federally-Regulated | 12/12/2012 |  | 04/21/2014
Addison Products | Heat Controller | WPH022-1J |  | Water-Source | WBAHP: Heat Pump Packaged Unit | Heat Pump | 230 | 1 |  |  | No Match | No Match |  |  |  | 22000 | 1833 | 12 | 10 | 28000 | 2050 | 4 |  | Federally-Regulated Commercial & Industrial Equipment | 10/05/1999 |  | 04/12/2000
Enertech Global, LLC | Enertech | GCT036C2 |  | Ground-Water-Source | WBAHP: Heat Pump Packaged Unit | Heat Pump | 208 | 3 |  |  | No Match | Single-Speed |  |  |  | 41000 | 1723 | 23.8 | 16.2 | 35700 | 2052 | 5.1 | 3.6 | Non Federally-Regulated | 12/12/2012 |  | 04/21/2014
Florida Heat Pump | Florida Heat Pump | GT054-3CF/HZ/VT |  | Water-Source | WBAHP-CB: Heat Pump Split Syst | Heat Pump | 230 | 3 |  |  | No Match | No Match |  |  |  | 53000 | 4240 | 12.5 | 9 | 62000 | 4657 | 3.9 | 3.5 | Non Federally-Regulated | 07/22/2002 |  | 03/12/2009
Mammoth | Mammoth | D086HSC |  | Water-Source | WBAHP: Heat Pump Packaged Unit | Heat Pump | 208 | 1 |  |  | No Match | No Match |  |  |  | 82000 | 7776 | 10.5 | 9.2 | 95000 | 7930 | 3.5 | 2.5 | Non Federally-Regulated | 05/16/1984 |  | 05/11/1988
Enertech Global, LLC | Enertech | GSC036 | ACD036 | Ground-Source | WBAHP-C: Heat Pump Split Syste | Heat Pump | 208 | 1 |  |  | No Match | Single-Speed |  |  |  | 37600 | 2199 | 17.1 | 13.4 | 30000 | 2588 | 3.4 | 3.1 | Non Federally-Regulated | 04/30/2009 |  | 03/02/2012
ClimateMaster Inc. | Climate Master Series | VP/HP/DP036 |  | Ground-Water-Source | WBAHP: Heat Pump Packaged Unit | Heat Pump | 230 | 1 |  |  | No Match | No Match |  |  |  | 36000 | 2608 | 13.8 | 9 | 27000 | 2472 | 3.2 |  | Non Federally-Regulated | 10/06/1999 |  | 04/10/2000
Addison Products | Heat Controller | WSH034-1AR |  | Water-Source | WBAHP: Heat Pump Packaged Unit | Heat Pump | 230 | 1 |  |  | No Match | No Match |  |  |  | 33500 | 2463 | 13.6 | 10 | 42500 | 2767 | 4.5 |  | Federally-Regulated Commercial & Industrial Equipment | 10/05/1999 |  | 04/12/2000
Florida Heat Pump | Florida Heat Pump | EM015-1HZ |  | Water-Source | WBAHP: Heat Pump Packaged Unit | Heat Pump | 208 | 1 |  |  | No Match | No Match |  |  |  | 14800 | 1275 | 11.6 | 10 | 20000 | 1429 | 4.1 |  | Federally-Regulated Commercial & Industrial Equipment | 02/02/1998 |  | 03/31/1998
Waterfurnace International, Inc. | Waterfurnace International, Inc. | P057**1 |  | Ground-Water-Source | WBAHP: Heat Pump Packaged Unit | Heat Pump | 230 | 1 |  |  | No Match | No Match |  |  |  | 60000 | 4761 | 12.6 | 9 | 42000 | 4101 | 3 |  | Non Federally-Regulated | 05/19/2000 |  | 07/18/2002
Addison Products | Heat Controller | WSH029-8AL |  | Water-Source | WBAHP: Heat Pump Packaged Unit | Heat Pump | 265 | 1 |  |  | No Match | No Match |  |  |  | 28300 | 2021 | 14 | 10 | 34900 | 2175 | 4.7 |  | Federally-Regulated Commercial & Industrial Equipment | 10/05/1999 |  | 04/12/2000
Florida Heat Pump | Florida Heat Pump | EM028-2CS | EM028-2AH/AV | Water-Source | WBAH: Heating Only Packaged Un | Heat Pump | 265 | 1 |  |  | No Match | No Match |  |  |  | 30000 | 2400 | 12.5 | 9 | 33000 | 2762 | 3.5 | 3.5 | Non Federally-Regulated | 05/23/2001 |  | 07/18/2002
Waterfurnace International, Inc. | Waterfurnace International, Inc. | SXV013*2 |  | Ground-Water-Source | WBAHP: Heat Pump Packaged Unit | Heat Pump | 265 | 1 |  |  | No Match | No Match |  |  |  | 13300 | 847 | 15.7 | 9 | 9700 | 861 | 3.3 |  | Non Federally-Regulated | 10/06/1999 |  | 05/19/2000
ClimateMaster Inc. | Carrier Corp. | 50PRH/V036 3 |  | Water-Source | WBAHP: Heat Pump Packaged Unit | Heat Pump | 230 | 1 |  |  | No Match | Single-Speed |  |  |  | 34500 | 2556 | 13.5 | 12 | 45200 | 3011 | 4.4 | 4.2 | Federally-Regulated Commercial & Industrial Equipment | 01/24/2011 |  | 08/23/2011
McQuay / Snyder General | Electro-Hydronics | VE260G3 |  | Water-Source | WBAHP: Heat Pump Packaged Unit | Heat Pump | 230 | 1 |  |  | No Match | No Match |  |  |  | 25000 | 2450 | 10.2 | 9 | 31600 | 2500 | 3.7 | 3.2 | Non Federally-Regulated | 05/11/1988 |  | 03/15/1989
ClimateMaster Inc. | Trane | WPVC0306 |  | Water-Source | WBAHP: Heat Pump Packaged Unit | Heat Pump | 208 | 3 |  |  | No Match | No Match |  |  |  | 30000 | 2900 | 10.3 | 9 | 40500 | 3200 | 3.7 | 3.2 | Non Federally-Regulated | 02/22/1990 |  | 07/31/1991
McQuay International | McQuay | CCH/CCW007C-N |  | Water-Source | WBAHP: Heat Pump Packaged Unit | Heat Pump | 265 | 1 |  |  | No Match | No Match |  |  |  | 7000 | 654 | 10.7 | 10 | 9800 | 736 | 3.9 |  | Federally-Regulated Commercial & Industrial Equipment | 11/17/1999 |  | 09/21/2000
Waterfurnace International, Inc. | Waterfurnace International, Inc. | ATH070D0(P) |  | Ground-Water-Source | WBAHP: Heat Pump Packaged Unit | Heat Pump | 208 | 1 |  |  | No Match | No Match |  |  |  | 43500 | 2900 | 15 | 11 | 44000 | 3070 | 4.2 | 3.5 | Non Federally-Regulated | 03/31/1998 |  | 05/10/1998
McQuay / Snyder General | Electro-Hydronics | LWP27BP |  | Water-Source | WBAHP: Heat Pump Packaged Unit | Heat Pump | 460 | 3 |  |  | No Match | No Match |  |  |  | 295200 | 25350 | 11.6 |  | 348000 | 28300 | 3.6 | 2.5 | Non Federally-Regulated | 08/29/1986 |  | 05/11/1988
Command-Aire | Command-Aire | SWP-1044 |  | Water-Source | WBAHP: Heat Pump Packaged Unit | Heat Pump | 460 | 3 |  |  | No Match | No Match |  |  |  | 115000 | 11900 | 9.7 | 9.2 | 156000 | 12100 | 3.8 |  | Non Federally-Regulated | 05/11/1988 |  | 03/15/1989
Waterfurnace International, Inc. | Waterfurnace International, Inc. | NSV/NSH048F1*4 |  | Ground-Source | WBAHP: Heat Pump Packaged Unit | Heat Pump | 208 | 1 |  |  | No Match | Single-Speed |  |  |  | 49300 | 2453 | 20.1 | 13.4 | 35000 | 2630 | 3.9 | 3.1 | Non Federally-Regulated | 05/02/2012 |  | 04/19/2013
McQuay / Snyder General | Electro-Hydronics | LWP27AK |  | Water-Source | WBAHP: Heat Pump Packaged Unit | Heat Pump | 208 | 3 |  |  | No Match | No Match |  |  |  | 295200 | 25350 | 11.6 |  | 348000 | 28300 | 3.6 | 2.5 | Non Federally-Regulated | 08/29/1986 |  | 05/11/1988
Waterfurnace International, Inc. | Eagle Mountain | GS012**0*0 |  | Ground-Source | WBAHP: Heat Pump Packaged Unit | Heat Pump | 230 | 1 |  |  | No Match | Single-Speed |  |  |  | 12500 | 694 | 18 | 13.4 | 9500 | 773 | 3.6 | 3.1 | Non Federally-Regulated | 01/24/2011 |  | 04/19/2013
Florida Heat Pump | Geomaster, LLC | AU049-1CF/HZ/VT |  | Water-Source | WBAHP: Heat Pump Packaged Unit | Heat Pump | 230 | 1 |  |  | No Match | Single-Speed |  |  |  | 48000 | 3556 | 13.5 | 12 | 58000 | 3540 | 4.8 | 4.2 | Federally-Regulated Commercial & Industrial Equipment | 04/23/2009 |  | 06/14/2011
Waterfurnace International, Inc. | WFI Industries, Ltd. | VLV/VXV048*4 |  | Ground-Water-Source | WBAHP: Heat Pump Packaged Unit | Heat Pump | 460 | 3 |  |  | No Match | No Match |  |  |  | 47500 | 3682 | 12.9 | 9 | 34500 | 3610 | 2.8 |  | Non Federally-Regulated | 06/20/2003 |  | 03/12/2009
Waterfurnace International, Inc. | American Standard, Inc. | A1GC060***1**0 |  | Water-Source | WBAHP: Heat Pump Packaged Unit | Heat Pump | 208 | 1 |  |  | No Match | Single-Speed |  |  |  | 58400 | 3973 | 14.7 | 12 | 72500 | 4829 | 4.4 | 4.2 | Federally-Regulated Commercial & Industrial Equipment | 08/23/2011 |  | 10/24/2014
Waterfurnace International, Inc. | Waterfurnace International, Inc. | ATH045D1 |  | Ground-Water-Source | WBAHP: Heat Pump Packaged Unit | Heat Pump | 208 | 1 |  |  | No Match | No Match |  |  |  | 50000 | 3571 | 14 | 9 | 33000 | 3119 | 3.1 |  | Non Federally-Regulated | 12/14/1998 |  | 10/06/1999
McQuay / Snyder General | Electro-Hydronics | CCW048A*G |  | Water-Source | WBAHP: Heat Pump Packaged Unit | Heat Pump | 208 | 1 |  |  | No Match | No Match |  |  |  | 48000 | 4350 | 11 | 9 | 55000 | 4425 | 3.6 | 3.2 | Non Federally-Regulated | 05/11/1988 |  | 03/15/1989
Mammoth | Hydrobank II | F030VHJ |  | Water-Source | WBAHP: Heat Pump Packaged Unit | Heat Pump | 230 | 3 |  |  | No Match | No Match |  |  |  | 31000 | 2818 | 11 | 10 | 39000 | 2929 | 3.9 |  | Federally-Regulated Commercial & Industrial Equipment | 11/14/2000 |  | 01/18/2001
Mammoth | Mammoth | D013HHC |  | Water-Source | WBAHP: Heat Pump Packaged Unit | Heat Pump | 230 | 1 |  |  | No Match | No Match |  |  |  | 12800 | 1260 | 10.2 | 7.5 | 16500 | 1400 | 3.5 | 2.5 | Non Federally-Regulated | 05/16/1984 |  | 05/11/1988
Waterfurnace International, Inc. | Waterfurnace International, Inc. | SXH048B3 |  | Ground-Source | WBAHP: Heat Pump Packaged Unit | Heat Pump | 230 | 3 |  |  | No Match | No Match |  |  |  | 51500 | 3843 | 13.4 |  | 36000 | 3403 | 3.1 |  | Non Federally-Regulated | 03/31/1998 |  | 05/10/1998
McQuay International | McQuay | W-FDS/FDL/FDD-1-042-K |  | Water-Source | WBAHP: Heat Pump Packaged Unit | Heat Pump | 460 | 3 |  |  | No Match | No Match |  |  |  | 41800 | 3483 | 12 | 10 | 53000 | 3882 | 4 |  | Federally-Regulated Commercial & Industrial Equipment | 10/05/1999 |  | 09/21/2000
Waterfurnace International, Inc. | Waterfurnace International, Inc. | ATH045D3 |  | Ground-Water-Source | WBAHP: Heat Pump Packaged Unit | Heat Pump | 208 | 3 |  |  | No Match | No Match |  |  |  | 50000 | 3571 | 14 | 9 | 33000 | 3119 | 3.1 |  | Non Federally-Regulated | 05/10/1998 |  | 10/02/1998
Climate Control / Snyder General | Trane | WPRA26HCXBX |  | Water-Source | WBAHP: Heat Pump Packaged Unit | Heat Pump | 230 | 1 |  |  | No Match | No Match |  |  |  | 25000 | 2380 | 10.5 | 7.5 | 29000 | 2430 | 3.5 | 2.5 | Non Federally-Regulated | 05/16/1984 |  | 05/11/1988
ClimateMaster Inc. | Climate Master Series | VE/HE 120 |  | Ground-Water-Source | WBAHP: Heat Pump Packaged Unit | Heat Pump | 230 | 1 |  |  | No Match | No Match |  |  |  | 116000 | 11047 | 10.5 | 9 | 85000 | 9961 | 2.5 |  | Non Federally-Regulated | 10/06/1999 |  | 04/10/2000
Florida Heat Pump | Geomaster, LLC | EC024-1CS | EC024-1AH/AV | Water-Source | WBAHP-CB: Heat Pump Split Syst | Heat Pump | 230 | 1 |  |  | No Match | Single-Speed |  |  |  | 24500 | 1815 | 13.5 | 12 | 29400 | 1958 | 4.4 | 4.2 | Federally-Regulated Commercial & Industrial Equipment | 04/23/2009 |  | 04/20/2015
ClimateMaster Inc. | Climate Master Series | GRV/GRH030AE |  | Ground-Water-Source | WBAHP: Heat Pump Packaged Unit | Heat Pump | 265 | 1 |  |  | No Match | No Match |  |  |  | 28200 | 2088 | 13.5 | 9 | 20500 | 1820 | 3.3 |  | Non Federally-Regulated | 04/10/2000 |  | 07/18/2002
Trane U.S. Inc. | Command-Aire | GSUG0481 |  | Water-Source | WBAHP-CB: Heat Pump Split Syst | Heat Pump | 208 | 1 |  |  | No Match | No Match |  |  |  | 51500 | 3527 | 14.6 | 9 | 51500 | 3772 | 4 | 3.5 | Non Federally-Regulated | 10/05/1999 |  | 01/21/2000
Mammoth | Hydrobank II | D035VHG |  | Water-Source | WBAHP: Heat Pump Packaged Unit | Heat Pump | 230 | 1 |  |  | No Match | No Match |  |  |  | 37000 | 2624 | 14.1 | 10 | 45000 | 2866 | 4.6 |  | Federally-Regulated Commercial & Industrial Equipment | 05/23/2000 |  | 11/14/2000
Waterfurnace International, Inc. | Waterfurnace International, Inc. | SXV013B2 |  | Water-Source | WBAHP-CB: Heat Pump Split Syst | Heat Pump | 265 | 1 |  |  | No Match | No Match |  |  |  | 13500 | 906 | 14.9 | 9 | 14100 | 961 | 4.3 | 3.5 | Non Federally-Regulated | 08/21/1998 |  | 10/02/1998
Waterfurnace International, Inc. | Waterfurnace International, Inc. | VLV036A4 |  | Water-Source | WBAHP: Heat Pump Packaged Unit | Heat Pump | 460 | 3 |  |  | No Match | No Match |  |  |  | 34800 | 2697 | 12.9 | 10 | 42000 | 2862 | 4.3 |  | Federally-Regulated Commercial & Industrial Equipment | 02/02/1998 |  | 03/31/1998
Waterfurnace International, Inc. | Rybacki - Hart Enterprises | ZS036**4*4 |  | Ground-Water-Source | WBAHP: Heat Pump Packaged Unit | Heat Pump | 460 | 3 |  |  | No Match | Single-Speed |  |  |  | 37700 | 1639 | 23 | 16.2 | 33000 | 2249 | 4.3 | 3.6 | Non Federally-Regulated | 06/14/2011 |  | 03/02/2012
Florida Heat Pump | Florida Heat Pump | EM070-1CF/HZ/VT |  | Water-Source | WBAHP: Heat Pump Packaged Unit | Heat Pump | 208 | 1 |  |  | No Match | No Match |  |  |  | 70000 | 4827 | 14.5 | 9 | 83000 | 5286 | 4.6 | 3.8 | Federally-Regulated Commercial & Industrial Equipment | 04/12/2000 |  | 05/19/2000
McQuay / Snyder General | Electro-Hydronics | FC330F3 |  | Water-Source | WBAHP: Heat Pump Packaged Unit | Heat Pump | 230 | 1 |  |  | No Match | No Match |  |  |  | 30800 | 2852 | 10.8 | 9 | 39000 | 3090 | 3.7 | 3.2 | Non Federally-Regulated | 05/11/1988 |  | 03/15/1989
Florida Heat Pump | Florida Heat Pump | EM031-4CS | EM031-4AH/AV | Water-Source | WBAH: Heating Only Packaged Un | Heat Pump | 460 | 3 |  |  | No Match | No Match |  |  |  | 34500 | 2695 | 12.8 | 9 | 41000 | 3336 | 3.6 | 3.5 | Non Federally-Regulated | 07/22/2002 |  | 03/12/2009
Trane U.S. Inc. | Trane | WPVF0187 |  | Water-Source | WBAHP: Heat Pump Packaged Unit | Heat Pump | 265 | 1 |  |  | No Match | No Match |  |  |  | 20000 | 1379 | 14.5 | 10 | 24300 | 1736 | 4.1 |  | Federally-Regulated Commercial & Industrial Equipment | 10/05/1999 |  | 04/12/2000
McQuay International | McQuay | FCV/FCW/VWH/VWW030B-G |  | Water-Source | WBAHP: Heat Pump Packaged Unit | Heat Pump | 208 | 1 |  |  | No Match | No Match |  |  |  | 29600 | 2487 | 11.9 | 9.3 | 39000 | 2930 | 3.9 | 3.8 | Federally-Regulated Commercial & Industrial Equipment | 03/31/1998 |  | 05/10/1998
Waterfurnace International, Inc. | Waterfurnace International, Inc. | SXV010A2 |  | Water-Source | WBAHP: Heat Pump Packaged Unit | Heat Pump | 265 | 1 |  |  | No Match | No Match |  |  |  | 9800 | 653 | 15 | 10 | 12600 | 710 | 5.2 |  | Federally-Regulated Commercial & Industrial Equipment | 02/02/1998 |  | 03/31/1998
Trane U.S. Inc. | Trane | WPHD0284 |  | Water-Source | WBAHP: Heat Pump Packaged Unit | Heat Pump | 460 | 3 |  |  | No Match | No Match |  |  |  | 28500 | 2714 | 10.5 | 10 | 38000 | 2929 | 3.8 |  | Federally-Regulated Commercial & Industrial Equipment | 10/05/1999 |  | 04/12/2000
ClimateMaster Inc. | Climate Master Series | HS/VS030E |  | Water-Source | WBAHP: Heat Pump Packaged Unit | Heat Pump | 265 | 1 |  |  | No Match | No Match |  |  |  | 28900 | 2312 | 12.5 | 10 | 37000 | 2409 | 4.5 |  | Federally-Regulated Commercial & Industrial Equipment | 11/14/2000 |  | 01/18/2001
Command-Aire | Command-Aire | SWP411E |  | Water-Source | WBAHP: Heat Pump Packaged Unit | Heat Pump | 230 | 1 |  |  | No Match | No Match |  |  |  | 42000 | 3780 | 11.1 | 7.5 | 53000 | 3880 | 4 | 2.5 | Non Federally-Regulated | 05/16/1984 |  | 06/11/1985
McQuay / Snyder General | Electro-Hydronics | LHV20AK |  | Water-Source | WBAHP: Heat Pump Packaged Unit | Heat Pump | 208 | 3 |  |  | No Match | No Match |  |  |  | 214000 | 18000 | 11.9 |  | 240000 | 18400 | 3.8 | 2.5 | Non Federally-Regulated | 08/29/1986 |  | 05/11/1988
Waterfurnace International, Inc. | Waterfurnace International, Inc. | VLV036A4 |  | Water-Source | WBAHP: Heat Pump Packaged Unit | Heat Pump | 460 | 3 |  |  | No Match | No Match |  |  |  | 34800 | 2697 | 12.9 | 9.3 | 42000 | 2862 | 4.3 | 3.8 | Federally-Regulated Commercial & Industrial Equipment | 03/31/1998 |  | 05/10/1998
Florida Heat Pump | Florida Heat Pump | EM031-3CF |  | Water-Source | WBAHP: Heat Pump Packaged Unit | Heat Pump | 208 | 3 |  |  | No Match | No Match |  |  |  | 32000 | 2285 | 14 | 10 | 42000 | 2735 | 4.5 |  | Federally-Regulated Commercial & Industrial Equipment | 02/02/1998 |  | 03/31/1998
Addison Products | Addison Products | HGY036-1A |  | Water-Source | WBAHP-CB: Heat Pump Split Syst | Heat Pump | 208 | 1 |  |  | No Match | No Match |  |  |  | 39400 | 2755 | 14.3 | 9 | 42700 | 3381 | 3.7 | 3.5 | Non Federally-Regulated | 07/22/2002 |  | 03/12/2009
Command-Aire | Command-Aire | SWP-1544 |  | Water-Source | WBAHP: Heat Pump Packaged Unit | Heat Pump | 460 | 3 |  |  | No Match | No Match |  |  |  | 169000 | 18500 | 9.1 | 7.5 | 235000 | 18900 | 3.7 | 2.2 | Non Federally-Regulated | 01/05/1982 |  | 06/11/1985
McQuay International | McQuay | W-LDD/LDS/LMH/LMS1108K |  | Water-Source | WBAHP: Heat Pump Packaged Unit | Heat Pump | 460 | 3 |  |  | No Match | No Match |  |  |  | 107000 | 9727 | 11 | 9 | 120000 | 8575 | 4.1 | 3.8 | Federally-Regulated Commercial & Industrial Equipment | 01/18/2001 |  | 03/12/2009
McQuay / Snyder General | Electro-Hydronics | LHP12BP |  | Water-Source | WBAHP: Heat Pump Packaged Unit | Heat Pump | 460 | 3 |  |  | No Match | No Match |  |  |  | 128000 | 11000 | 11.6 | 9.2 | 142000 | 11200 | 3.7 |  | Non Federally-Regulated | 05/11/1988 |  | 03/15/1989
Mammoth | Hydrobank II | K110HHT/VHT |  | Water-Source | WBAHP: Heat Pump Packaged Unit | Heat Pump | 575 | 3 |  |  | No Match | No Match |  |  |  | 104000 | 7536 | 13.8 | 9 | 131000 | 8531 | 4.5 | 3.8 | Federally-Regulated Commercial & Industrial Equipment | 02/02/1998 |  | 03/31/1998
Addison Products | Addison Products | HPY060-5A |  | Water-Source | WBAHP-CB: Heat Pump Split Syst | Heat Pump | 575 | 3 |  |  | No Match | No Match |  |  |  | 68000 | 5354 | 12.7 | 9 | 77200 | 6113 | 3.7 | 3.5 | Non Federally-Regulated | 07/22/2002 |  | 03/12/2009
ClimateMaster Inc. | Carrier | 50HQA/HQD096 3 |  | Water-Source | WBAHP: Heat Pump Packaged Unit | Heat Pump | 208 | 1 |  |  | No Match | No Match |  |  |  | 95000 | 8636 | 11 | 9 | 114000 | 8792 | 3.8 | 3.8 | Federally-Regulated Commercial & Industrial Equipment | 12/14/1998 |  | 10/05/1999
McQuay International | McQuay | W-FDL/FDS/FMS-1-019-E |  | Water-Source | WBAHP: Heat Pump Packaged Unit | Heat Pump | 230 | 1 |  |  | No Match | No Match |  |  |  | 19000 | 1637 | 11.6 | 10 | 23500 | 1765 | 3.9 |  | Federally-Regulated Commercial & Industrial Equipment | 11/14/2000 |  | 03/12/2009
Trane U.S. Inc. | Trane | GSUF0421B |  | Water-Source | WBAHP-CB: Heat Pump Split Syst | Heat Pump | 208 | 1 |  |  | No Match | No Match |  |  |  | 43500 | 2861 | 15.2 | 9 | 45500 | 3252 | 4.1 | 3.5 | Non Federally-Regulated | 02/02/1998 |  | 10/02/1998
Econar | Econar | GH360 |  | Ground-Water-Source | WBAHP: Heat Pump Packaged Unit | Heat Pump | 208 | 1 |  |  | No Match | No Match |  |  |  | 35200 | 2550 | 13.8 | 9 | 32000 | 2930 | 3.2 |  | Non Federally-Regulated | 01/30/1998 |  | 03/31/1998
Florida Heat Pump | Florida Heat Pump | EM012-1CS | EM012-1AV | Water-Source | WBAHP-C: Heat Pump Split Syste | Heat Pump | 230 | 1 |  |  | No Match | No Match |  |  |  | 11300 | 1008 | 11.2 | 10 | 14300 | 1074 | 3.9 |  | Federally-Regulated Commercial & Industrial Equipment | 12/14/1998 |  | 10/05/1999
Addison Products | Addison Products | HPY120-3A |  | Water-Source | WBAHP-CB: Heat Pump Split Syst | Heat Pump | 208 | 3 |  |  | No Match | No Match |  |  |  | 110400 | 10036 | 11 | 9 | 137100 | 11477 | 3.5 | 3.5 | Non Federally-Regulated | 01/17/2001 |  | 01/24/2002
Waterfurnace International, Inc. | Rybacki - Hart Enterprises | ZS036**0*0 |  | Water-Source | WBAHP: Heat Pump Packaged Unit | Heat Pump | 208 | 1 |  |  | No Match | Single-Speed |  |  |  | 33300 | 2313 | 14.4 | 12 | 40600 | 2644 | 4.5 | 4.2 | Federally-Regulated Commercial & Industrial Equipment | 01/24/2011 |  | 04/19/2013
McQuay / Snyder General | Electro-Hydronics | LWP25AD |  | Water-Source | WBAHP: Heat Pump Packaged Unit | Heat Pump | 230 | 3 |  |  | No Match | No Match |  |  |  | 256000 | 22000 | 11.6 |  | 284000 | 22400 | 3.7 | 2.5 | Non Federally-Regulated | 08/29/1986 |  | 05/11/1988
Waterfurnace International, Inc. | Waterfurnace International, Inc. | ATV066D0 |  | Ground-Water-Source | WBAHP: Heat Pump Packaged Unit | Heat Pump | 230 | 1 |  |  | No Match | No Match |  |  |  | 67000 | 5000 | 13.4 | 9 | 50000 | 4884 | 3 |  | Non Federally-Regulated | 12/14/1998 |  | 10/06/1999
ClimateMaster Inc. | Climate Master Series | 80117E |  | Water-Source | WBAHP: Heat Pump Packaged Unit | Heat Pump | 265 | 1 |  |  | No Match | No Match |  |  |  | 16000 | 1415 | 11.3 | 9 | 18700 | 1415 | 3.9 | 3.2 | Non Federally-Regulated | 02/22/1990 |  | 07/31/1991
McQuay / Snyder General | Electro-Hydronics | LWP7.5AK |  | Water-Source | WBAHP: Heat Pump Packaged Unit | Heat Pump | 208 | 3 |  |  | No Match | No Match |  |  |  | 76000 | 7100 | 10.7 | 9.2 | 95000 | 7500 | 3.7 |  | Non Federally-Regulated | 05/11/1988 |  | 03/15/1989
Climate Control / Snyder General | Electro-Hydronics | LHP27BP |  | Water-Source | WBAHP: Heat Pump Packaged Unit | Heat Pump | 460 | 3 |  |  | No Match | No Match |  |  |  | 295200 | 25350 | 11.6 |  | 348000 | 28300 | 3.6 | 2.5 | Non Federally-Regulated | 06/11/1985 |  | 08/29/1986
ClimateMaster Inc. | Carrier | 50VQA/VQD100 5/6 |  | Water-Source | WBAHP: Heat Pump Packaged Unit | Heat Pump | 460 | 3 |  |  | No Match | No Match |  |  |  | 101000 | 8782 | 11.5 | 10.5 | 109000 | 8406 | 3.8 | 3.8 | Federally-Regulated Commercial & Industrial Equipment | 03/31/1998 |  | 05/10/1998
Addison Products | Addison Products | HWPH028-1J |  | Water-Source | WBAHP: Heat Pump Packaged Unit | Heat Pump | 208 | 1 |  |  | No Match | No Match |  |  |  | 27600 | 2509 | 11 | 9.3 | 36400 | 2735 | 3.9 | 3.8 | Federally-Regulated Commercial & Industrial Equipment | 03/31/1998 |  | 05/10/1998
Waterfurnace International, Inc. | Waterfurnace International, Inc. | SXH013A0 |  | Ground-Source | WBAHP: Heat Pump Packaged Unit | Heat Pump | 230 | 1 |  |  | No Match | No Match |  |  |  | 13300 | 847 | 15.7 |  | 9700 | 861 | 3.3 |  | Non Federally-Regulated | 03/31/1998 |  | 05/10/1998
American Air Filter | Enercon | VW40A |  | Water-Source | WBAHP: Heat Pump Packaged Unit | Heat Pump | 240 | 1 |  |  | No Match | No Match |  |  |  | 36500 | 4200 | 8.7 | 7.5 | 46000 | 4600 | 2.9 | 2.5 | Non Federally-Regulated | 01/05/1982 |  | 05/16/1984
Waterfurnace International, Inc. | Waterfurnace International, Inc. | SXV042C1 |  | Ground-Source | WBAHP: Heat Pump Packaged Unit | Heat Pump | 230 | 1 |  |  | No Match | No Match |  |  |  | 44500 | 3201 | 13.9 |  | 31800 | 2824 | 3.3 |  | Non Federally-Regulated | 03/31/1998 |  | 05/10/1998
Waterfurnace International, Inc. | Waterfurnace International, Inc. | VLV/VXV036*0 |  | Ground-Water-Source | WBAHP: Heat Pump Packaged Unit | Heat Pump | 208 | 1 |  |  | No Match | No Match |  |  |  | 36100 | 2755 | 13.1 | 9 | 24500 | 2563 | 2.8 |  | Non Federally-Regulated | 06/20/2003 |  | 03/12/2009
Command-Aire | Command-Aire | SWPH-151 |  | Water-Source | WBAHP: Heat Pump Packaged Unit | Heat Pump | 230 | 1 |  |  | No Match | No Match |  |  |  | 19500 | 2275 | 8.6 | 9 | 28000 | 2475 | 3.3 | 3.2 | Non Federally-Regulated | 05/11/1988 |  | 03/15/1989
Enertech Global, LLC | Enertech | HCT036A |  | Ground-Water-Source | WBAHP: Heat Pump Packaged Unit | Heat Pump | 230 | 1 |  |  | No Match | Single-Speed |  |  |  | 39800 | 1809 | 22 | 16.2 | 34300 | 2234 | 4.5 | 3.6 | Non Federally-Regulated | 06/14/2011 |  | 01/09/2014
Bard Manufacturing Company, Inc. | Bard | WPV42C |  | Ground-Source | WBAHP: Heat Pump Packaged Unit | Heat Pump | 208 | 1 |  |  | No Match | No Match |  |  |  | 42000 | 3652 | 11.5 |  | 34000 | 3558 | 2.8 |  | Non Federally-Regulated | 03/31/1998 |  | 05/10/1998
Hydro Delta Corp. | Hydro Delta Corp. | 03-054-WTAWY-HE |  | Water-Source | WBAH-O: Heating Only Packaged | Heat Pump | 208 | 1 |  |  | No Match | No Match |  |  |  | 0 | 0 | 0 | 9 | 64000 | 5208 | 3.6 | 3.5 | Non Federally-Regulated | 10/05/1999 |  | 04/12/2000
Mammoth | Hydrobank II | K086HLK |  | Ground-Water-Source | WBAHP: Heat Pump Packaged Unit | Heat Pump | 575 | 3 |  |  | No Match | No Match |  |  |  | 86000 | 6370 | 13.5 | 9 | 64000 | 6048 | 3.1 |  | Non Federally-Regulated | 09/20/2001 |  | 07/18/2002
Enertech Global, LLC | Enertech | GTC060 | MPD060 | Ground-Source | WBAHP-CB: Heat Pump Split Syst | Heat Pump | 208 | 1 |  |  | No Match | Single-Speed |  |  |  | 62100 | 3764 | 16.5 | 13.4 | 49500 | 4399 | 3.3 | 3.1 | Non Federally-Regulated | 07/16/2009 |  | 08/23/2011
Waterfurnace International, Inc. | Waterfurnace International, Inc. | SXV042B3 |  | Water-Source | WBAHP: Heat Pump Packaged Unit | Heat Pump | 208 | 3 |  |  | No Match | No Match |  |  |  | 42000 | 3000 | 14 | 10 | 54500 | 3131 | 5.1 |  | Federally-Regulated Commercial & Industrial Equipment | 02/02/1998 |  | 03/31/1998
ClimateMaster Inc. | Climate Master Series | GRV/GRH024AH |  | Water-Source | WBAHP-CB: Heat Pump Split Syst | Heat Pump | 208 | 3 |  |  | No Match | No Match |  |  |  | 25000 | 1562 | 16 | 9 | 27600 | 1925 | 4.2 | 3.5 | Non Federally-Regulated | 04/12/2000 |  | 07/18/2002
Mammoth | Mammoth | D034V |  | Water-Source | WBAHP: Heat Pump Packaged Unit | Heat Pump | 208 | 1 |  |  | No Match | No Match |  |  |  | 33000 | 3600 | 9.2 | 7.5 | 40000 | 3650 | 3.2 | 2.5 | Non Federally-Regulated | 01/05/1982 |  | 05/16/1984
McQuay / Snyder General | Electro-Hydronics | CCH060A*F |  | Water-Source | WBAHP: Heat Pump Packaged Unit | Heat Pump | 230 | 3 |  |  | No Match | No Match |  |  |  | 61000 | 5754 | 10.6 | 9 | 71000 | 5945 | 3.5 | 3.2 | Non Federally-Regulated | 05/11/1988 |  | 03/15/1989
Florida Heat Pump | Florida Heat Pump | GT030-3CS | GT030-1AH/AV | Water-Source | WBAH: Heating Only Packaged Un | Heat Pump | 208 | 3 |  |  | No Match | No Match |  |  |  | 29800 | 2143 | 13.9 | 9 | 32000 | 2404 | 3.9 | 3.5 | Non Federally-Regulated | 04/12/2000 |  | 05/23/2001
Florida Heat Pump | Geomaster, LLC | EV018-1CF/HZ/VT |  | Ground-Source | WBAHP: Heat Pump Packaged Unit | Heat Pump | 230 | 1 |  |  | No Match | Single-Speed |  |  |  | 19500 | 1054 | 18.5 | 13.4 | 14500 | 1250 | 3.4 | 3.1 | Non Federally-Regulated | 04/23/2009 |  | 08/23/2011
Trane U.S. Inc. | Command-Aire | SPVE0411 |  | Water-Source | WBAHP: Heat Pump Packaged Unit | Heat Pump | 208 | 1 |  |  | No Match | No Match |  |  |  | 38500 | 3407 | 11.3 | 10 | 50000 | 3488 | 4.2 |  | Federally-Regulated Commercial & Industrial Equipment | 10/05/1999 |  | 04/12/2000
ClimateMaster Inc. | Climate Master Series | VS/VL/HS/HL024 |  | Water-Source | WBAHP: Heat Pump Packaged Unit | Heat Pump | 208 | 1 |  |  | No Match | No Match |  |  |  | 23400 | 1918 | 12.2 | 9.3 | 30000 | 1953 | 4.5 | 3.8 | Non Federally-Regulated | 07/31/1991 |  | 03/31/1998
ClimateMaster Inc. | Climate Master Series | GRV/GRH048AG |  | Ground-Water-Source | WBAHP: Heat Pump Packaged Unit | Heat Pump | 208 | 1 |  |  | No Match | No Match |  |  |  | 47700 | 3507 | 13.6 | 9 | 36000 | 3196 | 3.3 |  | Non Federally-Regulated | 07/22/2002 |  | 03/12/2009
Florida Heat Pump | Florida Heat Pump | CW012-2 |  | Water-Source | WBAHP-CB: Heat Pump Split Syst | Heat Pump | 265 | 1 |  |  | No Match | No Match |  |  |  | 11500 | 676 | 17 | 9 | 11500 | 842 | 4 | 3.5 | Non Federally-Regulated | 07/16/2001 |  | 07/18/2002
Climate Control / Snyder General | Electro-Hydronics | FC420G3 |  | Water-Source | WBAHP: Heat Pump Packaged Unit | Heat Pump | 230 | 1 |  |  | No Match | No Match |  |  |  | 42000 | 3850 | 10.9 | 7.5 | 52000 | 4100 | 3.7 | 2.5 | Non Federally-Regulated | 05/16/1984 |  | 08/29/1986
Hydro Delta Corp. | Hydro Delta Corp. | 03-026-WTARW-HE |  | Water-Source | WBAHP-CB: Heat Pump Split Syst | Heat Pump | 230 | 1 |  |  | No Match | No Match |  |  |  | 25000 | 2083 | 12 | 9 | 29000 | 2296 | 3.7 | 3.5 | Non Federally-Regulated | 10/05/1999 |  | 11/17/1999
Waterfurnace International, Inc. | Waterfurnace International, Inc. | SXV068B4 |  | Water-Source | WBAHP: Heat Pump Packaged Unit | Heat Pump | 460 | 3 |  |  | No Match | No Match |  |  |  | 65000 | 5200 | 12.5 | 9 | 84000 | 5470 | 4.5 | 3.8 | Federally-Regulated Commercial & Industrial Equipment | 02/02/1998 |  | 03/31/1998
Waterfurnace International, Inc. | American Standard, Inc. | A1GC042***1**4 |  | Ground-Source | WBAHP: Heat Pump Packaged Unit | Heat Pump | 208 | 1 |  |  | No Match | Single-Speed |  |  |  | 42300 | 2286 | 18.5 | 13.4 | 29900 | 2368 | 3.7 | 3.1 | Non Federally-Regulated | 08/23/2011 |  | 10/24/2014
American Air Filter | Enercon | DVW-165 |  | Water-Source | WBAHP: Heat Pump Packaged Unit | Heat Pump | 230 | 3 |  |  | No Match | No Match |  |  |  | 165000 | 13808 | 11.9 |  | 200000 | 15235 | 3.9 |  | Non Federally-Regulated | 05/11/1988 |  | 03/15/1989
Florida Heat Pump | Florida Heat Pump | GT009-1VT/HZ/CF |  | Ground-Water-Source | WBAHP: Heat Pump Packaged Unit | Heat Pump | 230 | 1 |  |  | No Match | No Match |  |  |  | 9800 | 753 | 13 | 9 | 7500 | 732 | 3 |  | Non Federally-Regulated | 10/06/1999 |  | 04/10/2000
Command-Aire | Command-Aire | SWP-1033 |  | Water-Source | WBAHP: Heat Pump Packaged Unit | Heat Pump | 208 | 3 |  |  | No Match | No Match |  |  |  | 115000 | 11900 | 9.6 | 7.5 | 156000 | 121000 | 3.8 | 2.2 | Non Federally-Regulated | 01/05/1982 |  | 08/30/1983
Mammoth | Hydrobank II | K054VLG |  | Ground-Water-Source | WBAHP: Heat Pump Packaged Unit | Heat Pump | 575 | 3 |  |  | No Match | No Match |  |  |  | 52000 | 3714 | 14 | 9 | 41500 | 3684 | 3.3 |  | Non Federally-Regulated | 01/18/2001 |  | 07/18/2002
Waterfurnace International, Inc. | Waterfurnace International, Inc. | SXV048C1 |  | Water-Source | WBAHP: Heat Pump Packaged Unit | Heat Pump | 208 | 1 |  |  | No Match | No Match |  |  |  | 49000 | 3629 | 13.5 | 10 | 60500 | 3772 | 4.7 |  | Federally-Regulated Commercial & Industrial Equipment | 12/14/1998 |  | 10/05/1999
ClimateMaster Inc. | Carrier Corp. | 50YCS0423 | FK4CNF005 | Ground-Source | WBAHP-CB: Heat Pump Split Syst | Heat Pump | 230 | 1 |  |  | No Match | Single-Speed |  |  |  | 42000 | 2710 | 15.5 | 13.4 | 31700 | 2582 | 3.6 | 3.1 | Non Federally-Regulated | 09/15/2009 |  | 02/17/2011
Command-Aire | Command-Aire | SWPH-1044 |  | Water-Source | WBAHP: Heat Pump Packaged Unit | Heat Pump | 460 | 3 |  |  | No Match | No Match |  |  |  | 115000 | 11900 | 9.7 | 9.2 | 156000 | 12100 | 3.8 |  | Non Federally-Regulated | 05/11/1988 |  | 03/15/1989
Mammoth | Mammoth | D019C |  | Water-Source | WBAHP: Heat Pump Packaged Unit | Heat Pump | 208 | 1 |  |  | No Match | No Match |  |  |  | 20000 | 2100 | 9.5 | 7.5 | 19000 | 2000 | 2.8 | 2.5 | Non Federally-Regulated | 01/05/1982 |  | 09/08/1982
American Air Filter | Enercon | VW 26 |  | Water-Source | WBAHP: Heat Pump Packaged Unit | Heat Pump | 208 | 1 |  |  | No Match | No Match |  |  |  | 25500 | 3000 | 8.5 | 7.5 | 29900 | 3250 | 2.7 | 2.5 | Non Federally-Regulated | 08/30/1983 |  | 05/16/1984
ClimateMaster Inc. | Trane | WPHA10XB* |  | Water-Source | WBAHP: Heat Pump Packaged Unit | Heat Pump | 208 | 1 |  |  | No Match | No Match |  |  |  | 9500 | 848 | 11.2 | 9 | 12600 | 879 | 4.2 | 3.2 | Non Federally-Regulated | 05/11/1988 |  | 03/15/1989
Friedrich Climate Master | Climate Master Series | 814-019-E******** |  | Water-Source | WBAHP: Heat Pump Packaged Unit | Heat Pump | 265 | 1 |  |  | No Match | No Match |  |  |  | 18500 | 1762 | 10.5 | 7.5 | 22000 | 1742 | 3.7 | 2.5 | Non Federally-Regulated | 08/29/1986 |  | 05/11/1988
ClimateMaster Inc. | Carrier Corp. | 50PEC18 |  | Water-Source | WBAHP-O: Heat Pump Packaged Un | Heat Pump | 230 | 1 |  |  | No Match | Single-Speed |  |  |  | 15600 | 1200 | 13 | 11.2 | 20100 | 1309 | 4.5 | 4.2 | Federally-Regulated Commercial & Industrial Equipment | 10/24/2014 |  | 04/22/2015
Waterfurnace International, Inc. | Waterfurnace International, Inc. | SXH080A4 |  | Water-Source | WBAHP: Heat Pump Packaged Unit | Heat Pump | 460 | 3 |  |  | No Match | No Match |  |  |  | 79500 | 5888 | 13.5 | 10.5 | 98000 | 6111 | 4.7 | 3.8 | Federally-Regulated Commercial & Industrial Equipment | 03/31/1998 |  | 05/10/1998
Heat Controller | Heat Controller | VWPG066-3B-XL* |  | Ground-Water-Source | WBAHP: Heat Pump Packaged Unit | Heat Pump | 208 | 3 |  |  | No Match | No Match |  |  |  | 67000 | 5153 | 13 | 11 | 75000 | 5940 | 3.7 | 3.5 | Non Federally-Regulated | 03/31/1998 |  | 05/10/1998
McQuay / Snyder General | Electro-Hydronics | FC330GK |  | Water-Source | WBAHP: Heat Pump Packaged Unit | Heat Pump | 208 | 3 |  |  | No Match | No Match |  |  |  | 30800 | 2852 | 10.8 | 9 | 39000 | 3090 | 3.7 | 3.2 | Non Federally-Regulated | 05/11/1988 |  | 03/15/1989
Command-Aire | Command-Aire | RUWP-404 |  | Water-Source | WBAHP: Heat Pump Packaged Unit | Heat Pump | 460 | 3 |  |  | No Match | No Match |  |  |  | 45900 | 4590 | 10 | 9 | 58200 | 4770 | 3.6 | 3.2 | Non Federally-Regulated | 05/11/1988 |  | 03/15/1989
California Heat Pump | Trane | WPVB-0262 |  | Water-Source | WBAHP: Heat Pump Packaged Unit | Heat Pump | 230 | 1 |  |  | No Match | No Match |  |  |  | 25500 | 3050 | 8.4 | 7.5 | 31000 | 3200 | 2.8 | 2.5 | Non Federally-Regulated | 06/11/1985 |  | 05/11/1988
Waterfurnace International, Inc. | WFI Industries, Ltd. | VLV/VXV024*0 |  | Ground-Water-Source | WBAHP: Heat Pump Packaged Unit | Heat Pump | 230 | 1 |  |  | No Match | No Match |  |  |  | 25300 | 1794 | 14.1 | 9 | 16900 | 1707 | 2.9 |  | Non Federally-Regulated | 06/20/2003 |  | 03/12/2009
Waterfurnace International, Inc. | Waterfurnace International, Inc. | SXH016C0 |  | Ground-Water-Source | WBAHP: Heat Pump Packaged Unit | Heat Pump | 230 | 1 |  |  | No Match | No Match |  |  |  | 16800 | 1253 | 13.4 | 11 | 18700 | 1336 | 4.1 | 3.5 | Non Federally-Regulated | 03/31/1998 |  | 05/10/1998
Waterfurnace International, Inc. | Waterfurnace International, Inc. | SXH048*3 |  | Water-Source | WBAHP: Heat Pump Packaged Unit | Heat Pump | 230 | 3 |  |  | No Match | No Match |  |  |  | 49000 | 3629 | 13.5 | 10 | 60500 | 3771 | 4.7 |  | Federally-Regulated Commercial & Industrial Equipment | 10/05/1999 |  | 05/19/2000
McQuay / Snyder General | Electro-Hydronics | CC230F3 |  | Water-Source | WBAHP: Heat Pump Packaged Unit | Heat Pump | 230 | 1 |  |  | No Match | No Match |  |  |  | 23000 | 2250 | 10.2 | 7.5 | 30000 | 2500 | 3.5 | 2.5 | Non Federally-Regulated | 08/29/1986 |  | 05/11/1988
Command-Aire | Command-Aire | SWP-1044 |  | Water-Source | WBAHP: Heat Pump Packaged Unit | Heat Pump | 460 | 3 |  |  | No Match | No Match |  |  |  | 115000 | 11900 | 9.7 | 9.2 | 156000 | 12100 | 3.8 |  | Federally-Regulated Commercial & Industrial Equipment | 01/23/1988 |  | 05/11/1988
Climate Control / Snyder General | Electro-Hydronics | VF140F5 |  | Water-Source | WBAHP: Heat Pump Packaged Unit | Heat Pump | 208 | 1 |  |  | No Match | No Match |  |  |  | 13500 | 1300 | 10.4 | 7.5 | 16000 | 1320 | 3.5 | 2.5 | Non Federally-Regulated | 05/16/1984 |  | 08/29/1986
Florida Heat Pump | Florida Heat Pump | GT054-1CS | GT054-1AH/AV | Water-Source | WBAH: Heating Only Packaged Un | Heat Pump | 230 | 1 |  |  | No Match | No Match |  |  |  | 52000 | 4262 | 12.2 | 9 | 61000 | 4703 | 3.8 | 3.5 | Non Federally-Regulated | 07/22/2002 |  | 03/12/2009
Waterfurnace International, Inc. | Waterfurnace International, Inc. | SXH030B3 |  | Ground-Water-Source | WBAHP: Heat Pump Packaged Unit | Heat Pump | 208 | 3 |  |  | No Match | No Match |  |  |  | 31200 | 2181 | 14.3 | 9 | 21600 | 1808 | 3.5 |  | Non Federally-Regulated | 12/14/1998 |  | 10/06/1999
Climate Control / Snyder General | Electro-Hydronics | FC630FD |  | Water-Source | WBAHP: Heat Pump Packaged Unit | Heat Pump | 230 | 3 |  |  | No Match | No Match |  |  |  | 63000 | 6430 | 9.8 | 7.5 | 79000 | 6430 | 3.6 | 2.5 | Non Federally-Regulated | 06/11/1985 |  | 08/29/1986
Mammoth | Hydrobank II | G130HLG |  | Ground-Water-Source | WBAHP: Heat Pump Packaged Unit | Heat Pump | 460 | 3 |  |  | No Match | No Match |  |  |  | 126100 | 9700 | 13 | 9 | 97000 | 9800 | 2.9 |  | Non Federally-Regulated | 05/23/2000 |  | 01/18/2001
Mammoth | Mammoth | D072HHC |  | Water-Source | WBAHP: Heat Pump Packaged Unit | Heat Pump | 208 | 1 |  |  | No Match | No Match |  |  |  | 66000 | 6140 | 10.7 | 9.2 | 75000 | 6218 | 3.5 | 2.5 | Non Federally-Regulated | 05/16/1984 |  | 06/11/1985
Hydro Delta Corp. | Hydro Delta Corp. | 03-046-WTARW-HE |  | Water-Source | WBAHP-CB: Heat Pump Split Syst | Heat Pump | 230 | 1 |  |  | No Match | No Match |  |  |  | 44000 | 3520 | 12.5 | 9 | 52000 | 3907 | 3.9 | 3.5 | Non Federally-Regulated | 12/14/1998 |  | 10/05/1999
Waterfurnace International, Inc. | Waterfurnace International, Inc. | SXV120A4 |  | Ground-Water-Source | WBAHP: Heat Pump Packaged Unit | Heat Pump | 460 | 3 |  |  | No Match | No Match |  |  |  | 124000 | 9323 | 13.3 | 9 | 95000 | 9280 | 3 |  | Non Federally-Regulated | 12/14/1998 |  | 10/06/1999
Florida Heat Pump | Geomaster, LLC | EC009-0CF/HZ/VT |  | Water-Source | WBAHP: Heat Pump Packaged Unit | Heat Pump | 115 | 1 |  |  | No Match | Single-Speed |  |  |  | 7800 | 569 | 13.7 | 11.2 | 11400 | 711 | 4.7 | 4.2 | Federally-Regulated Commercial & Industrial Equipment | 04/30/2009 |  | 04/20/2015
Waterfurnace International, Inc. | Eagle Mountain | ZS042**4*4 |  | Ground-Source | WBAHP: Heat Pump Packaged Unit | Heat Pump | 460 | 3 |  |  | No Match | Single-Speed |  |  |  | 42300 | 2286 | 18.5 | 13.4 | 29900 | 2368 | 3.7 | 3.1 | Non Federally-Regulated | 06/14/2011 |  | 04/19/2013
Florida Heat Pump | Energy Miser | EMV 104A-4 |  | Water-Source | WBAHP: Heat Pump Packaged Unit | Heat Pump | 460 | 3 |  |  | No Match | No Match |  |  |  | 104000 | 10400 | 10 | 9.2 | 126000 | 12305 | 3 | 2.5 | Non Federally-Regulated | 05/16/1984 |  | 06/11/1985
Florida Heat Pump | Geomaster, LLC | AU061-1CS | AU061-1AV/AH | Ground-Water-Source | WBAHP-CB: Heat Pump Split Syst | Heat Pump | 208 | 1 |  |  | No Match | Single-Speed | 3456 | 730 | 1 | 66500 | 3446 | 19.3 | 16.2 | 60000 | 3446 | 4.2 | 3.6 | Non Federally-Regulated | 04/30/2009 |  | 12/12/2012
Mammoth | Hydrobank II | G035HHS/VHS |  | Water-Source | WBAHP: Heat Pump Packaged Unit | Heat Pump | 460 | 3 |  |  | No Match | No Match |  |  |  | 37000 | 2624 | 14.1 | 9.3 | 45000 | 2866 | 4.6 | 3.8 | Federally-Regulated Commercial & Industrial Equipment | 03/31/1998 |  | 05/10/1998
Mammoth | Hydrobank II | F052VHJ |  | Water-Source | WBAHP: Heat Pump Packaged Unit | Heat Pump | 208 | 3 |  |  | No Match | No Match |  |  |  | 48500 | 4575 | 10.6 | 10 | 64000 | 4808 | 3.9 |  | Federally-Regulated Commercial & Industrial Equipment | 01/18/2001 |  | 03/12/2009
Trane U.S. Inc. | Trane | GSUF0361A |  | Ground-Water-Source | WBAHP: Heat Pump Packaged Unit | Heat Pump | 208 | 1 |  |  | No Match | No Match |  |  |  | 34800 | 2450 | 14.2 | 9 | 26600 | 2688 | 2.9 |  | Non Federally-Regulated | 01/30/1998 |  | 10/02/1998
McQuay / Snyder General | Electro-Hydronics | VF390G3 |  | Water-Source | WBAHP: Heat Pump Packaged Unit | Heat Pump | 230 | 1 |  |  | No Match | No Match |  |  |  | 39000 | 3700 | 10.5 | 7.5 | 48000 | 4020 | 3.5 | 2.5 | Non Federally-Regulated | 08/29/1986 |  | 05/11/1988
Florida Heat Pump | Florida Heat Pump | GT036-3CS | GT036-1AH/AV | Water-Source | WBAH: Heating Only Packaged Un | Heat Pump | 208 | 3 |  |  | No Match | No Match |  |  |  | 35500 | 2610 | 13.6 | 9 | 38000 | 3009 | 3.7 | 3.5 | Non Federally-Regulated | 04/12/2000 |  | 05/23/2001
Trane U.S. Inc. | Trane | WPHD100 |  | Water-Source | WBAHP: Heat Pump Packaged Unit | Heat Pump | 208 | 3 |  |  | No Match | No Match |  |  |  | 116000 | 9914 | 11.7 | 9 | 130000 | 10023 | 3.8 | 3.8 | Federally-Regulated Commercial & Industrial Equipment | 04/12/2000 |  | 03/12/2009
Waterfurnace International, Inc. | Waterfurnace International, Inc. | SXH010B2 |  | Water-Source | WBAHP: Heat Pump Packaged Unit | Heat Pump | 265 | 1 |  |  | No Match | No Match |  |  |  | 9800 | 653 | 15 | 10 | 12600 | 710 | 5.2 |  | Federally-Regulated Commercial & Industrial Equipment | 12/14/1998 |  | 10/05/1999
Econar | Econar | GV362 |  | Ground-Water-Source | WBAHP: Heat Pump Packaged Unit | Heat Pump | 208 | 1 |  |  | No Match | No Match |  |  |  | 35800 | 2671 | 13.4 | 11 | 45000 | 3381 | 3.9 | 3.5 | Non Federally-Regulated | 03/31/1998 |  | 05/10/1998
Florida Heat Pump | Florida Heat Pump | EM012-1CS | EM012-1AH/AV | Ground-Water-Source | WBAHP-CB: Heat Pump Split Syst | Heat Pump | 208 | 1 |  |  | No Match | No Match |  |  |  | 11800 | 1008 | 11.7 | 9 | 8800 | 889 | 2.9 |  | Non Federally-Regulated | 07/22/2002 |  | 03/12/2009
Climate Control / Snyder General | Electro-Hydronics | HC70A5 |  | Water-Source | WBAHP: Heat Pump Packaged Unit | Heat Pump | 208 | 1 |  |  | No Match | No Match |  |  |  | 6900 | 640 | 10.7 | 7.5 | 8800 | 680 | 3.8 | 2.5 | Non Federally-Regulated | 06/11/1985 |  | 08/29/1986
Florida Heat Pump | Energy Miser | HEV 2400-4 |  | Water-Source | WBAHP: Heat Pump Packaged Unit | Heat Pump | 460 | 3 |  |  | No Match | No Match |  |  |  | 242000 | 24200 | 10 |  | 252000 | 22374 | 3.3 | 3.8 | Non Federally-Regulated | 07/31/1991 |  | 03/31/1998
Waterfurnace International, Inc. | Waterfurnace International, Inc. | CX*018*0 |  | Water-Source | WBAHP-O: Heat Pump Packaged Un | Heat Pump | 208 | 1 |  |  | No Match | No Match |  |  |  | 17800 | 1338 | 13.3 | 10 | 23500 | 1530 | 4.5 |  | Federally-Regulated Commercial & Industrial Equipment | 04/12/2000 |  | 11/14/2000
Mammoth | Hydrobank II | D019HHJ |  | Water-Source | WBAHP: Heat Pump Packaged Unit | Heat Pump | 208 | 1 |  |  | No Match | No Match |  |  |  | 18200 | 1654 | 11 | 10 | 23800 | 1788 | 3.9 |  | Federally-Regulated Commercial & Industrial Equipment | 01/18/2001 |  | 03/12/2009
Waterfurnace International, Inc. | Waterfurnace International, Inc. | SXH019C1 |  | Water-Source | WBAHP: Heat Pump Packaged Unit | Heat Pump | 230 | 1 |  |  | No Match | No Match |  |  |  | 18600 | 1338 | 13.9 | 9.3 | 24200 | 1447 | 4.9 | 3.8 | Federally-Regulated Commercial & Industrial Equipment | 03/31/1998 |  | 05/10/1998
California Heat Pump | California Heat Pump | 10R*-12-** |  | Water-Source | WBAHP: Heat Pump Packaged Unit | Heat Pump | 208 | 1 |  |  | No Match | No Match |  |  |  | 8500 | 850 | 10 | 7.5 | 10000 | 900 | 3.2 | 2.5 | Non Federally-Regulated | 06/11/1985 |  | 05/11/1988
Florida Heat Pump | Florida Heat Pump | EM036-4CS | EM036-4AV | Water-Source | WBAHP-C: Heat Pump Split Syste | Heat Pump | 460 | 3 |  |  | No Match | No Match |  |  |  | 34500 | 2500 | 13.8 | 10 | 41000 | 2730 | 4.4 |  | Federally-Regulated Commercial & Industrial Equipment | 02/02/1998 |  | 03/31/1998
Command-Aire | Command-Aire | SPVE0411 |  | Water-Source | WBAHP: Heat Pump Packaged Unit | Heat Pump | 208 | 1 |  |  | No Match | No Match |  |  |  | 38700 | 3424 | 11.3 | 10 | 50100 | 3495 | 4.2 |  | Federally-Regulated Commercial & Industrial Equipment | 08/07/1998 |  | 10/02/1998
ClimateMaster Inc. | Trane | WPVC0127 |  | Water-Source | WBAHP: Heat Pump Packaged Unit | Heat Pump | 265 | 1 |  |  | No Match | No Match |  |  |  | 12500 | 1225 | 10.2 | 9 | 15700 | 1325 | 3.5 | 3.2 | Non Federally-Regulated | 02/22/1990 |  | 07/31/1991
McQuay / Snyder General | Electro-Hydronics | CC350FP |  | Water-Source | WBAHP: Heat Pump Packaged Unit | Heat Pump | 460 | 3 |  |  | No Match | No Match |  |  |  | 35600 | 3360 | 10.6 | 7.5 | 43000 | 3500 | 3.6 | 2.5 | Non Federally-Regulated | 08/29/1986 |  | 05/11/1988
Enertech Global, LLC | Enertech | GTC036 | ACD036 | Ground-Water-Source | WBAHP-C: Heat Pump Split Syste | Heat Pump | 208 | 1 |  |  | No Match | Single-Speed |  |  |  | 39200 | 1990 | 19.7 | 16.2 | 34200 | 2572 | 3.9 | 3.6 | Non Federally-Regulated | 04/30/2009 |  | 04/19/2013
Waterfurnace International, Inc. | Standard Range | WSH/WSV041A*3*** |  | Water-Source | WBAHP: Heat Pump Packaged Unit | Heat Pump | 230 | 3 |  |  | No Match | No Match |  |  |  | 41500 | 3739 | 11.1 | 9 | 54000 | 4276 | 3.7 | 3.2 | Non Federally-Regulated | 10/10/1989 |  | 07/31/1991
Waterfurnace International, Inc. | Rybacki - Hart Enterprises | ZS030**3*4 |  | Water-Source | WBAHP: Heat Pump Packaged Unit | Heat Pump | 230 | 3 |  |  | No Match | Single-Speed |  |  |  | 29500 | 1879 | 15.7 | 12 | 34600 | 1988 | 5.1 | 4.2 | Federally-Regulated Commercial & Industrial Equipment | 06/14/2011 |  | 04/19/2013
Waterfurnace International, Inc. | Geotility Geothermal Installations | ZS023**0*0 |  | Ground-Water-Source | WBAHP: Heat Pump Packaged Unit | Heat Pump | 208 | 1 |  |  | No Match | Single-Speed |  |  |  | 25400 | 1129 | 22.5 | 16.2 | 21900 | 1646 | 3.9 | 3.6 | Non Federally-Regulated | 01/24/2011 |  | 04/19/2013
Geoflex Systems, Inc. | Geoflex Systems, Inc. | GF1S-V/H/D/M-036WAABE |  | Water-Source | WBAHP: Heat Pump Packaged Unit | Both Heat Pump and Electric Re | 230 | 1 |  |  | No Match | Single-Speed |  |  |  | 33100 | 1780 | 18.6 | 12 | 37900 | 1851 | 6 | 4.2 | Federally-Regulated Commercial & Industrial Equipment | 03/02/2012 |  | 01/09/2014
Waterfurnace International, Inc. | Waterfurnace International, Inc. | SXH068B0 |  | Water-Source | WBAHP-CB: Heat Pump Split Syst | Heat Pump | 230 | 1 |  |  | No Match | No Match |  |  |  | 69000 | 5750 | 12 | 9 | 80000 | 6169 | 3.8 | 3.5 | Non Federally-Regulated | 02/02/1998 |  | 10/02/1998
Mammoth | Sol-A-Terra II | D020HSB |  | Ground-Water-Source | WBAHP: Heat Pump Packaged Unit | Heat Pump | 208 | 1 |  |  | No Match | No Match |  |  |  | 19000 | 1809 | 10.5 | 11 | 23000 | 1871 | 3.6 | 3.4 | Non Federally-Regulated | 07/31/1991 |  | 03/31/1998
Waterfurnace International, Inc. | Waterfurnace International, Inc. | SXH042C4 |  | Water-Source | WBAHP: Heat Pump Packaged Unit | Heat Pump | 460 | 3 |  |  | No Match | No Match |  |  |  | 42000 | 3000 | 14 | 9.3 | 54500 | 3131 | 5.1 | 3.8 | Federally-Regulated Commercial & Industrial Equipment | 03/31/1998 |  | 05/10/1998
Econar | Econar | GV181 |  | Water-Source | WBAHP-CB: Heat Pump Split Syst | Heat Pump | 208 | 1 |  |  | No Match | No Match |  |  |  | 18400 | 1333 | 13.8 | 9 | 21700 | 1718 | 3.7 | 3.5 | Non Federally-Regulated | 02/02/1998 |  | 10/02/1998
Florida Heat Pump | Florida Heat Pump | GT036-2CF/HZ/VT |  | Water-Source | WBAHP: Heat Pump Packaged Unit | Heat Pump | 265 | 1 |  |  | No Match | No Match |  |  |  | 34500 | 2379 | 14.5 | 10 | 42000 | 2412 | 5.1 |  | Federally-Regulated Commercial & Industrial Equipment | 05/29/2001 |  | 02/17/2011
McQuay / Snyder General | Electro-Hydronics | UW630G5 |  | Water-Source | WBAHP: Heat Pump Packaged Unit | Heat Pump | 208 | 1 |  |  | No Match | No Match |  |  |  | 63000 | 6430 | 9.8 | 7.5 | 79000 | 6430 | 3.6 | 2.5 | Non Federally-Regulated | 08/29/1986 |  | 05/11/1988
Snyder General Corp. | McQuay | CCW007A*G |  | Water-Source | WBAHP: Heat Pump Packaged Unit | Heat Pump | 208 | 1 |  |  | No Match | No Match |  |  |  | 7100 | 645 | 11 | 9 | 9200 | 705 | 3.8 | 3.2 | Non Federally-Regulated | 02/22/1990 |  | 07/31/1991
ClimateMaster Inc. | Climate Master | GSS048BG | FK4CNF006 | Water-Source | WBAHP-CB: Heat Pump Split Syst | Heat Pump | 208 | 1 |  |  | No Match | Single-Speed |  |  |  | 44500 | 3134 | 14.2 | 12 | 52500 | 3207 | 4.8 | 4.2 | Federally-Regulated Commercial & Industrial Equipment | 09/15/2009 |  | 02/17/2011
Hydro Delta Corp. | Hydro Delta Corp. | 03-067-WTAR-HE |  | Water-Source | WBAHP-CB: Heat Pump Split Syst | Heat Pump | 230 | 1 |  |  | No Match | No Match |  |  |  | 70000 | 5468 | 12.8 | 9 | 79000 | 5936 | 3.9 | 3.5 | Non Federally-Regulated | 02/02/1998 |  | 10/02/1998
Carrier Corp. | Carrier | 50Q*H03631 |  | Water-Source | WBAHP: Heat Pump Packaged Unit | Heat Pump | 208 | 1 |  |  | No Match | No Match |  |  |  | 35000 | 3097 | 11.3 | 10 | 42000 | 3239 | 3.8 |  | Federally-Regulated Commercial & Industrial Equipment | 08/02/1993 |  | 03/08/1996
Carrier Corp. | Carrier | 50QEV0124 |  | Water-Source | WBAHP: Heat Pump Packaged Unit | Heat Pump | 265 | 1 |  |  | No Match | No Match |  |  |  | 12300 | 1115 | 11 | 9 | 15100 | 1165 | 3.8 | 3.2 | Federally-Regulated Commercial & Industrial Equipment | 02/05/1990 |  | 02/22/1990
Florida Heat Pump | Florida Heat Pump | EM028-4CS | EM028-4AH/AV | Ground-Water-Source | WBAHP-CB: Heat Pump Split Syst | Heat Pump | 460 | 3 |  |  | No Match | No Match |  |  |  | 29000 | 2056 | 14.1 | 9 | 20000 | 1831 | 3.2 |  | Non Federally-Regulated | 05/29/2001 |  | 07/18/2002
ClimateMaster Inc. | Climate Master Series | VE/HE 009 |  | Ground-Water-Source | WBAHP: Heat Pump Packaged Unit | Heat Pump | 230 | 1 |  |  | No Match | No Match |  |  |  | 9500 | 778 | 12.2 | 9 | 7200 | 659 | 3.2 |  | Non Federally-Regulated | 10/06/1999 |  | 04/10/2000
McQuay International | McQuay | W-CDD/CDE/CMG-1-036-F |  | Ground-Water-Source | WBAHP: Heat Pump Packaged Unit | Heat Pump | 208 | 3 |  |  | No Match | No Match |  |  |  | 36200 | 2701 | 13.4 | 9 | 25400 | 2566 | 2.9 |  | Non Federally-Regulated | 10/06/1999 |  | 04/10/2000
Florida Heat Pump | Florida Heat Pump | EM007-2CF |  | Water-Source | WBAHP: Heat Pump Packaged Unit | Heat Pump | 265 | 1 |  |  | No Match | No Match |  |  |  | 7500 | 609 | 12.3 | 10 | 10000 | 651 | 4.5 |  | Federally-Regulated Commercial & Industrial Equipment | 02/02/1998 |  | 03/31/1998
Florida Heat Pump | Energy Miser | HLT 70 CF -3 |  | Water-Source | WBAH-O: Heating Only Packaged | Heat Pump | 208 | 3 |  |  | No Match | No Match |  |  |  | 0 | 0 | 0 | 9 | 82000 | 6865 | 3.5 |  | Non Federally-Regulated | 03/07/1989 |  | 07/28/1992
Addison Products | Addison Products | HWPG020-1B** |  | Ground-Water-Source | WBAHP: Heat Pump Packaged Unit | Heat Pump | 208 | 1 |  |  | No Match | No Match |  |  |  | 19000 | 1258 | 15.1 | 9 | 13400 | 1189 | 3.3 |  | Non Federally-Regulated | 07/29/1998 |  | 10/02/1998
Florida Heat Pump | Florida Heat Pump | GT036-3CS | GT036-1AH/AV | Water-Source | Water/Brine to Air Heat Pump S | Heat Pump | 208 | 3 |  |  | No Match | No Match |  |  |  | 33500 | 2500 | 13.4 | 10 | 39500 | 2691 | 4.3 |  | Federally-Regulated Commercial & Industrial Equipment | 04/12/2000 |  | 05/29/2001
Enertech Global, LLC | Enertech | HHT024A2 |  | Ground-Water-Source | WBAHP: Heat Pump Packaged Unit | Heat Pump | 230 | 3 |  |  | No Match | Single-Speed |  |  |  | 25400 | 1176 | 21.6 | 16.2 | 25000 | 1559 | 4.7 | 3.6 | Non Federally-Regulated | 03/02/2012 |  | 12/12/2012
Snyder General Corp. | McQuay | LHP25AP |  | Water-Source | WBAHP: Heat Pump Packaged Unit | Heat Pump | 460 | 3 |  |  | No Match | No Match |  |  |  | 256000 | 22000 | 11.6 |  | 284000 | 22400 | 3.7 | 2.5 | Non Federally-Regulated | 02/22/1990 |  | 07/31/1991
Snyder General Corp. | American Air Filter | HWW015C*G |  | Water-Source | WBAHP: Heat Pump Packaged Unit | Heat Pump | 208 | 1 |  |  | No Match | No Match |  |  |  | 13200 | 1128 | 11.7 | 9.3 | 16000 | 1203 | 3.9 | 3.8 | Non Federally-Regulated | 07/31/1991 |  | 03/31/1998
Command-Aire | Command-Aire | SWP-414 |  | Water-Source | WBAHP: Heat Pump Packaged Unit | Heat Pump | 460 | 3 |  |  | No Match | No Match |  |  |  | 42000 | 4250 | 9.5 | 7.5 | 56000 | 4400 | 3.7 | 2.5 | Non Federally-Regulated | 01/05/1982 |  | 09/08/1982
Climate Control / Snyder General | Electro-Hydronics | LHP12BD |  | Water-Source | WBAHP: Heat Pump Packaged Unit | Heat Pump | 230 | 3 |  |  | No Match | No Match |  |  |  | 128000 | 11000 | 11.6 | 9.2 | 142000 | 11200 | 3.7 | 2.5 | Non Federally-Regulated | 05/16/1984 |  | 08/29/1986
Florida Heat Pump | Florida Heat Pump | EM048-1CF/HZ/VT |  | Ground-Water-Source | WBAHP: Heat Pump Packaged Unit | Heat Pump | 230 | 1 |  |  | No Match | No Match |  |  |  | 51000 | 3953 | 12.9 | 9 | 38000 | 3373 | 3.3 |  | Non Federally-Regulated | 05/29/2001 |  | 07/18/2002
Climate Control / Snyder General | Electro-Hydronics | LE190C3 |  | Water-Source | WBAHP: Heat Pump Packaged Unit | Heat Pump | 230 | 1 |  |  | No Match | No Match |  |  |  | 18200 | 1825 | 10 | 7.5 | 22600 | 2000 | 3.3 | 2.5 | Non Federally-Regulated | 05/16/1984 |  | 08/29/1986
Florida Heat Pump | Loop Group, Inc. | EV048-3CF/HZ/VT |  | Ground-Water-Source | WBAHP: Heat Pump Packaged Unit | Heat Pump | 208 | 3 |  |  | No Match | Multiple-Speed |  |  |  | 55000 | 2670 | 20.6 | 16.2 | 47000 | 2670 | 4.2 | 3.6 | Non Federally-Regulated | 07/06/2011 |  | 12/12/2012
Florida Heat Pump | Florida Heat Pump | TA025-1CS | DX025CC/UC | Ground-Source | WBAHP-C: Heat Pump Split Syste | Heat Pump | 208 | 1 |  |  | No Match | Dual-Speed |  |  |  | 26500 | 1587 | 16.7 | 13.4 | 20500 | 1581 | 3.8 | 3.1 | Non Federally-Regulated | 03/02/2012 |  | 04/20/2015
Command-Aire | Command-Aire | RUWP-501 |  | Water-Source | WBAHP: Heat Pump Packaged Unit | Heat Pump | 230 | 1 |  |  | No Match | No Match |  |  |  | 58600 | 5925 | 9.9 | 9 | 74700 | 5890 | 3.7 | 3.2 | Non Federally-Regulated | 05/11/1988 |  | 03/15/1989
Waterfurnace International, Inc. | Waterfurnace International, Inc. | SXH048C3 |  | Water-Source | WBAHP: Heat Pump Packaged Unit | Heat Pump | 230 | 3 |  |  | No Match | No Match |  |  |  | 49000 | 3629 | 13.5 | 9.3 | 60500 | 3772 | 4.7 | 3.8 | Federally-Regulated Commercial & Industrial Equipment | 03/31/1998 |  | 05/10/1998
Waterfurnace International, Inc. | Waterfurnace International, Inc. | SXH080A4 |  | Water-Source | WBAHP: Heat Pump Packaged Unit | Heat Pump | 460 | 3 |  |  | No Match | No Match |  |  |  | 79500 | 5888 | 13.5 | 9 | 98000 | 6111 | 4.7 | 3.8 | Federally-Regulated Commercial & Industrial Equipment | 02/02/1998 |  | 03/31/1998
Mammoth | Hydrobank II | A006CLF |  | Ground-Water-Source | WBAHP: Heat Pump Packaged Unit | Heat Pump | 115 | 1 |  |  | No Match | No Match |  |  |  | 7500 | 625 | 12 | 9 | 5250 | 480 | 3.2 |  | Non Federally-Regulated | 05/23/2000 |  | 01/18/2001
Florida Heat Pump | Florida Heat Pump | EM012-1HZ |  | Water-Source | WBAHP: Heat Pump Packaged Unit | Heat Pump | 208 | 1 |  |  | No Match | No Match |  |  |  | 11500 | 1008 | 11.4 | 10 | 14600 | 1069 | 4 |  | Federally-Regulated Commercial & Industrial Equipment | 02/02/1998 |  | 03/31/1998
Florida Heat Pump | Florida Heat Pump | EM018-2HZ |  | Water-Source | WBAHP: Heat Pump Packaged Unit | Heat Pump | 265 | 1 |  |  | No Match | No Match |  |  |  | 18500 | 1370 | 13.5 | 9.3 | 25000 | 1526 | 4.8 | 3.8 | Federally-Regulated Commercial & Industrial Equipment | 03/31/1998 |  | 05/10/1998
Addison Products | Addison Products | HPY009-0A |  | Water-Source | WBAHP-CB: Heat Pump Split Syst | Heat Pump | 115 | 1 |  |  | No Match | No Match |  |  |  | 9600 | 813 | 11.8 | 9 | 11800 | 909 | 3.8 | 3.5 | Non Federally-Regulated | 11/14/2000 |  | 07/18/2002
Florida Heat Pump | Florida Heat Pump | GT036-1CS | GT036-1AH/AV | Water-Source | WBAH: Heating Only Packaged Un | Heat Pump | 230 | 1 |  |  | No Match | No Match |  |  |  | 35900 | 2740 | 13.1 | 9 | 41200 | 3095 | 3.9 | 3.5 | Non Federally-Regulated | 05/23/2001 |  | 07/18/2002
Climate Control / Snyder General | Electro-Hydronics | FW330G7 |  | Water-Source | WBAHP: Heat Pump Packaged Unit | Heat Pump | 265 | 1 |  |  | No Match | No Match |  |  |  | 33000 | 3050 | 10.8 | 7.5 | 39000 | 3090 | 3.7 | 2.5 | Non Federally-Regulated | 05/16/1984 |  | 08/29/1986
Addison Products | Addison Products | VGY018-1A |  | Ground-Water-Source | WBAHP: Heat Pump Packaged Unit | Heat Pump | 230 | 1 |  |  | No Match | No Match |  |  |  | 18200 | 1358 | 13.4 | 9 | 14100 | 1291 | 3.2 |  | Non Federally-Regulated | 07/22/2002 |  | 03/12/2009
Mammoth | Hydrobank II | G130HHT/VHT |  | Water-Source | WBAHP: Heat Pump Packaged Unit | Heat Pump | 460 | 3 |  |  | No Match | No Match |  |  |  | 124000 | 9538 | 13 | 10.5 | 159000 | 11650 | 4 | 3.8 | Federally-Regulated Commercial & Industrial Equipment | 03/31/1998 |  | 05/10/1998
ClimateMaster Inc. | Climate Master Series | GRV/GRH019AE |  | Ground-Water-Source | WBAHP: Heat Pump Packaged Unit | Heat Pump | 265 | 1 |  |  | No Match | No Match |  |  |  | 18700 | 1472 | 12.7 | 9 | 12100 | 1107 | 3.2 |  | Non Federally-Regulated | 05/19/2000 |  | 01/18/2001
Florida Heat Pump | Florida Heat Pump | EM041-1HZ |  | Water-Source | WBAHP: Heat Pump Packaged Unit | Heat Pump | 230 | 1 |  |  | No Match | No Match |  |  |  | 39500 | 2992 | 13.2 | 9.3 | 50000 | 3488 | 4.2 | 3.8 | Federally-Regulated Commercial & Industrial Equipment | 03/31/1998 |  | 05/10/1998
Mammoth | Hydrobank II | F035VLG |  | Ground-Water-Source | WBAHP: Heat Pump Packaged Unit | Heat Pump | 208 | 3 |  |  | No Match | No Match |  |  |  | 34500 | 2464 | 14 | 9 | 26500 | 2504 | 3.1 |  | Non Federally-Regulated | 01/18/2001 |  | 07/18/2002
McQuay International | McQuay | FCV/FCW/VWH/VWW048B-G |  | Water-Source | WBAHP: Heat Pump Packaged Unit | Heat Pump | 208 | 1 |  |  | No Match | No Match |  |  |  | 46000 | 3833 | 12 | 10 | 56000 | 3816 | 4.3 |  | Federally-Regulated Commercial & Industrial Equipment | 02/02/1998 |  | 03/31/1998
ClimateMaster Inc. | Carrier Corp. | 50PRH/V030 5 |  | Water-Source | WBAHP: Heat Pump Packaged Unit | Heat Pump | 230 | 3 |  |  | No Match | Single-Speed |  |  |  | 28100 | 2097 | 13.4 | 12 | 35100 | 2236 | 4.6 | 4.2 | Federally-Regulated Commercial & Industrial Equipment | 01/24/2011 |  | 08/23/2011
Climate Control / Snyder General | Electro-Hydronics | FC260G5 |  | Water-Source | WBAHP: Heat Pump Packaged Unit | Heat Pump | 208 | 1 |  |  | No Match | No Match |  |  |  | 26000 | 2450 | 10.6 | 7.5 | 31600 | 2500 | 3.7 | 2.5 | Non Federally-Regulated | 05/16/1984 |  | 08/29/1986
Waterfurnace International, Inc. | Waterfurnace International, Inc. | SXV030*3 |  | Water-Source | WBAHP: Heat Pump Packaged Unit | Heat Pump | 230 | 3 |  |  | No Match | No Match |  |  |  | 30600 | 2125 | 14.4 | 10 | 36600 | 2144 | 5 |  | Federally-Regulated Commercial & Industrial Equipment | 10/05/1999 |  | 05/19/2000
Hydro Delta Corp. | Hydro Delta Corp. | 03-054-WTARD-HE |  | Water-Source | WBAHP-CB: Heat Pump Split Syst | Heat Pump | 208 | 1 |  |  | No Match | No Match |  |  |  | 55000 | 4435 | 12.4 | 9 | 64000 | 5208 | 3.6 | 3.5 | Non Federally-Regulated | 10/05/1999 |  | 04/12/2000
Waterfurnace International, Inc. | Waterfurnace International, Inc. | SXV036C3 |  | Water-Source | WBAHP-CB: Heat Pump Split Syst | Heat Pump | 230 | 3 |  |  | No Match | No Match |  |  |  | 37600 | 2870 | 13.1 | 9 | 40500 | 2967 | 4 | 3.5 | Non Federally-Regulated | 05/10/1998 |  | 10/02/1998
Waterfurnace International, Inc. | Waterfurnace International, Inc. | SXH068C1 |  | Water-Source | WBAHP: Heat Pump Packaged Unit | Heat Pump | 230 | 1 |  |  | No Match | No Match |  |  |  | 65000 | 5200 | 12.5 | 9 | 84000 | 5470 | 4.5 | 3.8 | Federally-Regulated Commercial & Industrial Equipment | 02/02/1998 |  | 03/31/1998
Florida Heat Pump | Florida Heat Pump | EM024-2CS | EM024-2AH/AV | Ground-Water-Source | WBAHP-CB: Heat Pump Split Syst | Heat Pump | 265 | 1 |  |  | No Match | No Match |  |  |  | 25000 | 1773 | 14.1 | 9 | 18000 | 1506 | 3.5 |  | Non Federally-Regulated | 05/29/2001 |  | 07/18/2002
Waterfurnace International, Inc. | Spectra | SXV036A1 |  | Water-Source | WBAHP: Heat Pump Packaged Unit | Heat Pump | 208 | 1 |  |  | No Match | No Match |  |  |  | 36000 | 2647 | 13.6 | 10 | 44500 | 2774 | 4.7 |  | Federally-Regulated Commercial & Industrial Equipment | 06/02/1993 |  | 06/03/1993
Waterfurnace International, Inc. | Waterfurnace International, Inc. | SXV095A3 |  | Ground-Source | WBAHP: Heat Pump Packaged Unit | Heat Pump | 208 | 3 |  |  | No Match | No Match |  |  |  | 99000 | 6875 | 14.4 |  | 65500 | 6398 | 3 |  | Non Federally-Regulated | 03/31/1998 |  | 05/10/1998
Addison Products | Addison Products | WSH029-1AR |  | Water-Source | WBAHP: Heat Pump Packaged Unit | Heat Pump | 208 | 1 |  |  | No Match | No Match |  |  |  | 28300 | 2021 | 14 | 10 | 34900 | 2176 | 4.7 |  | Federally-Regulated Commercial & Industrial Equipment | 02/02/1998 |  | 03/31/1998
Waterfurnace International, Inc. | Eagle Mountain | ZS060**0*0 |  | Water-Source | WBAHP: Heat Pump Packaged Unit | Heat Pump | 230 | 1 |  |  | No Match | Single-Speed |  |  |  | 58400 | 3973 | 14.7 | 12 | 72500 | 4829 | 4.4 | 4.2 | Federally-Regulated Commercial & Industrial Equipment | 01/24/2011 |  | 04/19/2013
McQuay / Snyder General | Electro-Hydronics | LHP22AD |  | Water-Source | WBAHP: Heat Pump Packaged Unit | Heat Pump | 230 | 3 |  |  | No Match | No Match |  |  |  | 240400 | 20550 | 11.7 |  | 270000 | 21400 | 3.7 |  | Non Federally-Regulated | 05/11/1988 |  | 03/15/1989
McQuay International | McQuay | CCW036E-T |  | Ground-Water-Source | WBAHP: Heat Pump Packaged Unit | Heat Pump | 460 | 3 |  |  | No Match | No Match |  |  |  | 36200 | 2701 | 13.4 | 9 | 25400 | 2566 | 2.9 |  | Non Federally-Regulated | 10/06/1999 |  | 04/10/2000
Waterfurnace International, Inc. | Waterfurnace International, Inc. | ATH010C1 |  | Ground-Water-Source | WBAHP: Heat Pump Packaged Unit | Heat Pump | 230 | 1 |  |  | No Match | No Match |  |  |  | 9900 | 642 | 15.4 | 9 | 7400 | 657 | 3.3 |  | Non Federally-Regulated | 01/30/1998 |  | 03/31/1998
Addison Products | Heat Controller | WRH032-1JA | HRH032-1J/1JB | Water-Source | WBAHP-C: Heat Pump Split Syste | Heat Pump | 208 | 1 |  |  | No Match | No Match |  |  |  | 30200 | 2745 | 11 | 10 | 37600 | 2899 | 3.8 |  | Federally-Regulated Commercial & Industrial Equipment | 10/05/1999 |  | 04/12/2000
Trane U.S. Inc. | Trane | GSHC0601A |  | Water-Source | WBAHP-CB: Heat Pump Split Syst | Heat Pump | 208 | 1 |  |  | No Match | No Match |  |  |  | 60000 | 4511 | 13.3 | 9 | 67000 | 5608 | 3.5 | 3.5 | Non Federally-Regulated | 10/05/1999 |  | 04/12/2000
ClimateMaster Inc. | Carrier Corp. | 38WQS042 3 | FK4CNF005 | Ground-Water-Source | WBAHP-CB: Heat Pump Split Syst | Heat Pump | 230 | 1 |  |  | No Match | Single-Speed |  |  |  | 44100 | 2239 | 19.7 | 16.2 | 37800 | 2842 | 3.9 | 3.6 | Non Federally-Regulated | 09/15/2009 |  | 02/17/2011
McQuay International | McQuay | W-CMG-1-024-E |  | Water-Source | WBAHP: Heat Pump Packaged Unit | Heat Pump | 230 | 1 |  |  | No Match | No Match |  |  |  | 25400 | 1840 | 13.8 | 10 | 29800 | 2129 | 4.1 |  | Federally-Regulated Commercial & Industrial Equipment | 09/21/2000 |  | 03/12/2009
American Air Filter | Enercon | GHW-41 |  | Water-Source | WBAHP: Heat Pump Packaged Unit | Heat Pump | 230 | 3 |  |  | No Match | No Match |  |  |  | 40500 | 3682 | 11 | 9 | 49500 | 4266 | 3.4 | 3.2 | Non Federally-Regulated | 02/22/1990 |  | 07/31/1991
Enertech Global, LLC | Enertech | GCT024C |  | Ground-Source | WBAHP: Heat Pump Packaged Unit | Heat Pump | 230 | 1 |  |  | No Match | Single-Speed |  |  |  | 25900 | 1289 | 20.1 | 13.4 | 19400 | 1263 | 4.5 | 3.1 | Non Federally-Regulated | 05/02/2012 |  | 04/21/2014
McQuay International | McQuay International | WVHC1036*E |  | Water-Source | WBAHP-O: Heat Pump Packaged Un | Heat Pump | 230 | 1 |  |  | No Match | Single-Speed |  |  |  | 35400 | 2511 | 14.1 | 12 | 44900 | 3062 | 4.3 | 4.2 | Federally-Regulated Commercial & Industrial Equipment | 09/15/2009 |  | 04/21/2014
Addison Products | Heat Controller | WPH044-3JA/3JBA |  | Water-Source | WBAHP: Heat Pump Packaged Unit | Heat Pump | 208 | 3 |  |  | No Match | No Match |  |  |  | 41000 | 3727 | 11 | 10 | 51000 | 3932 | 3.8 |  | Federally-Regulated Commercial & Industrial Equipment | 10/05/1999 |  | 04/12/2000
Command-Aire | Command-Aire | SWP197E |  | Water-Source | WBAHP: Heat Pump Packaged Unit | Heat Pump | 265 | 1 |  |  | No Match | No Match |  |  |  | 18500 | 1680 | 11 | 9 | 24500 | 1750 | 4 | 3.2 | Non Federally-Regulated | 02/22/1990 |  | 07/31/1991
Mammoth | Hydrobank II | D072HHJ |  | Water-Source | WBAHP: Heat Pump Packaged Unit | Heat Pump | 230 | 1 |  |  | No Match | No Match |  |  |  | 66000 | 5076 | 13 | 9 | 84500 | 5626 | 4.4 | 3.8 | Federally-Regulated Commercial & Industrial Equipment | 05/23/2000 |  | 01/18/2001
ClimateMaster Inc. | Climate Master | TZV/H048 |  | Ground-Source | WBAHP: Heat Pump Packaged Unit | Heat Pump | 208 | 1 |  |  | No Match | Single-Speed |  |  |  | 48100 | 3103 | 15.5 | 13.4 | 35600 | 2820 | 3.7 | 3.1 | Non Federally-Regulated | 08/23/2011 |  | 05/02/2012
Addison Products | Addison Products | VWPG042-1B-XL* |  | Ground-Water-Source | WBAHP: Heat Pump Packaged Unit | Heat Pump | 230 | 1 |  |  | No Match | No Match |  |  |  | 41500 | 2881 | 14.4 | 9 | 30000 | 2930 | 3 |  | Non Federally-Regulated | 05/10/1998 |  | 10/02/1998
Bard Manufacturing Company, Inc. | Bard | HWP30 |  | Water-Source | WBAHP: Heat Pump Packaged Unit | Heat Pump | 208 | 1 |  |  | No Match | No Match |  |  |  | 28400 | 2570 | 11.1 | 7.5 | 36800 | 2750 | 3.9 | 2.5 | Non Federally-Regulated | 05/16/1984 |  | 05/11/1988
Florida Heat Pump | Florida Heat Pump | GT018-2CF/HZ/VT |  | Water-Source | WBAHP-CB: Heat Pump Split Syst | Heat Pump | 265 | 1 |  |  | No Match | No Match |  |  |  | 16600 | 1084 | 15.3 | 9 | 17800 | 1185 | 4.4 | 3.5 | Non Federally-Regulated | 04/12/2000 |  | 07/18/2002
Climate Control / Snyder General | Trane | WPVA26XD* |  | Water-Source | WBAHP: Heat Pump Packaged Unit | Heat Pump | 265 | 1 |  |  | No Match | No Match |  |  |  | 26000 | 2453 | 10.6 | 7.5 | 31600 | 2503 | 3.7 | 2.5 | Non Federally-Regulated | 05/16/1984 |  | 06/11/1985
Waterfurnace International, Inc. | Eagle Mountain | ZS048**3*4 |  | Ground-Source | WBAHP: Heat Pump Packaged Unit | Heat Pump | 230 | 3 |  |  | No Match | Single-Speed |  |  |  | 49500 | 2735 | 18.1 | 13.4 | 36900 | 3004 | 3.6 | 3.1 | Non Federally-Regulated | 06/14/2011 |  | 04/19/2013
Addison Products | Addison Products | DWPG054-1B-XL* |  | Water-Source | WBAHP-CB: Heat Pump Split Syst | Heat Pump | 230 | 1 |  |  | No Match | No Match |  |  |  | 55000 | 4166 | 13.2 | 9 | 61500 | 4506 | 4 | 3.5 | Non Federally-Regulated | 12/14/1998 |  | 10/05/1999
Waterfurnace International, Inc. | Waterfurnace International, Inc. | CXC018*2 |  | Ground-Water-Source | WBAHP: Heat Pump Packaged Unit | Heat Pump | 265 | 1 |  |  | No Match | No Match |  |  |  | 18100 | 1360 | 13.3 | 9 | 14600 | 1336 | 3.2 |  | Non Federally-Regulated | 10/06/1999 |  | 04/10/2000
Geoflex Systems, Inc. | Geoflex Systems, Inc. | GS1S-V/H/D/M-060WAABE |  | Water-Source | WBAHP: Heat Pump Packaged Unit | Heat Pump | 230 | 1 |  |  | No Match | Single-Speed |  |  |  | 63200 | 3762 | 16.8 | 12 | 71000 | 3926 | 5.3 | 4.2 | Federally-Regulated Commercial & Industrial Equipment | 03/02/2012 |  | 01/09/2014
Johnson Controls | Johnson Controls | VSCS30B1****0 |  | Ground-Source | WBAHP: Heat Pump Packaged Unit | Heat Pump | 208 | 1 |  |  | No Match | Single-Speed |  |  |  | 31800 | 2092 | 15.2 | 13.4 | 22100 | 2089 | 3.1 | 3.1 | Non Federally-Regulated | 03/02/2012 |  | 10/24/2014
Waterfurnace International, Inc. | Geosmart Energy, Inc. | USV/USH060**3*4 |  | Water-Source | WBAHP: Heat Pump Packaged Unit | Heat Pump | 230 | 3 |  |  | No Match | Single-Speed |  |  |  | 58400 | 3817 | 15.3 | 12 | 72500 | 4521 | 4.7 | 4.2 | Federally-Regulated Commercial & Industrial Equipment | 06/14/2011 |  | 03/02/2012
Carrier Corp. | Carrier | 50HQ,VQ0143 |  | Water-Source | WBAHP: Heat Pump Packaged Unit | Heat Pump | 230 | 1 |  |  | No Match | No Match |  |  |  | 14000 | 1550 | 9 | 7.5 | 17000 | 1650 | 3 | 2.5 | Non Federally-Regulated | 08/30/1983 |  | 05/11/1988
Enertech Global, LLC | Enertech | HST072A2 | MPD072 | Ground-Water-Source | WBAHP-CB: Heat Pump Split Syst | Heat Pump | 230 | 3 |  |  | No Match | Single-Speed | 2857 | 693 | 1 | 71700 | 3550 | 20.2 | 16.2 | 63700 | 4553 | 4.1 | 3.6 | Non Federally-Regulated | 12/12/2012 |  | 04/29/2015
Addison Products | Addison Products | HWPH028-1J |  | Water-Source | WBAHP: Heat Pump Packaged Unit | Heat Pump | 230 | 1 |  |  | No Match | No Match |  |  |  | 27600 | 2509 | 11 | 9.3 | 36400 | 2735 | 3.9 | 3.8 | Federally-Regulated Commercial & Industrial Equipment | 03/31/1998 |  | 05/10/1998
Trane U.S. Inc. | Trane | WPHD0351 |  | Water-Source | WBAHP: Heat Pump Packaged Unit | Heat Pump | 208 | 1 |  |  | No Match | No Match |  |  |  | 36100 | 3281 | 11 | 9.3 | 45800 | 3532 | 3.8 | 3.8 | Federally-Regulated Commercial & Industrial Equipment | 03/31/1998 |  | 05/10/1998
Florida Heat Pump | Florida Heat Pump | GT030-1CF/HZ/VT |  | Ground-Water-Source | WBAHP: Heat Pump Packaged Unit | Heat Pump | 208 | 1 |  |  | No Match | No Match |  |  |  | 29000 | 1812 | 16 | 9 | 20000 | 1627 | 3.6 |  | Non Federally-Regulated | 07/22/2002 |  | 03/12/2009
Climate Control / Snyder General | Electro-Hydronics | UW550GD |  | Water-Source | WBAHP: Heat Pump Packaged Unit | Heat Pump | 230 | 3 |  |  | No Match | No Match |  |  |  | 55000 | 5670 | 9.7 | 7.5 | 67000 | 5610 | 3.5 | 2.5 | Non Federally-Regulated | 06/11/1985 |  | 08/29/1986
Waterfurnace International, Inc. | Waterfurnace International, Inc. | ATH056D1 |  | Ground-Source | WBAHP: Heat Pump Packaged Unit | Heat Pump | 208 | 1 |  |  | No Match | No Match |  |  |  | 58000 | 3790 | 15.3 |  | 44500 | 4075 | 3.2 |  | Non Federally-Regulated | 03/31/1998 |  | 05/10/1998
Trane U.S. Inc. | Trane | GEHA036 |  | Water-Source | WBAHP: Heat Pump Packaged Unit | Heat Pump | 208 | 1 |  |  | No Match | No Match |  |  |  | 36556 | 2583 | 14.2 | 10 | 40755 | 2590 | 4.6 |  | Federally-Regulated Commercial & Industrial Equipment | 05/19/2000 |  | 09/25/2002
Enertech Global, LLC | Enertech | TXT048C2 |  | Ground-Source | WBAHP: Heat Pump Packaged Unit | Heat Pump | 230 | 3 |  |  | No Match | Single-Speed |  |  |  | 49900 | 2697 | 18.5 | 13.4 | 39500 | 2756 | 4.2 | 3.1 | Non Federally-Regulated | 03/02/2012 |  | 05/02/2012
McQuay / Snyder General | Electro-Hydronics | FC260G3 |  | Water-Source | WBAHP: Heat Pump Packaged Unit | Heat Pump | 230 | 1 |  |  | No Match | No Match |  |  |  | 26000 | 2450 | 10.6 | 7.5 | 31600 | 2500 | 3.7 | 2.5 | Non Federally-Regulated | 08/29/1986 |  | 05/11/1988
ClimateMaster Inc. | Climate Master Series | 814-036-E******** |  | Water-Source | WBAHP: Heat Pump Packaged Unit | Heat Pump | 265 | 1 |  |  | No Match | No Match |  |  |  | 36000 | 3190 | 11.3 | 9 | 42500 | 3190 | 3.9 | 3.2 | Federally-Regulated Commercial & Industrial Equipment | 01/23/1988 |  | 05/11/1988
Waterfurnace International, Inc. | Waterfurnace International, Inc. | ATV040D0 |  | Ground-Water-Source | WBAHP: Heat Pump Packaged Unit | Heat Pump | 230 | 1 |  |  | No Match | No Match |  |  |  | 42500 | 2656 | 16 | 11 | 44000 | 2930 | 4.4 | 3.5 | Non Federally-Regulated | 03/31/1998 |  | 05/10/1998
Trane U.S. Inc. | Command-Aire | SPVF0603 |  | Water-Source | WBAHP: Heat Pump Packaged Unit | Heat Pump | 208 | 3 |  |  | No Match | No Match |  |  |  | 59500 | 4343 | 13.7 | 10 | 72000 | 4794 | 4.4 |  | Federally-Regulated Commercial & Industrial Equipment | 10/05/1999 |  | 04/12/2000
ClimateMaster Inc. | Climate Master Series | VP/HP042G |  | Ground-Water-Source | WBAHP: Heat Pump Packaged Unit | Heat Pump | 208 | 1 |  |  | No Match | No Match |  |  |  | 42000 | 3181 | 13.2 | 9 | 31000 | 2838 | 3.2 |  | Non Federally-Regulated | 04/10/2000 |  | 11/14/2000
Carrier Corp. | Carrier | 50QEH0485 |  | Water-Source | WBAHP: Heat Pump Packaged Unit | Heat Pump | 208 | 3 |  |  | No Match | No Match |  |  |  | 47000 | 4273 | 11 | 9 | 59000 | 4550 | 3.8 | 3.2 | Federally-Regulated Commercial & Industrial Equipment | 12/12/1988 |  | 02/22/1990
Command-Aire | Command-Aire | SWPH613E |  | Water-Source | WBAHP: Heat Pump Packaged Unit | Heat Pump | 208 | 3 |  |  | No Match | No Match |  |  |  | 62000 | 5640 | 11 | 7.5 | 74000 | 5290 | 4.1 | 2.5 | Non Federally-Regulated | 05/16/1984 |  | 06/11/1985
Climate Control / Snyder General | Electro-Hydronics | CC500GK |  | Water-Source | WBAHP: Heat Pump Packaged Unit | Heat Pump | 208 | 3 |  |  | No Match | No Match |  |  |  | 50000 | 4850 | 10.3 | 7.5 | 65000 | 4900 | 3.9 | 2.5 | Non Federally-Regulated | 05/16/1984 |  | 08/29/1986
Waterfurnace International, Inc. | Waterfurnace International, Inc. | SXH058C0 |  | Water-Source | WBAHP: Heat Pump Packaged Unit | Heat Pump | 230 | 1 |  |  | No Match | No Match |  |  |  | 55000 | 4044 | 13.6 | 10 | 69000 | 4493 | 4.5 |  | Federally-Regulated Commercial & Industrial Equipment | 12/14/1998 |  | 10/05/1999
Command-Aire | Command-Aire | SWPHXR354E |  | Water-Source | WBAHP: Heat Pump Packaged Unit | Heat Pump | 460 | 3 |  |  | No Match | No Match |  |  |  | 36000 | 3270 | 11 | 9 | 49000 | 3500 | 4 | 3.2 | Non Federally-Regulated | 05/11/1988 |  | 03/15/1989
Florida Heat Pump | Bosch | EC012-1CF/HZ/VT |  | Ground-Water-Source | WBAHP: Heat Pump Packaged Unit | Heat Pump | 230 | 1 |  |  |  | Single-Speed |  |  |  | 12400 | 653 | 19 | 16.2 | 11500 | 936 | 3.6 | 3.6 | Non Federally-Regulated | 04/22/2015 |  | 05/01/2015
McQuay International | McQuay | W-CDD/CDE/CMG-1-060-K |  | Water-Source | WBAHP: Heat Pump Packaged Unit | Heat Pump | 460 | 3 |  |  | No Match | No Match |  |  |  | 55000 | 4365 | 12.6 | 10 | 67000 | 4674 | 4.2 |  | Federally-Regulated Commercial & Industrial Equipment | 10/05/1999 |  | 09/21/2000
Addison Products | Heat Controller | HWPH36-3JRC/3JLC |  | Water-Source | WBAHP-CB: Heat Pump Split Syst | Heat Pump | 208 | 3 |  |  | No Match | No Match |  |  |  | 35600 | 3236 | 11 | 9 | 40000 | 3348 | 3.5 | 3.5 | Non Federally-Regulated | 10/05/1999 |  | 04/12/2000
Command-Aire | Command-Aire | SWPC-131 |  | Water-Source | WBAHP: Heat Pump Packaged Unit | Heat Pump | 230 | 1 |  |  | No Match | No Match |  |  |  | 13000 | 1300 | 10 | 7.5 | 17200 | 1450 | 3.5 | 2.5 | Non Federally-Regulated | 01/05/1982 |  | 05/11/1988
ClimateMaster Inc. | Climate Master Series | GSS030AG | GAH30 | Ground-Water-Source | WBAHP-CB: Heat Pump Split Syst | Heat Pump | 208 | 1 |  |  | No Match | No Match |  |  |  | 30000 | 2054 | 14.6 | 9 | 22000 | 2014 | 3.2 |  | Non Federally-Regulated | 04/10/2000 |  | 11/19/2001
ClimateMaster Inc. | Climate Master Series | 804-031-F********* |  | Water-Source | WBAHP: Heat Pump Packaged Unit | Heat Pump | 460 | 3 |  |  | No Match | No Match |  |  |  | 30000 | 2900 | 10.3 | 9 | 40500 | 3200 | 3.7 | 3.2 | Federally-Regulated Commercial & Industrial Equipment | 04/21/1988 |  | 07/27/1992
Trane U.S. Inc. | Trane | WPHD0091 |  | Water-Source | WBAHP: Heat Pump Packaged Unit | Heat Pump | 208 | 1 |  |  | No Match | No Match |  |  |  | 8400 | 672 | 12.5 | 10 | 10000 | 651 | 4.5 |  | Federally-Regulated Commercial & Industrial Equipment | 10/05/1999 |  | 04/12/2000
American Air Filter | Enercon | GHW-12 |  | Water-Source | WBAHP: Heat Pump Packaged Unit | Heat Pump | 208 | 1 |  |  | No Match | No Match |  |  |  | 11200 | 1056 | 10.6 | 9 | 14800 | 1172 | 3.7 | 3.2 | Non Federally-Regulated | 02/22/1990 |  | 07/31/1991
Climate Control / Snyder General | Electro-Hydronics | LHP25AK |  | Water-Source | WBAHP: Heat Pump Packaged Unit | Heat Pump | 208 | 3 |  |  | No Match | No Match |  |  |  | 256000 | 22000 | 11.6 | 7.5 | 284000 | 22400 | 3.7 | 2.2 | Non Federally-Regulated | 05/16/1984 |  | 06/11/1985
Carrier Corp. | Carrier | 50QEV0423 |  | Water-Source | WBAHP: Heat Pump Packaged Unit | Heat Pump | 208 | 1 |  |  | No Match | No Match |  |  |  | 42000 | 3660 | 11.5 | 9 | 50500 | 3764 | 3.9 | 3.2 | Non Federally-Regulated | 10/10/1989 |  | 07/31/1991
Waterfurnace International, Inc. | Eagle Mountain | GTS064A1 | GAH060* | Ground-Source | WBAHP-CB: Heat Pump Split Syst | Heat Pump | 208 | 1 |  |  | No Match | Dual-Speed |  |  |  | 59100 | 3813 | 15.5 | 13.4 | 43200 | 3517 | 3.6 | 3.1 | Non Federally-Regulated | 01/24/2011 |  | 04/19/2013
McQuay / Snyder General | Electro-Hydronics | CC420G5 |  | Water-Source | WBAHP: Heat Pump Packaged Unit | Heat Pump | 208 | 1 |  |  | No Match | No Match |  |  |  | 42000 | 3850 | 10.9 | 7.5 | 52000 | 4100 | 3.7 | 2.5 | Non Federally-Regulated | 08/29/1986 |  | 05/11/1988
Climate Control / Snyder General | Electro-Hydronics | FC610GD |  | Water-Source | WBAHP: Heat Pump Packaged Unit | Heat Pump | 230 | 3 |  |  | No Match | No Match |  |  |  | 61500 | 5850 | 10.5 | 7.5 | 77000 | 5785 | 3.9 | 2.5 | Non Federally-Regulated | 06/11/1985 |  | 08/29/1986
Florida Heat Pump | Florida Heat Pump | TA061-1CS | DX061 | Ground-Water-Source | WBAHP-CB: Heat Pump Split Syst | Both Heat Pump and Electric Re | 230 | 1 |  |  | No Match | Dual-Speed | 2626 | 730 | 1 | 68800 | 3356 | 20.5 | 16.2 | 63100 | 4301 | 4.3 | 3.6 | Non Federally-Regulated | 11/30/2011 |  | 03/02/2012
Mammoth | Mammoth | D034HSEXXX |  | Water-Source | WBAHP: Heat Pump Packaged Unit | Heat Pump | 208 | 1 |  |  | No Match | No Match |  |  |  | 33700 | 3060 | 11 | 9 | 44200 | 3500 | 3.7 | 3.2 | Non Federally-Regulated | 05/11/1988 |  | 03/15/1989
Florida Heat Pump | Florida Heat Pump | EM036-1CF/HZ/VT |  | Ground-Water-Source | WBAHP: Heat Pump Packaged Unit | Heat Pump | 230 | 1 |  |  | No Match | No Match |  |  |  | 36500 | 2534 | 14.4 | 9 | 26000 | 2308 | 3.3 |  | Non Federally-Regulated | 07/22/2002 |  | 03/12/2009
Trane U.S. Inc. | Command-Aire | GSUF0421A |  | Water-Source | WBAHP-CB: Heat Pump Split Syst | Heat Pump | 208 | 1 |  |  | No Match | No Match |  |  |  | 43500 | 2861 | 15.2 | 9 | 45500 | 3251 | 4.1 | 3.5 | Non Federally-Regulated | 10/05/1999 |  | 04/12/2000
McQuay International | McQuay | W-FDS/FDL/FDD-1-012-E |  | Water-Source | WBAHP: Heat Pump Packaged Unit | Heat Pump | 230 | 1 |  |  | No Match | No Match |  |  |  | 11600 | 1035 | 11.2 | 10 | 14000 | 1079 | 3.8 |  | Federally-Regulated Commercial & Industrial Equipment | 10/05/1999 |  | 09/21/2000
Addison Products | Addison Products | HWPH044-3JA/3JBA |  | Water-Source | WBAHP: Heat Pump Packaged Unit | Heat Pump | 230 | 3 |  |  | No Match | No Match |  |  |  | 41000 | 3727 | 11 | 10 | 51000 | 3933 | 3.8 |  | Federally-Regulated Commercial & Industrial Equipment | 02/02/1998 |  | 03/31/1998
Carrier Corp. | Carrier | 50QXV0305 |  | Water-Source | WBAHP: Heat Pump Packaged Unit | Heat Pump | 208 | 3 |  |  | No Match | No Match |  |  |  | 31000 | 2675 | 11.6 | 9 | 36200 | 2658 | 4 | 3.2 | Federally-Regulated Commercial & Industrial Equipment | 09/25/1989 |  | 10/10/1989
Dinh Co., Inc. | Dinh Rotocom | WAHP 4 |  | Water-Source | WBAHP: Heat Pump Packaged Unit | Heat Pump | 230 | 1 |  |  | No Match | No Match |  |  |  | 42000 | 3290 | 12.8 | 9 | 50400 | 3230 | 4.5 | 3.2 | Federally-Regulated Commercial & Industrial Equipment | 03/03/1988 |  | 05/11/1988
Climate Control / Snyder General | Electro-Hydronics | UC550FK |  | Water-Source | WBAHP: Heat Pump Packaged Unit | Heat Pump | 208 | 3 |  |  | No Match | No Match |  |  |  | 55000 | 5670 | 9.7 | 7.5 | 67000 | 5610 | 3.5 | 2.5 | Non Federally-Regulated | 06/11/1985 |  | 08/29/1986
Trane U.S. Inc. | Trane | WPVE0284 |  | Water-Source | WBAHP: Heat Pump Packaged Unit | Heat Pump | 460 | 3 |  |  | No Match | No Match |  |  |  | 27000 | 2288 | 11.8 | 10 | 34600 | 2472 | 4.1 |  | Federally-Regulated Commercial & Industrial Equipment | 10/05/1999 |  | 04/12/2000
Florida Heat Pump | Energy Miser | LT 30 CF -1 |  | Ground-Water-Source | WBAHP: Heat Pump Packaged Unit | Heat Pump | 208 | 1 |  |  | No Match | No Match |  |  |  | 28000 | 2333 | 12 | 11 | 33000 | 2845 | 3.4 | 3.4 | Non Federally-Regulated | 07/31/1991 |  | 03/31/1998
Waterfurnace International, Inc. | Rybacki - Hart Enterprises | ZS030**2*4 |  | Ground-Water-Source | WBAHP: Heat Pump Packaged Unit | Heat Pump | 265 | 1 |  |  | No Match | Single-Speed |  |  |  | 32900 | 1377 | 23.9 | 16.2 | 28300 | 1885 | 4.4 | 3.6 | Non Federally-Regulated | 06/14/2011 |  | 04/19/2013
Climate Control / Snyder General | Electro-Hydronics | FW400FK |  | Water-Source | WBAHP: Heat Pump Packaged Unit | Heat Pump | 208 | 3 |  |  | No Match | No Match |  |  |  | 39600 | 3960 | 10 | 7.5 | 45000 | 3880 | 3.4 | 2.5 | Non Federally-Regulated | 06/11/1985 |  | 08/29/1986
Mammoth | Hydrobank II | E030VHK |  | Water-Source | WBAHP: Heat Pump Packaged Unit | Heat Pump | 265 | 1 |  |  | No Match | No Match |  |  |  | 30000 | 2727 | 11 | 10 | 38000 | 2854 | 3.9 |  | Federally-Regulated Commercial & Industrial Equipment | 06/27/2003 |  | 03/12/2009
Florida Heat Pump | Florida Heat Pump | EM018-2CS | EM018-2AH/AV | Water-Source | WBAH: Heating Only Packaged Un | Heat Pump | 265 | 1 |  |  | No Match | No Match |  |  |  | 20000 | 1694 | 11.8 | 9 | 24500 | 1994 | 3.6 | 3.5 | Non Federally-Regulated | 05/23/2001 |  | 07/18/2002
Carrier Corp. - Syracuse | Carrier | 50VQG/HQG060 |  | Ground-Water-Source | WBAHP: Heat Pump Packaged Unit | Heat Pump | 208 | 1 |  |  | No Match | No Match |  |  |  | 60000 | 4615 | 13 | 9 | 41000 | 3754 | 3.2 |  | Non Federally-Regulated | 12/14/1998 |  | 04/10/2000
Waterfurnace International, Inc. | WFI Industries, Ltd. | VLV/VXV042*1 |  | Ground-Water-Source | WBAHP: Heat Pump Packaged Unit | Heat Pump | 208 | 1 |  |  | No Match | No Match |  |  |  | 41500 | 3143 | 13.2 | 9 | 27900 | 2919 | 2.8 |  | Non Federally-Regulated | 06/20/2003 |  | 03/12/2009
Addison Products | Addison Products | HGY009-8A |  | Water-Source | WBAHP-CB: Heat Pump Split Syst | Heat Pump | 265 | 1 |  |  | No Match | No Match |  |  |  | 9600 | 813 | 11.8 | 9 | 11900 | 917 | 3.8 | 3.5 | Non Federally-Regulated | 07/22/2002 |  | 03/12/2009
Addison Products | Addison Products | WRH032-1JA | HRH032-1J/1JB | Water-Source | WBAH: Heating Only Packaged Un | Heat Pump | 230 | 1 |  |  | No Match | No Match |  |  |  | 31600 | 2872 | 11 | 9 | 35400 | 2963 | 3.5 | 3.5 | Non Federally-Regulated | 10/05/1999 |  | 09/21/2000
Waterfurnace International, Inc. | Waterfurnace International, Inc. | NDV/NDH038F1*1 |  | Ground-Water-Source | WBAHP: Heat Pump Packaged Unit | Heat Pump | 230 | 1 |  |  | No Match | Dual-Speed |  |  |  | 39400 | 1635 | 24.1 | 16.2 | 33600 | 2052 | 4.8 | 3.6 | Non Federally-Regulated | 05/02/2012 |  | 04/19/2013
Waterfurnace International, Inc. | Rybacki - Hart Enterprises | ZS070**4*1 |  | Water-Source | WBAHP: Heat Pump Packaged Unit | Heat Pump | 460 | 3 |  |  | No Match | Single-Speed |  |  |  | 63000 | 4406 | 14.3 | 12 | 79000 | 4926 | 4.7 | 4.2 | Federally-Regulated Commercial & Industrial Equipment | 01/24/2011 |  | 04/19/2013
ClimateMaster Inc. | Climate Master Series | 805-030G********* |  | Ground-Water-Source | WBAHP: Heat Pump Packaged Unit | Heat Pump | 208 | 1 |  |  | No Match | No Match |  |  |  | 29600 | 3180 | 9.3 |  | 37200 | 3300 | 3.3 |  | Non Federally-Regulated | 05/11/1988 |  | 03/15/1989
ClimateMaster Inc. | Trane | WPVA33XD* |  | Water-Source | WBAHP: Heat Pump Packaged Unit | Heat Pump | 265 | 1 |  |  | No Match | No Match |  |  |  | 33000 | 3056 | 10.8 | 9 | 39000 | 3089 | 3.7 | 3.2 | Non Federally-Regulated | 05/11/1988 |  | 03/15/1989
Florida Heat Pump | Geomaster, LLC | EP007-2HZ/VT |  | Ground-Source | WBAHP: Heat Pump Packaged Unit | Heat Pump | 265 | 1 |  |  | No Match | Single-Speed |  |  |  | 7400 | 400 | 18.5 | 13.4 | 5100 | 427 | 3.5 | 3.1 | Non Federally-Regulated | 08/23/2011 |  | 11/30/2011
McQuay International | McQuay | W-CDL/CDS/CMS-1-042-F |  | Water-Source | WBAHP: Heat Pump Packaged Unit | Heat Pump | 230 | 3 |  |  | No Match | No Match |  |  |  | 40500 | 3521 | 11.5 | 10 | 49500 | 3625 | 4 |  | Federally-Regulated Commercial & Industrial Equipment | 10/05/1999 |  | 09/21/2000
ClimateMaster Inc. | Climate Master | TES/P064A | TAH064B | Ground-Water-Source | WBAHP-CB: Heat Pump Split Syst | Heat Pump | 208 | 1 |  |  | No Match | Single-Speed |  |  |  | 63200 | 2860 | 22.1 | 16.2 | 58100 | 3960 | 4.3 | 3.6 | Non Federally-Regulated | 12/12/2012 |  | 06/09/2015
Enertech Global, LLC | Enertech | GHT024A |  | Ground-Source | WBAHP: Heat Pump Packaged Unit | Heat Pump | 230 | 1 |  |  | No Match | Single-Speed |  |  |  | 24500 | 1361 | 18 | 13.4 | 19300 | 1450 | 3.9 | 3.1 | Non Federally-Regulated | 08/23/2011 |  | 12/12/2012
California Heat Pump | California Heat Pump | CHP-33H*-34-** |  | Water-Source | WBAHP: Heat Pump Packaged Unit | Heat Pump | 460 | 3 |  |  | No Match | No Match |  |  |  | 32500 | 3700 | 8.8 | 7.5 | 33200 | 3400 | 2.9 | 2.5 | Non Federally-Regulated | 09/08/1982 |  | 06/11/1985
Carrier Corp. | Carrier | 50QXH0184 |  | Water-Source | WBAHP: Heat Pump Packaged Unit | Heat Pump | 265 | 1 |  |  | No Match | No Match |  |  |  | 18500 | 1637 | 11.3 | 9 | 21800 | 1681 | 3.8 | 3.2 | Non Federally-Regulated | 03/15/1989 |  | 09/25/1989
Thermal Energy Systems | Jacobsen Energy Ind., Inc. | 72***3**** |  | Water-Source | WBAHP: Heat Pump Packaged Unit | Heat Pump | 230 | 1 |  |  | No Match | No Match |  |  |  | 67000 | 5650 | 11.9 | 9.2 | 88000 | 6750 | 3.8 |  | Federally-Regulated Commercial & Industrial Equipment | 01/23/1988 |  | 07/31/1991
California Heat Pump | California Heat Pump | CHP-16C*-13-** |  | Water-Source | WBAHP: Heat Pump Packaged Unit | Heat Pump | 265 | 1 |  |  | No Match | No Match |  |  |  | 15500 | 1500 | 10.3 | 7.5 | 16800 | 1475 | 3.3 | 2.5 | Non Federally-Regulated | 01/05/1982 |  | 06/11/1985
ClimateMaster Inc. | Climate Master Series | HS/HL/VS/VL048G |  | Water-Source | WBAHP: Heat Pump Packaged Unit | Heat Pump | 230 | 1 |  |  | No Match | No Match |  |  |  | 44000 | 4000 | 11 | 10 | 57000 | 4394 | 3.8 |  | Federally-Regulated Commercial & Industrial Equipment | 01/18/2001 |  | 11/19/2001
Waterfurnace International, Inc. | Trane Unitary Products Group | T1GX022***1**0 |  | Water-Source | WBAHP: Heat Pump Packaged Unit | Heat Pump | 230 | 1 |  |  | No Match | Single-Speed |  |  |  | 20600 | 1198 | 17.2 | 12 | 25000 | 1222 | 6 | 4.2 | Federally-Regulated Commercial & Industrial Equipment | 08/23/2011 |  | 10/24/2014
Florida Heat Pump | Florida Heat Pump | EM012-1CF/HZ/VT |  | Water-Source | WBAHP-CB: Heat Pump Split Syst | Heat Pump | 230 | 1 |  |  | No Match | No Match |  |  |  | 12500 | 1136 | 11 | 9 | 14600 | 1222 | 3.5 | 3.5 | Non Federally-Regulated | 07/22/2002 |  | 03/12/2009
McQuay International | McQuay | W-CDL/CDS/CMS-1-012-J |  | Water-Source | WBAHP: Heat Pump Packaged Unit | Heat Pump | 265 | 1 |  |  | No Match | No Match |  |  |  | 11700 | 1063 | 11 | 10 | 14200 | 1066 | 3.9 |  | Federally-Regulated Commercial & Industrial Equipment | 11/14/2000 |  | 03/12/2009
Waterfurnace International, Inc. | WFI Industries, Ltd. | 141/142A036**1*1 |  | Water-Source | WBAHP: Heat Pump Packaged Unit | Heat Pump | 208 | 1 |  |  | No Match | Variable-Speed |  |  |  | 32000 | 1778 | 18 | 12 | 50000 | 2765 | 5.3 | 4.2 | Federally-Regulated Commercial & Industrial Equipment | 12/12/2012 |  | 10/24/2014
Waterfurnace International, Inc. | Geotility Geothermal Installations | GCC/GCW/GCS/GCE09*0 |  | Ground-Water-Source | WBAHP-O: Heat Pump Packaged Un | Heat Pump | 230 | 1 |  |  | No Match | Single-Speed |  |  |  | 10200 | 453 | 22.5 | 16.2 | 8700 | 671 | 3.8 | 3.6 | Non Federally-Regulated | 01/24/2011 |  | 04/19/2013
Waterfurnace International, Inc. | Waterfurnace International, Inc. | NSZ030A0 | NRAC026* | Ground-Water-Source | WBAHP-CB: Heat Pump Split Syst | Heat Pump | 208 | 1 |  |  | No Match | Single-Speed |  |  |  | 28500 | 1145 | 24.9 | 16.2 | 25300 | 1513 | 4.9 | 3.6 | Non Federally-Regulated | 01/24/2011 |  | 10/24/2014
Waterfurnace International, Inc. | Waterfurnace International, Inc. | SXH030A4 |  | Water-Source | WBAHP: Heat Pump Packaged Unit | Heat Pump | 460 | 3 |  |  | No Match | No Match |  |  |  | 30600 | 2125 | 14.4 | 9.3 | 36600 | 2145 | 5 | 3.8 | Federally-Regulated Commercial & Industrial Equipment | 03/31/1998 |  | 05/10/1998
Mammoth | Mammoth | G043VHC |  | Water-Source | WBAHP: Heat Pump Packaged Unit | Heat Pump | 460 | 3 |  |  | No Match | No Match |  |  |  | 41000 | 3888 | 10.5 | 7.5 | 47500 | 3965 | 3.5 | 2.5 | Non Federally-Regulated | 05/16/1984 |  | 05/11/1988
McQuay International | McQuay | CCW019E-G |  | Water-Source | WBAHP: Heat Pump Packaged Unit | Heat Pump | 208 | 1 |  |  | No Match | No Match |  |  |  | 18800 | 1392 | 13.5 | 10 | 22400 | 1526 | 4.3 |  | Federally-Regulated Commercial & Industrial Equipment | 02/02/1998 |  | 03/31/1998
ClimateMaster Inc. | Carrier Corp. | 50PSH/V/D060****2 |  | Ground-Water-Source | WBAHP: Heat Pump Packaged Unit | Heat Pump | 208 | 1 |  |  | No Match | Single-Speed | 2556 | 837 | 92 | 68500 | 2965 | 23.1 | 16.2 | 58200 | 4061 | 4.2 | 3.6 | Non Federally-Regulated | 10/24/2014 |  | 04/22/2015
Waterfurnace International, Inc. | Waterfurnace International, Inc. | ATV056D3 |  | Ground-Water-Source | WBAHP: Heat Pump Packaged Unit | Heat Pump | 230 | 3 |  |  | No Match | No Match |  |  |  | 58000 | 3790 | 15.3 | 9 | 44500 | 4075 | 3.2 |  | Non Federally-Regulated | 01/30/1998 |  | 10/02/1998
Dinh Co., Inc. | Dinh Rotocom | WAHP 4 CU | AHU 4S/4D | Water-Source | WBAHP-C: Heat Pump Split Syste | Heat Pump | 230 | 1 |  |  | No Match | No Match |  |  |  | 42000 | 3230 | 13 | 9 | 50400 | 2800 | 4.5 | 3.2 | Non Federally-Regulated | 05/11/1988 |  | 03/15/1989
Florida Heat Pump | Florida Heat Pump | EM012-1CS | EM012-1AH/AV | Water-Source | WBAH: Heating Only Packaged Un | Heat Pump | 230 | 1 |  |  | No Match | No Match |  |  |  | 12300 | 1118 | 11 | 9 | 14400 | 1205 | 3.5 | 3.5 | Non Federally-Regulated | 07/22/2002 |  | 03/12/2009
Waterfurnace International, Inc. | Eagle Mountain | GCC/GCW/GCS/GCE12*2 |  | Ground-Water-Source | WBAHP-O: Heat Pump Packaged Un | Heat Pump | 265 | 1 |  |  | No Match | Single-Speed |  |  |  | 12400 | 636 | 19.5 | 16.2 | 11800 | 935 | 3.7 | 3.6 | Non Federally-Regulated | 01/24/2011 |  | 04/19/2013
Waterfurnace International, Inc. | Waterfurnace International, Inc. | SXV016C1 |  | Ground-Water-Source | WBAHP: Heat Pump Packaged Unit | Heat Pump | 230 | 1 |  |  | No Match | No Match |  |  |  | 16800 | 1253 | 13.4 | 11 | 18700 | 1336 | 4.1 | 3.5 | Non Federally-Regulated | 03/31/1998 |  | 05/10/1998
Waterfurnace International, Inc. | WFI Industries, Ltd. | VLV/VXV018*0 |  | Ground-Water-Source | WBAHP: Heat Pump Packaged Unit | Heat Pump | 208 | 1 |  |  | No Match | No Match |  |  |  | 18900 | 1340 | 14.1 | 9 | 14500 | 1327 | 3.2 |  | Non Federally-Regulated | 06/20/2003 |  | 03/12/2009
Waterfurnace International, Inc. | Rybacki - Hart Enterprises | GS015**0*0 |  | Ground-Water-Source | WBAHP: Heat Pump Packaged Unit | Heat Pump | 208 | 1 |  |  | No Match | Single-Speed |  |  |  | 16200 | 623 | 26 | 16.2 | 14900 | 992 | 4.4 | 3.6 | Non Federally-Regulated | 01/24/2011 |  | 04/19/2013
Heat Controller | Heat Controller | HWPG017-1B** |  | Water-Source | WBAHP-CB: Heat Pump Split Syst | Heat Pump | 208 | 1 |  |  | No Match | No Match |  |  |  | 16700 | 1176 | 14.2 | 9 | 18100 | 1262 | 4.2 | 3.5 | Non Federally-Regulated | 12/14/1998 |  | 04/12/2000
Command-Aire | Command-Aire | SWPH513E |  | Water-Source | WBAHP: Heat Pump Packaged Unit | Heat Pump | 208 | 3 |  |  | No Match | No Match |  |  |  | 49000 | 4380 | 11.2 | 9 | 65000 | 4760 | 4 | 3.2 | Non Federally-Regulated | 05/11/1988 |  | 03/15/1989
McQuay / Snyder General | Electro-Hydronics | CW420F5 |  | Water-Source | WBAHP: Heat Pump Packaged Unit | Heat Pump | 208 | 1 |  |  | No Match | No Match |  |  |  | 42000 | 3850 | 10.9 | 7.5 | 52000 | 4100 | 3.7 | 2.5 | Non Federally-Regulated | 08/29/1986 |  | 05/11/1988
Waterfurnace International, Inc. | Waterfurnace International, Inc. | SXV036B2 |  | Ground-Water-Source | WBAHP: Heat Pump Packaged Unit | Heat Pump | 265 | 1 |  |  | No Match | No Match |  |  |  | 36400 | 2676 | 13.6 | 9 | 26000 | 2381 | 3.2 |  | Non Federally-Regulated | 08/21/1998 |  | 10/02/1998
McQuay / Snyder General | Electro-Hydronics | HC70A5 |  | Water-Source | WBAHP: Heat Pump Packaged Unit | Heat Pump | 208 | 1 |  |  | No Match | No Match |  |  |  | 6900 | 640 | 10.7 | 7.5 | 8800 | 680 | 3.8 | 2.5 | Non Federally-Regulated | 08/29/1986 |  | 05/11/1988
Florida Heat Pump | Florida Heat Pump | AP049-1CS | AP049-1AV/AH | Ground-Source | WBAHP-CB: Heat Pump Split Syst | Heat Pump | 230 | 1 |  |  | No Match | Single-Speed |  |  |  | 52000 | 2751 | 18.9 | 13.4 | 38000 | 2783 | 4 | 3.1 | Non Federally-Regulated | 06/23/2011 |  | 10/03/2011
McQuay International | McQuay | FCV/FCW015B-G |  | Water-Source | WBAHP: Heat Pump Packaged Unit | Heat Pump | 230 | 1 |  |  | No Match | No Match |  |  |  | 13100 | 1065 | 12.3 | 10 | 17200 | 1229 | 4.1 |  | Federally-Regulated Commercial & Industrial Equipment | 11/17/1999 |  | 09/21/2000
McQuay International | McQuay | W-FMS/FME/FDE-1-024-F |  | Water-Source | WBAHP: Heat Pump Packaged Unit | Heat Pump | 208 | 3 |  |  | No Match | No Match |  |  |  | 24400 | 2033 | 12 | 10 | 32000 | 2343 | 4 |  | Federally-Regulated Commercial & Industrial Equipment | 10/05/1999 |  | 09/21/2000
Singer | Electro-Hydronics | LE190C7 |  | Water-Source | WBAHP: Heat Pump Packaged Unit | Heat Pump | 265 | 1 |  |  | No Match | No Match |  |  |  | 18000 | 1850 | 9.7 | 7.5 | 22600 | 6850 | 3.3 | 2.5 | Non Federally-Regulated | 01/05/1982 |  | 09/08/1982
Florida Heat Pump | Florida Heat Pump | EM015-2HZ |  | Water-Source | WBAHP: Heat Pump Packaged Unit | Heat Pump | 265 | 1 |  |  | No Match | No Match |  |  |  | 14800 | 1275 | 11.6 | 10 | 20000 | 1429 | 4.1 |  | Federally-Regulated Commercial & Industrial Equipment | 12/14/1998 |  | 10/05/1999
Mammoth | Hydrobank II | G025VLH |  | Ground-Water-Source | WBAHP: Heat Pump Packaged Unit | Heat Pump | 460 | 3 |  |  | No Match | No Match |  |  |  | 25000 | 1785 | 14 | 9 | 19000 | 1795 | 3.1 |  | Non Federally-Regulated | 06/27/2003 |  | 03/12/2009
American Air Filter | Enercon | GHW-60 |  | Water-Source | WBAHP: Heat Pump Packaged Unit | Heat Pump | 230 | 3 |  |  | No Match | No Match |  |  |  | 60000 | 5939 | 10.1 | 9 | 74000 | 6377 | 3.4 | 3.2 | Non Federally-Regulated | 02/22/1990 |  | 07/31/1991
ClimateMaster Inc. | Trane | WPCA19XB* |  | Water-Source | WBAHP: Heat Pump Packaged Unit | Heat Pump | 208 | 1 |  |  | No Match | No Match |  |  |  | 18200 | 1825 | 10 | 9 | 22600 | 2000 | 3.3 | 3.2 | Non Federally-Regulated | 05/11/1988 |  | 03/15/1989
Florida Heat Pump | Florida Heat Pump | EM096-3HZ |  | Water-Source | WBAHP: Heat Pump Packaged Unit | Heat Pump | 230 | 3 |  |  | No Match | No Match |  |  |  | 96000 | 7111 | 13.5 | 9 | 109000 | 6796 | 4.7 | 3.8 | Federally-Regulated Commercial & Industrial Equipment | 12/14/1998 |  | 10/05/1999
Waterfurnace International, Inc. | WFI Industries, Ltd. | ES024*1 | FV4ANF003 | Ground-Water-Source | WBAHP-CB: Heat Pump Split Syst | Heat Pump | 208 | 1 |  |  | No Match | No Match |  |  |  | 25000 | 1404 | 17.8 | 9 | 16200 | 1356 | 3.5 |  | Non Federally-Regulated | 06/20/2003 |  | 03/12/2009
Enertech Global, LLC | Enertech | HXT048C |  | Ground-Source | WBAHP: Heat Pump Packaged Unit | Heat Pump | 208 | 1 |  |  | No Match | Single-Speed |  |  |  | 49900 | 2697 | 18.5 | 13.4 | 39500 | 2756 | 4.2 | 3.1 | Non Federally-Regulated | 05/08/2012 |  | 12/12/2012
ClimateMaster Inc. | Climate Master Series | 814-031-G******** |  | Water-Source | WBAHP: Heat Pump Packaged Unit | Heat Pump | 230 | 1 |  |  | No Match | No Match |  |  |  | 31000 | 2897 | 10.7 | 9 | 39500 | 3046 | 3.8 | 3.2 | Non Federally-Regulated | 02/22/1990 |  | 07/31/1991
Waterfurnace International, Inc. | Waterfurnace International, Inc. | NSV/NSH042F1*1 |  | Ground-Source | WBAHP: Heat Pump Packaged Unit | Heat Pump | 230 | 1 |  |  | No Match | Single-Speed |  |  |  | 42000 | 1927 | 21.8 | 13.4 | 27500 | 1919 | 4.2 | 3.1 | Non Federally-Regulated | 05/02/2012 |  | 04/19/2013
ClimateMaster Inc. | Climate Master Series | VP/HP036 G/E |  | Water-Source | WBAHP: Heat Pump Packaged Unit | Heat Pump | 208 | 1 |  |  | No Match | No Match |  |  |  | 35000 | 2692 | 13 | 10 | 43000 | 2930 | 4.3 |  | Federally-Regulated Commercial & Industrial Equipment | 02/02/1998 |  | 03/31/1998
Climate Control / Snyder General | Electro-Hydronics | VF260FK |  | Water-Source | WBAHP: Heat Pump Packaged Unit | Heat Pump | 208 | 3 |  |  | No Match | No Match |  |  |  | 25000 | 2450 | 10.2 | 7.5 | 31600 | 2500 | 3.7 | 2.5 | Non Federally-Regulated | 05/16/1984 |  | 08/29/1986
Florida Heat Pump | Energy Miser | HECS19-2 | HEAH19-2 | Water-Source | WBAHP-C: Heat Pump Split Syste | Heat Pump | 265 | 1 |  |  | No Match | No Match |  |  |  | 18500 | 1680 | 11 | 9.3 | 24000 | 1760 | 4 | 3.8 | Non Federally-Regulated | 07/31/1991 |  | 03/31/1998
Florida Heat Pump | Florida Heat Pump | EM018-1CS | EM018-1AV | Water-Source | WBAHP-C: Heat Pump Split Syste | Heat Pump | 230 | 1 |  |  | No Match | No Match |  |  |  | 18200 | 1368 | 13.3 | 9.3 | 24500 | 1527 | 4.7 | 3.8 | Federally-Regulated Commercial & Industrial Equipment | 03/31/1998 |  | 05/10/1998
Climate Control / Snyder General | Electro-Hydronics | CC330FP |  | Water-Source | WBAHP: Heat Pump Packaged Unit | Heat Pump | 460 | 3 |  |  | No Match | No Match |  |  |  | 33000 | 3050 | 10.8 | 7.5 | 39000 | 3090 | 3.7 | 2.5 | Non Federally-Regulated | 05/16/1984 |  | 08/29/1986
McQuay / Snyder General | Electro-Hydronics | VF070F3 |  | Water-Source | WBAHP: Heat Pump Packaged Unit | Heat Pump | 230 | 1 |  |  | No Match | No Match |  |  |  | 6900 | 645 | 10.7 | 9 | 8800 | 700 | 3.7 | 3.2 | Non Federally-Regulated | 05/11/1988 |  | 03/15/1989
Waterfurnace International, Inc. | Trane Unitary Products Group | T1GX030***1**1 |  | Ground-Water-Source | WBAHP: Heat Pump Packaged Unit | Heat Pump | 208 | 1 |  |  | No Match | Single-Speed |  |  |  | 31300 | 1513 | 28.8 | 16.2 | 25800 | 1087 | 5 | 3.6 | Non Federally-Regulated | 08/23/2011 |  | 10/24/2014
Snyder General Corp. | American Air Filter | FHW-12 |  | Water-Source | WBAHP: Heat Pump Packaged Unit | Heat Pump | 208 | 1 |  |  | No Match | No Match |  |  |  | 11200 | 1056 | 10.6 | 9 | 14800 | 1172 | 3.7 | 3.2 | Federally-Regulated Commercial & Industrial Equipment | 02/04/1988 |  | 07/27/1992
ClimateMaster Inc. | Climate Master Series | VP/HP036 |  | Ground-Water-Source | WBAHP: Heat Pump Packaged Unit | Heat Pump | 208 | 1 |  |  | No Match | No Match |  |  |  | 36000 | 2608 | 13.8 | 9 | 27000 | 2472 | 3.2 |  | Non Federally-Regulated | 01/30/1998 |  | 10/02/1998
McQuay / Snyder General | Electro-Hydronics | LWP10BK |  | Water-Source | WBAHP: Heat Pump Packaged Unit | Heat Pump | 208 | 3 |  |  | No Match | No Match |  |  |  | 107000 | 9000 | 11.9 | 9.2 | 120000 | 9200 | 3.8 |  | Non Federally-Regulated | 05/11/1988 |  | 03/15/1989
ClimateMaster Inc. | Climate Master Series | HS/HL 096 F/H |  | Water-Source | WBAHP: Heat Pump Packaged Unit | Heat Pump | 208 | 3 |  |  | No Match | No Match |  |  |  | 95000 | 8636 | 11 | 10.5 | 114000 | 8792 | 3.8 | 3.8 | Federally-Regulated Commercial & Industrial Equipment | 03/31/1998 |  | 05/10/1998
Enertech Global, LLC | Enertech | GXT072B2 |  | Ground-Source | WBAHP: Heat Pump Packaged Unit | Heat Pump | 230 | 3 |  |  | No Match | Single-Speed | 3667 | 693 | 1 | 65400 | 4360 | 15 | 13.4 | 57000 | 4515 | 3.7 | 3.1 | Non Federally-Regulated | 03/02/2012 |  | 01/09/2014
Waterfurnace International, Inc. | Waterfurnace International, Inc. | SXV095A4 |  | Ground-Source | WBAHP: Heat Pump Packaged Unit | Heat Pump | 460 | 3 |  |  | No Match | No Match |  |  |  | 99000 | 6875 | 14.4 |  | 65500 | 6398 | 3 |  | Non Federally-Regulated | 03/31/1998 |  | 05/10/1998
Command-Aire | Command-Aire | SWPH-541 |  | Water-Source | WBAHP: Heat Pump Packaged Unit | Heat Pump | 208 | 1 |  |  | No Match | No Match |  |  |  | 56000 | 5800 | 9.7 | 7.5 | 71000 | 5800 | 3.6 | 2.5 | Non Federally-Regulated | 01/05/1982 |  | 01/23/1988
McQuay International | McQuay | CCH/CCW/HWH/HWW015C-G |  | Water-Source | WBAHP: Heat Pump Packaged Unit | Heat Pump | 230 | 1 |  |  | No Match | No Match |  |  |  | 15300 | 1254 | 12.2 | 10 | 16000 | 1202 | 3.9 |  | Federally-Regulated Commercial & Industrial Equipment | 12/14/1998 |  | 10/05/1999
Ice Air, LLC | Ice Air, LLC | SAB-8114-24 |  | Water-Source | WBAHP-O: Heat Pump Packaged Un | Heat Pump | 208 | 1 |  |  | No Match | Single-Speed |  |  |  | 20825 | 1681 | 12.4 | 12 | 30757 | 2039 | 4.4 | 4.2 | Federally-Regulated Commercial & Industrial Equipment | 02/04/2014 |  | 02/27/2014
Waterfurnace International, Inc. | Geotility Geothermal Installations | GS009**2*0 |  | Ground-Source | WBAHP: Heat Pump Packaged Unit | Heat Pump | 265 | 1 |  |  | No Match | Single-Speed |  |  |  | 9800 | 587 | 16.7 | 13.4 | 7700 | 664 | 3.4 | 3.1 | Non Federally-Regulated | 01/24/2011 |  | 04/19/2013
Enertech Global, LLC | Enertech | EV170/171-2 |  | Ground-Source | WBAHP: Heat Pump Packaged Unit | Heat Pump | 208 | 3 |  |  | No Match | Single-Speed |  |  |  | 18800 | 1080 | 17.4 | 13.4 | 14500 | 1288 | 3.3 | 3.1 | Non Federally-Regulated | 01/09/2014 |  | 08/15/2014
Waterfurnace International, Inc. | Rybacki - Hart Enterprises | ZS036**4*0 |  | Ground-Source | WBAHP: Heat Pump Packaged Unit | Heat Pump | 460 | 3 |  |  | No Match | Single-Speed |  |  |  | 34500 | 2078 | 16.6 | 13.4 | 26000 | 2309 | 3.3 | 3.1 | Non Federally-Regulated | 01/24/2011 |  | 04/19/2013
Waterfurnace International, Inc. | Waterfurnace International, Inc. | SXH048C1 |  | Ground-Water-Source | WBAHP: Heat Pump Packaged Unit | Heat Pump | 208 | 1 |  |  | No Match | No Match |  |  |  | 51500 | 3843 | 13.4 | 9 | 36000 | 3403 | 3.1 |  | Non Federally-Regulated | 12/14/1998 |  | 10/06/1999
Enertech Global, LLC | Enertech | GXT036C |  | Ground-Water-Source | WBAHP: Heat Pump Packaged Unit | Heat Pump | 230 | 1 |  |  | No Match | Single-Speed |  |  |  | 42600 | 1658 | 25.7 | 16.2 | 36000 | 2029 | 5.2 | 3.6 | Non Federally-Regulated | 11/30/2011 |  | 12/12/2012
Mammoth | Hydrobank II | G064VHG |  | Water-Source | WBAHP: Heat Pump Packaged Unit | Heat Pump | 460 | 3 |  |  | No Match | No Match |  |  |  | 64000 | 4776 | 13.4 | 10 | 82000 | 5859 | 4.1 |  | Federally-Regulated Commercial & Industrial Equipment | 05/23/2000 |  | 01/18/2001
Florida Heat Pump | Florida Heat Pump | EM009-0CS | EM009-0AH/AV | Ground-Water-Source | WBAHP-CB: Heat Pump Split Syst | Heat Pump | 115 | 1 |  |  | No Match | No Match |  |  |  | 9800 | 753 | 13 | 9 | 7800 | 692 | 3.3 |  | Non Federally-Regulated | 05/29/2001 |  | 07/18/2002
Command-Aire | Command-Aire | SWPHXR351E |  | Water-Source | WBAHP: Heat Pump Packaged Unit | Heat Pump | 208 | 1 |  |  | No Match | No Match |  |  |  | 36000 | 3270 | 11 | 9 | 49000 | 3500 | 4 | 3.2 | Federally-Regulated Commercial & Industrial Equipment | 01/23/1988 |  | 05/11/1988
Waterfurnace International, Inc. | Waterfurnace International, Inc. | VLH018A1 |  | Water-Source | WBAHP: Heat Pump Packaged Unit | Heat Pump | 208 | 1 |  |  | No Match | No Match |  |  |  | 18300 | 1440 | 12.7 | 10 | 23000 | 1643 | 4.1 |  | Federally-Regulated Commercial & Industrial Equipment | 07/29/1998 |  | 10/02/1998
Carrier Corp. | Carrier | 50HQ,VQ0143 |  | Water-Source | WBAHP: Heat Pump Packaged Unit | Heat Pump | 208 | 1 |  |  | No Match | No Match |  |  |  | 14000 | 1550 | 9 | 7.5 | 17000 | 1650 | 3 | 2.5 | Non Federally-Regulated | 01/05/1982 |  | 09/08/1982
Mammoth | Hydrobank II | G045VLF/HLF/DLF |  | Ground-Water-Source | WBAHP: Heat Pump Packaged Unit | Heat Pump | 265 | 1 |  |  | No Match | No Match |  |  |  | 44500 | 3320 | 13.4 | 9 | 34500 | 3370 | 3 |  | Non Federally-Regulated | 12/14/1998 |  | 10/06/1999
Climate Control / Snyder General | Electro-Hydronics | WE90C7 |  | Water-Source | WBAHP: Heat Pump Packaged Unit | Heat Pump | 265 | 1 |  |  | No Match | No Match |  |  |  | 8700 | 825 | 10.5 | 7.5 | 10000 | 850 | 3.4 | 2.5 | Non Federally-Regulated | 06/11/1985 |  | 08/29/1986
McQuay / Snyder General | Electro-Hydronics | CW750GD |  | Water-Source | WBAHP: Heat Pump Packaged Unit | Heat Pump | 230 | 3 |  |  | No Match | No Match |  |  |  | 74000 | 7000 | 10.6 | 9.2 | 92000 | 7500 | 3.6 |  | Non Federally-Regulated | 05/11/1988 |  | 03/15/1989
Climate Control / Snyder General | Electro-Hydronics | LHP15AD |  | Water-Source | WBAHP: Heat Pump Packaged Unit | Heat Pump | 230 | 3 |  |  | No Match | No Match |  |  |  | 178000 | 16950 | 10.5 | 7.5 | 227000 | 17600 | 3.8 | 2.2 | Non Federally-Regulated | 05/16/1984 |  | 06/11/1985
Waterfurnace International, Inc. | Waterfurnace International, Inc. | SXH010C0 |  | Water-Source | WBAHP: Heat Pump Packaged Unit | Heat Pump | 208 | 1 |  |  | No Match | No Match |  |  |  | 9800 | 653 | 15 | 10 | 12600 | 710 | 5.2 |  | Federally-Regulated Commercial & Industrial Equipment | 02/02/1998 |  | 03/31/1998
American Air Filter | Enercon | DHW51 |  | Water-Source | WBAHP: Heat Pump Packaged Unit | Heat Pump | 208 | 1 |  |  | No Match | No Match |  |  |  | 50500 | 4908 | 10.3 | 7.5 | 63500 | 5345 | 3.5 | 2.5 | Non Federally-Regulated | 05/16/1984 |  | 06/11/1985
McQuay / Snyder General | Electro-Hydronics | VF90G7 |  | Water-Source | WBAHP: Heat Pump Packaged Unit | Heat Pump | 265 | 1 |  |  | No Match | No Match |  |  |  | 9000 | 855 | 10.5 | 7.5 | 11000 | 920 | 3.5 | 2.5 | Non Federally-Regulated | 08/29/1986 |  | 05/11/1988
Waterfurnace International, Inc. | Waterfurnace International, Inc. | SXV030A2 |  | Water-Source | WBAHP: Heat Pump Packaged Unit | Heat Pump | 265 | 1 |  |  | No Match | No Match |  |  |  | 30600 | 2125 | 14.4 | 10 | 36600 | 2145 | 5 |  | Federally-Regulated Commercial & Industrial Equipment | 02/02/1998 |  | 03/31/1998
Waterfurnace International, Inc. | Eagle Mountain | ZS036**3*1 |  | Ground-Water-Source | WBAHP: Heat Pump Packaged Unit | Heat Pump | 230 | 3 |  |  | No Match | Single-Speed |  |  |  | 37700 | 1639 | 23 | 16.2 | 33000 | 2249 | 4.3 | 3.6 | Non Federally-Regulated | 01/24/2011 |  | 03/02/2012
Addison Products | Comfort-Aire | RWP-1044 |  | Water-Source | WBAHP: Heat Pump Packaged Unit | Heat Pump | 460 | 3 |  |  | No Match | No Match |  |  |  | 117000 | 11800 | 9.9 | 10.5 | 149000 | 11700 | 3.7 | 3.8 | Non Federally-Regulated | 07/31/1991 |  | 03/31/1998
McQuay International | McQuay | FCV/FCW/VWH/VWW007B-A |  | Water-Source | WBAHP: Heat Pump Packaged Unit | Heat Pump | 115 | 1 |  |  | No Match | No Match |  |  |  | 6800 | 653 | 10.4 | 10 | 9800 | 755 | 3.8 |  | Federally-Regulated Commercial & Industrial Equipment | 02/02/1998 |  | 03/31/1998
Florida Heat Pump | Florida Heat Pump | EM036-2CF |  | Water-Source | WBAHP: Heat Pump Packaged Unit | Heat Pump | 265 | 1 |  |  | No Match | No Match |  |  |  | 35000 | 2500 | 14 | 10 | 42000 | 2735 | 4.5 |  | Federally-Regulated Commercial & Industrial Equipment | 12/14/1998 |  | 10/05/1999
Florida Heat Pump | Geomaster, LLC | EC070-1CS | EC070-1AH/AV | Water-Source | WBAHP-CB: Heat Pump Split Syst | Heat Pump | 230 | 1 |  |  | No Match | Single-Speed | 4418 | 803 | 1 | 66500 | 5038 | 13.2 | 12 | 78400 | 5221 | 4.4 | 4.2 | Federally-Regulated Commercial & Industrial Equipment | 04/23/2009 |  | 04/20/2015
Florida Heat Pump | Geomaster, LLC | EC070-3CS | EC070-1AH/AV | Ground-Source | WBAHP-CB: Heat Pump Split Syst | Heat Pump | 208 | 3 |  |  | No Match | Single-Speed | 4102 | 803 | 1 | 68600 | 4604 | 14.9 | 13.4 | 51900 | 4612 | 3.3 | 3.1 | Non Federally-Regulated | 04/30/2009 |  | 04/20/2015
Mammoth | Hydrobank II | D035VLG |  | Ground-Water-Source | WBAHP: Heat Pump Packaged Unit | Heat Pump | 208 | 1 |  |  | No Match | No Match |  |  |  | 36500 | 2607 | 14 | 9 | 28500 | 2693 | 3.1 |  | Non Federally-Regulated | 05/23/2000 |  | 11/14/2000
Mammoth | Mammoth | F086H |  | Water-Source | WBAHP: Heat Pump Packaged Unit | Heat Pump | 230 | 3 |  |  | No Match | No Match |  |  |  | 86000 | 8800 | 9.8 | 7.5 | 94000 | 9200 | 3 | 2.2 | Non Federally-Regulated | 01/05/1982 |  | 09/08/1982
McQuay / Snyder General | Electro-Hydronics | FC630GD |  | Water-Source | WBAHP: Heat Pump Packaged Unit | Heat Pump | 230 | 3 |  |  | No Match | No Match |  |  |  | 63000 | 6430 | 9.8 | 7.5 | 79000 | 6430 | 3.6 | 2.5 | Non Federally-Regulated | 08/29/1986 |  | 05/11/1988
Snyder General Corp. | McQuay | VE330FD |  | Water-Source | WBAHP: Heat Pump Packaged Unit | Heat Pump | 230 | 3 |  |  | No Match | No Match |  |  |  | 30800 | 2852 | 10.8 | 9 | 35000 | 2900 | 3.5 | 3.2 | Non Federally-Regulated | 02/22/1990 |  | 07/31/1991
Mammoth | Hydrobank II | F120HHG/VHG |  | Water-Source | WBAHP: Heat Pump Packaged Unit | Heat Pump | 208 | 3 |  |  | No Match | No Match |  |  |  | 121000 | 10707 | 11.3 | 9 | 168000 | 12953 | 3.8 | 3.8 | Federally-Regulated Commercial & Industrial Equipment | 10/05/1999 |  | 05/23/2000
McQuay International | McQuay | W-CDL/CDS/CMS-1-024-J |  | Water-Source | WBAHP: Heat Pump Packaged Unit | Heat Pump | 265 | 1 |  |  | No Match | No Match |  |  |  | 25000 | 2066 | 12.1 | 10 | 30000 | 2253 | 3.9 |  | Federally-Regulated Commercial & Industrial Equipment | 11/14/2000 |  | 03/12/2009
McQuay / Snyder General | Electro-Hydronics | CC350FD |  | Water-Source | WBAHP: Heat Pump Packaged Unit | Heat Pump | 230 | 3 |  |  | No Match | No Match |  |  |  | 35600 | 3360 | 10.6 | 7.5 | 43000 | 3500 | 3.6 | 2.5 | Non Federally-Regulated | 08/29/1986 |  | 05/11/1988
Waterfurnace International, Inc. | Premier | ATV/ATH022B |  | Ground-Water-Source | WBAHP: Heat Pump Packaged Unit | Heat Pump | 230 | 1 |  |  | No Match | No Match |  |  |  | 23600 | 1494 | 15.8 | 11 | 23800 | 1516 | 4.6 | 3.4 | Non Federally-Regulated | 07/31/1991 |  | 03/31/1998
Addison Products | Addison Products | DWPG042-1B-XL* |  | Ground-Water-Source | WBAHP: Heat Pump Packaged Unit | Heat Pump | 230 | 1 |  |  | No Match | No Match |  |  |  | 41500 | 2881 | 14.4 | 9 | 30000 | 2930 | 3 |  | Non Federally-Regulated | 05/10/1998 |  | 10/02/1998
Heat Controller | Heat Controller | HWPG060-3B** |  | Water-Source | WBAHP-CB: Heat Pump Split Syst | Heat Pump | 208 | 3 |  |  | No Match | No Match |  |  |  | 59000 | 4538 | 13 | 9 | 66000 | 4959 | 3.9 | 3.5 | Non Federally-Regulated | 12/14/1998 |  | 04/12/2000
Command-Aire | Command-Aire | SWPH413E |  | Water-Source | WBAHP: Heat Pump Packaged Unit | Heat Pump | 208 | 3 |  |  | No Match | No Match |  |  |  | 42000 | 3810 | 11 | 7.5 | 53000 | 3880 | 4 | 2.5 | Non Federally-Regulated | 06/11/1985 |  | 01/23/1988
Waterfurnace International, Inc. | Waterfurnace International, Inc. | SXH024A1 |  | Water-Source | WBAHP: Heat Pump Packaged Unit | Heat Pump | 208 | 1 |  |  | No Match | No Match |  |  |  | 25500 | 1688 | 15.1 | 9.3 | 30700 | 1697 | 5.3 | 3.8 | Federally-Regulated Commercial & Industrial Equipment | 03/31/1998 |  | 05/10/1998
McQuay International | McQuay | FCV/FCW/VWH/VWW009B-G |  | Water-Source | WBAHP: Heat Pump Packaged Unit | Heat Pump | 208 | 1 |  |  | No Match | No Match |  |  |  | 8800 | 822 | 10.7 | 10 | 12000 | 901 | 3.9 |  | Federally-Regulated Commercial & Industrial Equipment | 12/14/1998 |  | 11/17/1999
Waterfurnace International, Inc. | Waterfurnace International, Inc. | ATV066*0 |  | Ground-Water-Source | WBAHP: Heat Pump Packaged Unit | Heat Pump | 208 | 1 |  |  | No Match | No Match |  |  |  | 67000 | 5000 | 13.4 | 9 | 50000 | 4883 | 3 |  | Non Federally-Regulated | 10/06/1999 |  | 05/19/2000
Florida Heat Pump | Florida Heat Pump | GT026-1VT/HZ/CF |  | Ground-Water-Source | WBAHP: Heat Pump Packaged Unit | Heat Pump | 230 | 1 |  |  | No Match | No Match |  |  |  | 27000 | 1901 | 14.2 | 9 | 19500 | 1785 | 3.2 |  | Non Federally-Regulated | 12/14/1998 |  | 04/10/2000
Mammoth | Hydrobank II | K130HHG |  | Water-Source | WBAHP: Heat Pump Packaged Unit | Heat Pump | 575 | 3 |  |  | No Match | No Match |  |  |  | 124000 | 9538 | 13 | 9 | 159000 | 11646 | 4 | 3.8 | Federally-Regulated Commercial & Industrial Equipment | 05/23/2000 |  | 01/18/2001
Florida Heat Pump | Florida Heat Pump | EM120-3HZ/VT |  | Water-Source | WBAHP-CB: Heat Pump Split Syst | Heat Pump | 230 | 3 |  |  | No Match | No Match |  |  |  | 132000 | 9850 | 13.4 | 9 | 145000 | 10893 | 3.9 | 3.5 | Non Federally-Regulated | 09/19/2001 |  | 07/18/2002
Addison Products | Addison Products | WPH032-4JA/4JBA |  | Water-Source | WBAHP: Heat Pump Packaged Unit | Heat Pump | 460 | 3 |  |  | No Match | No Match |  |  |  | 31200 | 2761 | 11.3 | 10 | 38500 | 2969 | 3.8 |  | Federally-Regulated Commercial & Industrial Equipment | 02/02/1998 |  | 03/31/1998
Florida Heat Pump | Florida Heat Pump | GT024-2CS | GT024-2AH/AV | Water-Source | WBAH: Heating Only Packaged Un | Heat Pump | 265 | 1 |  |  | No Match | No Match |  |  |  | 25000 | 2118 | 11.8 | 9 | 26500 | 2218 | 3.5 | 3.5 | Non Federally-Regulated | 07/22/2002 |  | 03/12/2009
Waterfurnace International, Inc. | Waterfurnace International, Inc. | VLV048A1 |  | Water-Source | WBAHP: Heat Pump Packaged Unit | Heat Pump | 230 | 1 |  |  | No Match | No Match |  |  |  | 45800 | 3606 | 12.7 | 10 | 57900 | 4040 | 4.2 |  | Federally-Regulated Commercial & Industrial Equipment | 12/14/1998 |  | 10/05/1999
Bard Manufacturing Company, Inc. | Bard | WPV53 |  | Water-Source | WBAHP: Heat Pump Packaged Unit | Heat Pump | 230 | 1 |  |  | No Match | No Match |  |  |  | 49000 | 4500 | 10.9 | 9 | 54000 | 4300 | 3.6 | 3.2 | Non Federally-Regulated | 05/11/1988 |  | 03/15/1989
Florida Heat Pump | Florida Heat Pump | EM036-1CS | EM036-1AH/AV | Water-Source | WBAH: Heating Only Packaged Un | Heat Pump | 230 | 1 |  |  | No Match | No Match |  |  |  | 37500 | 2929 | 12.8 | 9 | 41000 | 3432 | 3.5 | 3.5 | Non Federally-Regulated | 05/23/2001 |  | 07/18/2002
ClimateMaster Inc. | Climate Master Series | VE/HE/DE 024 |  | Ground-Water-Source | WBAHP: Heat Pump Packaged Unit | Heat Pump | 208 | 1 |  |  | No Match | No Match |  |  |  | 25500 | 1821 | 14 | 9 | 19000 | 1740 | 3.2 |  | Non Federally-Regulated | 01/30/1998 |  | 10/02/1998
Waterfurnace International, Inc. | Rybacki - Hart Enterprises | ZS042**0*0 |  | Ground-Water-Source | WBAHP: Heat Pump Packaged Unit | Heat Pump | 230 | 1 |  |  | No Match | Single-Speed |  |  |  | 45800 | 2082 | 22 | 16.2 | 37000 | 2854 | 3.8 | 3.6 | Non Federally-Regulated | 01/24/2011 |  | 04/19/2013
McQuay / Snyder General | Electro-Hydronics | LHP20BD |  | Water-Source | WBAHP: Heat Pump Packaged Unit | Heat Pump | 230 | 3 |  |  | No Match | No Match |  |  |  | 214000 | 18000 | 11.9 |  | 240000 | 18400 | 3.8 |  | Non Federally-Regulated | 05/11/1988 |  | 03/15/1989
Florida Heat Pump | Florida Heat Pump | GT062-4VT/HZ/CF |  | Ground-Water-Source | WBAHP: Heat Pump Packaged Unit | Heat Pump | 460 | 3 |  |  | No Match | No Match |  |  |  | 61500 | 4920 | 12.5 | 11 | 78000 | 6015 | 3.8 | 3.5 | Non Federally-Regulated | 03/31/1998 |  | 05/10/1998
Climate Control / Snyder General | Electro-Hydronics | LWP15AK |  | Water-Source | WBAHP: Heat Pump Packaged Unit | Heat Pump | 208 | 3 |  |  | No Match | No Match |  |  |  | 178000 | 16950 | 10.5 |  | 227000 | 17600 | 3.8 | 2.5 | Non Federally-Regulated | 06/11/1985 |  | 08/29/1986
California Heat Pump | California Heat Pump | CHP-12HRA-12-** |  | Water-Source | WBAHP: Heat Pump Packaged Unit | Heat Pump | 208 | 1 |  |  | No Match | No Match |  |  |  | 11500 | 990 | 11.6 | 7.5 | 13500 | 1070 | 3.7 | 2.5 | Non Federally-Regulated | 05/16/1984 |  | 06/11/1985
ClimateMaster Inc. | Climate Master Series | PDW42 | GAH42 | Water-Source | Water/Brine to Air Heat Pump S | Heat Pump | 208 | 1 |  |  | No Match | No Match |  |  |  | 41700 | 3111 | 13.4 | 10 | 49500 | 3453 | 4.2 |  | Federally-Regulated Commercial & Industrial Equipment | 04/12/2000 |  | 11/19/2001
Florida Heat Pump | Florida Heat Pump | EM015-1CF/HZ/VT |  | Ground-Water-Source | WBAHP: Heat Pump Packaged Unit | Heat Pump | 230 | 1 |  |  | No Match | No Match |  |  |  | 15500 | 1291 | 12 | 9 | 12200 | 1191 | 3 |  | Non Federally-Regulated | 05/29/2001 |  | 07/18/2002
Mammoth | Hydrobank II | G027VLF/HLF/DLF |  | Ground-Water-Source | WBAHP: Heat Pump Packaged Unit | Heat Pump | 460 | 3 |  |  | No Match | No Match |  |  |  | 25500 | 1847 | 13.8 | 9 | 20000 | 1890 | 3.1 |  | Non Federally-Regulated | 10/06/1999 |  | 04/10/2000
Addison Products | Addison Products | WSH029-1AL |  | Water-Source | WBAHP: Heat Pump Packaged Unit | Heat Pump | 230 | 1 |  |  | No Match | No Match |  |  |  | 28300 | 2021 | 14 | 10 | 34900 | 2176 | 4.7 |  | Federally-Regulated Commercial & Industrial Equipment | 02/02/1998 |  | 03/31/1998
ClimateMaster Inc. | Climate Master Series | VL019G********* |  | Water-Source | WBAHP: Heat Pump Packaged Unit | Heat Pump | 208 | 1 |  |  | No Match | No Match |  |  |  | 20600 | 1740 | 11.8 | 9 | 23600 | 1779 | 3.9 | 3.2 | Federally-Regulated Commercial & Industrial Equipment | 07/17/1991 |  | 07/27/1992
Waterfurnace International, Inc. | Waterfurnace International, Inc. | ATH057*1 |  | Ground-Water-Source | WBAHP: Heat Pump Packaged Unit | Heat Pump | 230 | 1 |  |  | No Match | No Match |  |  |  | 60000 | 4761 | 12.6 | 9 | 42000 | 4101 | 3 |  | Non Federally-Regulated | 10/06/1999 |  | 05/19/2000
Addison Products | Addison Products | WSH034-4AR |  | Water-Source | WBAHP: Heat Pump Packaged Unit | Heat Pump | 460 | 3 |  |  | No Match | No Match |  |  |  | 33500 | 2463 | 13.6 | 10 | 42500 | 2767 | 4.5 |  | Federally-Regulated Commercial & Industrial Equipment | 12/14/1998 |  | 05/19/2000
Waterfurnace International, Inc. | Rybacki - Hart Enterprises | ZS015**0*1 |  | Ground-Source | WBAHP: Heat Pump Packaged Unit | Heat Pump | 208 | 1 |  |  | No Match | Single-Speed |  |  |  | 14700 | 840 | 17.5 | 13.4 | 11500 | 911 | 3.7 | 3.1 | Non Federally-Regulated | 01/24/2011 |  | 04/19/2013
Snyder General Corp. | McQuay | LWP12AK |  | Water-Source | WBAHP: Heat Pump Packaged Unit | Heat Pump | 208 | 3 |  |  | No Match | No Match |  |  |  | 128000 | 11000 | 11.6 | 9.2 | 142000 | 11200 | 3.7 | 2.5 | Non Federally-Regulated | 02/22/1990 |  | 07/31/1991
Florida Heat Pump | Energy Miser | HE52CF-1 |  | Water-Source | WBAHP: Heat Pump Packaged Unit | Heat Pump | 208 | 1 |  |  | No Match | No Match |  |  |  | 51000 | 4550 | 11.2 | 7.5 | 65000 | 4760 | 4 | 2.5 | Non Federally-Regulated | 06/11/1985 |  | 05/11/1988
American Air Filter | Enercon | CCW-19 |  | Water-Source | WBAHP-O: Heat Pump Packaged Un | Heat Pump | 265 | 1 |  |  | No Match | No Match |  |  |  | 18400 | 1610 | 11.4 | 9 | 23000 | 1830 | 3.7 | 3.2 | Non Federally-Regulated | 02/22/1990 |  | 07/31/1991
Waterfurnace International, Inc. | Waterfurnace International, Inc. | SXH010C0 |  | Ground-Water-Source | WBAHP: Heat Pump Packaged Unit | Heat Pump | 208 | 1 |  |  | No Match | No Match |  |  |  | 9900 | 642 | 15.4 | 9 | 7400 | 657 | 3.3 |  | Non Federally-Regulated | 01/30/1998 |  | 03/31/1998
American Air Filter | Enercon | DHW49 |  | Water-Source | WBAHP: Heat Pump Packaged Unit | Heat Pump | 460 | 3 |  |  | No Match | No Match |  |  |  | 49000 | 4470 | 11 | 7.5 | 62000 | 5260 | 3.5 | 2.5 | Non Federally-Regulated | 05/16/1984 |  | 06/11/1985
Waterfurnace International, Inc. | Waterfurnace International, Inc. | NDZ038A1 | NRAC036* | Ground-Source | WBAHP-CB: Heat Pump Split Syst | Heat Pump | 230 | 1 |  |  | No Match | Dual-Speed |  |  |  | 35000 | 2047 | 17.1 | 13.4 | 25700 | 1983 | 3.8 | 3.1 | Non Federally-Regulated | 04/30/2009 |  | 08/23/2011
Command-Aire | Command-Aire | SWP-2533 |  | Water-Source | WBAHP: Heat Pump Packaged Unit | Heat Pump | 208 | 3 |  |  | No Match | No Match |  |  |  | 292000 | 31600 | 9.2 |  | 405000 | 33100 | 3.6 | 2.5 | Non Federally-Regulated | 02/22/1990 |  | 07/31/1991
Waterfurnace International, Inc. | Geotility Geothermal Installations | ZS024**4*1 |  | Ground-Source | WBAHP: Heat Pump Packaged Unit | Heat Pump | 460 | 3 |  |  | No Match | Single-Speed |  |  |  | 24400 | 1394 | 17.5 | 13.4 | 17500 | 1350 | 3.8 | 3.1 | Non Federally-Regulated | 01/24/2011 |  | 04/19/2013
Waterfurnace International, Inc. | Eagle Mountain | ZS030**0*1 |  | Water-Source | WBAHP: Heat Pump Packaged Unit | Heat Pump | 230 | 1 |  |  | No Match | Single-Speed |  |  |  | 29500 | 1879 | 15.7 | 12 | 34600 | 1988 | 5.1 | 4.2 | Federally-Regulated Commercial & Industrial Equipment | 01/24/2011 |  | 04/19/2013
Addison Products | Addison Products | HWPH022-1J |  | Water-Source | WBAHP: Heat Pump Packaged Unit | Heat Pump | 230 | 1 |  |  | No Match | No Match |  |  |  | 22000 | 1833 | 12 | 10 | 28000 | 2051 | 4 |  | Federally-Regulated Commercial & Industrial Equipment | 12/14/1998 |  | 11/14/2000
Carrier Corp. | Carrier | 50QXH0363 |  | Water-Source | WBAHP: Heat Pump Packaged Unit | Heat Pump | 230 | 1 |  |  | No Match | No Match |  |  |  | 35800 | 2864 | 12.5 | 9 | 41500 | 3040 | 4 | 3.2 | Non Federally-Regulated | 03/15/1989 |  | 07/31/1991
ClimateMaster Inc. | Climate Master Series | GSV/GSH060AGE |  | Ground-Water-Source | WBAHP: Heat Pump Packaged Unit | Heat Pump | 208 | 1 |  |  | No Match | No Match |  |  |  | 61100 | 4333 | 14.1 | 9 | 49700 | 4550 | 3.2 |  | Non Federally-Regulated | 04/10/2000 |  | 05/24/2001
Waterfurnace International, Inc. | Waterfurnace International, Inc. | SXH024A0 |  | Ground-Source | WBAHP: Heat Pump Packaged Unit | Heat Pump | 208 | 1 |  |  | No Match | No Match |  |  |  | 27000 | 1741 | 15.5 |  | 18000 | 1551 | 3.4 |  | Non Federally-Regulated | 03/31/1998 |  | 05/10/1998
McQuay International | McQuay | W-FDD/FDE/FME-1-024-K |  | Water-Source | WBAHP: Heat Pump Packaged Unit | Heat Pump | 460 | 3 |  |  | No Match | No Match |  |  |  | 24400 | 2033 | 12 | 10 | 32000 | 2343 | 4 |  | Federally-Regulated Commercial & Industrial Equipment | 09/21/2000 |  | 03/12/2009
Snyder General Corp. | McQuay | VF390FK |  | Water-Source | WBAHP: Heat Pump Packaged Unit | Heat Pump | 208 | 3 |  |  | No Match | No Match |  |  |  | 39000 | 3700 | 10.5 | 9 | 48000 | 4020 | 3.5 | 3.2 | Non Federally-Regulated | 02/22/1990 |  | 07/31/1991
Waterfurnace International, Inc. | Waterfurnace International, Inc. | CC/CE/CS/CW12*9 |  | Ground-Water-Source | WBAHP: Heat Pump Packaged Unit | Heat Pump | 208 | 1 |  |  | No Match | No Match |  |  |  | 11500 | 787 | 14.6 | 9 | 10000 | 837 | 3.5 |  | Non Federally-Regulated | 11/14/2000 |  | 03/18/2002
Mammoth | Hydrobank II | F100VLK |  | Ground-Water-Source | WBAHP: Heat Pump Packaged Unit | Heat Pump | 208 | 3 |  |  | No Match | No Match |  |  |  | 99500 | 7370 | 13.5 | 9 | 78500 | 7187 | 3.2 |  | Non Federally-Regulated | 03/22/2001 |  | 07/18/2002
Florida Heat Pump | Florida Heat Pump | EM031-2CS | EM031-2AV | Water-Source | WBAHP-C: Heat Pump Split Syste | Heat Pump | 265 | 1 |  |  | No Match | No Match |  |  |  | 31400 | 2275 | 13.8 | 10 | 41000 | 2730 | 4.4 |  | Federally-Regulated Commercial & Industrial Equipment | 12/14/1998 |  | 10/05/1999
McQuay / Snyder General | Electro-Hydronics | UC330GK |  | Water-Source | WBAHP: Heat Pump Packaged Unit | Heat Pump | 208 | 3 |  |  | No Match | No Match |  |  |  | 33000 | 3050 | 10.8 | 7.5 | 39000 | 3090 | 3.7 | 2.5 | Non Federally-Regulated | 08/29/1986 |  | 05/11/1988
ClimateMaster Inc. | Carrier | 50VQG/HQG012 |  | Ground-Water-Source | WBAHP: Heat Pump Packaged Unit | Heat Pump | 230 | 1 |  |  | No Match | No Match |  |  |  | 12000 | 1034 | 11.6 | 9 | 9500 | 959 | 2.9 |  | Non Federally-Regulated | 11/17/1999 |  | 04/10/2000
ClimateMaster Inc. | Climate Master Series | 805-042G********* |  | Ground-Water-Source | WBAHP: Heat Pump Packaged Unit | Heat Pump | 208 | 1 |  |  | No Match | No Match |  |  |  | 42500 | 4670 | 9.1 |  | 53000 | 4705 | 3.3 |  | Non Federally-Regulated | 05/11/1988 |  | 03/15/1989
McQuay International | McQuay | CCH/CCW/HWH/HWW024C-F |  | Water-Source | WBAHP: Heat Pump Packaged Unit | Heat Pump | 230 | 3 |  |  | No Match | No Match |  |  |  | 25000 | 2066 | 12.1 | 9.3 | 30000 | 2313 | 3.8 | 3.8 | Federally-Regulated Commercial & Industrial Equipment | 03/31/1998 |  | 05/10/1998
Waterfurnace International, Inc. | Waterfurnace International, Inc. | SXV016A1 |  | Water-Source | WBAHP-CB: Heat Pump Split Syst | Heat Pump | 230 | 1 |  |  | No Match | No Match |  |  |  | 16800 | 1253 | 13.4 | 9 | 18700 | 1336 | 4.1 | 3.5 | Non Federally-Regulated | 02/02/1998 |  | 08/21/1998
Mammoth | Hydrobank II | A009HHJ |  | Water-Source | WBAHP: Heat Pump Packaged Unit | Heat Pump | 115 | 1 |  |  | No Match | No Match |  |  |  | 8800 | 880 | 10 | 10 | 12000 | 901 | 3.9 |  | Federally-Regulated Commercial & Industrial Equipment | 09/25/2002 |  | 03/12/2009
Climate Control / Snyder General | Electro-Hydronics | CC350G7 |  | Water-Source | WBAHP: Heat Pump Packaged Unit | Heat Pump | 265 | 1 |  |  | No Match | No Match |  |  |  | 35600 | 3360 | 10.6 | 7.5 | 43000 | 3500 | 3.6 | 2.5 | Non Federally-Regulated | 06/11/1985 |  | 08/29/1986
ClimateMaster Inc. | Climate Master | GSS030BG | FK4CNF003 | Ground-Source | WBAHP-CB: Heat Pump Split Syst | Heat Pump | 230 | 1 |  |  | No Match | Single-Speed |  |  |  | 29800 | 1817 | 16.4 | 13.4 | 21500 | 1801 | 3.5 | 3.1 | Non Federally-Regulated | 09/15/2009 |  | 02/17/2011
Mammoth | Hydrobank II | D072VHJ |  | Water-Source | WBAHP: Heat Pump Packaged Unit | Heat Pump | 208 | 1 |  |  | No Match | No Match |  |  |  | 68500 | 5708 | 12 | 9 | 85500 | 6423 | 3.9 | 3.8 | Federally-Regulated Commercial & Industrial Equipment | 01/18/2001 |  | 03/12/2009
Carrier Corp. | Carrier | 50QXH0303 |  | Water-Source | WBAHP: Heat Pump Packaged Unit | Heat Pump | 230 | 1 |  |  | No Match | No Match |  |  |  | 30500 | 2520 | 12.1 | 9 | 39000 | 2858 | 4 | 3.2 | Non Federally-Regulated | 03/15/1989 |  | 02/22/1990
Waterfurnace International, Inc. | Waterfurnace International, Inc. | SXV036*1 |  | Ground-Water-Source | WBAHP: Heat Pump Packaged Unit | Heat Pump | 208 | 1 |  |  | No Match | No Match |  |  |  | 36400 | 2676 | 13.6 | 9 | 26000 | 2380 | 3.2 |  | Non Federally-Regulated | 10/06/1999 |  | 05/19/2000
Mammoth | Hydrobank II | F064HLH |  | Ground-Water-Source | WBAHP: Heat Pump Packaged Unit | Heat Pump | 230 | 3 |  |  | No Match | No Match |  |  |  | 62000 | 4275 | 14.5 | 9 | 49500 | 4532 | 3.2 |  | Non Federally-Regulated | 06/27/2003 |  | 03/12/2009
ClimateMaster Inc. | Climate Master | TES/P038A | TAH038B | Ground-Source | WBAHP-CB: Heat Pump Split Syst | Heat Pump | 208 | 1 |  |  | No Match | Single-Speed |  |  |  | 38800 | 2064 | 18.8 | 13.4 | 27900 | 1994 | 4.1 | 3.1 | Non Federally-Regulated | 12/12/2012 |  | 06/09/2015
Waterfurnace International, Inc. | Waterfurnace International, Inc. | SXH058B0 |  | Ground-Source | WBAHP: Heat Pump Packaged Unit | Heat Pump | 208 | 1 |  |  | No Match | No Match |  |  |  | 56500 | 4216 | 13.4 |  | 45500 | 4301 | 3.1 |  | Non Federally-Regulated | 03/31/1998 |  | 05/10/1998
Climate Control / Snyder General | Electro-Hydronics | CW260F5 |  | Water-Source | WBAHP: Heat Pump Packaged Unit | Heat Pump | 208 | 1 |  |  | No Match | No Match |  |  |  | 26000 | 2450 | 10.6 | 7.5 | 31600 | 2500 | 3.7 | 2.5 | Non Federally-Regulated | 05/16/1984 |  | 08/29/1986
Florida Heat Pump | Energy Miser | HEV1000-4 |  | Water-Source | WBAHP: Heat Pump Packaged Unit | Heat Pump | 460 | 3 |  |  | No Match | No Match |  |  |  | 102000 | 9750 | 10.5 | 10.5 | 120000 | 9500 | 3.7 | 3.8 | Non Federally-Regulated | 07/31/1991 |  | 03/31/1998
Climate Control / Snyder General | Electro-Hydronics | CW350G7 |  | Water-Source | WBAHP: Heat Pump Packaged Unit | Heat Pump | 265 | 1 |  |  | No Match | No Match |  |  |  | 35600 | 3360 | 10.6 | 7.5 | 43000 | 3500 | 3.6 | 2.5 | Non Federally-Regulated | 06/11/1985 |  | 08/29/1986
Waterfurnace International, Inc. | Waterfurnace International, Inc. | CC/CE/CS/CW18*0 |  | Water-Source | WBAHP-O: Heat Pump Packaged Un | Heat Pump | 208 | 1 |  |  | No Match | Single-Speed |  |  |  | 17500 | 1353 | 12.9 | 12 | 22800 | 1531 | 4.4 | 4.2 | Federally-Regulated Commercial & Industrial Equipment | 02/09/2009 |  | 02/17/2011
Addison Products | Addison Products | HGY042-3A |  | Water-Source | WBAHP-CB: Heat Pump Split Syst | Heat Pump | 208 | 3 |  |  | No Match | No Match |  |  |  | 48700 | 4058 | 12 | 9 | 52300 | 4378 | 3.5 | 3.5 | Non Federally-Regulated | 07/22/2002 |  | 03/12/2009
California Heat Pump | Aqua-Matic | 42V*-12-** |  | Water-Source | WBAHP: Heat Pump Packaged Unit | Heat Pump | 208 | 1 |  |  | No Match | No Match |  |  |  | 39000 | 4700 | 8.3 | 7.5 | 43000 | 4100 | 3 | 2.5 | Non Federally-Regulated | 06/11/1985 |  | 05/11/1988
Waterfurnace International, Inc. | Waterfurnace International, Inc. | VLV/VXV024*1 |  | Water-Source | WBAHP: Heat Pump Packaged Unit | Heat Pump | 230 | 1 |  |  | No Match | No Match |  |  |  | 23800 | 1676 | 14.2 | 10 | 28200 | 1757 | 4.7 |  | Federally-Regulated Commercial & Industrial Equipment | 06/20/2003 |  | 02/17/2011
ClimateMaster Inc. | Genesis Compact | GCH024BH******* |  | Water-Source | WBAHP: Heat Pump Packaged Unit | Heat Pump | 208 | 3 |  |  | No Match | No Match |  |  |  | 24500 | 1914 | 12.8 | 10 | 30100 | 1918 | 4.6 |  | Federally-Regulated Commercial & Industrial Equipment | 07/02/2003 |  | 12/21/2006
Florida Heat Pump | Florida Heat Pump | EM031-1VT |  | Water-Source | WBAHP: Heat Pump Packaged Unit | Heat Pump | 208 | 1 |  |  | No Match | No Match |  |  |  | 32000 | 2285 | 14 | 9.3 | 42000 | 2735 | 4.5 | 3.8 | Federally-Regulated Commercial & Industrial Equipment | 03/31/1998 |  | 05/10/1998
McQuay / Snyder General | Electro-Hydronics | VF090G5 |  | Water-Source | WBAHP: Heat Pump Packaged Unit | Heat Pump | 208 | 1 |  |  | No Match | No Match |  |  |  | 9000 | 855 | 10.5 | 9 | 11000 | 920 | 3.5 | 3.2 | Non Federally-Regulated | 05/11/1988 |  | 03/15/1989
Waterfurnace International, Inc. | Rybacki - Hart Enterprises | GCC/GCW/GCS/GCE12*0 |  | Ground-Source | WBAHP-O: Heat Pump Packaged Un | Heat Pump | 208 | 1 |  |  | No Match | Single-Speed |  |  |  | 11000 | 775 | 14.2 | 13.4 | 9500 | 795 | 3.5 | 3.1 | Non Federally-Regulated | 01/24/2011 |  | 04/19/2013
Command-Aire | Command-Aire | SWPH-191 |  | Water-Source | WBAHP: Heat Pump Packaged Unit | Heat Pump | 230 | 1 |  |  | No Match | No Match |  |  |  | 18000 | 1840 | 9.8 | 9 | 23000 | 1820 | 3.7 | 3.2 | Non Federally-Regulated | 05/11/1988 |  | 03/15/1989
Waterfurnace International, Inc. | Waterfurnace International, Inc. | SXH068C1 |  | Water-Source | WBAHP-CB: Heat Pump Split Syst | Heat Pump | 230 | 1 |  |  | No Match | No Match |  |  |  | 69000 | 5750 | 12 | 9 | 80000 | 6169 | 3.8 | 3.5 | Non Federally-Regulated | 02/02/1998 |  | 10/02/1998
Waterfurnace International, Inc. | Rybacki - Hart Enterprises | ZS009**0*0 |  | Water-Source | WBAHP: Heat Pump Packaged Unit | Heat Pump | 208 | 1 |  |  | No Match | Single-Speed |  |  |  | 8500 | 708 | 12 | 11.2 | 11500 | 766 | 4.4 | 4.2 | Federally-Regulated Commercial & Industrial Equipment | 01/24/2011 |  | 04/19/2013
Jacobsen Energy Ind., Inc. | Jacobsen Energy Ind., Inc. | 90***7**** |  | Water-Source | WBAHP: Heat Pump Packaged Unit | Heat Pump | 575 | 3 |  |  | No Match | No Match |  |  |  | 96500 | 9500 | 10.2 | 9.2 | 112500 | 9700 | 3.4 | 2.5 | Non Federally-Regulated | 02/22/1990 |  | 07/31/1991
Waterfurnace International, Inc. | Waterfurnace International, Inc. | ATH045*1(P) |  | Ground-Water-Source | WBAHP: Heat Pump Packaged Unit | Heat Pump | 230 | 1 |  |  | No Match | No Match |  |  |  | 27800 | 1323 | 21 | 9 | 19600 | 1472 | 3.9 |  | Non Federally-Regulated | 11/17/1999 |  | 05/19/2000
Addison Products | Addison Products | HPY012-8A |  | Water-Source | WBAHP-CB: Heat Pump Split Syst | Heat Pump | 265 | 1 |  |  | No Match | No Match |  |  |  | 11900 | 991 | 12 | 9 | 13500 | 1069 | 3.7 | 3.5 | Non Federally-Regulated | 07/22/2002 |  | 03/12/2009
Florida Heat Pump | Florida Heat Pump | EM070-1CF/HZ/VT |  | Water-Source | WBAHP: Heat Pump Packaged Unit | Heat Pump | 230 | 1 |  |  | No Match | No Match |  |  |  | 70000 | 4827 | 14.5 | 9 | 83000 | 5286 | 4.6 | 3.8 | Federally-Regulated Commercial & Industrial Equipment | 05/29/2001 |  | 02/17/2011
ClimateMaster Inc. | Climate Master Series | GRV/GRH042AG |  | Ground-Water-Source | WBAHP: Heat Pump Packaged Unit | Heat Pump | 208 | 1 |  |  | No Match | No Match |  |  |  | 40900 | 3029 | 13.5 | 9 | 30400 | 2783 | 3.2 |  | Non Federally-Regulated | 04/10/2000 |  | 07/18/2002
Mammoth | Hydrobank II | D036HHJ |  | Water-Source | WBAHP: Heat Pump Packaged Unit | Heat Pump | 208 | 1 |  |  | No Match | No Match |  |  |  | 35300 | 3268 | 10.8 | 10 | 46500 | 3585 | 3.8 |  | Federally-Regulated Commercial & Industrial Equipment | 05/23/2000 |  | 11/14/2000
Marvair | Marvair | WVP36HPD |  | Water-Source | WBAHP: Heat Pump Packaged Unit | Heat Pump | 460 | 3 |  |  | No Match | No Match |  |  |  | 35000 | 3182 | 11 | 9 | 44000 | 3394 | 3.8 | 3.2 | Non Federally-Regulated | 02/22/1990 |  | 07/31/1991
McQuay / Snyder General | Electro-Hydronics | UW550G5 |  | Water-Source | WBAHP: Heat Pump Packaged Unit | Heat Pump | 208 | 1 |  |  | No Match | No Match |  |  |  | 55000 | 5670 | 9.7 | 7.5 | 67000 | 5610 | 3.5 | 2.5 | Non Federally-Regulated | 08/29/1986 |  | 05/11/1988
Florida Heat Pump | Florida Heat Pump | GT042-5VT/HZ/CF |  | Water-Source | WBAHP-CB: Heat Pump Split Syst | Heat Pump | 575 | 3 |  |  | No Match | No Match |  |  |  | 45000 | 3435 | 13.1 | 9 | 50000 | 3488 | 4.2 | 3.5 | Non Federally-Regulated | 12/14/1998 |  | 04/12/2000
ClimateMaster Inc. | Climate Master Series | HE/VE009E |  | Ground-Water-Source | WBAHP: Heat Pump Packaged Unit | Heat Pump | 265 | 1 |  |  | No Match | No Match |  |  |  | 9500 | 778 | 12.2 | 9 | 7200 | 659 | 3.2 |  | Non Federally-Regulated | 04/10/2000 |  | 11/14/2000
Addison Products | Addison Products | VWY018-1A |  | Water-Source | WBAHP: Heat Pump Packaged Unit | Heat Pump | 230 | 1 |  |  | No Match | No Match |  |  |  | 17600 | 1303 | 13.5 | 10 | 24200 | 1390 | 5.1 |  | Federally-Regulated Commercial & Industrial Equipment | 11/14/2000 |  | 03/22/2001
Enertech Global, LLC | Enertech | TST066 | ACD060 | Ground-Source | WBAHP-C: Heat Pump Split Syste | Heat Pump | 230 | 1 |  |  | No Match | Single-Speed |  |  |  | 62100 | 3764 | 16.5 | 13.4 | 49500 | 4386 | 3.3 | 3.1 | Non Federally-Regulated | 11/25/2009 |  | 08/23/2011
Singer | Electro-Hydronics | CC240C3 |  | Water-Source | WBAHP: Heat Pump Packaged Unit | Heat Pump | 230 | 1 |  |  | No Match | No Match |  |  |  | 24000 | 2850 | 8.4 | 7.5 | 28400 | 2900 | 2.9 | 2.5 | Non Federally-Regulated | 09/08/1982 |  | 05/16/1984
Mammoth | Hydrobank II | G024HHH/VHH |  | Water-Source | WBAHP: Heat Pump Packaged Unit | Heat Pump | 460 | 3 |  |  | No Match | No Match |  |  |  | 24600 | 2157 | 11.4 | 10 | 31700 | 2444 | 3.8 |  | Federally-Regulated Commercial & Industrial Equipment | 07/29/1998 |  | 10/02/1998
ClimateMaster Inc. | Carrier Corp. | 50YCS0303 | FK4CNF003 | Water-Source | WBAHP-CB: Heat Pump Split Syst | Heat Pump | 230 | 1 |  |  | No Match | Single-Speed |  |  |  | 28000 | 1905 | 14.7 | 12 | 34000 | 2121 | 4.7 | 4.2 | Federally-Regulated Commercial & Industrial Equipment | 09/15/2009 |  | 02/17/2011
Enertech Global, LLC | Enertech | H062C | ACD060 | Ground-Water-Source | WBAHP-C: Heat Pump Split Syste | Heat Pump | 230 | 1 |  |  | No Match | Single-Speed | 2509 | 682 | 1 | 65100 | 3426 | 19 | 16.2 | 57000 | 4386 | 3.8 | 3.6 | Non Federally-Regulated | 11/25/2009 |  | 08/23/2011
Snyder General Corp. | McQuay | WE075C7 |  | Water-Source | WBAHP-O: Heat Pump Packaged Un | Heat Pump | 265 | 1 |  |  | No Match | No Match |  |  |  | 6900 | 645 | 10.7 | 9 | 9400 | 725 | 3.8 | 3.2 | Non Federally-Regulated | 02/22/1990 |  | 07/31/1991
Mammoth | Sol-A-Terra II | G045VSB |  | Ground-Water-Source | WBAHP: Heat Pump Packaged Unit | Heat Pump | 460 | 3 |  |  | No Match | No Match |  |  |  | 45000 | 4167 | 10.8 | 11 | 57000 | 4912 | 3.4 | 3.4 | Non Federally-Regulated | 07/31/1991 |  | 03/31/1998
Florida Heat Pump | Florida Heat Pump | CW015-0 |  | Water-Source | WBAHP-O: Heat Pump Packaged Un | Heat Pump | 115 | 1 |  |  | No Match | No Match |  |  |  | 15000 | 1000 | 15 | 9.3 | 15200 | 989 | 4.5 | 3.8 | Federally-Regulated Commercial & Industrial Equipment | 03/31/1998 |  | 05/10/1998
Mammoth | Hydrobank II | G024HHJ |  | Water-Source | WBAHP: Heat Pump Packaged Unit | Heat Pump | 460 | 3 |  |  | No Match | No Match |  |  |  | 23800 | 2266 | 10.5 | 10 | 31000 | 2328 | 3.9 |  | Federally-Regulated Commercial & Industrial Equipment | 01/18/2001 |  | 03/12/2009
American Air Filter | Enercon | VW51 |  | Water-Source | WBAHP: Heat Pump Packaged Unit | Heat Pump | 460 | 3 |  |  | No Match | No Match |  |  |  | 52000 | 6100 | 8.4 | 7.5 | 67000 | 6100 | 3.2 | 2.5 | Non Federally-Regulated | 01/05/1982 |  | 05/16/1984
Carrier Corp. - Syracuse | Carrier | 50YAV/YAH012 |  | Ground-Source | WBAHP: Heat Pump Packaged Unit | Heat Pump | 208 | 1 |  |  | No Match | No Match |  |  |  | 12000 | 1034 | 11.6 |  | 9500 | 959 | 2.9 |  | Non Federally-Regulated | 03/31/1998 |  | 05/10/1998
Waterfurnace International, Inc. | Waterfurnace International, Inc. | ATV046D1 |  | Ground-Source | WBAHP: Heat Pump Packaged Unit | Heat Pump | 208 | 1 |  |  | No Match | No Match |  |  |  | 47000 | 2919 | 16.1 |  | 34500 | 3063 | 3.3 |  | Non Federally-Regulated | 03/31/1998 |  | 05/10/1998
Command-Aire | Command-Aire | RUWP-3033 |  | Water-Source | WBAHP: Heat Pump Packaged Unit | Heat Pump | 208 | 3 |  |  | No Match | No Match |  |  |  | 351000 | 38500 | 9.1 |  | 451000 | 38600 | 3.4 |  | Non Federally-Regulated | 05/11/1988 |  | 03/15/1989
Florida Heat Pump | Clean Energy Developments Corp. | PS048-3CF/HZ/VT |  | Water-Source | WBAHP: Heat Pump Packaged Unit | Heat Pump | 208 | 3 |  |  | No Match | Single-Speed |  |  |  | 48500 | 3392 | 13.9 | 12 | 56500 | 3379 | 4.9 | 4.2 | Federally-Regulated Commercial & Industrial Equipment | 07/06/2011 |  | 09/03/2012
Waterfurnace International, Inc. | Waterfurnace International, Inc. | ATH034D0 |  | Ground-Source | WBAHP: Heat Pump Packaged Unit | Heat Pump | 230 | 1 |  |  | No Match | No Match |  |  |  | 34400 | 2150 | 16 |  | 25000 | 2220 | 3.3 |  | Non Federally-Regulated | 03/31/1998 |  | 05/10/1998
Waterfurnace International, Inc. | Waterfurnace International, Inc. | SXH019*0 |  | Water-Source | WBAHP: Heat Pump Packaged Unit | Heat Pump | 230 | 1 |  |  | No Match | No Match |  |  |  | 18600 | 1338 | 13.9 | 10 | 24200 | 1447 | 4.9 |  | Federally-Regulated Commercial & Industrial Equipment | 10/05/1999 |  | 05/19/2000
Climate Control / Snyder General | Electro-Hydronics | VE90G7 |  | Water-Source | WBAHP: Heat Pump Packaged Unit | Heat Pump | 265 | 1 |  |  | No Match | No Match |  |  |  | 9000 | 855 | 10.5 | 7.5 | 11000 | 920 | 3.5 | 2.5 | Non Federally-Regulated | 06/11/1985 |  | 08/29/1986
Florida Heat Pump | Florida Heat Pump | EM048-1CS | EM048-1AH/AV | Ground-Water-Source | WBAHP-CB: Heat Pump Split Syst | Heat Pump | 230 | 1 |  |  | No Match | No Match |  |  |  | 50000 | 4000 | 12.5 | 9 | 37000 | 3387 | 3.2 |  | Non Federally-Regulated | 07/22/2002 |  | 03/12/2009
Hydro Delta Corp. | Hydro Delta Corp. | 03-026-WTARW-HM |  | Water-Source | WBAHP-CB: Heat Pump Split Syst | Heat Pump | 208 | 1 |  |  | No Match | No Match |  |  |  | 24400 | 2050 | 11.9 | 9 | 28400 | 2311 | 3.6 | 3.5 | Non Federally-Regulated | 10/05/1999 |  | 04/12/2000
ClimateMaster Inc. | Climate Master Series | HS/HL/VS/VL042F |  | Water-Source | WBAHP: Heat Pump Packaged Unit | Heat Pump | 460 | 3 |  |  | No Match | No Match |  |  |  | 41500 | 3705 | 11.2 | 10 | 52500 | 3845 | 4 |  | Federally-Regulated Commercial & Industrial Equipment | 01/18/2001 |  | 11/19/2001
Enertech Global, LLC | Enertech | HCT036C2 |  | Ground-Water-Source | WBAHP: Heat Pump Packaged Unit | Heat Pump | 230 | 3 |  |  | No Match | Single-Speed |  |  |  | 41000 | 1723 | 23.8 | 16.2 | 35700 | 2052 | 5.1 | 3.6 | Non Federally-Regulated | 12/12/2012 |  | 04/21/2014
Friedrich Climate Master | Climate Master Series | 814-023-G******** |  | Water-Source | WBAHP: Heat Pump Packaged Unit | Heat Pump | 230 | 1 |  |  | No Match | No Match |  |  |  | 23000 | 1949 | 11.8 | 7.5 | 25400 | 1909 | 3.9 | 2.5 | Non Federally-Regulated | 08/29/1986 |  | 05/11/1988
Addison Products | Addison Products | VPY054-3A |  | Water-Source | WBAHP-CB: Heat Pump Split Syst | Heat Pump | 208 | 3 |  |  | No Match | No Match |  |  |  | 57700 | 4931 | 11.7 | 9 | 67100 | 5461 | 3.6 | 3.5 | Non Federally-Regulated | 11/14/2000 |  | 07/18/2002
ClimateMaster Inc. | Trane | WPVC0802 |  | Water-Source | WBAHP: Heat Pump Packaged Unit | Heat Pump | 208 | 1 |  |  | No Match | No Match |  |  |  | 77000 | 7700 | 10 | 10.5 | 80000 | 7100 | 3.3 | 3.8 | Non Federally-Regulated | 07/31/1991 |  | 03/31/1998
McQuay / Snyder General | Electro-Hydronics | VF260GK |  | Water-Source | WBAHP: Heat Pump Packaged Unit | Heat Pump | 208 | 3 |  |  | No Match | No Match |  |  |  | 25000 | 2450 | 10.2 | 7.5 | 31600 | 2500 | 3.7 | 2.5 | Non Federally-Regulated | 08/29/1986 |  | 05/11/1988
Snyder General Corp. | American Air Filter | DHW-120 |  | Water-Source | WBAHP: Heat Pump Packaged Unit | Heat Pump | 460 | 3 |  |  | No Match | No Match |  |  |  | 120000 | 11100 | 10.8 | 10.5 | 145000 | 11800 | 3.6 | 3.8 | Non Federally-Regulated | 07/31/1991 |  | 03/31/1998
Waterfurnace International, Inc. | Geotility Geothermal Installations | ZS048**3*4 |  | Ground-Water-Source | WBAHP: Heat Pump Packaged Unit | Heat Pump | 230 | 3 |  |  | No Match | Single-Speed |  |  |  | 52000 | 2222 | 23.4 | 16.2 | 45900 | 3203 | 4.2 | 3.6 | Non Federally-Regulated | 06/14/2011 |  | 04/19/2013
Waterfurnace International, Inc. | Waterfurnace International, Inc. | SXV068B4 |  | Ground-Source | WBAHP: Heat Pump Packaged Unit | Heat Pump | 460 | 3 |  |  | No Match | No Match |  |  |  | 66000 | 5500 | 12 |  | 52000 | 5080 | 3 |  | Non Federally-Regulated | 03/31/1998 |  | 05/10/1998
Waterfurnace International, Inc. | Geotility Geothermal Installations | ZS060**0*0 |  | Water-Source | WBAHP: Heat Pump Packaged Unit | Heat Pump | 230 | 1 |  |  | No Match | Single-Speed |  |  |  | 58400 | 3973 | 14.7 | 12 | 72500 | 4829 | 4.4 | 4.2 | Federally-Regulated Commercial & Industrial Equipment | 01/24/2011 |  | 04/19/2013
American Air Filter | Enercon | CW12 |  | Water-Source | WBAHP: Heat Pump Packaged Unit | Heat Pump | 265 | 1 |  |  | No Match | No Match |  |  |  | 12500 | 1225 | 10.2 | 7.5 | 14700 | 1275 | 3.4 | 2.5 | Non Federally-Regulated | 06/11/1985 |  | 05/11/1988
Waterfurnace International, Inc. | Rybacki - Hart Enterprises | ZS024**0*1 |  | Ground-Source | WBAHP: Heat Pump Packaged Unit | Heat Pump | 230 | 1 |  |  | No Match | Single-Speed |  |  |  | 24400 | 1394 | 17.5 | 13.4 | 17500 | 1350 | 3.8 | 3.1 | Non Federally-Regulated | 01/24/2011 |  | 04/19/2013
Waterfurnace International, Inc. | Waterfurnace International, Inc. | SXH058C0 |  | Ground-Water-Source | WBAHP: Heat Pump Packaged Unit | Heat Pump | 208 | 1 |  |  | No Match | No Match |  |  |  | 56500 | 4216 | 13.4 | 9 | 45500 | 4301 | 3.1 |  | Non Federally-Regulated | 12/14/1998 |  | 10/06/1999
Mammoth | Hydrobank II | A006HHJ |  | Water-Source | WBAHP: Heat Pump Packaged Unit | Heat Pump | 115 | 1 |  |  | No Match | No Match |  |  |  | 7000 | 636 | 11 | 10 | 9200 | 691 | 3.9 |  | Federally-Regulated Commercial & Industrial Equipment | 11/14/2000 |  | 01/18/2001
Snyder General Corp. | American Air Filter | FHW-60 |  | Water-Source | WBAHP: Heat Pump Packaged Unit | Heat Pump | 230 | 1 |  |  | No Match | No Match |  |  |  | 58000 | 5800 | 10 | 9 | 75000 | 6667 | 3.3 | 3.2 | Federally-Regulated Commercial & Industrial Equipment | 02/09/1989 |  | 07/27/1992
ClimateMaster Inc. | Climate Master Series | 803-015-G******** |  | Water-Source | WBAHP: Heat Pump Packaged Unit | Heat Pump | 208 | 1 |  |  | No Match | No Match |  |  |  | 15000 | 1442 | 10.4 | 9 | 19200 | 1440 | 3.9 | 3.2 | Federally-Regulated Commercial & Industrial Equipment | 02/11/1988 |  | 05/11/1988
McQuay International | McQuay | CCH/CCW/HWH/HWW090C-F |  | Water-Source | WBAHP: Heat Pump Packaged Unit | Heat Pump | 230 | 3 |  |  | No Match | No Match |  |  |  | 92000 | 7603 | 12.1 | 9 | 112000 | 7633 | 4.3 | 3.8 | Federally-Regulated Commercial & Industrial Equipment | 12/14/1998 |  | 11/17/1999
McQuay / Snyder General | Electro-Hydronics | FC350F7 |  | Water-Source | WBAHP: Heat Pump Packaged Unit | Heat Pump | 265 | 1 |  |  | No Match | No Match |  |  |  | 35600 | 3360 | 10.6 | 9 | 43000 | 3500 | 3.6 | 3.2 | Non Federally-Regulated | 05/11/1988 |  | 03/15/1989
Waterfurnace International, Inc. | Waterfurnace International, Inc. | SXV120A3 |  | Ground-Water-Source | WBAHP: Heat Pump Packaged Unit | Heat Pump | 208 | 3 |  |  | No Match | No Match |  |  |  | 124000 | 9323 | 13.3 | 9 | 95000 | 9280 | 3 |  | Non Federally-Regulated | 01/30/1998 |  | 10/02/1998
ClimateMaster Inc. | Carrier Corp. | YCS0423 | FK4CNF005 | Ground-Source | WBAHP-CB: Heat Pump Split Syst | Heat Pump | 230 | 1 |  |  | No Match | Single-Speed |  |  |  | 42000 | 2710 | 15.5 | 13.4 | 31700 | 2582 | 3.6 | 3.1 | Non Federally-Regulated | 09/15/2009 |  | 02/17/2011
California Heat Pump | California Heat Pump | 27H**-12-** |  | Water-Source | WBAHP: Heat Pump Packaged Unit | Heat Pump | 230 | 1 |  |  | No Match | No Match |  |  |  | 27000 | 2328 | 11.6 | 7.5 | 29500 | 2275 | 3.8 | 2.5 | Non Federally-Regulated | 06/11/1985 |  | 05/11/1988
Waterfurnace International, Inc. | Waterfurnace International, Inc. | SXH036A4 |  | Water-Source | WBAHP: Heat Pump Packaged Unit | Heat Pump | 460 | 3 |  |  | No Match | No Match |  |  |  | 36000 | 2647 | 13.6 | 9.3 | 44500 | 2774 | 4.7 | 3.8 | Federally-Regulated Commercial & Industrial Equipment | 03/31/1998 |  | 05/10/1998
Waterfurnace International, Inc. | Johnson Controls | RJSV/RJSH042**4*0 |  | Ground-Water-Source | WBAHP: Heat Pump Packaged Unit | Heat Pump | 460 | 3 |  |  | No Match | Single-Speed |  |  |  | 44600 | 1820 | 24.5 | 16.2 | 34900 | 2224 | 4.6 | 3.6 | Non Federally-Regulated | 01/24/2011 |  | 10/24/2014
Command-Aire | Command-Aire | SWP281E |  | Water-Source | WBAHP: Heat Pump Packaged Unit | Heat Pump | 208 | 1 |  |  | No Match | No Match |  |  |  | 30000 | 2720 | 11 | 7.5 | 42000 | 3000 | 4 | 2.5 | Non Federally-Regulated | 06/11/1985 |  | 01/23/1988
Florida Heat Pump | Florida Heat Pump | EM009-0VT |  | Water-Source | WBAHP: Heat Pump Packaged Unit | Heat Pump | 115 | 1 |  |  | No Match | No Match |  |  |  | 9500 | 760 | 12.5 | 10 | 13000 | 846 | 4.5 |  | Federally-Regulated Commercial & Industrial Equipment | 02/02/1998 |  | 03/31/1998
Waterfurnace International, Inc. | Waterfurnace International, Inc. | SXV019C2 |  | Ground-Water-Source | WBAHP: Heat Pump Packaged Unit | Heat Pump | 265 | 1 |  |  | No Match | No Match |  |  |  | 19200 | 1371 | 14 | 9 | 15100 | 1301 | 3.4 |  | Non Federally-Regulated | 01/30/1998 |  | 03/31/1998
Waterfurnace International, Inc. | Waterfurnace International, Inc. | VLV/VXV030*2 |  | Water-Source | WBAHP: Heat Pump Packaged Unit | Heat Pump | 265 | 1 |  |  | No Match | No Match |  |  |  | 29500 | 2107 | 14 | 10 | 35200 | 2291 | 4.5 |  | Federally-Regulated Commercial & Industrial Equipment | 06/20/2003 |  | 02/17/2011
McQuay International | McQuay | FCV/FCW/VWH/VWW009B-A |  | Water-Source | WBAHP: Heat Pump Packaged Unit | Heat Pump | 115 | 1 |  |  | No Match | No Match |  |  |  | 8800 | 822 | 10.7 | 10 | 12000 | 901 | 3.9 |  | Federally-Regulated Commercial & Industrial Equipment | 12/14/1998 |  | 10/05/1999
Trane U.S. Inc. | Trane | EXHE0364 |  | Water-Source | WBAHP: Heat Pump Packaged Unit | Heat Pump | 460 | 3 |  |  | No Match | Single-Speed |  |  |  | 35100 | 2208 | 15.9 | 12 | 42000 | 2322 | 5.3 | 4.2 | Federally-Regulated Commercial & Industrial Equipment | 06/14/2011 |  | 08/15/2014
Addison Products | Addison Products | HPY060-1A |  | Water-Source | WBAHP-CB: Heat Pump Split Syst | Heat Pump | 230 | 1 |  |  | No Match | No Match |  |  |  | 68000 | 5354 | 12.7 | 9 | 77200 | 6113 | 3.7 | 3.5 | Non Federally-Regulated | 07/22/2002 |  | 03/12/2009
Carrier Corp. | Carrier | 50Q*H06060 |  | Water-Source | WBAHP: Heat Pump Packaged Unit | Heat Pump | 460 | 3 |  |  | No Match | No Match |  |  |  | 58000 | 5000 | 11.6 | 10 | 65000 | 4762 | 4 |  | Federally-Regulated Commercial & Industrial Equipment | 08/02/1993 |  | 03/08/1996
Mammoth | Hydrobank II | G052HHJ |  | Water-Source | WBAHP: Heat Pump Packaged Unit | Heat Pump | 460 | 3 |  |  | No Match | No Match |  |  |  | 53500 | 4734 | 11.3 | 10 | 69500 | 5221 | 3.9 |  | Federally-Regulated Commercial & Industrial Equipment | 05/23/2000 |  | 01/18/2001
Mammoth | Mammoth | F062VHCXXX |  | Water-Source | WBAHP: Heat Pump Packaged Unit | Heat Pump | 208 | 3 |  |  | No Match | No Match |  |  |  | 57500 | 5750 | 10 | 9 | 70500 | 5580 | 3.7 | 3.2 | Non Federally-Regulated | 05/11/1988 |  | 03/15/1989
Command-Aire | Command-Aire | SWPH-2033 |  | Water-Source | WBAHP: Heat Pump Packaged Unit | Heat Pump | 208 | 3 |  |  | No Match | No Match |  |  |  | 240000 | 24700 | 9.7 |  | 336000 | 27900 | 3.5 |  | Non Federally-Regulated | 05/11/1988 |  | 03/15/1989
ClimateMaster Inc. | Carrier Corp. | 50P1H/V036 |  | Ground-Source | WBAHP: Heat Pump Packaged Unit | Heat Pump | 208 | 1 |  |  | No Match | Single-Speed |  |  |  | 35300 | 2369 | 14.9 | 13.4 | 29600 | 2629 | 3.3 | 3.1 | Non Federally-Regulated | 10/24/2014 |  | 04/22/2015
Waterfurnace International, Inc. | Waterfurnace International, Inc. | ES048*1 | FV4ANF006 | Ground-Water-Source | WBAHP-CB: Heat Pump Split Syst | Heat Pump | 208 | 1 |  |  | No Match | No Match |  |  |  | 51500 | 3410 | 15.1 | 9 | 34300 | 3241 | 3.1 |  | Non Federally-Regulated | 05/21/2002 |  | 03/12/2009
California Heat Pump | California Heat Pump | 28R*-12-** |  | Water-Source | WBAHP: Heat Pump Packaged Unit | Heat Pump | 208 | 1 |  |  | No Match | No Match |  |  |  | 25400 | 2600 | 9.8 | 7.5 | 32000 | 2625 | 3.6 | 2.5 | Non Federally-Regulated | 06/11/1985 |  | 05/11/1988
Waterfurnace International, Inc. | Trane Unitary Products Group | T1GX022***1**1 |  | Ground-Source | WBAHP: Heat Pump Packaged Unit | Heat Pump | 208 | 1 |  |  | No Match | Single-Speed |  |  |  | 21700 | 1033 | 21 | 13.4 | 15000 | 1100 | 4 | 3.1 | Non Federally-Regulated | 08/23/2011 |  | 10/24/2014
Florida Heat Pump | Florida Heat Pump | EM048-4CF |  | Water-Source | WBAHP: Heat Pump Packaged Unit | Heat Pump | 460 | 3 |  |  | No Match | No Match |  |  |  | 49000 | 3920 | 12.5 | 10 | 58000 | 3863 | 4.4 |  | Federally-Regulated Commercial & Industrial Equipment | 12/14/1998 |  | 10/05/1999
Climate Control / Snyder General | Electro-Hydronics | LHP7.5BK |  | Water-Source | WBAHP: Heat Pump Packaged Unit | Heat Pump | 208 | 3 |  |  | No Match | No Match |  |  |  | 76000 | 7100 | 10.7 | 9.2 | 95000 | 7500 | 3.7 | 2.5 | Non Federally-Regulated | 06/11/1985 |  | 08/29/1986
Command-Aire | Command-Aire | SWP-1044 |  | Water-Source | WBAHP: Heat Pump Packaged Unit | Heat Pump | 460 | 3 |  |  | No Match | No Match |  |  |  | 115000 | 11900 | 9.6 | 9.2 | 156000 | 12100 | 3.8 | 2.5 | Non Federally-Regulated | 05/16/1984 |  | 01/23/1988
Waterfurnace International, Inc. | Waterfurnace International, Inc. | SXH048*3 |  | Ground-Water-Source | WBAHP: Heat Pump Packaged Unit | Heat Pump | 230 | 3 |  |  | No Match | No Match |  |  |  | 51500 | 3843 | 13.4 | 9 | 36000 | 3402 | 3.1 |  | Non Federally-Regulated | 10/06/1999 |  | 05/19/2000
Addison Products | Heat Controller | WPH32-1JA/1JBA |  | Water-Source | WBAHP-CB: Heat Pump Split Syst | Heat Pump | 230 | 1 |  |  | No Match | No Match |  |  |  | 32200 | 2927 | 11 | 9 | 36200 | 3030 | 3.5 | 3.5 | Non Federally-Regulated | 10/05/1999 |  | 04/12/2000
Florida Heat Pump | Florida Heat Pump | EM042-3CS | EM042-1AV/AH | Water-Source | WBAHP-C: Heat Pump Split Syste | Heat Pump | 208 | 3 |  |  | No Match | No Match |  |  |  | 41000 | 3153 | 13 | 10 | 50000 | 3488 | 4.2 |  | Federally-Regulated Commercial & Industrial Equipment | 10/05/1999 |  | 04/12/2000
Waterfurnace International, Inc. | Waterfurnace International, Inc. | NSV/NSH018F1*4 |  | Ground-Source | WBAHP: Heat Pump Packaged Unit | Heat Pump | 230 | 1 |  |  | No Match | Single-Speed |  |  |  | 18500 | 974 | 19 | 13.4 | 14700 | 1051 | 4.1 | 3.1 | Non Federally-Regulated | 05/02/2012 |  | 04/19/2013
Florida Heat Pump | Florida Heat Pump | TA025-1CS | TA025-1AH/AV | Water-Source | WBAHP-CB: Heat Pump Split Syst | Heat Pump | 208 | 1 |  |  | No Match | Dual-Speed |  |  |  | 27000 | 1677 | 16.1 | 12 | 32500 | 1831 | 5.2 | 4.2 | Federally-Regulated Commercial & Industrial Equipment | 06/14/2011 |  | 04/20/2015
McQuay / Snyder General | Electro-Hydronics | FW350GP |  | Water-Source | WBAHP: Heat Pump Packaged Unit | Heat Pump | 460 | 3 |  |  | No Match | No Match |  |  |  | 35600 | 3360 | 10.6 | 7.5 | 43000 | 3500 | 3.6 | 2.5 | Non Federally-Regulated | 08/29/1986 |  | 05/11/1988
Addison Products | Addison Products | WPH022-1J |  | Water-Source | WBAHP: Heat Pump Packaged Unit | Heat Pump | 230 | 1 |  |  | No Match | No Match |  |  |  | 22000 | 1833 | 12 | 10 | 28000 | 2051 | 4 |  | Federally-Regulated Commercial & Industrial Equipment | 12/14/1998 |  | 11/14/2000
Waterfurnace International, Inc. | Waterfurnace International, Inc. | NSV/NSH022G1*1 |  | Water-Source | WBAHP: Heat Pump Packaged Unit | Heat Pump | 230 | 1 |  |  | No Match | Single-Speed |  |  |  | 21900 | 1123 | 19.5 | 12 | 22800 | 1172 | 5.7 | 4.2 | Federally-Regulated Commercial & Industrial Equipment | 09/03/2012 |  | 04/19/2013
Addison Products | Addison Products | WPH036-4JC/4JBC |  | Water-Source | WBAHP-CB: Heat Pump Split Syst | Heat Pump | 460 | 3 |  |  | No Match | No Match |  |  |  | 35600 | 3236 | 11 | 9 | 40000 | 3348 | 3.5 | 3.5 | Non Federally-Regulated | 10/05/1999 |  | 09/21/2000
ClimateMaster Inc. | Climate Master Series | VP/HP/DP048 F/H |  | Water-Source | WBAHP: Heat Pump Packaged Unit | Heat Pump | 460 | 3 |  |  | No Match | No Match |  |  |  | 48000 | 3555 | 13.5 | 10 | 57000 | 3796 | 4.4 |  | Federally-Regulated Commercial & Industrial Equipment | 12/14/1998 |  | 10/05/1999
California Heat Pump | Trane | WPHB-0272 |  | Water-Source | WBAHP: Heat Pump Packaged Unit | Heat Pump | 208 | 1 |  |  | No Match | No Match |  |  |  | 27000 | 2328 | 11.6 | 7.5 | 29500 | 2275 | 3.8 | 2.5 | Non Federally-Regulated | 06/11/1985 |  | 05/11/1988
Hydro Delta Corp. | Hydro Delta Corp. | 03-036-WTARWD-HE |  | Water-Source | WBAHP-CB: Heat Pump Split Syst | Heat Pump | 230 | 1 |  |  | No Match | No Match |  |  |  | 38000 | 2923 | 13 | 9 | 43000 | 3150 | 4 | 3.5 | Non Federally-Regulated | 02/02/1998 |  | 10/02/1998
McQuay / Snyder General | Electro-Hydronics | CCW012A*G |  | Water-Source | WBAHP: Heat Pump Packaged Unit | Heat Pump | 230 | 1 |  |  | No Match | No Match |  |  |  | 12000 | 1045 | 11.5 | 9 | 15000 | 1095 | 4 | 3.2 | Non Federally-Regulated | 05/11/1988 |  | 03/15/1989
Command-Aire | Command-Aire | SWP-2033 |  | Water-Source | WBAHP: Heat Pump Packaged Unit | Heat Pump | 208 | 3 |  |  | No Match | No Match |  |  |  | 240000 | 24700 | 9.7 |  | 336000 | 27900 | 3.5 | 2.5 | Non Federally-Regulated | 02/22/1990 |  | 07/31/1991
Waterfurnace International, Inc. | Waterfurnace International, Inc. | ATV070D3(P) |  | Ground-Water-Source | WBAHP: Heat Pump Packaged Unit | Heat Pump | 208 | 3 |  |  | No Match | No Match |  |  |  | 43500 | 2900 | 15 | 11 | 44000 | 3070 | 4.2 | 3.5 | Non Federally-Regulated | 03/31/1998 |  | 05/10/1998
Florida Heat Pump | Energy Miser | HE19CF-1 |  | Water-Source | WBAHP: Heat Pump Packaged Unit | Heat Pump | 230 | 1 |  |  | No Match | No Match |  |  |  | 19000 | 1710 | 11.1 | 9 | 23500 | 1680 | 4.1 | 3.2 | Non Federally-Regulated | 05/11/1988 |  | 03/15/1989
Addison Products | Addison Products | WSH042-1AL |  | Water-Source | WBAHP: Heat Pump Packaged Unit | Heat Pump | 208 | 1 |  |  | No Match | No Match |  |  |  | 42000 | 3500 | 12 | 10 | 52500 | 3846 | 4 |  | Federally-Regulated Commercial & Industrial Equipment | 02/02/1998 |  | 03/31/1998
McQuay International | McQuay | W-CMG-1-060-E |  | Ground-Water-Source | WBAHP: Heat Pump Packaged Unit | Heat Pump | 230 | 1 |  |  | No Match | No Match |  |  |  | 57000 | 4523 | 12.6 | 9 | 42500 | 4447 | 2.8 |  | Non Federally-Regulated | 09/21/2000 |  | 07/18/2002
Waterfurnace International, Inc. | Waterfurnace International, Inc. | SXV036C2 |  | Water-Source | WBAHP: Heat Pump Packaged Unit | Heat Pump | 265 | 1 |  |  | No Match | No Match |  |  |  | 36000 | 2647 | 13.6 | 9.3 | 44500 | 2774 | 4.7 | 3.8 | Federally-Regulated Commercial & Industrial Equipment | 03/31/1998 |  | 05/10/1998
Waterfurnace International, Inc. | Johnson Controls | RJSV/RJSH048**0*1 |  | Ground-Water-Source | WBAHP: Heat Pump Packaged Unit | Heat Pump | 208 | 1 |  |  | No Match | Single-Speed |  |  |  | 52000 | 1992 | 26.1 | 16.2 | 45100 | 2754 | 4.8 | 3.6 | Non Federally-Regulated | 01/24/2011 |  | 10/24/2014
Snyder General Corp. | American Air Filter | CWH007B*G |  | Water-Source | WBAHP-O: Heat Pump Packaged Un | Heat Pump | 208 | 1 |  |  | No Match | No Match |  |  |  | 6600 | 520 | 12.7 | 9.3 | 9000 | 630 | 4.2 | 3.8 | Non Federally-Regulated | 07/31/1991 |  | 03/31/1998
Trane U.S. Inc. | Trane | EXHE0307 |  | Water-Source | WBAHP: Heat Pump Packaged Unit | Heat Pump | 265 | 1 |  |  | No Match | Single-Speed |  |  |  | 29600 | 1910 | 15.5 | 12 | 34500 | 1908 | 5.3 | 4.2 | Federally-Regulated Commercial & Industrial Equipment | 06/14/2011 |  | 08/15/2014
Command-Aire | Command-Aire | SWPH-281 |  | Water-Source | WBAHP: Heat Pump Packaged Unit | Heat Pump | 208 | 1 |  |  | No Match | No Match |  |  |  | 29000 | 3050 | 9.5 | 9 | 38000 | 3150 | 3.5 | 3.2 | Federally-Regulated Commercial & Industrial Equipment | 01/23/1988 |  | 05/11/1988
Florida Heat Pump | Florida Heat Pump | EM015-2CS | EM015-2AH/AV | Water-Source | WBAH: Heating Only Packaged Un | Heat Pump | 265 | 1 |  |  | No Match | No Match |  |  |  | 15800 | 1436 | 11 | 9 | 19700 | 1649 | 3.5 | 3.5 | Non Federally-Regulated | 07/22/2002 |  | 03/12/2009
Florida Heat Pump | Florida Heat Pump | EM036-2CS | EM036-2AV/AH | Water-Source | WBAHP-C: Heat Pump Split Syste | Heat Pump | 265 | 1 |  |  | No Match | No Match |  |  |  | 34500 | 2500 | 13.8 | 10 | 41000 | 2730 | 4.4 |  | Federally-Regulated Commercial & Industrial Equipment | 10/05/1999 |  | 04/12/2000
Florida Heat Pump | Florida Heat Pump | EM041-1CS | EM041-1AH/AV | Water-Source | Water/Brine to Air Heat Pump S | Heat Pump | 208 | 1 |  |  | No Match | No Match |  |  |  | 39000 | 3000 | 13 | 10 | 49000 | 3501 | 4.1 |  | Federally-Regulated Commercial & Industrial Equipment | 04/12/2000 |  | 03/12/2009
Addison Products | Addison Products | DWPG048-1B-XL* |  | Ground-Water-Source | WBAHP: Heat Pump Packaged Unit | Heat Pump | 230 | 1 |  |  | No Match | No Match |  |  |  | 49500 | 3485 | 14.2 | 11 | 53500 | 3824 | 4.1 | 3.5 | Non Federally-Regulated | 03/31/1998 |  | 05/10/1998
Waterfurnace International, Inc. | Waterfurnace International, Inc. | NDV/NDH038G1*1 |  | Ground-Source | WBAHP: Heat Pump Packaged Unit | Heat Pump | 208 | 1 |  |  | No Match | Dual-Speed |  |  |  | 40200 | 1914 | 21 | 13.4 | 26700 | 1909 | 4.1 | 3.1 | Non Federally-Regulated | 09/03/2012 |  | 04/19/2013
McQuay / Snyder General | Electro-Hydronics | RC140A7 |  | Water-Source | WBAHP: Heat Pump Packaged Unit | Heat Pump | 265 | 1 |  |  | No Match | No Match |  |  |  | 13500 | 1260 | 10.7 | 7.5 | 18000 | 1425 | 3.7 | 2.5 | Non Federally-Regulated | 08/29/1986 |  | 05/11/1988
Marvair | Marvair | WHP25HPA |  | Water-Source | WBAHP: Heat Pump Packaged Unit | Heat Pump | 208 | 1 |  |  | No Match | No Match |  |  |  | 24500 | 2207 | 11.1 | 9 | 29900 | 2247 | 3.9 | 3.2 | Non Federally-Regulated | 02/22/1990 |  | 07/31/1991
Climate Control / Snyder General | Electro-Hydronics | CC630F5 |  | Water-Source | WBAHP: Heat Pump Packaged Unit | Heat Pump | 208 | 1 |  |  | No Match | No Match |  |  |  | 63000 | 6430 | 9.8 | 7.5 | 79000 | 6430 | 3.6 | 2.5 | Non Federally-Regulated | 06/11/1985 |  | 08/29/1986
Climate Control / Snyder General | Electro-Hydronics | VE260GP |  | Water-Source | WBAHP: Heat Pump Packaged Unit | Heat Pump | 460 | 3 |  |  | No Match | No Match |  |  |  | 25000 | 2450 | 10.2 | 7.5 | 31600 | 2500 | 3.7 | 2.5 | Non Federally-Regulated | 05/16/1984 |  | 08/29/1986
Florida Heat Pump | Geomaster, LLC | EC070-1CF/HZ/VT |  | Ground-Water-Source | WBAHP: Heat Pump Packaged Unit | Heat Pump | 208 | 1 |  |  | No Match | Single-Speed | 4178 | 803 | 1 | 76000 | 3838 | 19.8 | 16.2 | 68000 | 3838 | 4 | 3.6 | Non Federally-Regulated | 04/30/2009 |  | 04/20/2015
Florida Heat Pump | Florida Heat Pump | TA071-1CS | DX071 | Ground-Water-Source | WBAHP-CB: Heat Pump Split Syst | Both Heat Pump and Electric Re | 208 | 1 |  |  | No Match | Dual-Speed | 3100 | 840 | 1 | 72500 | 3940 | 18.4 | 16.2 | 71200 | 5217 | 4 | 3.6 | Non Federally-Regulated | 11/30/2011 |  | 03/02/2012
ClimateMaster Inc. | Trane | WPVA26XC* |  | Water-Source | WBAHP: Heat Pump Packaged Unit | Heat Pump | 230 | 1 |  |  | No Match | No Match |  |  |  | 26000 | 2453 | 10.6 | 9 | 31600 | 2503 | 3.7 | 3.2 | Non Federally-Regulated | 05/11/1988 |  | 03/15/1989
Florida Heat Pump | Florida Heat Pump | EM031-1CS | EM031-1AH/AV | Ground-Water-Source | WBAHP-CB: Heat Pump Split Syst | Heat Pump | 208 | 1 |  |  | No Match | No Match |  |  |  | 33000 | 2340 | 14.1 | 9 | 25200 | 2307 | 3.2 |  | Non Federally-Regulated | 07/22/2002 |  | 03/12/2009
Bard Manufacturing Company, Inc. | Bard | WPV60C |  | Ground-Source | WBAHP: Heat Pump Packaged Unit | Heat Pump | 230 | 1 |  |  | No Match | No Match |  |  |  | 54000 | 4695 | 11.5 |  | 40000 | 4689 | 2.5 |  | Non Federally-Regulated | 03/31/1998 |  | 05/10/1998
Bard Manufacturing Company, Inc. | Bard | QW361-C |  | Ground-Water-Source | WBAHP: Heat Pump Packaged Unit | Heat Pump | 460 | 3 |  |  | No Match | No Match |  |  |  | 33400 | 2049 | 16.3 | 9 | 23200 | 2059 | 3.3 |  | Non Federally-Regulated | 03/21/2001 |  | 01/24/2002
Enertech Global, LLC | Enertech | HST024A | ACD024 | Ground-Water-Source | WBAHP-CB: Heat Pump Split Syst | Heat Pump | 208 | 1 |  |  | No Match | Single-Speed |  |  |  | 27800 | 1247 | 22.3 | 16.2 | 23500 | 1465 | 4.7 | 3.6 | Non Federally-Regulated | 11/30/2011 |  | 03/02/2012
McQuay International | McQuay | CCH/CCW012C-G |  | Water-Source | WBAHP: Heat Pump Packaged Unit | Heat Pump | 208 | 1 |  |  | No Match | No Match |  |  |  | 11700 | 1063 | 11 | 10 | 14200 | 1094 | 3.8 |  | Federally-Regulated Commercial & Industrial Equipment | 11/17/1999 |  | 09/21/2000
McQuay / Snyder General | Electro-Hydronics | FC400FP |  | Water-Source | WBAHP: Heat Pump Packaged Unit | Heat Pump | 460 | 3 |  |  | No Match | No Match |  |  |  | 39600 | 3960 | 10 | 7.5 | 45000 | 3880 | 3.4 | 2.5 | Non Federally-Regulated | 08/29/1986 |  | 05/11/1988
Waterfurnace International, Inc. | Eagle Mountain | ZS015**0*0 |  | Water-Source | WBAHP: Heat Pump Packaged Unit | Heat Pump | 230 | 1 |  |  | No Match | Single-Speed |  |  |  | 14000 | 933 | 15 | 11.2 | 16500 | 1007 | 4.8 | 4.2 | Federally-Regulated Commercial & Industrial Equipment | 01/24/2011 |  | 04/19/2013
Florida Heat Pump | Florida Heat Pump | GO072-1HZ/VT(P) |  | Water-Source | WBAHP-CB: Heat Pump Split Syst | Heat Pump | 230 | 1 |  |  | No Match | No Match |  |  |  | 41500 | 2677 | 15.5 | 9 | 39700 | 2907 | 4 | 3.5 | Non Federally-Regulated | 07/22/2002 |  | 03/12/2009
Mammoth | Sol-A-Terra II | G064VSB |  | Water-Source | WBAHP-CB: Heat Pump Split Syst | Heat Pump | 460 | 3 |  |  | No Match | No Match |  |  |  | 61000 | 6100 | 10 | 9 | 76000 | 6960 | 3.2 |  | Non Federally-Regulated | 01/22/1990 |  | 07/27/1992
Waterfurnace International, Inc. | Waterfurnace International, Inc. | ATV066*3 |  | Ground-Water-Source | WBAHP: Heat Pump Packaged Unit | Heat Pump | 208 | 3 |  |  | No Match | No Match |  |  |  | 67000 | 5000 | 13.4 | 9 | 50000 | 4883 | 3 |  | Non Federally-Regulated | 10/06/1999 |  | 05/19/2000
Mammoth | Hydrobank II | F064HHT/VHT |  | Water-Source | WBAHP: Heat Pump Packaged Unit | Heat Pump | 230 | 3 |  |  | No Match | No Match |  |  |  | 64000 | 4776 | 13.4 | 10 | 82000 | 5861 | 4.1 |  | Federally-Regulated Commercial & Industrial Equipment | 02/02/1998 |  | 03/31/1998
Singer | Electro-Hydronics | LHP22AD |  | Water-Source | WBAHP: Heat Pump Packaged Unit | Heat Pump | 230 | 3 |  |  | No Match | No Match |  |  |  | 258000 | 21800 | 11.8 | 7.5 | 284000 | 22400 | 3.7 | 2.2 | Non Federally-Regulated | 09/08/1982 |  | 05/16/1984
Waterfurnace International, Inc. | Eagle Mountain | ZS060**0*1 |  | Water-Source | WBAHP: Heat Pump Packaged Unit | Heat Pump | 230 | 1 |  |  | No Match | Single-Speed |  |  |  | 58400 | 3817 | 15.3 | 12 | 72500 | 4521 | 4.7 | 4.2 | Federally-Regulated Commercial & Industrial Equipment | 03/02/2012 |  | 04/19/2013
Florida Heat Pump | Florida Heat Pump | GT054-3CS | GT054-3AH/AV | Water-Source | WBAH: Heating Only Packaged Un | Heat Pump | 230 | 3 |  |  | No Match | No Match |  |  |  | 52000 | 4262 | 12.2 | 9 | 61000 | 4703 | 3.8 | 3.5 | Non Federally-Regulated | 04/12/2000 |  | 07/18/2002
Addison Products | Heat Controller | VWPG054-3B-XL |  | Ground-Water-Source | WBAHP: Heat Pump Packaged Unit | Heat Pump | 230 | 3 |  |  | No Match | No Match |  |  |  | 53000 | 3925 | 13.5 | 9 | 40000 | 3906 | 3 |  | Non Federally-Regulated | 10/06/1999 |  | 04/10/2000
Florida Heat Pump | Florida Heat Pump | GO036-3CF/HZ/VT |  | Ground-Water-Source | WBAHP: Heat Pump Packaged Unit | Heat Pump | 230 | 3 |  |  | No Match | No Match |  |  |  | 35000 | 2173 | 16.1 | 9 | 25000 | 1979 | 3.7 |  | Non Federally-Regulated | 07/16/2001 |  | 07/18/2002
Singer | Electro-Hydronics | CC330B3 |  | Water-Source | WBAHP: Heat Pump Packaged Unit | Heat Pump | 230 | 1 |  |  | No Match | No Match |  |  |  | 33000 | 3500 | 9.4 | 7.5 | 35500 | 3550 | 2.9 | 2.5 | Non Federally-Regulated | 01/05/1982 |  | 09/08/1982
Florida Heat Pump | Florida Heat Pump | TA049-1CS | DX049 | Ground-Source | WBAHP-CB: Heat Pump Split Syst | Both Heat Pump and Electric Re | 208 | 1 |  |  | No Match | Dual-Speed |  |  |  | 51600 | 2517 | 20.5 | 13.4 | 40200 | 2740 | 4.3 | 3.1 | Non Federally-Regulated | 11/30/2011 |  | 03/02/2012
McQuay / Snyder General | Electro-Hydronics | VE260FD |  | Water-Source | WBAHP: Heat Pump Packaged Unit | Heat Pump | 230 | 3 |  |  | No Match | No Match |  |  |  | 25000 | 2450 | 10.2 | 9 | 31600 | 2500 | 3.7 | 3.2 | Non Federally-Regulated | 05/11/1988 |  | 03/15/1989
Waterfurnace International, Inc. | Waterfurnace International, Inc. | SXH068C1 |  | Ground-Water-Source | WBAHP: Heat Pump Packaged Unit | Heat Pump | 230 | 1 |  |  | No Match | No Match |  |  |  | 66000 | 5500 | 12 | 9 | 52000 | 5080 | 3 |  | Non Federally-Regulated | 12/14/1998 |  | 10/06/1999
Waterfurnace International, Inc. | Waterfurnace International, Inc. | USV/USH070**3*4 |  | Water-Source | WBAHP: Heat Pump Packaged Unit | Heat Pump | 208 | 3 |  |  | No Match | Single-Speed |  |  |  | 63000 | 4406 | 14.3 | 12 | 79000 | 4926 | 4.7 | 4.2 | Federally-Regulated Commercial & Industrial Equipment | 06/14/2011 |  | 03/02/2012
Hydro Delta Corp. | Hydro Delta Corp. | 03-060-WTARW-MT |  | Ground-Water-Source | WBAHP: Heat Pump Packaged Unit | Heat Pump | 230 | 1 |  |  | No Match | No Match |  |  |  | 67000 | 4926 | 13.6 | 11 | 76000 | 6187 | 3.6 | 3.5 | Non Federally-Regulated | 03/31/1998 |  | 05/10/1998
ClimateMaster Inc. | Climate Master Series | CVL030 |  | Water-Source | WBAHP-O: Heat Pump Packaged Un | Heat Pump | 208 | 1 |  |  | No Match | No Match |  |  |  | 29000 | 2416 | 12 | 9.3 | 33400 | 2575 | 3.8 | 3.8 | Non Federally-Regulated | 07/31/1991 |  | 03/31/1998
ClimateMaster Inc. | Climate Master | GSS042BG | FK4CNF005 | Ground-Water-Source | WBAHP-CB: Heat Pump Split Syst | Heat Pump | 208 | 1 |  |  | No Match | Single-Speed |  |  |  | 44100 | 2239 | 19.7 | 16.2 | 37800 | 2842 | 3.9 | 3.6 | Non Federally-Regulated | 09/15/2009 |  | 02/17/2011
Florida Heat Pump | Florida Heat Pump | GT022-2VT/HZ/CF |  | Ground-Water-Source | WBAHP: Heat Pump Packaged Unit | Heat Pump | 265 | 1 |  |  | No Match | No Match |  |  |  | 22000 | 1641 | 13.4 | 9 | 15300 | 1494 | 3 |  | Non Federally-Regulated | 01/30/1998 |  | 03/31/1998
Econar | Econar | GV590 |  | Ground-Water-Source | WBAHP: Heat Pump Packaged Unit | Heat Pump | 208 | 1 |  |  | No Match | No Match |  |  |  | 57500 | 4752 | 12.1 | 9 | 54500 | 5152 | 3.1 |  | Non Federally-Regulated | 12/14/1998 |  | 03/18/2002
ClimateMaster Inc. | Climate Master Series | VS/VL/HS/HL 060 F/H |  | Water-Source | WBAHP: Heat Pump Packaged Unit | Heat Pump | 230 | 3 |  |  | No Match | No Match |  |  |  | 62000 | 5535 | 11.2 | 10 | 75000 | 5782 | 3.8 |  | Federally-Regulated Commercial & Industrial Equipment | 10/05/1999 |  | 04/12/2000
McQuay International | McQuay | CCW036E-T |  | Water-Source | WBAHP: Heat Pump Packaged Unit | Heat Pump | 460 | 3 |  |  | No Match | No Match |  |  |  | 35300 | 2674 | 13.2 | 10 | 40500 | 2825 | 4.2 |  | Federally-Regulated Commercial & Industrial Equipment | 12/14/1998 |  | 09/21/2000
Climate Control / Snyder General | Electro-Hydronics | CW350F7 |  | Water-Source | WBAHP: Heat Pump Packaged Unit | Heat Pump | 265 | 1 |  |  | No Match | No Match |  |  |  | 35600 | 3360 | 10.6 | 7.5 | 43000 | 3500 | 3.6 | 2.5 | Non Federally-Regulated | 06/11/1985 |  | 08/29/1986
Waterfurnace International, Inc. | Waterfurnace International, Inc. | SXH019C0 |  | Ground-Water-Source | WBAHP: Heat Pump Packaged Unit | Heat Pump | 230 | 1 |  |  | No Match | No Match |  |  |  | 19200 | 1371 | 14 | 9 | 15100 | 1301 | 3.4 |  | Non Federally-Regulated | 01/30/1998 |  | 03/31/1998
Geosystems, LLC | Geosystems, LLC | RGT-V024 |  | Ground-Water-Source | WBAHP: Heat Pump Packaged Unit | Heat Pump | 208 | 1 |  |  | No Match | Dual-Speed |  |  |  | 26500 | 1352 | 19.6 | 16.2 | 23300 | 1484 | 4.6 | 3.6 | Non Federally-Regulated | 12/12/2012 |  | 04/19/2013
Waterfurnace International, Inc. | Trane Unitary Products Group | T1GX042***1**1 |  | Ground-Water-Source | WBAHP: Heat Pump Packaged Unit | Heat Pump | 230 | 1 |  |  | No Match | Single-Speed |  |  |  | 45200 | 1968 | 29.5 | 16.2 | 34900 | 1532 | 5.2 | 3.6 | Non Federally-Regulated | 08/23/2011 |  | 10/24/2014
Trane U.S. Inc. | Trane | GEHA018 |  | Ground-Water-Source | WBAHP: Heat Pump Packaged Unit | Heat Pump | 208 | 1 |  |  | No Match | No Match |  |  |  | 18711 | 1230 | 15.2 | 9 | 13000 | 1197 | 3.2 |  | Non Federally-Regulated | 04/10/2000 |  | 07/18/2002
Enertech Global, LLC | Enertech | HXT060B |  | Ground-Source | WBAHP: Heat Pump Packaged Unit | Heat Pump | 230 | 1 |  |  | No Match | Single-Speed |  |  |  | 60100 | 3515 | 17.1 | 13.4 | 47400 | 3562 | 3.9 | 3.1 | Non Federally-Regulated | 11/30/2011 |  | 01/09/2014
Command-Aire | Command-Aire | SWP-541 |  | Water-Source | WBAHP: Heat Pump Packaged Unit | Heat Pump | 230 | 1 |  |  | No Match | No Match |  |  |  | 56000 | 5800 | 9.7 | 9 | 71000 | 5800 | 3.6 | 3.2 | Non Federally-Regulated | 05/11/1988 |  | 03/15/1989
Command-Aire | Command-Aire | SWPH-2033 |  | Water-Source | WBAHP: Heat Pump Packaged Unit | Heat Pump | 208 | 3 |  |  | No Match | No Match |  |  |  | 240000 | 24700 | 9.7 |  | 336000 | 27900 | 3.5 | 2.5 | Non Federally-Regulated | 02/22/1990 |  | 07/31/1991
Bard Manufacturing Company, Inc. | Bard | WPVD62 |  | Water-Source | WBAHP: Heat Pump Packaged Unit | Heat Pump | 208 | 1 |  |  | No Match | No Match |  |  |  | 57000 | 5500 | 10.4 | 9 | 70000 | 5800 | 3.5 | 3.2 | Federally-Regulated Commercial & Industrial Equipment | 01/23/1988 |  | 05/11/1988
Waterfurnace International, Inc. | Waterfurnace International, Inc. | SXH019C0 |  | Ground-Water-Source | WBAHP: Heat Pump Packaged Unit | Heat Pump | 230 | 1 |  |  | No Match | No Match |  |  |  | 19200 | 1371 | 14 | 9 | 15100 | 1301 | 3.4 |  | Non Federally-Regulated | 12/14/1998 |  | 10/06/1999
Carrier Corp. | Carrier | 50QEV0485 |  | Water-Source | WBAHP: Heat Pump Packaged Unit | Heat Pump | 208 | 3 |  |  | No Match | No Match |  |  |  | 47500 | 4330 | 11 | 9 | 58000 | 4420 | 3.8 | 3.2 | Non Federally-Regulated | 10/10/1989 |  | 07/31/1991
ClimateMaster Inc. | Trane | WPHC0426 |  | Water-Source | WBAHP: Heat Pump Packaged Unit | Heat Pump | 208 | 3 |  |  | No Match | No Match |  |  |  | 41496 | 3642 | 11.4 | 9 | 53815 | 4579 | 4.1 | 3.2 | Federally-Regulated Commercial & Industrial Equipment | 07/05/1988 |  | 02/22/1990
Enertech Global, LLC | Enertech | GSC060 | ACD060 | Ground-Source | WBAHP-C: Heat Pump Split Syste | Heat Pump | 208 | 1 |  |  | No Match | Single-Speed |  |  |  | 59500 | 3864 | 15.4 | 13.4 | 47600 | 4218 | 3.3 | 3.1 | Non Federally-Regulated | 11/25/2009 |  | 03/02/2012
Waterfurnace International, Inc. | Waterfurnace International, Inc. | SXV013C0 |  | Water-Source | WBAHP-CB: Heat Pump Split Syst | Heat Pump | 208 | 1 |  |  | No Match | No Match |  |  |  | 13500 | 906 | 14.9 | 9 | 14100 | 961 | 4.3 | 3.5 | Non Federally-Regulated | 02/02/1998 |  | 10/02/1998
DeMarco Energy Systems | DeMarco Energy Systems | GT010-0VG/HZ/CF |  | Water-Source | WBAHP-CB: Heat Pump Split Syst | Heat Pump | 115 | 1 |  |  | No Match | No Match |  |  |  | 10400 | 753 | 13.8 | 9 | 12300 | 901 | 4 | 3.5 | Non Federally-Regulated | 10/02/1998 |  | 04/12/2000
American Air Filter | Enercon | CW19 |  | Water-Source | WBAHP: Heat Pump Packaged Unit | Heat Pump | 230 | 1 |  |  | No Match | No Match |  |  |  | 19500 | 2000 | 9.8 | 7.5 | 26400 | 2175 | 3.4 | 2.5 | Non Federally-Regulated | 06/11/1985 |  | 05/11/1988
Waterfurnace International, Inc. | Waterfurnace International, Inc. | ATH040D0 |  | Water-Source | WBAHP-CB: Heat Pump Split Syst | Heat Pump | 230 | 1 |  |  | No Match | No Match |  |  |  | 42500 | 2656 | 16 | 9 | 44000 | 2930 | 4.4 | 3.5 | Non Federally-Regulated | 02/02/1998 |  | 10/02/1998
Mammoth | Hydrobank II | E013CHA |  | Water-Source | WBAHP-O: Heat Pump Packaged Un | Heat Pump | 265 | 1 |  |  | No Match | No Match |  |  |  | 12600 | 1050 | 12 | 9 | 16000 | 1267 | 3.7 | 3.2 | Non Federally-Regulated | 02/22/1990 |  | 07/31/1991
McQuay International | McQuay | CCH/CCW/HWH/HWW042C-F |  | Water-Source | WBAHP: Heat Pump Packaged Unit | Heat Pump | 208 | 3 |  |  | No Match | No Match |  |  |  | 40500 | 3521 | 11.5 | 10 | 49500 | 3626 | 4 |  | Federally-Regulated Commercial & Industrial Equipment | 02/02/1998 |  | 03/31/1998
Geosystems, LLC | Geosystems, LLC | RGT-V048 |  | Ground-Source | WBAHP: Heat Pump Packaged Unit | Heat Pump | 208 | 1 |  |  | No Match | Dual-Speed |  |  |  | 50000 | 2591 | 19.3 | 13.4 | 36000 | 2638 | 4 | 3.1 | Non Federally-Regulated | 12/12/2012 |  | 04/19/2013
Waterfurnace International, Inc. | Spectra | SXV048A1 |  | Water-Source | WBAHP-CB: Heat Pump Split Syst | Heat Pump | 208 | 1 |  |  | No Match | No Match |  |  |  | 52000 | 4000 | 13 | 9 | 55500 | 4170 | 3.9 | 3.5 | Non Federally-Regulated | 06/02/1993 |  | 06/03/1993
Waterfurnace International, Inc. | Waterfurnace International, Inc. | SXV080A3 |  | Ground-Water-Source | WBAHP: Heat Pump Packaged Unit | Heat Pump | 208 | 3 |  |  | No Match | No Match |  |  |  | 88000 | 5677 | 15.5 | 9 | 57000 | 5220 | 3.2 |  | Non Federally-Regulated | 12/14/1998 |  | 10/06/1999
Marvair | Marvair | H-V345-A1-C |  | Water-Source | WBAHP: Heat Pump Packaged Unit | Heat Pump | 208 | 1 |  |  | No Match | No Match |  |  |  | 34000 | 3500 | 9.7 | 7.5 | 41000 | 3850 | 3.1 | 2.5 | Non Federally-Regulated | 09/08/1982 |  | 08/30/1983
Florida Heat Pump | Geomaster, LLC | ES048-1CS | ES048-1AV/AH | Ground-Water-Source | WBAHP-CB: Heat Pump Split Syst | Heat Pump | 208 | 1 |  |  | No Match | Single-Speed |  |  |  | 54000 | 2547 | 21.2 | 16.2 | 46000 | 3212 | 4.2 | 3.6 | Non Federally-Regulated | 06/15/2009 |  | 06/23/2011
Florida Heat Pump | Geomaster, LLC | EC061-1CF/HZ/VT |  | Ground-Water-Source | WBAHP: Heat Pump Packaged Unit | Heat Pump | 230 | 1 |  |  | No Match | Single-Speed |  |  |  | 63000 | 3198 | 19.7 | 16.2 | 55400 | 3198 | 4.1 | 3.6 | Non Federally-Regulated | 04/30/2009 |  | 04/20/2015
ClimateMaster Inc. | Climate Master | TZV/H030 |  | Ground-Water-Source | WBAHP: Heat Pump Packaged Unit | Heat Pump | 208 | 1 |  |  | No Match | No Match |  |  |  | 32300 | 1560 | 20.7 | 16.2 | 30000 | 2093 | 4.2 | 3.6 | No Match | 05/02/2012 |  | 05/08/2012
ClimateMaster Inc. | Climate Master Series | 803-015-E******** |  | Water-Source | WBAHP: Heat Pump Packaged Unit | Heat Pump | 265 | 1 |  |  | No Match | No Match |  |  |  | 15000 | 1442 | 10.4 | 9 | 19200 | 1440 | 3.9 | 3.2 | Non Federally-Regulated | 02/22/1990 |  | 07/31/1991
Command-Aire | Command-Aire | SWPH513E |  | Water-Source | WBAHP: Heat Pump Packaged Unit | Heat Pump | 230 | 3 |  |  | No Match | No Match |  |  |  | 51000 | 4550 | 11.2 | 7.5 | 64000 | 4690 | 4 | 2.5 | Non Federally-Regulated | 05/16/1984 |  | 06/11/1985
Mammoth | Hydrobank II | D014HHE/VHE |  | Water-Source | WBAHP: Heat Pump Packaged Unit | Heat Pump | 230 | 1 |  |  | No Match | No Match |  |  |  | 13400 | 1030 | 13 | 10 | 18000 | 1318 | 4 |  | Federally-Regulated Commercial & Industrial Equipment | 07/29/1998 |  | 10/02/1998
Waterfurnace International, Inc. | Waterfurnace International, Inc. | VLV/VXV048*0 |  | Water-Source | WBAHP: Heat Pump Packaged Unit | Heat Pump | 208 | 1 |  |  | No Match | No Match |  |  |  | 45800 | 3606 | 12.7 | 10 | 57900 | 4039 | 4.2 |  | Federally-Regulated Commercial & Industrial Equipment | 06/20/2003 |  | 02/17/2011
Waterfurnace International, Inc. | Standard Range | WSH/WSV019A*2*** |  | Water-Source | WBAHP: Heat Pump Packaged Unit | Heat Pump | 265 | 1 |  |  | No Match | No Match |  |  |  | 18200 | 1733 | 10.5 | 9 | 22600 | 1891 | 3.5 | 3.2 | Non Federally-Regulated | 10/10/1989 |  | 07/31/1991
ClimateMaster Inc. | Carrier Corp. | 50HQP072 |  | Ground-Water-Source | WBAHP: Heat Pump Packaged Unit | Heat Pump | 208 | 3 |  |  | No Match | Single-Speed | 1718 | 902 | 127 | 78500 | 3985 | 19.7 | 16.2 | 75500 | 5029 | 4.4 | 3.6 | Non Federally-Regulated | 10/24/2014 |  | 04/22/2015
Waterfurnace International, Inc. | Geotility Geothermal Installations | ZS041**0*0 |  | Ground-Water-Source | WBAHP: Heat Pump Packaged Unit | Heat Pump | 230 | 1 |  |  | No Match | Single-Speed |  |  |  | 44500 | 2160 | 20.6 | 16.2 | 36000 | 2776 | 3.8 | 3.6 | Non Federally-Regulated | 01/24/2011 |  | 04/19/2013
Inter-City Products Corp. | McQuay | WMH009B*N |  | Water-Source | WBAHP-O: Heat Pump Packaged Un | Heat Pump | 265 | 1 |  |  | No Match | No Match |  |  |  | 9000 | 750 | 12 | 9.3 | 11000 | 789 | 4.1 | 3.8 | Non Federally-Regulated | 07/31/1991 |  | 03/31/1998
Florida Heat Pump | Florida Heat Pump | GT018-2CS | GT018-2AH/AV | Water-Source | WBAH: Heating Only Packaged Un | Heat Pump | 265 | 1 |  |  | No Match | No Match |  |  |  | 16300 | 1086 | 15 | 9 | 17400 | 1185 | 4.3 | 3.5 | Non Federally-Regulated | 04/12/2000 |  | 11/14/2000
Waterfurnace International, Inc. | Waterfurnace International, Inc. | V080T*4 |  | Ground-Water-Source | WBAHP: Heat Pump Packaged Unit | Heat Pump | 460 | 3 |  |  | No Match | No Match |  |  |  | 88000 | 5677 | 15.5 | 9 | 57000 | 5219 | 3.2 |  | Non Federally-Regulated | 05/19/2000 |  | 11/14/2000
ClimateMaster Inc. | Carrier Corp. | 50YDS026 | FE4***003 | Ground-Water-Source | WBAHP-CB: Heat Pump Split Syst | Heat Pump | 230 | 1 |  |  | No Match | Single-Speed |  |  |  | 28600 | 1233 | 23.2 | 16.2 | 25600 | 1596 | 4.7 | 3.6 | Non Federally-Regulated | 01/24/2011 |  | 03/02/2012
ClimateMaster Inc. | Climate Master Series | GRV/GRH048AF |  | Ground-Water-Source | WBAHP: Heat Pump Packaged Unit | Heat Pump | 460 | 3 |  |  | No Match | No Match |  |  |  | 47700 | 3507 | 13.6 | 9 | 36000 | 3196 | 3.3 |  | Non Federally-Regulated | 04/10/2000 |  | 07/18/2002
McQuay / Snyder General | Electro-Hydronics | CW420G5 |  | Water-Source | WBAHP: Heat Pump Packaged Unit | Heat Pump | 208 | 1 |  |  | No Match | No Match |  |  |  | 42000 | 3850 | 10.9 | 7.5 | 52000 | 4100 | 3.7 | 2.5 | Non Federally-Regulated | 08/29/1986 |  | 05/11/1988
ClimateMaster Inc. | Climate Master Series | 814-042-H******** |  | Water-Source | WBAHP: Heat Pump Packaged Unit | Heat Pump | 208 | 3 |  |  | No Match | No Match |  |  |  | 41500 | 3640 | 11.4 | 9 | 53500 | 3919 | 4 | 3.2 | Non Federally-Regulated | 02/22/1990 |  | 07/31/1991
Enertech Global, LLC | Enertech | HST036A | ACD036 | Ground-Source | WBAHP-CB: Heat Pump Split Syst | Heat Pump | 230 | 1 |  |  | No Match | Single-Speed |  |  |  | 37700 | 2218 | 17 | 13.4 | 29200 | 2252 | 3.8 | 3.1 | Non Federally-Regulated | 03/02/2012 |  | 12/12/2012
Enertech Global, LLC | Enertech | HHT048A2 |  | Ground-Source | WBAHP: Heat Pump Packaged Unit | Heat Pump | 208 | 3 |  |  | No Match | Single-Speed |  |  |  | 49400 | 2760 | 17.9 | 13.4 | 38500 | 2821 | 4 | 3.1 | Non Federally-Regulated | 03/02/2012 |  | 12/12/2012
McQuay / Snyder General | Electro-Hydronics | UW260FP |  | Water-Source | WBAHP: Heat Pump Packaged Unit | Heat Pump | 460 | 3 |  |  | No Match | No Match |  |  |  | 26000 | 2450 | 10.6 | 7.5 | 31600 | 2500 | 3.7 | 2.5 | Non Federally-Regulated | 08/29/1986 |  | 05/11/1988
Command-Aire | Command-Aire | GSHB0351 |  | Ground-Water-Source | WBAHP: Heat Pump Packaged Unit | Heat Pump | 208 | 1 |  |  | No Match | No Match |  |  |  | 38500 | 2916 | 13.2 | 9 | 26400 | 2763 | 2.8 |  | Non Federally-Regulated | 08/07/1998 |  | 10/02/1998
Waterfurnace International, Inc. | Waterfurnace International, Inc. | CXW007*0 |  | Ground-Water-Source | WBAHP: Heat Pump Packaged Unit | Heat Pump | 230 | 1 |  |  | No Match | No Match |  |  |  | 7300 | 493 | 14.8 | 9 | 5600 | 529 | 3.1 |  | Non Federally-Regulated | 10/06/1999 |  | 04/10/2000
Florida Heat Pump | Florida Heat Pump | EM018-2CF/HZ/VT |  | Ground-Water-Source | WBAHP: Heat Pump Packaged Unit | Heat Pump | 265 | 1 |  |  | No Match | No Match |  |  |  | 19500 | 1433 | 13.6 | 9 | 15500 | 1261 | 3.6 |  | Non Federally-Regulated | 07/22/2002 |  | 03/12/2009
ClimateMaster Inc. | Trane | WPHA74XG* |  | Water-Source | WBAHP: Heat Pump Packaged Unit | Heat Pump | 460 | 3 |  |  | No Match | No Match |  |  |  | 74000 | 7048 | 10.5 | 9.2 | 92000 | 7490 | 3.6 |  | Non Federally-Regulated | 05/11/1988 |  | 03/15/1989
ClimateMaster Inc. | Carrier | 50YBV072(P) |  | Ground-Water-Source | WBAHP: Heat Pump Packaged Unit | Heat Pump | 230 | 1 |  |  | No Match | No Match |  |  |  | 34800 | 2320 | 15 | 9 | 26000 | 2176 | 3.5 |  | Non Federally-Regulated | 11/17/1999 |  | 04/10/2000
Climate Control / Snyder General | Electro-Hydronics | FW350F3 |  | Water-Source | WBAHP: Heat Pump Packaged Unit | Heat Pump | 230 | 1 |  |  | No Match | No Match |  |  |  | 35600 | 3360 | 10.6 | 7.5 | 43000 | 3500 | 3.6 | 2.5 | Non Federally-Regulated | 06/11/1985 |  | 08/29/1986
Hydro Delta Corp. | Hydro Delta Corp. | 03-020-WTARH |  | Water-Source | WBAHP-CB: Heat Pump Split Syst | Heat Pump | 230 | 1 |  |  | No Match | No Match |  |  |  | 22400 | 1659 | 13.5 | 9 | 26000 | 1904 | 4 | 3.5 | Non Federally-Regulated | 10/05/1999 |  | 11/17/1999
Climate Control / Snyder General | Electro-Hydronics | FW500GD |  | Water-Source | WBAHP: Heat Pump Packaged Unit | Heat Pump | 230 | 3 |  |  | No Match | No Match |  |  |  | 50000 | 4850 | 10.3 | 7.5 | 65000 | 4900 | 3.9 | 2.5 | Non Federally-Regulated | 05/16/1984 |  | 08/29/1986
Econar | Econar | GH292 |  | Ground-Source | WBAHP: Heat Pump Packaged Unit | Heat Pump | 208 | 1 |  |  | No Match | No Match |  |  |  | 28600 | 2087 | 13.7 |  | 25800 | 2291 | 3.3 |  | Non Federally-Regulated | 03/31/1998 |  | 05/10/1998
McQuay / Snyder General | Electro-Hydronics | FC330GD |  | Water-Source | WBAHP: Heat Pump Packaged Unit | Heat Pump | 230 | 3 |  |  | No Match | No Match |  |  |  | 33000 | 3050 | 10.8 | 7.5 | 39000 | 3090 | 3.7 | 2.5 | Non Federally-Regulated | 08/29/1986 |  | 05/11/1988
McQuay International | McQuay | VWH/VWW036B-T |  | Water-Source | WBAHP: Heat Pump Packaged Unit | Heat Pump | 460 | 3 |  |  | No Match | No Match |  |  |  | 35200 | 2957 | 11.9 | 10 | 45000 | 3296 | 4 |  | Federally-Regulated Commercial & Industrial Equipment | 11/17/1999 |  | 09/21/2000
Carrier Corp. - Syracuse | Carrier | 50QXH0725 |  | Water-Source | WBAHP: Heat Pump Packaged Unit | Heat Pump | 208 | 3 |  |  | No Match | No Match |  |  |  | 71000 | 6228 | 11.4 | 10.5 | 92000 | 6420 | 4.2 | 3.8 | Non Federally-Regulated | 07/31/1991 |  | 03/31/1998
McQuay International | McQuay | CCH/CCW/HWH/HWW030C-F |  | Water-Source | WBAHP: Heat Pump Packaged Unit | Heat Pump | 208 | 3 |  |  | No Match | No Match |  |  |  | 30000 | 2500 | 12 | 9.3 | 37000 | 2780 | 3.9 | 3.8 | Federally-Regulated Commercial & Industrial Equipment | 03/31/1998 |  | 05/10/1998
ClimateMaster Inc. | Climate Master | ACA/B036B |  | Ground-Source | WBAHP: Heat Pump Packaged Unit | Heat Pump | 208 | 1 |  |  | No Match | Single-Speed |  |  |  | 35000 | 2121 | 16.5 | 13.4 | 27100 | 2269 | 3.5 | 3.1 | Non Federally-Regulated | 01/09/2014 |  | 06/09/2015
Florida Heat Pump | Geomaster, LLC | AU049-1CF/HZ/VT |  | Ground-Source | WBAHP: Heat Pump Packaged Unit | Heat Pump | 208 | 1 |  |  | No Match | Single-Speed |  |  |  | 49000 | 3161 | 15.5 | 13.4 | 38000 | 3093 | 3.6 | 3.1 | Non Federally-Regulated | 04/23/2009 |  | 06/14/2011
Command-Aire | Command-Aire | SWP844* |  | Water-Source | WBAHP: Heat Pump Packaged Unit | Heat Pump | 460 | 3 |  |  | No Match | No Match |  |  |  | 95000 | 8120 | 11.7 | 9.2 | 120000 | 8370 | 4.2 |  | Federally-Regulated Commercial & Industrial Equipment | 01/23/1988 |  | 05/11/1988
ClimateMaster Inc. | Climate Master Series | GSV/GSH030AF |  | Ground-Water-Source | WBAHP: Heat Pump Packaged Unit | Heat Pump | 460 | 3 |  |  | No Match | No Match |  |  |  | 32000 | 1987 | 16.1 | 9 | 23000 | 2042 | 3.3 |  | Non Federally-Regulated | 07/22/2002 |  | 01/22/2003
Florida Heat Pump | Florida Heat Pump | EM060-1CF/HZ/VT |  | Ground-Water-Source | WBAHP: Heat Pump Packaged Unit | Heat Pump | 208 | 1 |  |  | No Match | No Match |  |  |  | 62500 | 4629 | 13.5 | 9 | 52000 | 4481 | 3.4 |  | Non Federally-Regulated | 05/29/2001 |  | 07/18/2002
Waterfurnace International, Inc. | Waterfurnace International, Inc. | VL/VX120**3 |  | Ground-Water-Source | WBAHP: Heat Pump Packaged Unit | Heat Pump | 230 | 3 |  |  | No Match | No Match |  |  |  | 122000 | 9172 | 13.3 | 9 | 100000 | 9766 | 3 |  | Non Federally-Regulated | 07/22/2002 |  | 03/12/2009
ClimateMaster Inc. | Climate Master Series | VP/HP036 |  | Ground-Source | WBAHP: Heat Pump Packaged Unit | Heat Pump | 208 | 1 |  |  | No Match | No Match |  |  |  | 36000 | 2608 | 13.8 |  | 27000 | 2472 | 3.2 |  | Non Federally-Regulated | 03/31/1998 |  | 05/10/1998
Florida Heat Pump | Florida Heat Pump | EM012-1CF |  | Water-Source | WBAHP: Heat Pump Packaged Unit | Heat Pump | 230 | 1 |  |  | No Match | No Match |  |  |  | 11500 | 1008 | 11.4 | 9.3 | 14600 | 1069 | 4 | 3.8 | Federally-Regulated Commercial & Industrial Equipment | 03/31/1998 |  | 05/10/1998
Waterfurnace International, Inc. | Waterfurnace International, Inc. | ATV057D1 |  | Ground-Water-Source | WBAHP: Heat Pump Packaged Unit | Heat Pump | 230 | 1 |  |  | No Match | No Match |  |  |  | 60000 | 4761 | 12.6 | 9 | 42000 | 4103 | 3 |  | Non Federally-Regulated | 12/14/1998 |  | 10/06/1999
Addison Products | Addison Products | HWPG042-1B** |  | Ground-Water-Source | WBAHP: Heat Pump Packaged Unit | Heat Pump | 208 | 1 |  |  | No Match | No Match |  |  |  | 41500 | 2804 | 14.8 | 9 | 30000 | 2747 | 3.2 |  | Non Federally-Regulated | 12/14/1998 |  | 04/10/2000
Climate Control / Snyder General | Electro-Hydronics | CC260F7 |  | Water-Source | WBAHP: Heat Pump Packaged Unit | Heat Pump | 265 | 1 |  |  | No Match | No Match |  |  |  | 26000 | 2450 | 10.6 | 7.5 | 31600 | 2500 | 3.7 | 2.5 | Non Federally-Regulated | 05/16/1984 |  | 08/29/1986
Friedrich Air Conditioning Co. | Climate Master Series | V200-32********** |  | Water-Source | WBAHP: Heat Pump Packaged Unit | Heat Pump | 230 | 3 |  |  | No Match | No Match |  |  |  | 202000 | 19500 | 10.4 |  | 218000 | 18800 | 3.4 | 2.5 | Non Federally-Regulated | 06/11/1985 |  | 08/29/1986
Waterfurnace International, Inc. | Johnson Controls | RJSV/RJSH042**3*0 |  | Water-Source | WBAHP: Heat Pump Packaged Unit | Heat Pump | 208 | 3 |  |  | No Match | Single-Speed |  |  |  | 40100 | 2416 | 16.6 | 12 | 44100 | 2439 | 5.3 | 4.2 | Federally-Regulated Commercial & Industrial Equipment | 01/24/2011 |  | 10/24/2014
Enertech Global, LLC | Enertech | HHT060A2 |  | Ground-Water-Source | WBAHP: Heat Pump Packaged Unit | Heat Pump | 208 | 3 |  |  | No Match | Single-Speed |  |  |  | 62800 | 2976 | 21.1 | 16.2 | 58600 | 3903 | 4.4 | 3.6 | Non Federally-Regulated | 03/02/2012 |  | 12/12/2012
Command-Aire | Command-Aire | SWPHXR067E |  | Water-Source | WBAHP: Heat Pump Packaged Unit | Heat Pump | 265 | 1 |  |  | No Match | No Match |  |  |  | 6706 | 640 | 10.5 | 9 | 12000 | 880 | 4 | 3.2 | Non Federally-Regulated | 02/22/1990 |  | 07/31/1991
Waterfurnace International, Inc. | Waterfurnace International, Inc. | SXH030C0 |  | Water-Source | WBAHP-CB: Heat Pump Split Syst | Heat Pump | 230 | 1 |  |  | No Match | No Match |  |  |  | 31800 | 2338 | 13.6 | 9 | 33400 | 2330 | 4.2 | 3.5 | Non Federally-Regulated | 02/02/1998 |  | 10/02/1998
Climate Control / Snyder General | Electro-Hydronics | UW610FD |  | Water-Source | WBAHP: Heat Pump Packaged Unit | Heat Pump | 230 | 3 |  |  | No Match | No Match |  |  |  | 61500 | 5850 | 10.5 | 7.5 | 69000 | 5790 | 3.5 | 2.5 | Non Federally-Regulated | 05/16/1984 |  | 06/11/1985
Waterfurnace International, Inc. | Waterfurnace International, Inc. | P070**0 |  | Ground-Water-Source | WBAHP: Heat Pump Packaged Unit | Heat Pump | 208 | 1 |  |  | No Match | No Match |  |  |  | 71000 | 6698 | 10.6 | 9 | 52000 | 5441 | 2.8 |  | Non Federally-Regulated | 07/22/2002 |  | 03/12/2009
Waterfurnace International, Inc. | Waterfurnace International, Inc. | SXV120A3 |  | Water-Source | WBAHP: Heat Pump Packaged Unit | Heat Pump | 208 | 3 |  |  | No Match | No Match |  |  |  | 120000 | 9375 | 12.8 | 10.5 | 163000 | 11109 | 4.3 | 3.8 | Federally-Regulated Commercial & Industrial Equipment | 03/31/1998 |  | 05/10/1998
Dinh Co., Inc. | Dinh Rotocom | WAHP 4 CU | AHU 45/4D | Water-Source | WBAHP-C: Heat Pump Split Syste | Heat Pump | 230 | 1 |  |  | No Match | No Match |  |  |  | 42000 | 3230 | 13 | 9 | 50400 | 2800 | 4.5 | 3.2 | Non Federally-Regulated | 02/22/1990 |  | 07/31/1991
Waterfurnace International, Inc. | American Standard, Inc. | A1GC048***1**0 |  | Ground-Source | WBAHP: Heat Pump Packaged Unit | Heat Pump | 230 | 1 |  |  | No Match | Single-Speed |  |  |  | 49500 | 2946 | 16.8 | 13.4 | 36900 | 3277 | 3.3 | 3.1 | Non Federally-Regulated | 08/23/2011 |  | 10/24/2014
Waterfurnace International, Inc. | Rybacki - Hart Enterprises | YS042**1*0 |  | Ground-Water-Source | WBAHP: Heat Pump Packaged Unit | Heat Pump | 230 | 1 |  |  | No Match | Single-Speed |  |  |  | 45800 | 2082 | 22 | 16.2 | 37000 | 2854 | 3.8 | 3.6 | Non Federally-Regulated | 01/24/2011 |  | 04/19/2013
ClimateMaster Inc. | Climate Master Series | 804-031-G******** |  | Water-Source | WBAHP: Heat Pump Packaged Unit | Heat Pump | 208 | 1 |  |  | No Match | No Match |  |  |  | 30000 | 2900 | 10.3 | 9 | 40500 | 3200 | 3.7 | 3.2 | Non Federally-Regulated | 05/11/1988 |  | 03/15/1989
Trane U.S. Inc. | Trane | EXVE0307 |  | Water-Source | WBAHP: Heat Pump Packaged Unit | Heat Pump | 265 | 1 |  |  | No Match | Single-Speed |  |  |  | 29200 | 1825 | 16 | 12 | 34200 | 1790 | 5.6 | 4.2 | Federally-Regulated Commercial & Industrial Equipment | 06/14/2011 |  | 08/15/2014
Waterfurnace International, Inc. | Waterfurnace International, Inc. | SXV013A0 |  | Ground-Water-Source | WBAHP: Heat Pump Packaged Unit | Heat Pump | 208 | 1 |  |  | No Match | No Match |  |  |  | 13500 | 906 | 14.9 | 11 | 14100 | 961 | 4.3 | 3.5 | Non Federally-Regulated | 03/31/1998 |  | 05/10/1998
Waterfurnace International, Inc. | Waterfurnace International, Inc. | SXV024A0 |  | Water-Source | WBAHP: Heat Pump Packaged Unit | Heat Pump | 230 | 1 |  |  | No Match | No Match |  |  |  | 25500 | 1688 | 15.1 | 10 | 30700 | 1697 | 5.3 |  | Federally-Regulated Commercial & Industrial Equipment | 02/02/1998 |  | 03/31/1998
ClimateMaster Inc. | Climate Master Series | GSS018AG | GAH18 | Water-Source | Water/Brine to Air Heat Pump S | Heat Pump | 208 | 1 |  |  | No Match | No Match |  |  |  | 18000 | 1333 | 13.5 | 10 | 20200 | 1443 | 4.1 |  | Federally-Regulated Commercial & Industrial Equipment | 04/12/2000 |  | 11/19/2001
Carrier Corp. | Carrier | 50HQ.VQ0223 |  | Water-Source | WBAHP: Heat Pump Packaged Unit | Heat Pump | 208 | 1 |  |  | No Match | No Match |  |  |  | 22000 | 2100 | 10.4 | 7.5 | 24000 | 2100 | 3.3 | 2.5 | Non Federally-Regulated | 09/08/1982 |  | 08/30/1983
American Air Filter | Enercon | CVW 09 |  | Water-Source | WBAHP: Heat Pump Packaged Unit | Heat Pump | 230 | 1 |  |  | No Match | No Match |  |  |  | 9200 | 840 | 11 | 7.5 | 10500 | 860 | 3.6 | 2.5 | Non Federally-Regulated | 08/30/1983 |  | 05/16/1984
Florida Heat Pump | Florida Heat Pump | EM060-4VT |  | Water-Source | WBAHP: Heat Pump Packaged Unit | Heat Pump | 460 | 3 |  |  | No Match | No Match |  |  |  | 60000 | 4615 | 13 | 10 | 80000 | 5328 | 4.4 |  | Federally-Regulated Commercial & Industrial Equipment | 02/02/1998 |  | 03/31/1998
Command-Aire | Command-Aire | SWPH-413 |  | Water-Source | WBAHP: Heat Pump Packaged Unit | Heat Pump | 208 | 3 |  |  | No Match | No Match |  |  |  | 42000 | 4250 | 9.9 | 9 | 56000 | 4400 | 3.7 | 3.2 | Non Federally-Regulated | 02/22/1990 |  | 07/31/1991
American Air Filter | Enercon | FHW-09 |  | Water-Source | WBAHP: Heat Pump Packaged Unit | Heat Pump | 265 | 1 |  |  | No Match | No Match |  |  |  | 8500 | 817 | 10.4 | 9 | 12200 | 917 | 3.9 | 3.2 | Non Federally-Regulated | 05/11/1988 |  | 03/15/1989
Hydro Delta Corp. | Hydro Delta Corp. | 03-060-WTARW-MT(P) |  | Water-Source | WBAHP-CB: Heat Pump Split Syst | Heat Pump | 230 | 1 |  |  | No Match | No Match |  |  |  | 35300 | 2017 | 17.5 | 9 | 38500 | 2506 | 4.5 | 3.5 | Non Federally-Regulated | 11/17/1999 |  | 04/12/2000
Waterfurnace International, Inc. | Rybacki - Hart Enterprises | ZS023**0*0 |  | Water-Source | WBAHP: Heat Pump Packaged Unit | Heat Pump | 230 | 1 |  |  | No Match | Single-Speed |  |  |  | 23000 | 1586 | 14.5 | 12 | 26000 | 1693 | 4.5 | 4.2 | Federally-Regulated Commercial & Industrial Equipment | 01/24/2011 |  | 04/19/2013
Waterfurnace International, Inc. | Geotility Geothermal Installations | ZS042**0*4 |  | Water-Source | WBAHP: Heat Pump Packaged Unit | Heat Pump | 208 | 1 |  |  | No Match | Single-Speed |  |  |  | 40800 | 2615 | 15.6 | 12 | 45400 | 2661 | 5 | 4.2 | Federally-Regulated Commercial & Industrial Equipment | 06/14/2011 |  | 04/19/2013
Waterfurnace International, Inc. | Waterfurnace International, Inc. | SXV036B0 |  | Ground-Water-Source | WBAHP: Heat Pump Packaged Unit | Heat Pump | 208 | 1 |  |  | No Match | No Match |  |  |  | 36400 | 2676 | 13.6 | 9 | 26000 | 2381 | 3.2 |  | Non Federally-Regulated | 12/14/1998 |  | 10/06/1999
Waterfurnace International, Inc. | Eagle Mountain | ZS048**0*0 |  | Water-Source | WBAHP: Heat Pump Packaged Unit | Heat Pump | 208 | 1 |  |  | No Match | Single-Speed |  |  |  | 47700 | 3245 | 14.7 | 12 | 56000 | 3730 | 4.4 | 4.2 | Federally-Regulated Commercial & Industrial Equipment | 01/24/2011 |  | 04/19/2013
Snyder General Corp. | McQuay | FCW024A*G |  | Water-Source | WBAHP: Heat Pump Packaged Unit | Heat Pump | 208 | 1 |  |  | No Match | No Match |  |  |  | 25000 | 2294 | 10.9 | 9 | 30000 | 2376 | 3.7 | 3.2 | Non Federally-Regulated | 02/22/1990 |  | 07/31/1991
Waterfurnace International, Inc. | Waterfurnace International, Inc. | NSZ036A3 | NRAC036* | Ground-Water-Source | WBAHP-CB: Heat Pump Split Syst | Heat Pump | 208 | 3 |  |  | No Match | Single-Speed |  |  |  | 33900 | 1256 | 27 | 16.2 | 30000 | 1871 | 4.7 | 3.6 | Non Federally-Regulated | 08/23/2011 |  | 10/24/2014
Florida Heat Pump | Florida Heat Pump | GT048-1CS | GT048-1AV/AH | Water-Source | WBAH: Heating Only Packaged Un | Heat Pump | 230 | 1 |  |  | No Match | No Match |  |  |  | 48000 | 3902 | 12.3 | 9 | 57700 | 4448 | 3.8 | 3.5 | Non Federally-Regulated | 10/05/1999 |  | 04/12/2000
ClimateMaster Inc. | Carrier Corp. | 50PSH/V/D042****2 |  | Water-Source | WBAHP: Heat Pump Packaged Unit | Heat Pump | 208 | 1 |  |  | No Match | Single-Speed |  |  |  | 38500 | 2238 | 17.2 | 12 | 46300 | 2423 | 5.6 | 4.2 | Federally-Regulated Commercial & Industrial Equipment | 10/24/2014 |  | 04/22/2015
Mammoth | Mammoth | D034H |  | Water-Source | WBAHP: Heat Pump Packaged Unit | Heat Pump | 230 | 1 |  |  | No Match | No Match |  |  |  | 33000 | 3600 | 9.2 | 7.5 | 40000 | 3650 | 3.2 | 2.5 | Non Federally-Regulated | 01/05/1982 |  | 05/16/1984
Waterfurnace International, Inc. | Waterfurnace International, Inc. | VLV018A1 |  | Water-Source | WBAHP: Heat Pump Packaged Unit | Heat Pump | 208 | 1 |  |  | No Match | No Match |  |  |  | 17100 | 1266 | 13.5 | 10 | 23200 | 1416 | 4.8 |  | Federally-Regulated Commercial & Industrial Equipment | 12/14/1998 |  | 10/05/1999
Command-Aire | Command-Aire | SWPXR281E |  | Water-Source | WBAHP: Heat Pump Packaged Unit | Heat Pump | 208 | 1 |  |  | No Match | No Match |  |  |  | 30000 | 2702 | 11.1 | 9 | 42000 | 3000 | 4 | 3.2 | Non Federally-Regulated | 02/22/1990 |  | 07/31/1991
Florida Heat Pump | Florida Heat Pump | EM096-1HZ/VT |  | Ground-Water-Source | WBAHP: Heat Pump Packaged Unit | Heat Pump | 230 | 1 |  |  | No Match | No Match |  |  |  | 96000 | 7111 | 13.5 | 9 | 67000 | 6134 | 3.2 |  | Non Federally-Regulated | 07/22/2002 |  | 03/12/2009
Mammoth | Hydrobank II | F090VLG |  | Ground-Water-Source | WBAHP: Heat Pump Packaged Unit | Heat Pump | 208 | 3 |  |  | No Match | No Match |  |  |  | 85500 | 6333 | 13.5 | 9 | 63500 | 6001 | 3.1 |  | Non Federally-Regulated | 01/18/2001 |  | 09/20/2001
Florida Heat Pump | Florida Heat Pump | TA025-1CS | TA025-1AH/AV | Ground-Source | WBAHP-CB: Heat Pump Split Syst | Heat Pump | 208 | 1 |  |  | No Match | Dual-Speed |  |  |  | 28500 | 1492 | 19.1 | 13.4 | 20400 | 1494 | 4 | 3.1 | Non Federally-Regulated | 06/14/2011 |  | 04/20/2015
Florida Heat Pump | Florida Heat Pump | GT026-2CS | GT026-2AH/AV | Water-Source | WBAH: Heating Only Packaged Un | Heat Pump | 265 | 1 |  |  | No Match | No Match |  |  |  | 26500 | 2007 | 13.2 | 9 | 30000 | 2313 | 3.8 | 3.5 | Non Federally-Regulated | 04/12/2000 |  | 05/23/2001
Waterfurnace International, Inc. | Geotility Geothermal Installations | QT072**1 |  | Ground-Source | WBAHP: Heat Pump Packaged Unit | Heat Pump | 230 | 1 |  |  | No Match | Dual-Speed | 4250 | 450 | 1 | 69100 | 4701 | 14.7 | 13.4 | 49100 | 3997 | 3.6 | 3.1 | Non Federally-Regulated | 01/10/2012 |  | 04/19/2013
Singer | Electro-Hydronics | LHP18AD |  | Water-Source | WBAHP: Heat Pump Packaged Unit | Heat Pump | 230 | 3 |  |  | No Match | No Match |  |  |  | 214000 | 18000 | 11.9 | 7.5 | 240000 | 18400 | 3.8 | 2.2 | Non Federally-Regulated | 09/08/1982 |  | 05/16/1984
ClimateMaster Inc. | Climate Master Series | GSV/GSH036AH |  | Water-Source | WBAHP: Heat Pump Packaged Unit | Heat Pump | 208 | 3 |  |  | No Match | No Match |  |  |  | 34600 | 2306 | 15 | 10 | 42900 | 2674 | 4.7 |  | Federally-Regulated Commercial & Industrial Equipment | 04/12/2000 |  | 11/19/2002
Mammoth | Hydrobank II | D006HHA/VHA |  | Water-Source | WBAHP: Heat Pump Packaged Unit | Heat Pump | 208 | 1 |  |  | No Match | No Match |  |  |  | 6800 | 618 | 11 | 10 | 9400 | 706 | 3.9 |  | Federally-Regulated Commercial & Industrial Equipment | 10/05/1999 |  | 05/23/2000
Waterfurnace International, Inc. | Waterfurnace International, Inc. | NDZ049A4 | NRAC048* | Ground-Source | WBAHP-CB: Heat Pump Split Syst | Heat Pump | 460 | 3 |  |  | No Match | Dual-Speed |  |  |  | 47700 | 2963 | 16.1 | 13.4 | 37000 | 2854 | 3.8 | 3.1 | Non Federally-Regulated | 08/23/2011 |  | 10/24/2014
Command-Aire | Command-Aire | SWP-3533 |  | Water-Source | WBAHP: Heat Pump Packaged Unit | Heat Pump | 208 | 3 |  |  | No Match | No Match |  |  |  | 438000 | 47400 | 9.2 | 9 | 608000 | 49700 | 3.6 |  | Federally-Regulated Commercial & Industrial Equipment | 01/23/1988 |  | 05/11/1988
Snyder General Corp. | McQuay | LWP20AP |  | Water-Source | WBAHP: Heat Pump Packaged Unit | Heat Pump | 460 | 3 |  |  | No Match | No Match |  |  |  | 214000 | 18000 | 11.9 |  | 240000 | 18400 | 3.8 | 2.5 | Non Federally-Regulated | 02/22/1990 |  | 07/31/1991
Florida Heat Pump | Florida Heat Pump | BP060-1HZ/VT |  | Water-Source | WBAHP: Heat Pump Packaged Unit | Heat Pump | 208 | 1 |  |  | No Match | Single-Speed |  |  |  | 62000 | 3625 | 17.1 | 12 | 72000 | 3638 | 5.8 | 4.2 | Federally-Regulated Commercial & Industrial Equipment | 06/14/2011 |  | 04/21/2014
McQuay / Snyder General | Electro-Hydronics | CC350GK |  | Water-Source | WBAHP: Heat Pump Packaged Unit | Heat Pump | 208 | 3 |  |  | No Match | No Match |  |  |  | 35600 | 3360 | 10.6 | 7.5 | 43000 | 3500 | 3.6 | 2.5 | Non Federally-Regulated | 08/29/1986 |  | 05/11/1988
ClimateMaster Inc. | Climate Master Series | HS/HL/VS/VL009G |  | Water-Source | WBAHP: Heat Pump Packaged Unit | Heat Pump | 230 | 1 |  |  | No Match | No Match |  |  |  | 9800 | 844 | 11.6 | 10 | 12000 | 837 | 4.2 |  | Federally-Regulated Commercial & Industrial Equipment | 04/12/2000 |  | 11/14/2000
Florida Heat Pump | Geomaster, LLC | EC061-4CF/HZ/VT |  | Ground-Source | WBAHP: Heat Pump Packaged Unit | Heat Pump | 460 | 3 |  |  | No Match | Single-Speed |  |  |  | 61000 | 3861 | 15.8 | 13.4 | 44600 | 3734 | 3.5 | 3.1 | Non Federally-Regulated | 04/23/2009 |  | 04/20/2015
Waterfurnace International, Inc. | Waterfurnace International, Inc. | SXH024B0 |  | Ground-Water-Source | WBAHP: Heat Pump Packaged Unit | Heat Pump | 230 | 1 |  |  | No Match | No Match |  |  |  | 27000 | 1741 | 15.5 | 9 | 18000 | 1551 | 3.4 |  | Non Federally-Regulated | 12/14/1998 |  | 10/06/1999
Enertech Global, LLC | Enertech | HXT036C3 |  | Ground-Source | WBAHP: Heat Pump Packaged Unit | Heat Pump | 460 | 3 |  |  | No Match | Single-Speed |  |  |  | 37500 | 2038 | 18.4 | 13.4 | 28100 | 2009 | 4.1 | 3.1 | Non Federally-Regulated | 12/12/2012 |  | 04/21/2014
Enertech Global, LLC | Roth Industries, Inc. | RXT048C |  | Ground-Water-Source | WBAHP: Heat Pump Packaged Unit | Heat Pump | 208 | 1 |  |  | No Match | Single-Speed |  |  |  | 55100 | 2277 | 24.2 | 16.2 | 48700 | 2973 | 4.8 | 3.6 | Non Federally-Regulated | 05/08/2012 |  | 12/12/2012
Addison Products | Addison Products | WSH042-3AL |  | Water-Source | WBAHP: Heat Pump Packaged Unit | Heat Pump | 230 | 3 |  |  | No Match | No Match |  |  |  | 42000 | 3500 | 12 | 9.3 | 52500 | 3846 | 4 | 3.8 | Federally-Regulated Commercial & Industrial Equipment | 03/31/1998 |  | 05/10/1998
Addison Products | Addison Products | VWPG054-1B-XL* |  | Water-Source | WBAHP-CB: Heat Pump Split Syst | Heat Pump | 230 | 1 |  |  | No Match | No Match |  |  |  | 55000 | 4166 | 13.2 | 9 | 61500 | 4506 | 4 | 3.5 | Non Federally-Regulated | 02/02/1998 |  | 10/02/1998
Climate Control / Snyder General | Electro-Hydronics | UC420GD |  | Water-Source | WBAHP: Heat Pump Packaged Unit | Heat Pump | 230 | 3 |  |  | No Match | No Match |  |  |  | 42000 | 3850 | 10.9 | 7.5 | 52000 | 4100 | 3.7 | 2.5 | Non Federally-Regulated | 05/16/1984 |  | 08/29/1986
Waterfurnace International, Inc. | Waterfurnace International, Inc. | SXH058B1 |  | Water-Source | WBAHP: Heat Pump Packaged Unit | Heat Pump | 208 | 1 |  |  | No Match | No Match |  |  |  | 55000 | 4044 | 13.6 | 10 | 69000 | 4493 | 4.5 |  | Federally-Regulated Commercial & Industrial Equipment | 07/29/1998 |  | 10/02/1998
Florida Heat Pump | Bosch | LM060-2VT/CF/HZ*-*****A |  | Water-Source | WBAHP: Heat Pump Packaged Unit | Both Heat Pump and Electric Re | 265 | 1 |  |  |  | Dual-Speed |  |  |  | 63800 | 3753 | 17 | 12 | 73300 | 4131 | 5.2 | 4.2 | Federally-Regulated Commercial & Industrial Equipment | 04/22/2015 |  | 05/01/2015
McQuay International | McQuay | CCH/CCW/HWH/HWW042C-F |  | Water-Source | WBAHP: Heat Pump Packaged Unit | Heat Pump | 208 | 3 |  |  | No Match | No Match |  |  |  | 40500 | 3521 | 11.5 | 10 | 49500 | 3626 | 4 |  | Federally-Regulated Commercial & Industrial Equipment | 12/14/1998 |  | 11/17/1999
Command-Aire | Command-Aire | SWP-3533 |  | Water-Source | WBAHP: Heat Pump Packaged Unit | Heat Pump | 230 | 3 |  |  | No Match | No Match |  |  |  | 438000 | 47400 | 9.2 |  | 608000 | 49700 | 3.6 | 2.5 | Non Federally-Regulated | 06/11/1985 |  | 05/11/1988
Climate Control / Snyder General | Electro-Hydronics | FW420FP |  | Water-Source | WBAHP: Heat Pump Packaged Unit | Heat Pump | 460 | 3 |  |  | No Match | No Match |  |  |  | 42000 | 3850 | 10.9 | 7.5 | 52000 | 4100 | 3.7 | 2.5 | Non Federally-Regulated | 05/16/1984 |  | 08/29/1986
Climate Control / Snyder General | Electro-Hydronics | RC140A7 |  | Water-Source | WBAHP: Heat Pump Packaged Unit | Heat Pump | 265 | 1 |  |  | No Match | No Match |  |  |  | 13500 | 1260 | 10.7 | 7.5 | 18000 | 1425 | 3.7 | 2.5 | Non Federally-Regulated | 06/11/1985 |  | 08/29/1986
ClimateMaster Inc. | Carrier Corp. | 50PCH/V060 |  | Ground-Source | WBAHP: Heat Pump Packaged Unit | Heat Pump | 208 | 1 |  |  | No Match | Single-Speed |  |  |  | 60100 | 4061 | 14.8 | 13.4 | 47500 | 4218 | 3.3 | 3.1 | Non Federally-Regulated | 10/24/2014 |  | 04/22/2015
Mammoth | Hydrobank II | D045HHT/VHT |  | Water-Source | WBAHP: Heat Pump Packaged Unit | Heat Pump | 230 | 1 |  |  | No Match | No Match |  |  |  | 45000 | 3214 | 14 | 9.3 | 58000 | 3695 | 4.6 | 3.8 | Federally-Regulated Commercial & Industrial Equipment | 03/31/1998 |  | 05/10/1998
Addison Products | Addison Products | HWY036-3A |  | Water-Source | WBAHP: Heat Pump Packaged Unit | Heat Pump | 230 | 3 |  |  | No Match | No Match |  |  |  | 34500 | 2518 | 13.7 | 10 | 43300 | 2883 | 4.4 |  | Federally-Regulated Commercial & Industrial Equipment | 11/17/1999 |  | 04/12/2000
American Air Filter | Enercon | GHW-41 |  | Water-Source | WBAHP: Heat Pump Packaged Unit | Heat Pump | 460 | 3 |  |  | No Match | No Match |  |  |  | 40500 | 3682 | 11 | 9 | 49500 | 4266 | 3.4 | 3.2 | Non Federally-Regulated | 02/22/1990 |  | 07/31/1991
Carrier Corp. - Syracuse | Carrier | 50QXV0721 |  | Water-Source | WBAHP: Heat Pump Packaged Unit | Heat Pump | 575 | 3 |  |  | No Match | No Match |  |  |  | 73800 | 6255 | 11.8 | 9.2 | 89800 | 6530 | 4 | 2.5 | Non Federally-Regulated | 03/15/1989 |  | 07/31/1991
Vanguard Energy Systems | Vanguard Energy Systems | HPAV-024 |  | Water-Source | WBAHP: Heat Pump Packaged Unit | Heat Pump | 230 | 1 |  |  | No Match | No Match |  |  |  | 22000 | 2150 | 10.2 | 7.5 | 30000 | 2500 | 3.5 | 2.5 | Non Federally-Regulated | 01/05/1982 |  | 08/29/1986
Trane U.S. Inc. | Trane | GSHC0421A |  | Ground-Water-Source | WBAHP: Heat Pump Packaged Unit | Heat Pump | 208 | 1 |  |  | No Match | No Match |  |  |  | 38800 | 2939 | 13.2 | 9 | 32800 | 3100 | 3.1 |  | Non Federally-Regulated | 10/06/1999 |  | 07/18/2002
Waterfurnace International, Inc. | Eagle Mountain | GS015**2*0 |  | Ground-Source | WBAHP: Heat Pump Packaged Unit | Heat Pump | 265 | 1 |  |  | No Match | Single-Speed |  |  |  | 14600 | 811 | 18 | 13.4 | 11700 | 927 | 3.7 | 3.1 | Non Federally-Regulated | 01/24/2011 |  | 04/19/2013
Inter-City Products Corp. | McQuay | WMH009B*G |  | Water-Source | WBAHP-O: Heat Pump Packaged Un | Heat Pump | 208 | 1 |  |  | No Match | No Match |  |  |  | 9000 | 750 | 12 | 9.3 | 11000 | 789 | 4.1 | 3.8 | Non Federally-Regulated | 07/31/1991 |  | 03/31/1998
Marvair | Marvair | WVP36HPC |  | Water-Source | WBAHP: Heat Pump Packaged Unit | Heat Pump | 230 | 3 |  |  | No Match | No Match |  |  |  | 35000 | 3182 | 11 | 9 | 44000 | 3394 | 3.8 | 3.2 | Non Federally-Regulated | 05/11/1988 |  | 03/15/1989
Command-Aire | Command-Aire | SWPH-1833 |  | Water-Source | WBAHP: Heat Pump Packaged Unit | Heat Pump | 208 | 3 |  |  | No Match | No Match |  |  |  | 206000 | 22700 | 9.1 |  | 286000 | 23100 | 3.6 | 2.5 | Non Federally-Regulated | 02/22/1990 |  | 07/31/1991
Climate Control / Snyder General | Trane | WPCA07XB* |  | Water-Source | WBAHP: Heat Pump Packaged Unit | Heat Pump | 208 | 1 |  |  | No Match | No Match |  |  |  | 6900 | 675 | 10.2 | 7.5 | 9500 | 795 | 3.5 | 2.5 | Non Federally-Regulated | 05/16/1984 |  | 05/11/1988
Mammoth | Hydrobank II | D019VHK |  | Water-Source | WBAHP: Heat Pump Packaged Unit | Heat Pump | 230 | 1 |  |  | No Match | No Match |  |  |  | 18400 | 1672 | 11 | 10 | 24000 | 1803 | 3.9 |  | Federally-Regulated Commercial & Industrial Equipment | 06/27/2003 |  | 03/12/2009
Waterfurnace International, Inc. | Extended Range | WXH/WXV036A*1*** |  | Water-Source | WBAHP-CB: Heat Pump Split Syst | Heat Pump | 230 | 1 |  |  | No Match | No Match |  |  |  | 37400 | 3431 | 10.9 | 9 | 45000 | 3767 | 3.5 |  | Non Federally-Regulated | 09/13/1989 |  | 07/27/1992
Waterfurnace International, Inc. | Waterfurnace International, Inc. | NSV/NSH018F1*0 |  | Ground-Water-Source | WBAHP: Heat Pump Packaged Unit | Heat Pump | 230 | 1 |  |  | No Match | Single-Speed |  |  |  | 21000 | 824 | 25.5 | 16.2 | 19000 | 1266 | 4.4 | 3.6 | Non Federally-Regulated | 05/02/2012 |  | 04/19/2013
McQuay International | McQuay | W-FMS/FME/FDE-1-024-E |  | Water-Source | WBAHP: Heat Pump Packaged Unit | Heat Pump | 208 | 1 |  |  | No Match | No Match |  |  |  | 24400 | 2033 | 12 | 10 | 32000 | 2343 | 4 |  | Federally-Regulated Commercial & Industrial Equipment | 10/05/1999 |  | 09/21/2000
ClimateMaster Inc. | Carrier Corp. | YCS0363 | FK4CNF003 | Ground-Source | WBAHP-CB: Heat Pump Split Syst | Heat Pump | 208 | 1 |  |  | No Match | Single-Speed |  |  |  | 34700 | 2182 | 15.9 | 13.4 | 25900 | 2302 | 3.3 | 3.1 | Non Federally-Regulated | 09/15/2009 |  | 02/17/2011
McQuay / Snyder General | Electro-Hydronics | VF070F5 |  | Water-Source | WBAHP: Heat Pump Packaged Unit | Heat Pump | 208 | 1 |  |  | No Match | No Match |  |  |  | 6900 | 645 | 10.7 | 9 | 8800 | 700 | 3.7 | 3.2 | Non Federally-Regulated | 05/11/1988 |  | 03/15/1989
Enertech Global, LLC | Roth Industries, Inc. | RXT060D2 |  | Ground-Water-Source | WBAHP: Heat Pump Packaged Unit | Heat Pump | 208 | 3 |  |  | No Match | Single-Speed | 2383 | 644 | 1 | 69000 | 3026 | 22.8 | 16.2 | 61000 | 3886 | 4.6 | 3.6 | Non Federally-Regulated | 09/03/2012 |  | 12/12/2012
Command-Aire | Command-Aire | SWPH-604 |  | Water-Source | WBAHP: Heat Pump Packaged Unit | Heat Pump | 460 | 3 |  |  | No Match | No Match |  |  |  | 71300 | 7500 | 9.5 | 9.2 | 98700 | 7150 | 4 |  | Non Federally-Regulated | 05/11/1988 |  | 03/15/1989
ClimateMaster Inc. | Climate Master Series | 813-042-G******** |  | Water-Source | WBAHP: Heat Pump Packaged Unit | Heat Pump | 208 | 1 |  |  | No Match | No Match |  |  |  | 41500 | 3640 | 11.4 | 9 | 53500 | 3918 | 4 | 3.2 | Federally-Regulated Commercial & Industrial Equipment | 02/11/1988 |  | 05/11/1988
Waterfurnace International, Inc. | Waterfurnace International, Inc. | NDV/NDH049F1*4 |  | Water-Source | WBAHP: Heat Pump Packaged Unit | Heat Pump | 208 | 1 |  |  | No Match | Dual-Speed |  |  |  | 50300 | 2942 | 17.1 | 12 | 56100 | 3162 | 5.2 | 4.2 | Federally-Regulated Commercial & Industrial Equipment | 05/02/2012 |  | 04/19/2013
Florida Heat Pump | Bosch | ES035-3CF/HZ/VT |  | Water-Source | WBAHP: Heat Pump Packaged Unit | Heat Pump | 230 | 3 |  |  |  | Dual-Speed |  |  |  | 36000 | 2466 | 14.6 | 12 | 43000 | 2625 | 4.8 | 4.2 | Federally-Regulated Commercial & Industrial Equipment | 04/22/2015 |  | 04/29/2015
Waterfurnace International, Inc. | Geosmart Energy, Inc. | YS042**1*4 |  | Ground-Source | WBAHP: Heat Pump Packaged Unit | Heat Pump | 208 | 1 |  |  | No Match | Single-Speed |  |  |  | 42300 | 2286 | 18.5 | 13.4 | 29900 | 2368 | 3.7 | 3.1 | Non Federally-Regulated | 01/24/2011 |  | 05/01/2015
Waterfurnace International, Inc. | Waterfurnace International, Inc. | SXV042*0 |  | Ground-Water-Source | WBAHP: Heat Pump Packaged Unit | Heat Pump | 230 | 1 |  |  | No Match | No Match |  |  |  | 44500 | 3201 | 13.9 | 9 | 31800 | 2823 | 3.3 |  | Non Federally-Regulated | 10/06/1999 |  | 05/19/2000
Florida Heat Pump | Florida Heat Pump | EM015-2CF/HZ/VT |  | Ground-Water-Source | WBAHP: Heat Pump Packaged Unit | Heat Pump | 265 | 1 |  |  | No Match | No Match |  |  |  | 15500 | 1291 | 12 | 9 | 12200 | 1191 | 3 |  | Non Federally-Regulated | 07/22/2002 |  | 03/12/2009
Enertech Global, LLC | Enertech | GCT072D2 |  | Ground-Water-Source | WBAHP: Heat Pump Packaged Unit | Heat Pump | 208 | 3 |  |  | No Match | Single-Speed | 2967 | 710 | 1 | 77200 | 3676 | 21 | 16.2 | 72600 | 4948 | 4.3 | 3.6 | Non Federally-Regulated | 09/03/2012 |  | 12/12/2012
Geosystems, LLC | Geosystems, LLC | RGT-V048 |  | Ground-Water-Source | WBAHP: Heat Pump Packaged Unit | Heat Pump | 208 | 1 |  |  | No Match | Dual-Speed |  |  |  | 55000 | 2068 | 26.6 | 16.2 | 45500 | 2837 | 4.7 | 3.6 | Non Federally-Regulated | 03/02/2012 |  | 12/12/2012
Florida Heat Pump | Florida Heat Pump | GT062-4CF/HZ/VT |  | Water-Source | WBAHP-CB: Heat Pump Split Syst | Heat Pump | 460 | 3 |  |  | No Match | No Match |  |  |  | 61500 | 4920 | 12.5 | 9 | 78000 | 6014 | 3.8 | 3.5 | Non Federally-Regulated | 07/22/2002 |  | 03/12/2009
Addison Products | Addison Products | HWPG060-1B** |  | Ground-Water-Source | WBAHP: Heat Pump Packaged Unit | Heat Pump | 208 | 1 |  |  | No Match | No Match |  |  |  | 58000 | 4393 | 13.2 | 9 | 44000 | 4298 | 3 |  | Non Federally-Regulated | 07/29/1998 |  | 10/02/1998
ClimateMaster Inc. | Climate Master Series | GSV/GSH030AE |  | Water-Source | WBAHP: Heat Pump Packaged Unit | Heat Pump | 265 | 1 |  |  | No Match | No Match |  |  |  | 29800 | 1973 | 15.1 | 10 | 36100 | 2203 | 4.8 |  | Federally-Regulated Commercial & Industrial Equipment | 04/12/2000 |  | 11/19/2002
Florida Heat Pump | Geomaster, LLC | AP025-1CS | AP025-1AV/AH | Ground-Source | WBAHP-CB: Heat Pump Split Syst | Heat Pump | 208 | 1 |  |  | No Match | Single-Speed |  |  |  | 28500 | 1492 | 19.1 | 13.4 | 20400 | 1494 | 4 | 3.1 | Non Federally-Regulated | 01/24/2011 |  | 04/20/2015
Waterfurnace International, Inc. | Waterfurnace International, Inc. | ATH056D0 |  | Ground-Source | WBAHP: Heat Pump Packaged Unit | Heat Pump | 230 | 1 |  |  | No Match | No Match |  |  |  | 58000 | 3790 | 15.3 |  | 44500 | 4075 | 3.2 |  | Non Federally-Regulated | 03/31/1998 |  | 05/10/1998
Snyder General Corp. | American Air Filter | CWH007B*N |  | Water-Source | WBAHP-O: Heat Pump Packaged Un | Heat Pump | 265 | 1 |  |  | No Match | No Match |  |  |  | 6600 | 520 | 12.7 | 9.3 | 9000 | 630 | 4.2 | 3.8 | Non Federally-Regulated | 07/31/1991 |  | 03/31/1998
Florida Heat Pump | Energy Miser | LTV60-4 |  | Ground-Water-Source | WBAHP: Heat Pump Packaged Unit | Heat Pump | 460 | 3 |  |  | No Match | No Match |  |  |  | 55000 | 4780 | 11.5 | 11 | 65000 | 5440 | 3.5 | 3.4 | Non Federally-Regulated | 07/31/1991 |  | 03/31/1998
Climate Control / Snyder General | Electro-Hydronics | CC330FK |  | Water-Source | WBAHP: Heat Pump Packaged Unit | Heat Pump | 208 | 3 |  |  | No Match | No Match |  |  |  | 33000 | 3050 | 10.8 | 7.5 | 39000 | 3090 | 3.7 | 2.5 | Non Federally-Regulated | 05/16/1984 |  | 08/29/1986
Waterfurnace International, Inc. | Waterfurnace International, Inc. | SXV068*0 |  | Ground-Water-Source | WBAHP: Heat Pump Packaged Unit | Heat Pump | 208 | 1 |  |  | No Match | No Match |  |  |  | 66000 | 5500 | 12 | 9 | 52000 | 5078 | 3 |  | Non Federally-Regulated | 10/06/1999 |  | 05/19/2000
McQuay / Snyder General | Electro-Hydronics | VF70G7 |  | Water-Source | WBAHP: Heat Pump Packaged Unit | Heat Pump | 265 | 1 |  |  | No Match | No Match |  |  |  | 6900 | 645 | 10.7 | 7.5 | 8800 | 700 | 3.7 | 2.5 | Non Federally-Regulated | 08/29/1986 |  | 05/11/1988
American Air Filter | Enercon | BCW 19 |  | Water-Source | WBAHP: Heat Pump Packaged Unit | Heat Pump | 230 | 1 |  |  | No Match | No Match |  |  |  | 19500 | 2000 | 9.8 | 7.5 | 26400 | 2120 | 3.6 | 2.5 | Non Federally-Regulated | 08/30/1983 |  | 05/16/1984
Waterfurnace International, Inc. | Waterfurnace International, Inc. | SXV030C1 |  | Ground-Water-Source | WBAHP: Heat Pump Packaged Unit | Heat Pump | 265 | 1 |  |  | No Match | No Match |  |  |  | 31200 | 2181 | 14.3 | 9 | 21600 | 1808 | 3.5 |  | Non Federally-Regulated | 12/14/1998 |  | 10/06/1999
Florida Heat Pump | Florida Heat Pump | EM060-4HZ |  | Water-Source | WBAHP: Heat Pump Packaged Unit | Heat Pump | 460 | 3 |  |  | No Match | No Match |  |  |  | 60000 | 4615 | 13 | 10 | 80000 | 5328 | 4.4 |  | Federally-Regulated Commercial & Industrial Equipment | 02/02/1998 |  | 03/31/1998
Waterfurnace International, Inc. | WFI Industries, Ltd. | GTS038A1 | GAH036* | Ground-Source | WBAHP-CB: Heat Pump Split Syst | Heat Pump | 230 | 1 |  |  | No Match | Dual-Speed |  |  |  | 35000 | 2047 | 17.1 | 13.4 | 25700 | 1982 | 3.8 | 3.1 | Non Federally-Regulated | 01/24/2011 |  | 08/23/2011
Addison Products | Addison Products | DWPG030-3B-XL* |  | Ground-Water-Source | WBAHP: Heat Pump Packaged Unit | Heat Pump | 208 | 3 |  |  | No Match | No Match |  |  |  | 28000 | 9032 | 3.1 | 9 | 19800 | 1871 | 3.1 |  | Non Federally-Regulated | 05/15/1998 |  | 07/29/1998
McQuay / Snyder General | Electro-Hydronics | FC420F5 |  | Water-Source | WBAHP: Heat Pump Packaged Unit | Heat Pump | 208 | 1 |  |  | No Match | No Match |  |  |  | 42000 | 3850 | 10.9 | 9 | 52000 | 4100 | 3.7 | 3.2 | Non Federally-Regulated | 05/11/1988 |  | 03/15/1989
Waterfurnace International, Inc. | WFI Industries, Ltd. | GTS038A | GRAC036* | Ground-Source | WBAHP-CB: Heat Pump Split Syst | Heat Pump | 208 | 1 |  |  | No Match | Dual-Speed |  |  |  | 35000 | 2047 | 17.1 | 13.4 | 25700 | 1982 | 3.8 | 3.1 | Non Federally-Regulated | 01/24/2011 |  | 08/23/2011
Florida Heat Pump | Florida Heat Pump | EM070-1CS | EM070-1AH/AV | Water-Source | WBAH: Heating Only Packaged Un | Heat Pump | 208 | 1 |  |  | No Match | No Match |  |  |  | 67500 | 5037 | 13.4 | 9 | 77500 | 5975 | 3.8 | 3.5 | Non Federally-Regulated | 07/22/2002 |  | 03/12/2009
Waterfurnace International, Inc. | Geotility Geothermal Installations | GS015**0*0 |  | Ground-Water-Source | WBAHP: Heat Pump Packaged Unit | Heat Pump | 230 | 1 |  |  | No Match | Single-Speed |  |  |  | 16200 | 623 | 26 | 16.2 | 14900 | 992 | 4.4 | 3.6 | Non Federally-Regulated | 01/24/2011 |  | 04/19/2013
Florida Heat Pump | Florida Heat Pump | EM036-1CF/HZ/VT |  | Water-Source | WBAHP-CB: Heat Pump Split Syst | Heat Pump | 230 | 1 |  |  | No Match | No Match |  |  |  | 38000 | 2900 | 13.1 | 9 | 42000 | 3418 | 3.6 | 3.5 | Non Federally-Regulated | 05/23/2001 |  | 07/18/2002
ClimateMaster Inc. | Climate Master Series | 814-023-G******** |  | Water-Source | WBAHP: Heat Pump Packaged Unit | Heat Pump | 208 | 1 |  |  | No Match | No Match |  |  |  | 23000 | 1949 | 11.8 | 9 | 25400 | 1909 | 3.9 | 3.2 | Non Federally-Regulated | 02/22/1990 |  | 07/31/1991
Econar | Econar | GV290 |  | Ground-Water-Source | WBAHP: Heat Pump Packaged Unit | Heat Pump | 208 | 1 |  |  | No Match | No Match |  |  |  | 28600 | 2087 | 13.7 | 9 | 25800 | 2291 | 3.3 |  | Non Federally-Regulated | 12/14/1998 |  | 03/18/2002
ClimateMaster Inc. | Climate Master Series | 814-036-G******** |  | Water-Source | WBAHP: Heat Pump Packaged Unit | Heat Pump | 208 | 1 |  |  | No Match | No Match |  |  |  | 36000 | 3190 | 11.3 | 9 | 42500 | 3190 | 3.9 | 3.2 | Non Federally-Regulated | 02/22/1990 |  | 07/31/1991
Enertech Global, LLC | Enertech | TCT072D3 |  | Ground-Source | WBAHP: Heat Pump Packaged Unit | Heat Pump | 460 | 3 |  |  | No Match | Single-Speed | 3612 | 710 | 1 | 72600 | 4321 | 16.8 | 13.4 | 58000 | 4594 | 3.7 | 3.1 | Non Federally-Regulated | 09/03/2012 |  | 12/12/2012
Waterfurnace International, Inc. | Johnson Controls | RJSV/RJSH036**2*1 |  | Ground-Source | WBAHP: Heat Pump Packaged Unit | Heat Pump | 265 | 1 |  |  | No Match | Single-Speed |  |  |  | 35000 | 1591 | 22 | 13.4 | 24100 | 1605 | 4.4 | 3.1 | Non Federally-Regulated | 01/24/2011 |  | 10/24/2014
Waterfurnace International, Inc. | Waterfurnace International, Inc. | SXH036*4 |  | Ground-Water-Source | WBAHP: Heat Pump Packaged Unit | Heat Pump | 460 | 3 |  |  | No Match | No Match |  |  |  | 36400 | 2676 | 13.6 | 9 | 26000 | 2380 | 3.2 |  | Non Federally-Regulated | 10/06/1999 |  | 05/19/2000
Waterfurnace International, Inc. | Geotility Geothermal Installations | ZS009**0*0 |  | Ground-Water-Source | WBAHP: Heat Pump Packaged Unit | Heat Pump | 230 | 1 |  |  | No Match | Single-Speed |  |  |  | 10500 | 577 | 18.2 | 16.2 | 9600 | 760 | 3.7 | 3.6 | Non Federally-Regulated | 01/24/2011 |  | 04/19/2013
Waterfurnace International, Inc. | Waterfurnace International, Inc. | SXV030C3 |  | Water-Source | WBAHP: Heat Pump Packaged Unit | Heat Pump | 230 | 3 |  |  | No Match | No Match |  |  |  | 30600 | 2125 | 14.4 | 10 | 36600 | 2145 | 5 |  | Federally-Regulated Commercial & Industrial Equipment | 12/14/1998 |  | 10/05/1999
ClimateMaster Inc. | Genesis Compact | GCH048BF******* |  | Water-Source | WBAHP: Heat Pump Packaged Unit | Heat Pump | 460 | 3 |  |  | No Match | No Match |  |  |  | 47900 | 4094 | 11.7 | 10 | 61100 | 4072 | 4.4 |  | Federally-Regulated Commercial & Industrial Equipment | 07/02/2003 |  | 12/21/2006
McQuay International | McQuay | W-FDD/FDE/FME-1-024-J |  | Water-Source | WBAHP: Heat Pump Packaged Unit | Heat Pump | 265 | 1 |  |  | No Match | No Match |  |  |  | 24400 | 2033 | 12 | 10 | 32000 | 2343 | 4 |  | Federally-Regulated Commercial & Industrial Equipment | 09/21/2000 |  | 03/12/2009
McQuay / Snyder General | Electro-Hydronics | CC200F5 |  | Water-Source | WBAHP: Heat Pump Packaged Unit | Heat Pump | 208 | 1 |  |  | No Match | No Match |  |  |  | 20000 | 1880 |  | 7.5 | 25600 | 1920 | 3.9 | 2.5 | Non Federally-Regulated | 08/29/1986 |  | 05/11/1988
Snyder General Corp. | McQuay | VF090F5 |  | Water-Source | WBAHP: Heat Pump Packaged Unit | Heat Pump | 208 | 1 |  |  | No Match | No Match |  |  |  | 9000 | 855 | 10.5 | 9 | 11000 | 920 | 3.5 | 3.2 | Non Federally-Regulated | 02/22/1990 |  | 07/31/1991
McQuay / Snyder General | Electro-Hydronics | FW330GP |  | Water-Source | WBAHP: Heat Pump Packaged Unit | Heat Pump | 460 | 3 |  |  | No Match | No Match |  |  |  | 33000 | 3050 | 10.8 | 7.5 | 39000 | 3090 | 3.7 | 2.5 | Non Federally-Regulated | 08/29/1986 |  | 05/11/1988
Mammoth | Mammoth | D014HSBXXX |  | Ground-Water-Source | WBAHP: Heat Pump Packaged Unit | Heat Pump | 208 | 1 |  |  | No Match | No Match |  |  |  | 13000 | 1065 | 12.2 |  | 16300 | 1190 | 4 |  | Non Federally-Regulated | 05/11/1988 |  | 03/15/1989
Waterfurnace International, Inc. | Johnson Controls | RKV/RKH024**4*0 |  | Water-Source | WBAHP: Heat Pump Packaged Unit | Heat Pump | 460 | 3 |  |  | No Match | Single-Speed |  |  |  | 24800 | 1531 | 16.2 | 12 | 29000 | 1700 | 5 | 4.2 | Federally-Regulated Commercial & Industrial Equipment | 09/03/2012 |  | 01/09/2014
American Air Filter | Enercon | DHW09 |  | Water-Source | WBAHP: Heat Pump Packaged Unit | Heat Pump | 265 | 1 |  |  | No Match | No Match |  |  |  | 9300 | 840 | 11.1 | 7.5 | 11800 | 840 | 4.1 | 2.5 | Non Federally-Regulated | 05/16/1984 |  | 06/11/1985
Waterfurnace International, Inc. | Waterfurnace International, Inc. | SXH016C1 |  | Ground-Water-Source | WBAHP: Heat Pump Packaged Unit | Heat Pump | 208 | 1 |  |  | No Match | No Match |  |  |  | 16700 | 1210 | 13.8 | 9 | 12800 | 1136 | 3.3 |  | Non Federally-Regulated | 01/30/1998 |  | 10/02/1998
Addison Products | Addison Products | DWPG066-1B-XL* |  | Water-Source | WBAHP-CB: Heat Pump Split Syst | Heat Pump | 230 | 1 |  |  | No Match | No Match |  |  |  | 67000 | 5153 | 13 | 9 | 75000 | 5940 | 3.7 | 3.5 | Non Federally-Regulated | 12/14/1998 |  | 10/05/1999
Singer | Electro-Hydronics | CC400B88 |  | Water-Source | WBAHP: Heat Pump Packaged Unit | Heat Pump | 460 | 3 |  |  | No Match | No Match |  |  |  | 40000 | 4350 | 9.2 | 7.5 | 43000 | 4500 | 2.8 | 2.5 | Non Federally-Regulated | 01/05/1982 |  | 09/08/1982
Snyder General Corp. | McQuay | LE090C5 |  | Water-Source | WBAHP-O: Heat Pump Packaged Un | Heat Pump | 208 | 1 |  |  | No Match | No Match |  |  |  | 8700 | 825 | 10.5 | 9 | 10000 | 850 | 3.4 | 3.2 | Non Federally-Regulated | 02/22/1990 |  | 07/31/1991
Florida Heat Pump | Florida Heat Pump | EM072-3HZ |  | Water-Source | WBAHP: Heat Pump Packaged Unit | Heat Pump | 208 | 3 |  |  | No Match | No Match |  |  |  | 71000 | 5107 | 13.9 | 9 | 76000 | 4842 | 4.6 | 3.8 | Federally-Regulated Commercial & Industrial Equipment | 12/14/1998 |  | 10/05/1999
Addison Products | Addison Products | DWPG030-3B-XL* |  | Ground-Water-Source | WBAHP: Heat Pump Packaged Unit | Heat Pump | 208 | 3 |  |  | No Match | No Match |  |  |  | 28000 | 1866 | 15 | 9 | 19800 | 1871 | 3.1 |  | Non Federally-Regulated | 12/14/1998 |  | 04/10/2000
Florida Heat Pump | Energy Miser | HE9CF-2 |  | Water-Source | WBAHP: Heat Pump Packaged Unit | Heat Pump | 285 | 1 |  |  | No Match | No Match |  |  |  | 9000 | 820 | 11 | 9 | 12400 | 910 | 4 | 3.2 | Non Federally-Regulated | 02/22/1990 |  | 07/31/1991
ClimateMaster Inc. | Climate Master Series | 814-096-H******** |  | Water-Source | WBAHP: Heat Pump Packaged Unit | Heat Pump | 230 | 3 |  |  | No Match | No Match |  |  |  | 97000 | 8820 | 11 | 9.2 | 114000 | 8790 | 3.8 |  | Non Federally-Regulated | 05/11/1988 |  | 03/15/1989
McQuay / Snyder General | Electro-Hydronics | LWP15BD |  | Water-Source | WBAHP: Heat Pump Packaged Unit | Heat Pump | 230 | 3 |  |  | No Match | No Match |  |  |  | 178000 | 16950 | 10.5 |  | 227000 | 17600 | 3.8 |  | Non Federally-Regulated | 05/11/1988 |  | 03/15/1989
Addison Products | Addison Products | HWPG060-3B** |  | Ground-Water-Source | WBAHP: Heat Pump Packaged Unit | Heat Pump | 230 | 3 |  |  | No Match | No Match |  |  |  | 59000 | 4538 | 13 | 11 | 66000 | 4959 | 3.9 | 3.5 | Non Federally-Regulated | 03/31/1998 |  | 05/10/1998
Enertech Global, LLC | Enertech | GSC042 | ACD060 | Ground-Water-Source | WBAHP-C: Heat Pump Split Syste | Heat Pump | 208 | 1 |  |  | No Match | Single-Speed |  |  |  | 46000 | 2335 | 19.7 | 16.2 | 40200 | 3023 | 3.9 | 3.6 | Non Federally-Regulated | 04/30/2009 |  | 06/15/2009
Mammoth | Hydrobank II | D070VLF/HLF/DLF |  | Ground-Source | WBAHP: Heat Pump Packaged Unit | Heat Pump | 208 | 1 |  |  | No Match | No Match |  |  |  | 71780 | 5277 | 13.6 |  | 55000 | 5373 | 3 |  | Non Federally-Regulated | 03/31/1998 |  | 05/10/1998
Waterfurnace International, Inc. | Eagle Mountain | GCC/GCW/GCS/GCE12*0 |  | Ground-Water-Source | WBAHP-O: Heat Pump Packaged Un | Heat Pump | 230 | 1 |  |  | No Match | Single-Speed |  |  |  | 12400 | 636 | 19.5 | 16.2 | 11800 | 935 | 3.7 | 3.6 | Non Federally-Regulated | 01/24/2011 |  | 04/19/2013
Waterfurnace International, Inc. | Eagle Mountain | ZS023**3*4 |  | Ground-Source | WBAHP: Heat Pump Packaged Unit | Heat Pump | 208 | 3 |  |  | No Match | Single-Speed |  |  |  | 23900 | 1406 | 17 | 13.4 | 17000 | 1384 | 3.6 | 3.1 | Non Federally-Regulated | 06/14/2011 |  | 04/19/2013
Inter-City Products Corp. | McQuay | CCH090A*T |  | Water-Source | WBAHP: Heat Pump Packaged Unit | Heat Pump | 460 | 3 |  |  | No Match | No Match |  |  |  | 87000 | 9063 | 9.6 | 10.5 | 98000 | 8448 | 3.4 | 3.8 | Non Federally-Regulated | 07/31/1991 |  | 03/31/1998
McQuay International | McQuay | W-LDE/LDL/LME/LML1108H |  | Water-Source | WBAHP: Heat Pump Packaged Unit | Heat Pump | 230 | 3 |  |  | No Match | No Match |  |  |  | 107000 | 9727 | 11 | 9 | 120000 | 9015 | 3.9 | 3.8 | Federally-Regulated Commercial & Industrial Equipment | 01/18/2001 |  | 03/12/2009
Florida Heat Pump | Florida Heat Pump | GT026-1CF/HZ/VT |  | Water-Source | WBAHP: Heat Pump Packaged Unit | Heat Pump | 208 | 1 |  |  | No Match | No Match |  |  |  | 26500 | 1879 | 14.1 | 10 | 32500 | 2164 | 4.4 |  | Federally-Regulated Commercial & Industrial Equipment | 04/12/2000 |  | 05/29/2001
Bard Manufacturing Company, Inc. | Bard | WPV48C |  | Ground-Water-Source | WBAHP: Heat Pump Packaged Unit | Heat Pump | 208 | 1 |  |  | No Match | No Match |  |  |  | 47500 | 4130 | 11.5 | 9 | 36000 | 3907 | 2.7 |  | Non Federally-Regulated | 01/30/1998 |  | 10/02/1998
American Air Filter | Enercon | VW26 |  | Water-Source | WBAHP: Heat Pump Packaged Unit | Heat Pump | 277 | 1 |  |  | No Match | No Match |  |  |  | 26000 | 3000 | 8.7 | 7.5 | 33500 | 3400 | 2.9 | 2.5 | Non Federally-Regulated | 01/05/1982 |  | 05/16/1984
ClimateMaster Inc. | Carrier Corp. | RHC006 3 |  | Water-Source | WBAHP: Heat Pump Packaged Unit | Heat Pump | 208 | 1 |  |  | No Match | Single-Speed |  |  |  | 6400 | 512 | 12.5 | 11.2 | 8300 | 579 | 4.2 | 4.2 | Federally-Regulated Commercial & Industrial Equipment | 02/09/2009 |  | 02/17/2011
Mammoth | Geox | ZD072HHC |  | Water-Source | WBAHP: Heat Pump Packaged Unit | Heat Pump | 208 | 1 |  |  | No Match | No Match |  |  |  | 66000 | 6500 | 10.1 | 9.2 | 75000 | 6300 | 3.5 | 2.5 | Non Federally-Regulated | 06/11/1985 |  | 05/11/1988
Trane U.S. Inc. | Trane | EXHE048 |  | Ground-Water-Source | WBAHP: Heat Pump Packaged Unit | Heat Pump | 208 | 1 |  |  | No Match | Single-Speed |  |  |  | 52100 | 2336 | 22.3 | 16.2 | 46900 | 2926 | 4.7 | 3.6 | Non Federally-Regulated | 04/30/2009 |  | 08/15/2014
ClimateMaster Inc. | Carrier | 50YAV/YAH 030 |  | Ground-Water-Source | WBAHP: Heat Pump Packaged Unit | Heat Pump | 230 | 1 |  |  | No Match | No Match |  |  |  | 30000 | 2173 | 13.8 | 9 | 22000 | 2014 | 3.2 |  | Non Federally-Regulated | 11/17/1999 |  | 04/10/2000
McQuay / Snyder General | Electro-Hydronics | CC90G3 |  | Water-Source | WBAHP: Heat Pump Packaged Unit | Heat Pump | 230 | 1 |  |  | No Match | No Match |  |  |  | 9000 | 855 | 10.5 | 7.5 | 11000 | 920 | 3.5 | 2.5 | Non Federally-Regulated | 08/29/1986 |  | 05/11/1988
Enertech Global, LLC | Enertech | HHT024A2 |  | Ground-Source | WBAHP: Heat Pump Packaged Unit | Heat Pump | 230 | 3 |  |  | No Match | Single-Speed |  |  |  | 22200 | 1442 | 15.4 | 13.4 | 19000 | 1638 | 3.4 | 3.1 | Non Federally-Regulated | 12/12/2012 |  | 05/11/2015
Waterfurnace International, Inc. | Eagle Mountain | GCC/GCW/GCS/GCE15*0 |  | Ground-Water-Source | WBAHP-O: Heat Pump Packaged Un | Heat Pump | 230 | 1 |  |  | No Match | Single-Speed |  |  |  | 16200 | 736 | 22 | 16.2 | 14000 | 1001 | 4.1 | 3.6 | Non Federally-Regulated | 01/24/2011 |  | 04/19/2013
Florida Heat Pump | Florida Heat Pump | GO042-1CF/HZ/VT |  | Ground-Water-Source | WBAHP: Heat Pump Packaged Unit | Heat Pump | 208 | 3 |  |  | No Match | No Match |  |  |  | 41400 | 2571 | 16.1 | 9 | 30200 | 2212 | 4 |  | Non Federally-Regulated | 05/29/2001 |  | 07/16/2001
Waterfurnace International, Inc. | Waterfurnace International, Inc. | NSV/NSH036F1*0 |  | Water-Source | WBAHP: Heat Pump Packaged Unit | Heat Pump | 230 | 1 |  |  | No Match | Single-Speed |  |  |  | 34100 | 1938 | 17.6 | 12 | 37900 | 1983 | 5.6 | 4.2 | Federally-Regulated Commercial & Industrial Equipment | 05/02/2012 |  | 09/03/2012
Mammoth | Hydrobank II | F052VHK |  | Water-Source | WBAHP: Heat Pump Packaged Unit | Heat Pump | 208 | 3 |  |  | No Match | No Match |  |  |  | 48500 | 4575 | 10.6 | 10 | 64000 | 4808 | 3.9 |  | Federally-Regulated Commercial & Industrial Equipment | 06/27/2003 |  | 03/12/2009
Jacobsen Energy Ind., Inc. | Jacobsen Energy Ind., Inc. | 72***1**** |  | Water-Source | WBAHP: Heat Pump Packaged Unit | Heat Pump | 208 | 3 |  |  | No Match | No Match |  |  |  | 67000 | 5650 | 11.9 | 9.2 | 88000 | 6750 | 3.8 |  | Non Federally-Regulated | 05/11/1988 |  | 03/15/1989
Waterfurnace International, Inc. | Waterfurnace International, Inc. | SXV024A2 |  | Ground-Source | WBAHP: Heat Pump Packaged Unit | Heat Pump | 265 | 1 |  |  | No Match | No Match |  |  |  | 27000 | 1741 | 15.5 |  | 18000 | 1551 | 3.4 |  | Non Federally-Regulated | 03/31/1998 |  | 05/10/1998
Addison Products | Addison Products | DWPG066-3B-XL* |  | Ground-Water-Source | WBAHP: Heat Pump Packaged Unit | Heat Pump | 230 | 3 |  |  | No Match | No Match |  |  |  | 65000 | 5118 | 12.7 | 9 | 48000 | 5024 | 2.8 |  | Non Federally-Regulated | 12/14/1998 |  | 04/10/2000
Waterfurnace International, Inc. | Geotility Geothermal Installations | USV/USH060**3*4 |  | Ground-Source | WBAHP: Heat Pump Packaged Unit | Heat Pump | 208 | 3 |  |  | No Match | Single-Speed |  |  |  | 60900 | 3402 | 17.9 | 13.4 | 47100 | 3834 | 3.6 | 3.1 | Non Federally-Regulated | 06/14/2011 |  | 03/02/2012
Waterfurnace International, Inc. | Eagle Mountain | ZS012**0*0 |  | Ground-Water-Source | WBAHP: Heat Pump Packaged Unit | Heat Pump | 230 | 1 |  |  | No Match | Single-Speed |  |  |  | 12500 | 687 | 18.2 | 16.2 | 12000 | 925 | 3.8 | 3.6 | Non Federally-Regulated | 01/24/2011 |  | 04/19/2013
Singer | Electro-Hydronics | FV400B88 |  | Water-Source | WBAHP: Heat Pump Packaged Unit | Heat Pump | 460 | 3 |  |  | No Match | No Match |  |  |  | 40000 | 4350 | 9.2 | 7.5 | 43000 | 4500 | 2.8 | 2.5 | Non Federally-Regulated | 01/05/1982 |  | 09/08/1982
Enertech Global, LLC | Enertech | GSC072 | MPD060 | Ground-Source | WBAHP-CB: Heat Pump Split Syst | Heat Pump | 208 | 1 |  |  | No Match | Single-Speed | 3580 | 860 | 1 | 72000 | 4737 | 15.2 | 13.4 | 57900 | 5306 | 3.2 | 3.1 | Non Federally-Regulated | 07/16/2009 |  | 03/02/2012
McQuay / Snyder General | Electro-Hydronics | UW400G3 |  | Water-Source | WBAHP: Heat Pump Packaged Unit | Heat Pump | 230 | 1 |  |  | No Match | No Match |  |  |  | 39600 | 3960 | 10 | 7.5 | 45000 | 3880 | 3.4 | 2.5 | Non Federally-Regulated | 08/29/1986 |  | 05/11/1988
ClimateMaster Inc. | Carrier Corp. | 50YPS049 | FE4***006 | Water-Source | WBAHP-CB: Heat Pump Split Syst | Heat Pump | 208 | 1 |  |  | No Match | Single-Speed |  |  |  | 48100 | 3295 | 14.6 | 12 | 59400 | 3348 | 5.2 | 4.2 | Federally-Regulated Commercial & Industrial Equipment | 01/24/2011 |  | 08/23/2011
Geoflex Systems, Inc. | Geoflex Systems, Inc. | GF1T-V/H/D/M-026WADBE |  | Water-Source | WBAHP: Heat Pump Packaged Unit | Both Heat Pump and Electric Re | 460 | 3 |  |  | No Match | Dual-Speed |  |  |  | 25600 | 1600 | 16 | 12 | 30900 | 1677 | 5.4 | 4.2 | Federally-Regulated Commercial & Industrial Equipment | 11/30/2011 |  | 04/19/2013
Waterfurnace International, Inc. | Waterfurnace International, Inc. | SXV016A0 |  | Ground-Water-Source | WBAHP: Heat Pump Packaged Unit | Heat Pump | 230 | 1 |  |  | No Match | No Match |  |  |  | 16700 | 1210 | 13.8 | 9 | 12800 | 1136 | 3.3 |  | Non Federally-Regulated | 01/30/1998 |  | 03/31/1998
Waterfurnace International, Inc. | Waterfurnace International, Inc. | NSV/NSH030G1*1 |  | Ground-Water-Source | WBAHP: Heat Pump Packaged Unit | Heat Pump | 230 | 1 |  |  | No Match | Single-Speed |  |  |  | 31200 | 1058 | 29.5 | 16.2 | 24400 | 1490 | 4.8 | 3.6 | Non Federally-Regulated | 09/03/2012 |  | 04/19/2013
McQuay / Snyder General | Electro-Hydronics | UC500G3 |  | Water-Source | WBAHP: Heat Pump Packaged Unit | Heat Pump | 230 | 1 |  |  | No Match | No Match |  |  |  | 50000 | 4850 | 10.3 | 7.5 | 65000 | 4900 | 3.9 | 2.5 | Non Federally-Regulated | 08/29/1986 |  | 05/11/1988
American Air Filter | Enercon | CCW-19 |  | Water-Source | WBAHP-O: Heat Pump Packaged Un | Heat Pump | 265 | 1 |  |  | No Match | No Match |  |  |  | 18400 | 1610 | 11.4 | 9 | 23000 | 1830 | 3.7 | 3.2 | Non Federally-Regulated | 05/11/1988 |  | 03/15/1989
Snyder General Corp. | McQuay | CC1000FD |  | Water-Source | WBAHP: Heat Pump Packaged Unit | Heat Pump | 230 | 3 |  |  | No Match | No Match |  |  |  | 97500 | 10156 | 9.6 | 9.2 | 136000 | 10400 | 3.8 | 2.5 | Non Federally-Regulated | 02/22/1990 |  | 07/31/1991
Florida Heat Pump | Florida Heat Pump | CE035-1CS | DX035 | Ground-Water-Source | WBAHP-CB: Heat Pump Split Syst | Heat Pump | 230 | 1 |  |  | No Match | Variable-Speed |  |  |  | 42500 | 1840 | 23.1 | 16.2 | 32500 | 2268 | 4.2 | 3.6 | Non Federally-Regulated | 01/10/2012 |  | 03/02/2012
McQuay / Snyder General | Electro-Hydronics | UC350GK |  | Water-Source | WBAHP: Heat Pump Packaged Unit | Heat Pump | 208 | 3 |  |  | No Match | No Match |  |  |  | 35600 | 3360 | 10.6 | 7.5 | 43000 | 3500 | 3.6 | 2.5 | Non Federally-Regulated | 08/29/1986 |  | 05/11/1988
Geoflex Systems, Inc. | Geoflex Systems, Inc. | GF1S-V/H/D/M-036WAABP |  | Ground-Water-Source | WBAHP: Heat Pump Packaged Unit | Both Heat Pump and Electric Re | 208 | 1 |  |  | No Match | Single-Speed |  |  |  | 36000 | 1417 | 25.4 | 16.2 | 30900 | 1887 | 4.8 | 3.6 | Non Federally-Regulated | 03/02/2012 |  | 01/09/2014
McQuay International | McQuay | FCV/FCW012B-G |  | Water-Source | WBAHP: Heat Pump Packaged Unit | Heat Pump | 230 | 1 |  |  | No Match | No Match |  |  |  | 11600 | 1035 | 11.2 | 10 | 14000 | 1079 | 3.8 |  | Federally-Regulated Commercial & Industrial Equipment | 11/17/1999 |  | 09/21/2000
Waterfurnace International, Inc. | Waterfurnace International, Inc. | SXV019A2 |  | Ground-Water-Source | WBAHP: Heat Pump Packaged Unit | Heat Pump | 265 | 1 |  |  | No Match | No Match |  |  |  | 19500 | 1402 | 13.9 | 11 | 22800 | 1629 | 4.1 | 3.5 | Non Federally-Regulated | 03/31/1998 |  | 05/10/1998
Waterfurnace International, Inc. | Waterfurnace International, Inc. | SXV068B3 |  | Water-Source | WBAHP: Heat Pump Packaged Unit | Heat Pump | 230 | 3 |  |  | No Match | No Match |  |  |  | 65000 | 5200 | 12.5 | 9 | 84000 | 5470 | 4.5 | 3.8 | Federally-Regulated Commercial & Industrial Equipment | 02/02/1998 |  | 03/31/1998
American Air Filter | Enercon | EVW-51 |  | Water-Source | WBAHP: Heat Pump Packaged Unit | Heat Pump | 208 | 1 |  |  | No Match | No Match |  |  |  | 49000 | 4757 | 10.3 | 9 | 62000 | 5339 | 3.4 | 3.2 | Non Federally-Regulated | 02/22/1990 |  | 07/31/1991
American Air Filter | Enercon | HW40A |  | Water-Source | WBAHP: Heat Pump Packaged Unit | Heat Pump | 208 | 1 |  |  | No Match | No Match |  |  |  | 36500 | 4200 | 8.7 | 7.5 | 46000 | 4600 | 2.9 | 2.5 | Non Federally-Regulated | 01/05/1982 |  | 05/16/1984
Waterfurnace International, Inc. | Eagle Mountain | ZS048**4*1 |  | Water-Source | WBAHP: Heat Pump Packaged Unit | Heat Pump | 460 | 3 |  |  | No Match | Single-Speed |  |  |  | 47700 | 3077 | 15.5 | 12 | 56000 | 3419 | 4.8 | 4.2 | Federally-Regulated Commercial & Industrial Equipment | 01/24/2011 |  | 04/19/2013
Florida Heat Pump | Florida Heat Pump | TA035-1CS | DX035CC/UC | Ground-Source | WBAHP-C: Heat Pump Split Syste | Heat Pump | 230 | 1 |  |  | No Match | Dual-Speed |  |  |  | 38700 | 2026 | 19.1 | 13.4 | 24600 | 1758 | 4.1 | 3.1 | Non Federally-Regulated | 01/10/2012 |  | 03/02/2012
ClimateMaster Inc. | Climate Master Series | 814-011-G******** |  | Water-Source | WBAHP: Heat Pump Packaged Unit | Heat Pump | 230 | 1 |  |  | No Match | No Match |  |  |  | 10800 | 982 | 11 | 9 | 14000 | 1100 | 3.7 | 3.2 | Non Federally-Regulated | 05/11/1988 |  | 03/15/1989
Friedrich Climate Master | Climate Master Series | 803-060-H******** |  | Water-Source | WBAHP: Heat Pump Packaged Unit | Heat Pump | 208 | 3 |  |  | No Match | No Match |  |  |  | 62000 | 6100 | 10.2 | 7.5 | 68000 | 5600 | 3.6 | 2.5 | Non Federally-Regulated | 08/29/1986 |  | 05/11/1988
ClimateMaster Inc. | Climate Master Series | PDW24 | GAH24 | Ground-Water-Source | WBAHP-CB: Heat Pump Split Syst | Heat Pump | 230 | 1 |  |  | No Match | No Match |  |  |  | 24500 | 1655 | 14.8 | 9 | 19500 | 1843 | 3.1 |  | Non Federally-Regulated | 04/10/2000 |  | 11/19/2001
McQuay / Snyder General | Electro-Hydronics | FW550G5 |  | Water-Source | WBAHP: Heat Pump Packaged Unit | Heat Pump | 208 | 1 |  |  | No Match | No Match |  |  |  | 55000 | 5670 | 9.7 | 9 | 67000 | 5610 | 3.5 | 3.2 | Non Federally-Regulated | 05/11/1988 |  | 03/15/1989
Waterfurnace International, Inc. | Spectra | SXV016A1 |  | Water-Source | WBAHP-CB: Heat Pump Split Syst | Heat Pump | 208 | 1 |  |  | No Match | No Match |  |  |  | 17100 | 1248 | 13.7 | 9 | 18700 | 1336 | 4.1 | 3.5 | Non Federally-Regulated | 06/02/1993 |  | 06/03/1993
Addison Products | Addison Products | HGY036-3A |  | Water-Source | WBAHP-CB: Heat Pump Split Syst | Heat Pump | 230 | 3 |  |  | No Match | No Match |  |  |  | 39400 | 2755 | 14.3 | 9 | 42700 | 3381 | 3.7 | 3.5 | Non Federally-Regulated | 11/14/2000 |  | 07/18/2002
Addison Products | Addison Products | HPY096-3A |  | Water-Source | WBAHP-CB: Heat Pump Split Syst | Heat Pump | 208 | 3 |  |  | No Match | No Match |  |  |  | 97900 | 8900 | 11 | 9 | 123600 | 10346 | 3.5 | 3.5 | Non Federally-Regulated | 11/14/2000 |  | 01/24/2002
Addison Products | Heat Controller | WSH041-1AL |  | Water-Source | WBAHP: Heat Pump Packaged Unit | Heat Pump | 230 | 1 |  |  | No Match | No Match |  |  |  | 41000 | 3106 | 13.2 | 10 | 51000 | 3557 | 4.2 |  | Federally-Regulated Commercial & Industrial Equipment | 10/05/1999 |  | 04/12/2000
Trane U.S. Inc. | Trane | EXVE0302 |  | Water-Source | WBAHP: Heat Pump Packaged Unit | Heat Pump | 230 | 1 |  |  | No Match | Single-Speed |  |  |  | 29200 | 1825 | 16 | 12 | 34200 | 1790 | 5.6 | 4.2 | Federally-Regulated Commercial & Industrial Equipment | 06/14/2011 |  | 08/15/2014
Waterfurnace International, Inc. | Rybacki - Hart Enterprises | ZS030**2*0 |  | Ground-Source | WBAHP: Heat Pump Packaged Unit | Heat Pump | 265 | 1 |  |  | No Match | Single-Speed |  |  |  | 29000 | 1706 | 17 | 13.4 | 22800 | 1909 | 3.5 | 3.1 | Non Federally-Regulated | 01/24/2011 |  | 04/19/2013
Climate Control / Snyder General | Electro-Hydronics | HC140A3 |  | Water-Source | WBAHP: Heat Pump Packaged Unit | Heat Pump | 230 | 1 |  |  | No Match | No Match |  |  |  | 13500 | 1300 | 10.4 | 7.5 | 17500 | 1350 | 3.8 | 2.5 | Non Federally-Regulated | 06/11/1985 |  | 08/29/1986
Florida Heat Pump | Florida Heat Pump | TA025-1CS | DX025 | Water-Source | WBAHP-CB: Heat Pump Split Syst | Heat Pump | 230 | 1 |  |  | No Match | Dual-Speed |  |  |  | 25400 | 1693 | 15 | 12 | 32700 | 2039 | 4.7 | 4.2 | Federally-Regulated Commercial & Industrial Equipment | 11/30/2011 |  | 03/02/2012
Waterfurnace International, Inc. | Waterfurnace International, Inc. | E035**1 |  | Ground-Water-Source | WBAHP: Heat Pump Packaged Unit | Heat Pump | 230 | 1 |  |  | No Match | No Match |  |  |  | 34400 | 2150 | 16 | 9 | 25000 | 2219 | 3.3 |  | Non Federally-Regulated | 07/22/2002 |  | 06/27/2003
Waterfurnace International, Inc. | Waterfurnace International, Inc. | NSZ042A3 | NRAC048* | Ground-Source | WBAHP-CB: Heat Pump Split Syst | Heat Pump | 230 | 3 |  |  | No Match | Single-Speed |  |  |  | 39900 | 2005 | 19.9 | 13.4 | 25300 | 2004 | 3.7 | 3.1 | Non Federally-Regulated | 08/23/2011 |  | 10/24/2014
Enertech Global, LLC | Roth Industries, Inc. | RCT072D2 |  | Ground-Water-Source | WBAHP: Heat Pump Packaged Unit | Heat Pump | 230 | 3 |  |  | No Match | Single-Speed | 2967 | 710 | 1 | 77200 | 3676 | 21 | 16.2 | 72600 | 4948 | 4.3 | 3.6 | Non Federally-Regulated | 09/03/2012 |  | 12/12/2012
McQuay / Snyder General | Electro-Hydronics | VE330GD |  | Water-Source | WBAHP: Heat Pump Packaged Unit | Heat Pump | 230 | 3 |  |  | No Match | No Match |  |  |  | 30800 | 2852 | 10.8 | 9 | 35000 | 2900 | 3.5 | 3.2 | Non Federally-Regulated | 05/11/1988 |  | 03/15/1989
Waterfurnace International, Inc. | Rybacki - Hart Enterprises | ZS042**0*1 |  | Ground-Source | WBAHP: Heat Pump Packaged Unit | Heat Pump | 208 | 1 |  |  | No Match | Single-Speed |  |  |  | 42300 | 2286 | 18.5 | 13.4 | 29900 | 2368 | 3.7 | 3.1 | Non Federally-Regulated | 01/24/2011 |  | 04/19/2013
Florida Heat Pump | Florida Heat Pump | CE061-1CS | CE061-1AH/AV | Water-Source | WBAHP-CB: Heat Pump Split Syst | Heat Pump | 208 | 1 |  |  | No Match | Dual-Speed |  |  |  | 59000 | 4275 | 13.8 | 12 | 71000 | 4523 | 4.6 | 4.2 | Federally-Regulated Commercial & Industrial Equipment | 06/14/2011 |  | 05/01/2015
Florida Heat Pump | Florida Heat Pump | EM018-1CS | EM018-1AV/AH | Water-Source | WBAHP-C: Heat Pump Split Syste | Heat Pump | 208 | 1 |  |  | No Match | No Match |  |  |  | 18200 | 1368 | 13.3 | 10 | 24500 | 1527 | 4.7 |  | Federally-Regulated Commercial & Industrial Equipment | 10/05/1999 |  | 04/12/2000
Enertech Global, LLC | Enertech | GSC024 | MPD024 | Ground-Water-Source | WBAHP-CB: Heat Pump Split Syst | Heat Pump | 230 | 1 |  |  | No Match | Single-Speed |  |  |  | 26300 | 1335 | 19.7 | 16.2 | 22900 | 1679 | 4 | 3.6 | Non Federally-Regulated | 07/16/2009 |  | 03/02/2012
Florida Heat Pump | Florida Heat Pump | EM007-2CF/HZ/VT |  | Water-Source | WBAHP-CB: Heat Pump Split Syst | Heat Pump | 265 | 1 |  |  | No Match | No Match |  |  |  | 8200 | 683 | 12 | 9 | 10000 | 791 | 3.7 | 3.5 | Non Federally-Regulated | 05/23/2001 |  | 07/18/2002
Florida Heat Pump | Clean Energy Developments Corp. | PS048-3CF/HZ/VT |  | Ground-Source | WBAHP: Heat Pump Packaged Unit | Heat Pump | 208 | 3 |  |  | No Match | Single-Speed |  |  |  | 51000 | 2849 | 17 | 13.4 | 38000 | 3010 | 3.7 | 3.1 | Non Federally-Regulated | 07/06/2011 |  | 09/03/2012
Command-Aire | Command-Aire | SWPHXR353E |  | Water-Source | WBAHP: Heat Pump Packaged Unit | Heat Pump | 208 | 3 |  |  | No Match | No Match |  |  |  | 36000 | 3270 | 11 | 9 | 49000 | 3500 | 4 | 3.2 | Non Federally-Regulated | 02/22/1990 |  | 07/31/1991
McQuay / Snyder General | Electro-Hydronics | FW400GD |  | Water-Source | WBAHP: Heat Pump Packaged Unit | Heat Pump | 230 | 3 |  |  | No Match | No Match |  |  |  | 39600 | 3960 | 10 | 9 | 45000 | 3880 | 3.4 | 3.2 | Non Federally-Regulated | 05/11/1988 |  | 03/15/1989
Mammoth | Mammoth | D052VSCXXX |  | Water-Source | WBAHP: Heat Pump Packaged Unit | Heat Pump | 208 | 1 |  |  | No Match | No Match |  |  |  | 52000 | 4680 | 11.1 | 9 | 61500 | 4870 | 3.7 | 3.2 | Non Federally-Regulated | 05/11/1988 |  | 03/15/1989
Florida Heat Pump | Florida Heat Pump | GT048-5VT/HZ/CF |  | Water-Source | WBAHP-CB: Heat Pump Split Syst | Heat Pump | 575 | 3 |  |  | No Match | No Match |  |  |  | 49000 | 3951 | 12.4 | 9 | 58500 | 4396 | 3.9 | 3.5 | Non Federally-Regulated | 02/02/1998 |  | 10/02/1998
American Air Filter | Enercon | BCW06 |  | Water-Source | WBAHP: Heat Pump Packaged Unit | Heat Pump | 230 | 1 |  |  | No Match | No Match |  |  |  | 6500 | 675 | 9.6 | 7.5 | 7700 | 625 | 3.6 | 2.5 | Non Federally-Regulated | 05/16/1984 |  | 06/11/1985
Trane U.S. Inc. | Trane | GSHC0361A |  | Ground-Water-Source | WBAHP: Heat Pump Packaged Unit | Heat Pump | 208 | 1 |  |  | No Match | No Match |  |  |  | 34200 | 2391 | 14.3 | 9 | 26000 | 2539 | 3 |  | Non Federally-Regulated | 10/06/1999 |  | 07/18/2002
Mammoth | Hydrobank II | D009CHA |  | Water-Source | WBAHP-O: Heat Pump Packaged Un | Heat Pump | 208 | 1 |  |  | No Match | No Match |  |  |  | 8600 | 677 | 12.7 | 9.3 | 11100 | 724 | 4.5 | 3.8 | Non Federally-Regulated | 07/31/1991 |  | 03/31/1998
Singer | Electro-Hydronics | FV520B5 |  | Water-Source | WBAHP: Heat Pump Packaged Unit | Heat Pump | 208 | 1 |  |  | No Match | No Match |  |  |  | 47000 | 5500 | 8.5 | 7.5 | 58000 | 5600 | 3 | 2.5 | Non Federally-Regulated | 01/05/1982 |  | 09/08/1982
American Air Filter | Enercon | DHW12 |  | Water-Source | WBAHP: Heat Pump Packaged Unit | Heat Pump | 265 | 1 |  |  | No Match | No Match |  |  |  | 12100 | 1105 | 11 | 7.5 | 14600 | 1140 | 3.8 | 2.5 | Non Federally-Regulated | 05/16/1984 |  | 06/11/1985
Econar | Econar | GV232 |  | Ground-Source | WBAHP: Heat Pump Packaged Unit | Heat Pump | 208 | 1 |  |  | No Match | No Match |  |  |  | 24800 | 1710 | 14.5 |  | 21200 | 1827 | 3.4 |  | Non Federally-Regulated | 03/31/1998 |  | 05/10/1998
McQuay / Snyder General | Electro-Hydronics | UW420F3 |  | Water-Source | WBAHP: Heat Pump Packaged Unit | Heat Pump | 230 | 1 |  |  | No Match | No Match |  |  |  | 42000 | 3850 | 10.9 | 7.5 | 52000 | 4100 | 3.7 | 2.5 | Non Federally-Regulated | 08/29/1986 |  | 05/11/1988
Florida Heat Pump | Bosch | AP035-4CF/HZ/VT |  | Ground-Water-Source | WBAHP: Heat Pump Packaged Unit | Heat Pump | 460 | 3 |  |  |  | Dual-Speed |  |  |  | 41200 | 1753 | 23.5 | 16.2 | 36200 | 2257 | 4.7 | 3.6 | Non Federally-Regulated | 04/22/2015 |  | 05/01/2015
McQuay / Snyder General | Electro-Hydronics | FC420G3 |  | Water-Source | WBAHP: Heat Pump Packaged Unit | Heat Pump | 230 | 1 |  |  | No Match | No Match |  |  |  | 42000 | 3850 | 10.9 | 9 | 52000 | 4100 | 3.7 | 3.2 | Non Federally-Regulated | 05/11/1988 |  | 03/15/1989
Mammoth | Hydrobank II | D020HLG |  | Ground-Water-Source | WBAHP: Heat Pump Packaged Unit | Heat Pump | 230 | 1 |  |  | No Match | No Match |  |  |  | 20500 | 1485 | 13.8 | 9 | 16000 | 1562 | 3 |  | Non Federally-Regulated | 05/23/2000 |  | 11/14/2000
ClimateMaster Inc. | Trane | WPVC0426 |  | Water-Source | WBAHP: Heat Pump Packaged Unit | Heat Pump | 208 | 3 |  |  | No Match | No Match |  |  |  | 41500 | 3520 | 11.8 | 9 | 44500 | 3340 | 3.9 | 3.2 | Non Federally-Regulated | 02/22/1990 |  | 07/31/1991
Geoflex Systems, Inc. | Geoflex Systems, Inc. | GF1S-V/H/D/M-048WABBP |  | Ground-Source | WBAHP: Heat Pump Packaged Unit | Both Heat Pump and Electric Re | 265 | 1 |  |  | No Match | Single-Speed |  |  |  | 50000 | 2857 | 17.5 | 13.4 | 37600 | 2978 | 3.7 | 3.1 | Non Federally-Regulated | 03/02/2012 |  | 01/09/2014
Florida Heat Pump | Florida Heat Pump | EM042-1CF/HZ/VT |  | Ground-Water-Source | WBAHP: Heat Pump Packaged Unit | Heat Pump | 208 | 1 |  |  | No Match | No Match |  |  |  | 43500 | 3222 | 13.5 | 9 | 31000 | 2929 | 3.1 |  | Non Federally-Regulated | 07/22/2002 |  | 03/12/2009
McQuay / Snyder General | Electro-Hydronics | LWP10BD |  | Water-Source | WBAHP: Heat Pump Packaged Unit | Heat Pump | 230 | 3 |  |  | No Match | No Match |  |  |  | 107000 | 9000 | 11.9 | 9.2 | 120000 | 9200 | 3.8 | 2.5 | Non Federally-Regulated | 08/29/1986 |  | 05/11/1988
Waterfurnace International, Inc. | Waterfurnace International, Inc. | ATH045D0 |  | Ground-Water-Source | WBAHP: Heat Pump Packaged Unit | Heat Pump | 230 | 1 |  |  | No Match | No Match |  |  |  | 49800 | 3608 | 13.8 | 11 | 53000 | 3883 | 4 | 3.5 | Non Federally-Regulated | 03/31/1998 |  | 05/10/1998
ClimateMaster Inc. | Climate Master Series | VS/VL/HS/HL 048 F/H |  | Water-Source | WBAHP: Heat Pump Packaged Unit | Heat Pump | 230 | 3 |  |  | No Match | No Match |  |  |  | 47500 | 4318 | 11 | 10 | 57000 | 4394 | 3.8 |  | Federally-Regulated Commercial & Industrial Equipment | 10/05/1999 |  | 04/12/2000
Waterfurnace International, Inc. | Waterfurnace International, Inc. | ATH045D1 |  | Ground-Water-Source | WBAHP: Heat Pump Packaged Unit | Heat Pump | 230 | 1 |  |  | No Match | No Match |  |  |  | 50000 | 3571 | 14 | 9 | 33000 | 3119 | 3.1 |  | Non Federally-Regulated | 12/14/1998 |  | 10/06/1999
Waterfurnace International, Inc. | Waterfurnace International, Inc. | SXV048*3 |  | Ground-Water-Source | WBAHP: Heat Pump Packaged Unit | Heat Pump | 208 | 3 |  |  | No Match | No Match |  |  |  | 51500 | 3843 | 13.4 | 9 | 36000 | 3402 | 3.1 |  | Non Federally-Regulated | 10/06/1999 |  | 05/19/2000
McQuay International | McQuay | CCH/CCW/HWH/HWW036C-G |  | Water-Source | WBAHP: Heat Pump Packaged Unit | Heat Pump | 230 | 1 |  |  | No Match | No Match |  |  |  | 36000 | 2975 | 12.1 | 10 | 42500 | 3037 | 4.1 |  | Federally-Regulated Commercial & Industrial Equipment | 12/14/1998 |  | 11/17/1999
Enertech Global, LLC | Enertech | GSC018 | MPD024 | Ground-Water-Source | WBAHP-CB: Heat Pump Split Syst | Heat Pump | 208 | 1 |  |  | No Match | Single-Speed |  |  |  | 17400 | 845 | 20.6 | 16.2 | 15300 | 1122 | 4 | 3.6 | Non Federally-Regulated | 07/16/2009 |  | 03/02/2012
Florida Heat Pump | Florida Heat Pump | GT024-1CS | GT024-1AH/AV | Ground-Water-Source | WBAHP-CB: Heat Pump Split Syst | Heat Pump | 208 | 3 |  |  | No Match | No Match |  |  |  | 24000 | 1791 | 13.4 | 9 | 17500 | 1654 | 3.1 |  | Non Federally-Regulated | 05/29/2001 |  | 07/16/2001
American Air Filter | Enercon | EVW-90 |  | Water-Source | WBAHP: Heat Pump Packaged Unit | Heat Pump | 460 | 3 |  |  | No Match | No Match |  |  |  | 91000 | 8505 | 10.7 | 9.2 | 115000 | 9113 | 3.7 |  | Non Federally-Regulated | 05/11/1988 |  | 03/15/1989
Florida Heat Pump | Geomaster, LLC | EC051-3CF/HZ/VT |  | Ground-Source | WBAHP: Heat Pump Packaged Unit | Heat Pump | 208 | 3 |  |  | No Match | Single-Speed |  |  |  | 51000 | 3290 | 15.5 | 13.4 | 37800 | 3076 | 3.6 | 3.1 | Non Federally-Regulated | 04/23/2009 |  | 04/20/2015
Carrier Corp. | Carrier | 50QEH0304 |  | Water-Source | WBAHP: Heat Pump Packaged Unit | Heat Pump | 265 | 1 |  |  | No Match | No Match |  |  |  | 30400 | 2542 | 12 | 9 | 39000 | 2858 | 4 | 3.2 | Federally-Regulated Commercial & Industrial Equipment | 02/05/1990 |  | 02/22/1990
McQuay International | McQuay | CCH/CCW/HWH/HWW007C-A |  | Water-Source | WBAHP: Heat Pump Packaged Unit | Heat Pump | 115 | 1 |  |  | No Match | No Match |  |  |  | 7000 | 654 | 10.7 | 10 | 9800 | 736 | 3.9 |  | Federally-Regulated Commercial & Industrial Equipment | 12/14/1998 |  | 10/05/1999
Econar | Econar | GH290 |  | Water-Source | WBAHP-CB: Heat Pump Split Syst | Heat Pump | 208 | 1 |  |  | No Match | No Match |  |  |  | 29800 | 2274 | 13.1 | 9 | 35800 | 2623 | 4 | 3.5 | Non Federally-Regulated | 12/14/1998 |  | 04/12/2000
Carrier Corp. | Carrier | 50QXH0605 |  | Water-Source | WBAHP: Heat Pump Packaged Unit | Heat Pump | 230 | 3 |  |  | No Match | No Match |  |  |  | 58000 | 5000 | 11.6 | 9 | 65000 | 4763 | 4 | 3.2 | Non Federally-Regulated | 03/15/1989 |  | 09/25/1989
Enertech Global, LLC | Enertech | THT048A |  | Ground-Water-Source | WBAHP: Heat Pump Packaged Unit | Heat Pump | 208 | 1 |  |  | No Match | Single-Speed |  |  |  | 50600 | 2595 | 19.5 | 16.2 | 47300 | 3466 | 4 | 3.6 | Non Federally-Regulated | 12/12/2012 |  | 05/11/2015
American Air Filter | Enercon | EVW-51 |  | Water-Source | WBAHP: Heat Pump Packaged Unit | Heat Pump | 208 | 1 |  |  | No Match | No Match |  |  |  | 49000 | 4757 | 10.3 | 9 | 62000 | 5339 | 3.4 | 3.2 | Non Federally-Regulated | 05/11/1988 |  | 03/15/1989
Enertech Global, LLC | Enertech | HRT048A | MPD060 | Ground-Source | WBAHP-CB: Heat Pump Split Syst | Heat Pump | 230 | 1 |  |  | No Match | Single-Speed |  |  |  | 51700 | 2795 | 18.5 | 13.4 | 37100 | 2718 | 4 | 3.1 | Non Federally-Regulated | 09/03/2012 |  | 12/12/2012
Addison Products | Addison Products | VWPG042-3B-XL* |  | Ground-Water-Source | WBAHP: Heat Pump Packaged Unit | Heat Pump | 230 | 3 |  |  | No Match | No Match |  |  |  | 42000 | 2896 | 14.5 | 11 | 46000 | 3209 | 4.2 | 3.5 | Non Federally-Regulated | 03/31/1998 |  | 05/10/1998
Hydro Delta Corp. | Hydro Delta Corp. | 03-026-WTARD-HE |  | Ground-Water-Source | WBAHP: Heat Pump Packaged Unit | Heat Pump | 230 | 1 |  |  | No Match | No Match |  |  |  | 24600 | 1892 | 13 | 9 | 19800 | 1871 | 3.1 |  | Non Federally-Regulated | 10/06/1999 |  | 04/10/2000
Snyder General Corp. | McQuay | VE390GK |  | Water-Source | WBAHP: Heat Pump Packaged Unit | Heat Pump | 208 | 3 |  |  | No Match | No Match |  |  |  | 39000 | 3700 | 10.5 | 9 | 48000 | 4020 | 3.5 | 3.2 | Non Federally-Regulated | 02/22/1990 |  | 07/31/1991
Waterfurnace International, Inc. | Eagle Mountain | GTS072A1 | GAH060* | Ground-Source | WBAHP-CB: Heat Pump Split Syst | Heat Pump | 230 | 1 |  |  | No Match | Dual-Speed |  |  |  | 62700 | 4180 | 15 | 13.4 | 50300 | 4336 | 3.4 | 3.1 | Non Federally-Regulated | 01/24/2011 |  | 04/19/2013
Mammoth | Geox | ZF084HHF |  | Water-Source | WBAHP: Heat Pump Packaged Unit | Heat Pump | 230 | 3 |  |  | No Match | No Match |  |  |  | 84000 | 7636 | 11 | 10.5 | 104000 | 8464 | 3.6 | 3.8 | Non Federally-Regulated | 07/31/1991 |  | 03/31/1998
Trane U.S. Inc. | Command-Aire | GXHA0061 |  | Water-Source | WBAHP: Heat Pump Packaged Unit | Heat Pump | 208 | 1 |  |  | No Match | No Match |  |  |  | 6700 | 549 | 12.2 | 10 | 9500 | 632 | 4.4 |  | Federally-Regulated Commercial & Industrial Equipment | 10/05/1999 |  | 04/12/2000
Trane U.S. Inc. | Trane | WPHD0281 |  | Water-Source | WBAHP: Heat Pump Packaged Unit | Heat Pump | 265 | 1 |  |  | No Match | No Match |  |  |  | 28500 | 2714 | 10.5 | 9.3 | 38000 | 2930 | 3.8 | 3.8 | Federally-Regulated Commercial & Industrial Equipment | 03/31/1998 |  | 05/10/1998
Waterfurnace International, Inc. | Eagle Mountain | ZS042**5*0 |  | Ground-Source | WBAHP: Heat Pump Packaged Unit | Heat Pump | 575 | 3 |  |  | No Match | Single-Speed |  |  |  | 42300 | 2518 | 16.8 | 13.4 | 29000 | 2576 | 3.3 | 3.1 | Non Federally-Regulated | 01/24/2011 |  | 04/19/2013
Bard Manufacturing Company, Inc. | Bard | WPV30 |  | Water-Source | WBAHP: Heat Pump Packaged Unit | Heat Pump | 230 | 1 |  |  | No Match | No Match |  |  |  | 28000 | 2620 | 10.7 | 9 | 32200 | 2570 | 3.7 | 3.2 | Non Federally-Regulated | 05/11/1988 |  | 03/15/1989
Carrier Corp. - Syracuse | Carrier | 50HQ,VQ0805 |  | Water-Source | WBAHP: Heat Pump Packaged Unit | Heat Pump | 208 | 3 |  |  | No Match | No Match |  |  |  | 78000 | 8210 | 9.5 | 9.2 | 86000 | 8397 | 3 |  | Non Federally-Regulated | 05/11/1988 |  | 03/15/1989
Singer | Electro-Hydronics | UC400 5 |  | Water-Source | WBAHP: Heat Pump Packaged Unit | Heat Pump | 208 | 1 |  |  | No Match | No Match |  |  |  | 40000 | 4350 | 9.2 | 7.5 | 4300 | 4500 | 2.8 | 2.5 | Non Federally-Regulated | 09/08/1982 |  | 05/16/1984
Florida Heat Pump | Florida Heat Pump | EM036-4CS | EM036-4AV/AH | Water-Source | WBAHP-C: Heat Pump Split Syste | Heat Pump | 460 | 3 |  |  | No Match | No Match |  |  |  | 34500 | 2500 | 13.8 | 10 | 41000 | 2730 | 4.4 |  | Federally-Regulated Commercial & Industrial Equipment | 10/05/1999 |  | 04/12/2000
Command-Aire | Command-Aire | SPHD0803 |  | Water-Source | WBAHP: Heat Pump Packaged Unit | Heat Pump | 208 | 3 |  |  | No Match | No Match |  |  |  | 100000 | 8474 | 11.8 | 9 | 128400 | 9902 | 3.8 | 3.8 | Federally-Regulated Commercial & Industrial Equipment | 08/07/1998 |  | 10/02/1998
Waterfurnace International, Inc. | Waterfurnace International, Inc. | SXV016C0 |  | Ground-Water-Source | WBAHP: Heat Pump Packaged Unit | Heat Pump | 230 | 1 |  |  | No Match | No Match |  |  |  | 16800 | 1253 | 13.4 | 11 | 18700 | 1336 | 4.1 | 3.5 | Non Federally-Regulated | 03/31/1998 |  | 05/10/1998
ClimateMaster Inc. | Climate Master | TZV/H048 |  | Ground-Source | WBAHP: Heat Pump Packaged Unit | Heat Pump | 230 | 1 |  |  | No Match | No Match |  |  |  | 48100 | 3103 | 15.5 | 13.4 | 35600 | 2820 | 3.7 | 3.1 | No Match | 05/02/2012 |  | 05/08/2012
Waterfurnace International, Inc. | Geotility Geothermal Installations | ZS023**3*1 |  | Ground-Source | WBAHP: Heat Pump Packaged Unit | Heat Pump | 230 | 3 |  |  | No Match | Single-Speed |  |  |  | 23900 | 1406 | 17 | 13.4 | 17000 | 1384 | 3.6 | 3.1 | Non Federally-Regulated | 01/24/2011 |  | 04/19/2013
Trane U.S. Inc. | Trane | GSUF0361B |  | Ground-Source | WBAHP: Heat Pump Packaged Unit | Heat Pump | 208 | 1 |  |  | No Match | No Match |  |  |  | 35600 | 2211 | 16.1 |  | 26000 | 2458 | 3.1 |  | Non Federally-Regulated | 03/31/1998 |  | 05/10/1998
ClimateMaster Inc. | Carrier Corp. | 50PRH/V030 3 |  | Ground-Source | WBAHP: Heat Pump Packaged Unit | Heat Pump | 230 | 1 |  |  | No Match | Single-Speed |  |  |  | 28900 | 1914 | 15.1 | 13.4 | 23400 | 2017 | 3.4 | 3.1 | Non Federally-Regulated | 01/24/2011 |  | 08/23/2011
Singer | Electro-Hydronics | LE150B5 |  | Water-Source | WBAHP: Heat Pump Packaged Unit | Heat Pump | 208 | 1 |  |  | No Match | No Match |  |  |  | 14700 | 1875 | 7.8 | 7.5 | 19000 | 1900 | 2.9 | 2.5 | Non Federally-Regulated | 01/05/1982 |  | 05/16/1984
Waterfurnace International, Inc. | Rybacki - Hart Enterprises | ZS041**3*4 |  | Water-Source | WBAHP: Heat Pump Packaged Unit | Heat Pump | 208 | 3 |  |  | No Match | Single-Speed |  |  |  | 40000 | 2759 | 14.5 | 12 | 45000 | 2931 | 4.5 | 4.2 | Federally-Regulated Commercial & Industrial Equipment | 06/14/2011 |  | 04/19/2013
Enertech Global, LLC | Enertech | GTC036 | MPD036 | Ground-Water-Source | WBAHP-CB: Heat Pump Split Syst | Heat Pump | 208 | 1 |  |  | No Match | Single-Speed |  |  |  | 39200 | 1990 | 19.7 | 16.2 | 34200 | 2572 | 3.9 | 3.6 | Non Federally-Regulated | 07/16/2009 |  | 04/19/2013
Florida Heat Pump | Energy Miser | HEH124-1 |  | Water-Source | WBAHP: Heat Pump Packaged Unit | Heat Pump | 208 | 1 |  |  | No Match | No Match |  |  |  | 122000 | 11510 | 10.6 | 10.5 | 166000 | 12805 | 3.8 | 3.8 | Non Federally-Regulated | 07/31/1991 |  | 03/31/1998
Waterfurnace International, Inc. | Waterfurnace International, Inc. | NDV/NDH049G1*1 |  | Ground-Water-Source | WBAHP: Heat Pump Packaged Unit | Heat Pump | 230 | 1 |  |  | No Match | Dual-Speed |  |  |  | 56200 | 2294 | 24.5 | 16.2 | 46300 | 2950 | 4.6 | 3.6 | Non Federally-Regulated | 09/03/2012 |  | 04/19/2013
Addison Products | Addison Products | HWPH064-1JC/1JBC |  | Water-Source | WBAHP: Heat Pump Packaged Unit | Heat Pump | 230 | 1 |  |  | No Match | No Match |  |  |  | 59500 | 4760 | 12.5 | 10 | 78000 | 5861 | 3.9 |  | Federally-Regulated Commercial & Industrial Equipment | 12/14/1998 |  | 09/21/2000
American Air Filter | Enercon | EVW-41 |  | Water-Source | WBAHP: Heat Pump Packaged Unit | Heat Pump | 460 | 3 |  |  | No Match | No Match |  |  |  | 42000 | 3652 | 11.5 | 9 | 48000 | 3916 | 3.6 | 3.2 | Non Federally-Regulated | 02/22/1990 |  | 07/31/1991
American Air Filter | Enercon | GVW-30 |  | Water-Source | WBAHP: Heat Pump Packaged Unit | Heat Pump | 230 | 1 |  |  | No Match | No Match |  |  |  | 29200 | 2755 | 10.6 | 9 | 38000 | 3094 | 3.6 | 3.2 | Non Federally-Regulated | 02/22/1990 |  | 07/31/1991
Mammoth | Mammoth | D013HHC |  | Water-Source | WBAHP: Heat Pump Packaged Unit | Heat Pump | 208 | 1 |  |  | No Match | No Match |  |  |  | 12800 | 1260 | 10.2 | 7.5 | 16500 | 1400 | 3.5 | 2.5 | Non Federally-Regulated | 05/16/1984 |  | 05/11/1988
Enertech Global, LLC | Enertech | HXT048C2 |  | Ground-Water-Source | WBAHP: Heat Pump Packaged Unit | Heat Pump | 208 | 3 |  |  | No Match | Single-Speed |  |  |  | 55100 | 2277 | 24.2 | 16.2 | 48700 | 2973 | 4.8 | 3.6 | Non Federally-Regulated | 05/08/2012 |  | 12/12/2012
The Whalen Company | Whalen | VI-A-301-1 |  | Water-Source | WBAHP-O: Heat Pump Packaged Un | Heat Pump | 230 | 1 |  |  | No Match | No Match |  |  |  | 8900 | 787 | 11.3 | 10 | 12500 | 893 | 4.1 |  | Federally-Regulated Commercial & Industrial Equipment | 12/14/1998 |  | 05/19/2000
Waterfurnace International, Inc. | Waterfurnace International, Inc. | P034D | N-VSB2006A/G+FD03624A | Ground-Water-Source | WBAHP-CB: Heat Pump Split Syst | Heat Pump | 230 | 1 |  |  | No Match | No Match |  |  |  | 34500 | 2593 | 13.3 | 9 | 24300 | 2373 | 3 |  | Non Federally-Regulated | 11/19/2001 |  | 07/18/2002
Command-Aire | Command-Aire | SWP-833 |  | Water-Source | WBAHP: Heat Pump Packaged Unit | Heat Pump | 208 | 3 |  |  | No Match | No Match |  |  |  | 88700 | 9200 | 9.6 | 9.2 | 128000 | 10300 | 3.6 | 2.5 | Non Federally-Regulated | 05/16/1984 |  | 01/23/1988
Florida Heat Pump | Florida Heat Pump | CG015-2 |  | Ground-Water-Source | WBAHP: Heat Pump Packaged Unit | Heat Pump | 265 | 1 |  |  | No Match | No Match |  |  |  | 15500 | 993 | 15.6 | 9 | 9000 | 878 | 3 |  | Non Federally-Regulated | 10/06/1999 |  | 04/10/2000
Florida Heat Pump | Geomaster, LLC | EC048-4CF/HZ/VT |  | Water-Source | WBAHP: Heat Pump Packaged Unit | Heat Pump | 460 | 3 |  |  | No Match | Single-Speed |  |  |  | 48000 | 3429 | 14 | 12 | 58000 | 3540 | 4.8 | 4.2 | Federally-Regulated Commercial & Industrial Equipment | 04/23/2009 |  | 04/20/2015
Waterfurnace International, Inc. | Geotility Geothermal Installations | ZS048**0*0 |  | Ground-Water-Source | WBAHP: Heat Pump Packaged Unit | Heat Pump | 208 | 1 |  |  | No Match | Single-Speed |  |  |  | 52000 | 2476 | 21 | 16.2 | 45900 | 3540 | 3.8 | 3.6 | Non Federally-Regulated | 01/24/2011 |  | 04/19/2013
Waterfurnace International, Inc. | Waterfurnace International, Inc. | SXH016A0 |  | Ground-Source | WBAHP: Heat Pump Packaged Unit | Heat Pump | 208 | 1 |  |  | No Match | No Match |  |  |  | 16700 | 1210 | 13.8 |  | 12800 | 1136 | 3.3 |  | Non Federally-Regulated | 03/31/1998 |  | 05/10/1998
Snyder General Corp. | McQuay | VE330FK |  | Water-Source | WBAHP: Heat Pump Packaged Unit | Heat Pump | 208 | 3 |  |  | No Match | No Match |  |  |  | 30800 | 2852 | 10.8 | 9 | 35000 | 2900 | 3.5 | 3.2 | Non Federally-Regulated | 02/22/1990 |  | 07/31/1991
ClimateMaster Inc. | Climate Master Series | GSS018AG | GAH18 | Ground-Water-Source | WBAHP-CB: Heat Pump Split Syst | Heat Pump | 230 | 1 |  |  | No Match | No Match |  |  |  | 18500 | 1217 | 15.2 | 9 | 13500 | 1198 | 3.3 |  | Non Federally-Regulated | 04/10/2000 |  | 11/19/2001
Trane U.S. Inc. | Trane | WPVF0721 |  | Water-Source | WBAHP: Heat Pump Packaged Unit | Heat Pump | 208 | 1 |  |  | No Match | No Match |  |  |  | 66000 | 5000 | 13.2 | 9 | 85000 | 5660 | 4.4 | 3.8 | Federally-Regulated Commercial & Industrial Equipment | 10/05/1999 |  | 04/12/2000
Enertech Global, LLC | Enertech | TXT036A |  | Ground-Water-Source | WBAHP: Heat Pump Packaged Unit | Heat Pump | 230 | 1 |  |  | No Match | Single-Speed |  |  |  | 39800 | 1809 | 22 | 16.2 | 34300 | 2234 | 4.5 | 3.6 | Non Federally-Regulated | 01/24/2011 |  | 04/19/2013
Econar | Econar | GH490 |  | Ground-Water-Source | WBAHP: Heat Pump Packaged Unit | Heat Pump | 208 | 1 |  |  | No Match | No Match |  |  |  | 47000 | 3790 | 12.4 | 9 | 45000 | 4394 | 3 |  | Non Federally-Regulated | 03/18/2002 |  | 09/25/2002
ClimateMaster Inc. | Climate Master | TCH/V042AF |  | Water-Source | WBAHP: Heat Pump Packaged Unit | Heat Pump | 460 | 3 |  |  | No Match | Single-Speed |  |  |  | 40100 | 3061 | 13.1 | 12 | 52700 | 3594 | 4.3 | 4.2 | Federally-Regulated Commercial & Industrial Equipment | 07/07/2011 |  | 10/24/2014
Carrier Corp. | Carrier | 50QXH0123 |  | Water-Source | WBAHP: Heat Pump Packaged Unit | Heat Pump | 208 | 1 |  |  | No Match | No Match |  |  |  | 11500 | 1074 | 10.7 | 9 | 14000 | 1050 | 3.9 | 3.2 | Federally-Regulated Commercial & Industrial Equipment | 02/05/1990 |  | 02/22/1990
ClimateMaster Inc. | Climate Master Series | VS030E********* |  | Water-Source | WBAHP: Heat Pump Packaged Unit | Heat Pump | 265 | 1 |  |  | No Match | No Match |  |  |  | 29000 | 2468 | 11.8 | 9 | 39000 | 2675 | 4.3 | 3.2 | Federally-Regulated Commercial & Industrial Equipment | 07/17/1991 |  | 07/27/1992
Florida Heat Pump | Geomaster, LLC | EV048-1CF/HZ/VT |  | Ground-Source | WBAHP: Heat Pump Packaged Unit | Heat Pump | 230 | 1 |  |  | No Match | Single-Speed |  |  |  | 49000 | 2988 | 16.4 | 13.4 | 37500 | 3232 | 3.4 | 3.1 | Non Federally-Regulated | 02/09/2009 |  | 06/14/2011
Marvair | Marvair | WVP47HPC |  | Water-Source | WBAHP: Heat Pump Packaged Unit | Heat Pump | 208 | 3 |  |  | No Match | No Match |  |  |  | 46900 | 4264 | 11 | 9 | 59400 | 4581 | 3.8 | 3.2 | Federally-Regulated Commercial & Industrial Equipment | 02/22/1988 |  | 05/11/1988
Florida Heat Pump | Energy Miser | HE34CF-3 |  | Water-Source | WBAHP: Heat Pump Packaged Unit | Heat Pump | 230 | 3 |  |  | No Match | No Match |  |  |  | 34000 | 2835 | 12 | 9 | 44000 | 3145 | 4.1 | 3.2 | Non Federally-Regulated | 05/11/1988 |  | 03/15/1989
Enertech Global, LLC | Enertech | HST072A2 | MPD072 | Ground-Source | WBAHP-CB: Heat Pump Split Syst | Heat Pump | 230 | 3 |  |  | No Match | Single-Speed | 3571 | 693 | 1 | 67800 | 4264 | 15.9 | 13.4 | 51200 | 4413 | 3.4 | 3.1 | Non Federally-Regulated | 12/12/2012 |  | 04/29/2015
Enertech Global, LLC | Enertech | HHT048A |  | Ground-Water-Source | WBAHP: Heat Pump Packaged Unit | Heat Pump | 208 | 1 |  |  | No Match | Single-Speed |  |  |  | 50600 | 2595 | 19.5 | 16.2 | 47300 | 3466 | 4 | 3.6 | Non Federally-Regulated | 12/12/2012 |  | 05/11/2015
Enertech Global, LLC | Enertech | HXT060D2 |  | Ground-Source | WBAHP: Heat Pump Packaged Unit | Heat Pump | 208 | 3 |  |  | No Match | Single-Speed |  |  |  | 64500 | 3544 | 18.2 | 13.4 | 48600 | 3652 | 3.9 | 3.1 | Non Federally-Regulated | 09/03/2012 |  | 12/12/2012
Florida Heat Pump | Florida Heat Pump | CE049-1CS | DX049 | Ground-Source | WBAHP-CB: Heat Pump Split Syst | Heat Pump | 230 | 1 |  |  | No Match | Dual-Speed |  |  |  | 50500 | 2672 | 18.9 | 13.4 | 38500 | 2752 | 4.1 | 3.1 | Non Federally-Regulated | 03/02/2012 |  | 05/01/2015
USPower Climate Control | USPower Climate Control | GSDXC4200 | GSDXV4200 | Water-Source | WBAHP-C: Heat Pump Split Syste | Heat Pump | 230 | 1 |  |  | No Match | No Match |  |  |  | 42000 | 2545 | 16.5 | 9 | 42000 | 2593 | 4.7 | 3.2 | Federally-Regulated Commercial & Industrial Equipment | 03/20/1991 |  | 07/31/1991
Hydro Delta Corp. | Hydro Delta Corp. | 03-060-WTARW-MT(P) |  | Ground-Source | WBAHP: Heat Pump Packaged Unit | Heat Pump | 230 | 1 |  |  | No Match | No Match |  |  |  | 34600 | 1765 | 19.6 |  | 25000 | 1831 | 4 |  | Non Federally-Regulated | 03/31/1998 |  | 05/10/1998
Command-Aire | Command-Aire | GSUF0481A |  | Ground-Water-Source | WBAHP: Heat Pump Packaged Unit | Heat Pump | 208 | 1 |  |  | No Match | No Match |  |  |  | 46500 | 3369 | 13.8 | 9 | 35600 | 3726 | 2.8 |  | Non Federally-Regulated | 12/14/1998 |  | 04/10/2000
Florida Heat Pump | Geomaster, LLC | EV042-1CS | EV042-1AV/AH | Ground-Source | WBAHP-CB: Heat Pump Split Syst | Heat Pump | 230 | 1 |  |  | No Match | Single-Speed |  |  |  | 43600 | 2907 | 15 | 13.4 | 29900 | 2828 | 3.1 | 3.1 | Non Federally-Regulated | 06/15/2009 |  | 08/23/2011
Waterfurnace International, Inc. | Waterfurnace International, Inc. | VLV/VXV030*1 |  | Water-Source | WBAHP: Heat Pump Packaged Unit | Heat Pump | 208 | 1 |  |  | No Match | No Match |  |  |  | 29500 | 2107 | 14 | 10 | 35200 | 2291 | 4.5 |  | Federally-Regulated Commercial & Industrial Equipment | 10/05/1999 |  | 06/20/2003
Climate Control / Snyder General | Electro-Hydronics | VE70G5 |  | Water-Source | WBAHP: Heat Pump Packaged Unit | Heat Pump | 208 | 1 |  |  | No Match | No Match |  |  |  | 6900 | 645 | 10.7 | 7.5 | 8800 | 700 | 3.7 | 2.5 | Non Federally-Regulated | 05/16/1984 |  | 08/29/1986
Florida Heat Pump | Florida Heat Pump | TA025-1CF/HZ/VT |  | Water-Source | WBAHP: Heat Pump Packaged Unit | Heat Pump | 208 | 1 |  |  | No Match | Dual-Speed |  |  |  | 27000 | 1666 | 16.2 | 12 | 32500 | 1797 | 5.3 | 4.2 | Federally-Regulated Commercial & Industrial Equipment | 06/14/2011 |  | 04/20/2015
American Air Filter | Enercon | FVW-23 |  | Water-Source | WBAHP: Heat Pump Packaged Unit | Heat Pump | 230 | 1 |  |  | No Match | No Match |  |  |  | 22400 | 2036 | 11 | 9 | 28200 | 2117 | 3.9 | 3.2 | Non Federally-Regulated | 02/22/1990 |  | 07/31/1991
Waterfurnace International, Inc. | Geotility Geothermal Installations | ZS030**0*1 |  | Ground-Water-Source | WBAHP: Heat Pump Packaged Unit | Heat Pump | 208 | 1 |  |  | No Match | Single-Speed |  |  |  | 32900 | 1377 | 23.9 | 16.2 | 28300 | 1885 | 4.4 | 3.6 | Non Federally-Regulated | 01/24/2011 |  | 04/19/2013
Trane U.S. Inc. | Command-Aire | SPHD0354 |  | Water-Source | WBAHP: Heat Pump Packaged Unit | Heat Pump | 460 | 3 |  |  | No Match | No Match |  |  |  | 36100 | 3281 | 11 | 10 | 45800 | 3531 | 3.8 |  | Federally-Regulated Commercial & Industrial Equipment | 10/05/1999 |  | 04/12/2000
Florida Heat Pump | Florida Heat Pump | EM070-4CS | EM070-4AH/AV | Ground-Water-Source | WBAHP-CB: Heat Pump Split Syst | Heat Pump | 460 | 3 |  |  | No Match | No Match |  |  |  | 70500 | 4895 | 14.4 | 9 | 52000 | 4914 | 3.1 |  | Non Federally-Regulated | 07/22/2002 |  | 03/12/2009
McQuay / Snyder General | Electro-Hydronics | CCH048A*G |  | Water-Source | WBAHP: Heat Pump Packaged Unit | Heat Pump | 230 | 1 |  |  | No Match | No Match |  |  |  | 48000 | 4350 | 11 | 9 | 55000 | 4425 | 3.6 | 3.2 | Non Federally-Regulated | 05/11/1988 |  | 03/15/1989
Bard Manufacturing Company, Inc. | Bard | QW241-A |  | Ground-Water-Source | WBAHP: Heat Pump Packaged Unit | Heat Pump | 208 | 1 |  |  | No Match | No Match |  |  |  | 25000 | 1533 | 16.3 | 9 | 16200 | 1531 | 3.1 |  | Non Federally-Regulated | 07/22/2002 |  | 03/12/2009
Florida Heat Pump | Florida Heat Pump | GT062-1CS | GT062-1AH/AV | Ground-Water-Source | WBAHP-CB: Heat Pump Split Syst | Heat Pump | 208 | 1 |  |  | No Match | No Match |  |  |  | 59500 | 4685 | 12.7 | 9 | 49000 | 4950 | 2.9 |  | Non Federally-Regulated | 04/10/2000 |  | 07/18/2002
ClimateMaster Inc. | Climate Master Series | 803-009-G******** |  | Water-Source | WBAHP: Heat Pump Packaged Unit | Heat Pump | 208 | 1 |  |  | No Match | No Match |  |  |  | 8900 | 750 | 11.9 | 9 | 8200 | 649 | 3.7 | 3.2 | Federally-Regulated Commercial & Industrial Equipment | 02/11/1988 |  | 05/11/1988
Waterfurnace International, Inc. | Geotility Geothermal Installations | ZS018**0*0 |  | Ground-Water-Source | WBAHP: Heat Pump Packaged Unit | Heat Pump | 230 | 1 |  |  | No Match | Single-Speed |  |  |  | 20600 | 877 | 23.5 | 16.2 | 17500 | 1282 | 4 | 3.6 | Non Federally-Regulated | 01/24/2011 |  | 04/19/2013
Florida Heat Pump | Florida Heat Pump | EM031-2CF/HZ/VT |  | Water-Source | WBAHP-CB: Heat Pump Split Syst | Heat Pump | 265 | 1 |  |  | No Match | No Match |  |  |  | 35000 | 2651 | 13.2 | 9 | 42000 | 3325 | 3.7 | 3.5 | Non Federally-Regulated | 07/22/2002 |  | 03/12/2009
Geoflex Systems, Inc. | Geoflex Systems, Inc. | GF1S-V/H/D/M-024WAABP |  | Ground-Source | WBAHP: Heat Pump Packaged Unit | Both Heat Pump and Electric Re | 208 | 1 |  |  | No Match | Single-Speed |  |  |  | 21100 | 1071 | 19.7 | 13.4 | 15100 | 1165 | 3.8 | 3.1 | Non Federally-Regulated | 03/02/2012 |  | 01/09/2014
Power-Save International, Inc. | S.O.E.S.I. | PSD-300 |  | Water-Source | WBAHP: Heat Pump Packaged Unit | Heat Pump | 230 | 1 |  |  | No Match | No Match |  |  |  | 38000 | 2461 | 15.4 | 9 | 40000 | 2484 | 4.7 | 3.2 | Non Federally-Regulated | 02/22/1990 |  | 07/31/1991
Waterfurnace International, Inc. | Waterfurnace International, Inc. | SXV036*1 |  | Ground-Water-Source | WBAHP: Heat Pump Packaged Unit | Heat Pump | 230 | 1 |  |  | No Match | No Match |  |  |  | 36400 | 2676 | 13.6 | 9 | 26000 | 2380 | 3.2 |  | Non Federally-Regulated | 10/06/1999 |  | 05/19/2000
Florida Heat Pump | Energy Miser | LTV70-1 |  | Ground-Water-Source | WBAHP: Heat Pump Packaged Unit | Heat Pump | 208 | 1 |  |  | No Match | No Match |  |  |  | 65000 | 6130 | 10.6 | 11 | 80000 | 6895 | 3.4 | 3.4 | Non Federally-Regulated | 07/31/1991 |  | 03/31/1998
ClimateMaster Inc. | Climate Master Series | 803-012-E******** |  | Water-Source | WBAHP: Heat Pump Packaged Unit | Heat Pump | 265 | 1 |  |  | No Match | No Match |  |  |  | 12400 | 1204 | 10.3 | 9 | 16200 | 1356 | 3.5 | 3.2 | Federally-Regulated Commercial & Industrial Equipment | 02/11/1988 |  | 05/11/1988
Econar | Econar | GH1201 |  | Ground-Water-Source | WBAHP: Heat Pump Packaged Unit | Heat Pump | 208 | 3 |  |  | No Match | No Match |  |  |  | 109000 | 9083 | 12 | 9 | 107000 | 10453 | 3 |  | Non Federally-Regulated | 12/14/1998 |  | 04/10/2000
Thermal Energy Systems | Jacobsen Energy Ind., Inc. | 72***1**** |  | Water-Source | WBAHP: Heat Pump Packaged Unit | Heat Pump | 208 | 3 |  |  | No Match | No Match |  |  |  | 67000 | 5650 | 11.9 | 10.5 | 88000 | 6750 | 3.8 | 3.8 | Non Federally-Regulated | 07/31/1991 |  | 03/31/1998
Climate Control / Snyder General | Electro-Hydronics | LWP7.5AD |  | Water-Source | WBAHP: Heat Pump Packaged Unit | Heat Pump | 230 | 3 |  |  | No Match | No Match |  |  |  | 76000 | 7100 | 10.7 | 9.2 | 95000 | 7500 | 3.7 | 2.5 | Non Federally-Regulated | 06/11/1985 |  | 08/29/1986
ClimateMaster Inc. | Carrier Corp. | 50PEC15 |  | Ground-Source | WBAHP-O: Heat Pump Packaged Un | Heat Pump | 208 | 1 |  |  | No Match | Single-Speed |  |  |  | 15100 | 956 | 15.8 | 13.4 | 11400 | 955 | 3.5 | 3.1 | Non Federally-Regulated | 10/24/2014 |  | 04/22/2015
Mammoth | Hydrobank II | F027HHF/ VHF |  | Water-Source | WBAHP: Heat Pump Packaged Unit | Heat Pump | 230 | 3 |  |  | No Match | No Match |  |  |  | 25000 | 1851 | 13.5 | 10 | 33000 | 2014 | 4.8 |  | Federally-Regulated Commercial & Industrial Equipment | 10/05/1999 |  | 05/23/2000
Trane U.S. Inc. | Command-Aire | SPHD0613 |  | Water-Source | WBAHP: Heat Pump Packaged Unit | Heat Pump | 208 | 3 |  |  | No Match | No Match |  |  |  | 58000 | 4957 | 11.7 | 10 | 65000 | 5011 | 3.8 |  | Federally-Regulated Commercial & Industrial Equipment | 10/05/1999 |  | 04/12/2000
American Air Filter | Enercon | FVW-12 |  | Water-Source | WBAHP: Heat Pump Packaged Unit | Heat Pump | 265 | 1 |  |  | No Match | No Match |  |  |  | 11000 | 1037 | 10.6 | 9 | 15100 | 1196 | 3.7 | 3.2 | Non Federally-Regulated | 05/11/1988 |  | 03/15/1989
Trane U.S. Inc. | Trane | GSUG0481 |  | Ground-Water-Source | WBAHP: Heat Pump Packaged Unit | Heat Pump | 208 | 1 |  |  | No Match | No Match |  |  |  | 49000 | 3288 | 14.9 | 9 | 33000 | 2929 | 3.3 |  | Non Federally-Regulated | 04/10/2000 |  | 11/19/2001
Florida Heat Pump | Florida Heat Pump | EM096-5VT |  | Water-Source | WBAHP: Heat Pump Packaged Unit | Heat Pump | 575 | 3 |  |  | No Match | No Match |  |  |  | 96000 | 7111 | 13.5 | 10.5 | 109000 | 6796 | 4.7 | 3.8 | Federally-Regulated Commercial & Industrial Equipment | 03/31/1998 |  | 05/10/1998
Florida Heat Pump | Energy Miser | HLTV60-4 |  | Water-Source | WBAH-O: Heating Only Packaged | Heat Pump | 460 | 3 |  |  | No Match | No Match |  |  |  | 0 | 0 | 0 | 9 | 68000 | 5690 | 3.5 |  | Non Federally-Regulated | 03/07/1989 |  | 07/28/1992
Snyder General Corp. | American Air Filter | GVW-19 |  | Water-Source | WBAHP: Heat Pump Packaged Unit | Heat Pump | 208 | 1 |  |  | No Match | No Match |  |  |  | 18200 | 1595 | 11.4 | 9 | 21000 | 1809 | 3.4 | 3.2 | Federally-Regulated Commercial & Industrial Equipment | 01/22/1990 |  | 07/27/1992
Florida Heat Pump | Florida Heat Pump | EM120-1VT |  | Water-Source | WBAHP-CB: Heat Pump Split Syst | Heat Pump | 208 | 1 |  |  | No Match | No Match |  |  |  | 132000 | 9850 | 13.4 | 9 | 145000 | 10893 | 3.9 | 3.5 | Non Federally-Regulated | 09/19/2001 |  | 07/18/2002
Mammoth | Hydrobank II | E036HHA |  | Water-Source | WBAHP: Heat Pump Packaged Unit | Heat Pump | 265 | 1 |  |  | No Match | No Match |  |  |  | 35800 | 3314 | 10.8 | 9 | 47000 | 3624 | 3.8 | 3.2 | Federally-Regulated Commercial & Industrial Equipment | 01/22/1990 |  | 07/27/1992
Mammoth | Hydrobank II | E045VLF/HLF/DLF |  | Ground-Water-Source | WBAHP: Heat Pump Packaged Unit | Heat Pump | 265 | 1 |  |  | No Match | No Match |  |  |  | 44500 | 3320 | 13.4 | 9 | 34500 | 3370 | 3 |  | Non Federally-Regulated | 12/14/1998 |  | 04/10/2000
Waterfurnace International, Inc. | Waterfurnace International, Inc. | SXV036*1 |  | Water-Source | WBAHP: Heat Pump Packaged Unit | Heat Pump | 230 | 1 |  |  | No Match | No Match |  |  |  | 36000 | 2647 | 13.6 | 10 | 44500 | 2774 | 4.7 |  | Federally-Regulated Commercial & Industrial Equipment | 10/05/1999 |  | 05/19/2000
ClimateMaster Inc. | Heat Controller | HTS036A | RHPL-HM3621 | Water-Source | WBAHP-CB: Heat Pump Split Syst | Heat Pump | 230 | 1 |  |  | No Match | Dual-Speed |  |  |  | 36500 | 2466 | 14.8 | 12 | 44100 | 2874 | 4.5 | 4.2 | Federally-Regulated Commercial & Industrial Equipment | 06/15/2009 |  | 05/01/2015
Addison Products | Addison Products | VPY072-3A |  | Water-Source | WBAHP-CB: Heat Pump Split Syst | Heat Pump | 208 | 3 |  |  | No Match | No Match |  |  |  | 73900 | 6718 | 11 | 9 | 88800 | 7433 | 3.5 | 3.5 | Non Federally-Regulated | 11/14/2000 |  | 07/18/2002
Mammoth | Hydrobank II | D014VHG |  | Water-Source | WBAHP: Heat Pump Packaged Unit | Heat Pump | 230 | 1 |  |  | No Match | No Match |  |  |  | 13400 | 1030 | 13 | 10 | 18000 | 1318 | 4 |  | Federally-Regulated Commercial & Industrial Equipment | 05/23/2000 |  | 11/14/2000
ClimateMaster Inc. | Carrier | 50YBV048(P) |  | Ground-Water-Source | WBAHP: Heat Pump Packaged Unit | Heat Pump | 230 | 1 |  |  | No Match | No Match |  |  |  | 23400 | 1278 | 18.3 | 9 | 18200 | 1367 | 3.9 |  | Non Federally-Regulated | 11/17/1999 |  | 04/10/2000
Addison Products | Addison Products | HGY096-4A |  | Water-Source | WBAHP: Heat Pump Packaged Unit | Heat Pump | 460 | 3 |  |  | No Match | No Match |  |  |  | 95000 | 7983 | 11.9 | 9 | 120000 | 8789 | 4 | 3.8 | Federally-Regulated Commercial & Industrial Equipment | 01/24/2002 |  | 03/12/2009
Addison Products | Comfort-Aire | RWP-1233 |  | Water-Source | WBAHP: Heat Pump Packaged Unit | Heat Pump | 208 | 3 |  |  | No Match | No Match |  |  |  | 146000 | 15500 | 9.4 |  | 190000 | 15300 | 3.6 | 3.8 | Non Federally-Regulated | 07/31/1991 |  | 03/31/1998
Addison Products | Addison Products | WSH034-3AL |  | Water-Source | WBAHP: Heat Pump Packaged Unit | Heat Pump | 208 | 3 |  |  | No Match | No Match |  |  |  | 33500 | 2463 | 13.6 | 9.3 | 42500 | 2767 | 4.5 | 3.8 | Federally-Regulated Commercial & Industrial Equipment | 03/31/1998 |  | 05/10/1998
Snyder General Corp. | McQuay | FCW019A*N |  | Water-Source | WBAHP: Heat Pump Packaged Unit | Heat Pump | 265 | 1 |  |  | No Match | No Match |  |  |  | 19400 | 1687 | 11.5 | 9 | 23300 | 1707 | 4 | 3.2 | Non Federally-Regulated | 02/22/1990 |  | 07/31/1991
Bard Manufacturing Company, Inc. | Bard | GTC36S1-A | GTA3600UD1-A+GTB1-A | Ground-Water-Source | WBAHP-CB: Heat Pump Split Syst | Heat Pump | 208 | 1 |  |  | No Match | Dual-Speed |  |  |  | 41600 | 1908 | 21.8 | 16.2 | 34000 | 2214 | 4.5 | 3.6 | Non Federally-Regulated | 01/24/2011 |  | 01/09/2014
Waterfurnace International, Inc. | Spectra | SXV068A1 |  | Water-Source | WBAHP: Heat Pump Packaged Unit | Heat Pump | 208 | 1 |  |  | No Match | No Match |  |  |  | 65000 | 5417 | 12 | 9.2 | 84000 | 5469 | 4.5 |  | Federally-Regulated Commercial & Industrial Equipment | 06/02/1993 |  | 06/03/1993
Geoflex Systems, Inc. | Geoflex Systems, Inc. | GF1T-V/H/D/M-049WAEBP |  | Ground-Source | WBAHP: Heat Pump Packaged Unit | Both Heat Pump and Electric Re | 575 | 3 |  |  | No Match | Dual-Speed |  |  |  | 48800 | 2773 | 17.6 | 13.4 | 38500 | 2821 | 4 | 3.1 | Non Federally-Regulated | 11/30/2011 |  | 01/09/2014
Florida Heat Pump | Energy Miser | HE34CF-3 |  | Water-Source | WBAHP: Heat Pump Packaged Unit | Heat Pump | 208 | 3 |  |  | No Match | No Match |  |  |  | 34000 | 2835 | 12 | 9 | 44000 | 3145 | 4.1 | 3.2 | Non Federally-Regulated | 05/11/1988 |  | 03/15/1989
Econar | Econar | GV360 |  | Water-Source | WBAHP-CB: Heat Pump Split Syst | Heat Pump | 208 | 1 |  |  | No Match | No Match |  |  |  | 35800 | 2671 | 13.4 | 9 | 45000 | 3381 | 3.9 | 3.5 | Non Federally-Regulated | 12/14/1998 |  | 04/12/2000
Phillips Energy, Inc. | Phillips Energy, Inc. | 100WA-48V0100 |  | Water-Source | WBAHP-CB: Heat Pump Split Syst | Heat Pump | 230 | 1 |  |  | No Match | No Match |  |  |  | 46750 | 4675 | 11.7 | 9 | 56694 | 4344 | 3.8 |  | Non Federally-Regulated | 06/30/1992 |  | 04/07/1996
Command-Aire | Command-Aire | RUWP-3533 |  | Water-Source | WBAHP: Heat Pump Packaged Unit | Heat Pump | 230 | 3 |  |  | No Match | No Match |  |  |  | 411000 | 47400 | 8.7 | 7.5 | 500000 | 43000 | 3.4 | 2.2 | Non Federally-Regulated | 01/05/1982 |  | 06/11/1985
Mammoth | Hydrobank II | E036HHK |  | Water-Source | WBAHP: Heat Pump Packaged Unit | Heat Pump | 265 | 1 |  |  | No Match | No Match |  |  |  | 35000 | 3240 | 10.8 | 10 | 46000 | 3455 | 3.9 |  | Federally-Regulated Commercial & Industrial Equipment | 06/27/2003 |  | 03/12/2009
Power-Save International, Inc. | S.O.E.S.I. | PSS-1200 (4) |  | Water-Source | WBAHP: Heat Pump Packaged Unit | Heat Pump | 230 | 1 |  |  | No Match | No Match |  |  |  | 152000 | 9844 | 15.4 | 9.6 | 160000 | 9936 | 4.7 | 2.9 | Federally-Regulated Commercial & Industrial Equipment | 03/31/1998 |  | 05/10/1998
Waterfurnace International, Inc. | American Standard, Inc. | A1GX030***1**1 |  | Ground-Water-Source | WBAHP: Heat Pump Packaged Unit | Heat Pump | 208 | 1 |  |  | No Match | Single-Speed |  |  |  | 31300 | 1513 | 28.8 | 16.2 | 25800 | 1087 | 5 | 3.6 | Non Federally-Regulated | 08/23/2011 |  | 10/24/2014
Florida Heat Pump | Florida Heat Pump | EM041-3HZ |  | Water-Source | WBAHP: Heat Pump Packaged Unit | Heat Pump | 208 | 3 |  |  | No Match | No Match |  |  |  | 39500 | 2992 | 13.2 | 9.3 | 50000 | 3488 | 4.2 | 3.8 | Federally-Regulated Commercial & Industrial Equipment | 03/31/1998 |  | 05/10/1998
ClimateMaster Inc. | Climate Master Series | 813-048-H******** |  | Water-Source | WBAHP: Heat Pump Packaged Unit | Heat Pump | 208 | 3 |  |  | No Match | No Match |  |  |  | 48500 | 4409 | 11 | 9 | 57000 | 4395 | 3.8 | 3.2 | Non Federally-Regulated | 02/22/1990 |  | 07/31/1991
Bard Manufacturing Company, Inc. | Bard | GTC48S1-A | GTADP-4860-C | Ground-Water-Source | WBAH-C: Heating Only Split Sys | Heat Pump | 208 | 1 |  |  | No Match | Dual-Speed | [7 empty] | 44000 | 2866 | 4.5 |  | Non Federally-Regulated | 09/03/2012 |  | 06/09/2015
Waterfurnace International, Inc. | Eagle Mountain | ZS023**2*1 |  | Water-Source | WBAHP: Heat Pump Packaged Unit | Heat Pump | 265 | 1 |  |  | No Match | Single-Speed |  |  |  | 23000 | 1533 | 15 | 12 | 26000 | 1621 | 4.7 | 4.2 | Federally-Regulated Commercial & Industrial Equipment | 01/24/2011 |  | 04/19/2013
Florida Heat Pump | Florida Heat Pump | EM042-5HZ |  | Water-Source | WBAHP: Heat Pump Packaged Unit | Heat Pump | 575 | 3 |  |  | No Match | No Match |  |  |  | 42000 | 3181 | 13.2 | 10 | 51000 | 3475 | 4.3 |  | Federally-Regulated Commercial & Industrial Equipment | 02/02/1998 |  | 03/31/1998
Florida Heat Pump | Florida Heat Pump | EM041-1CF/HZ/VT |  | Water-Source | WBAHP-CB: Heat Pump Split Syst | Heat Pump | 208 | 1 |  |  | No Match | No Match |  |  |  | 42500 | 3455 | 12.3 | 9 | 50000 | 4185 | 3.5 | 3.5 | Non Federally-Regulated | 05/23/2001 |  | 07/18/2002
Jacobsen Energy Ind., Inc. | Jacobsen Energy Ind., Inc. | 60***3**** |  | Water-Source | WBAHP: Heat Pump Packaged Unit | Heat Pump | 230 | 1 |  |  | No Match | No Match |  |  |  | 60000 | 5350 | 11.2 | 9 | 73000 | 6100 | 3.9 | 3.2 | Non Federally-Regulated | 05/11/1988 |  | 03/15/1989
Waterfurnace International, Inc. | Eagle Mountain | ZS070**4*1 |  | Water-Source | WBAHP: Heat Pump Packaged Unit | Heat Pump | 460 | 3 |  |  | No Match | Single-Speed |  |  |  | 63000 | 4406 | 14.3 | 12 | 79000 | 4926 | 4.7 | 4.2 | Federally-Regulated Commercial & Industrial Equipment | 03/02/2012 |  | 04/19/2013
Waterfurnace International, Inc. | Geosmart Energy, Inc. | YS036**1*4 |  | Ground-Source | WBAHP: Heat Pump Packaged Unit | Heat Pump | 230 | 1 |  |  | No Match | Single-Speed |  |  |  | 34500 | 1994 | 17.3 | 13.4 | 26000 | 2177 | 3.5 | 3.1 | Non Federally-Regulated | 01/24/2011 |  | 01/09/2014
ClimateMaster Inc. | Climate Master Series | HS/HL006G |  | Water-Source | WBAHP: Heat Pump Packaged Unit | Heat Pump | 208 | 1 |  |  | No Match | No Match |  |  |  | 7400 | 627 | 11.8 | 10 | 8800 | 644 | 4 |  | Federally-Regulated Commercial & Industrial Equipment | 01/22/2003 |  | 03/12/2009
ClimateMaster Inc. | Carrier | 50HQA/HQD/VQA/VQD030 3 |  | Water-Source | WBAHP: Heat Pump Packaged Unit | Heat Pump | 265 | 1 |  |  | No Match | No Match |  |  |  | 29000 | 2478 | 11.7 | 10 | 39000 | 2657 | 4.3 |  | Federally-Regulated Commercial & Industrial Equipment | 02/02/1998 |  | 03/31/1998
McQuay / Snyder General | Electro-Hydronics | CCH007A*A |  | Water-Source | WBAHP: Heat Pump Packaged Unit | Heat Pump | 115 | 1 |  |  | No Match | No Match |  |  |  | 7100 | 645 | 11 | 9 | 9200 | 705 | 3.8 | 3.2 | Non Federally-Regulated | 05/11/1988 |  | 03/15/1989
Waterfurnace International, Inc. | Waterfurnace International, Inc. | SXH019C0 |  | Water-Source | WBAHP: Heat Pump Packaged Unit | Heat Pump | 230 | 1 |  |  | No Match | No Match |  |  |  | 18600 | 1338 | 13.9 | 10 | 24200 | 1447 | 4.9 |  | Federally-Regulated Commercial & Industrial Equipment | 02/02/1998 |  | 03/31/1998
Singer | Electro-Hydronics | WE90B7 |  | Water-Source | WBAHP: Heat Pump Packaged Unit | Heat Pump | 265 | 1 |  |  | No Match | No Match |  |  |  | 9600 | 1200 | 8 | 7.5 | 13000 | 1325 | 2.9 | 2.5 | Non Federally-Regulated | 01/05/1982 |  | 09/08/1982
American Air Filter | Enercon | GHW-49 |  | Water-Source | WBAHP: Heat Pump Packaged Unit | Heat Pump | 200 | 3 |  |  | No Match | No Match |  |  |  | 48500 | 4708 | 10.3 | 9 | 65000 | 5145 | 3.7 | 3.2 | Non Federally-Regulated | 02/22/1990 |  | 07/31/1991
Mammoth | Hydrobank II | D006HHK |  | Water-Source | WBAHP: Heat Pump Packaged Unit | Heat Pump | 208 | 1 |  |  | No Match | No Match |  |  |  | 6800 | 623 | 10.9 | 10 | 9000 | 676 | 3.9 |  | Federally-Regulated Commercial & Industrial Equipment | 01/22/2003 |  | 03/12/2009
Trane U.S. Inc. | Trane | WPHD051 |  | Water-Source | WBAHP: Heat Pump Packaged Unit | Heat Pump | 208 | 1 |  |  | No Match | No Match |  |  |  | 50000 | 4237 | 11.8 | 10 | 64000 | 4464 | 4.2 |  | Federally-Regulated Commercial & Industrial Equipment | 04/12/2000 |  | 11/14/2000
California Heat Pump | Aqua-Matic | 26V*-12-** |  | Water-Source | WBAHP: Heat Pump Packaged Unit | Heat Pump | 208 | 1 |  |  | No Match | No Match |  |  |  | 24500 | 3050 | 8 | 7.5 | 30000 | 3200 | 2.7 | 2.5 | Non Federally-Regulated | 06/11/1985 |  | 05/11/1988
American Air Filter | Enercon | EHW-39 |  | Water-Source | WBAHP: Heat Pump Packaged Unit | Heat Pump | 230 | 1 |  |  | No Match | No Match |  |  |  | 39500 | 3591 | 11 | 9 | 46000 | 3846 | 3.5 | 3.2 | Non Federally-Regulated | 05/11/1988 |  | 03/15/1989
McQuay / Snyder General | Electro-Hydronics | VF140G3 |  | Water-Source | WBAHP: Heat Pump Packaged Unit | Heat Pump | 230 | 1 |  |  | No Match | No Match |  |  |  | 13500 | 1300 | 10.4 | 7.5 | 16000 | 1320 | 3.5 | 2.5 | Non Federally-Regulated | 08/29/1986 |  | 05/11/1988
Waterfurnace International, Inc. | Waterfurnace International, Inc. | SXV068B0 |  | Ground-Water-Source | WBAHP: Heat Pump Packaged Unit | Heat Pump | 230 | 1 |  |  | No Match | No Match |  |  |  | 66000 | 5500 | 12 | 9 | 52000 | 5080 | 3 |  | Non Federally-Regulated | 12/14/1998 |  | 10/06/1999
McQuay / Snyder General | Electro-Hydronics | UC630FD |  | Water-Source | WBAHP: Heat Pump Packaged Unit | Heat Pump | 230 | 3 |  |  | No Match | No Match |  |  |  | 63000 | 6430 | 9.8 | 7.5 | 79000 | 6430 | 3.6 | 2.5 | Non Federally-Regulated | 08/29/1986 |  | 05/11/1988
Econar | Econar | GH671 |  | Ground-Water-Source | WBAHP: Heat Pump Packaged Unit | Heat Pump | 208 | 1 |  |  | No Match | No Match |  |  |  | 63500 | 5669 | 11.2 | 9 | 63000 | 6154 | 3 |  | Non Federally-Regulated | 12/14/1998 |  | 03/18/2002
Florida Heat Pump | Florida Heat Pump | EM048-1CS | EM048-1AH/AV | Water-Source | WBAH: Heating Only Packaged Un | Heat Pump | 208 | 1 |  |  | No Match | No Match |  |  |  | 51000 | 4434 | 11.5 | 9 | 57000 | 4771 | 3.5 | 3.5 | Non Federally-Regulated | 05/23/2001 |  | 07/18/2002
Waterfurnace International, Inc. | Waterfurnace International, Inc. | ATH040D1 |  | Ground-Water-Source | WBAHP: Heat Pump Packaged Unit | Heat Pump | 208 | 1 |  |  | No Match | No Match |  |  |  | 41500 | 2441 | 17 | 9 | 29200 | 2516 | 3.4 |  | Non Federally-Regulated | 12/14/1998 |  | 10/06/1999
McQuay International | McQuay | CCH/CCW/HWH/HWW030C-F |  | Water-Source | WBAHP: Heat Pump Packaged Unit | Heat Pump | 230 | 3 |  |  | No Match | No Match |  |  |  | 30000 | 2500 | 12 | 9.3 | 37000 | 2780 | 3.9 | 3.8 | Federally-Regulated Commercial & Industrial Equipment | 03/31/1998 |  | 05/10/1998
Florida Heat Pump | Florida Heat Pump | EM072-1CS | EM072-1AH/AV | Water-Source | WBAH: Heating Only Packaged Un | Heat Pump | 208 | 1 |  |  | No Match | No Match |  |  |  | 70500 | 5222 | 13.5 | 9 | 71000 | 5474 | 3.8 | 3.5 | Non Federally-Regulated | 04/12/2000 |  | 07/18/2002
California Heat Pump | California Heat Pump | CHP-12HRA-12-** |  | Water-Source | WBAHP: Heat Pump Packaged Unit | Heat Pump | 230 | 1 |  |  | No Match | No Match |  |  |  | 12000 | 1035 | 11.6 | 7.5 | 14000 | 1110 | 3.7 | 2.5 | Non Federally-Regulated | 05/16/1984 |  | 06/11/1985
Carrier Corp. | Carrier | 50Q*V01241 |  | Water-Source | WBAHP: Heat Pump Packaged Unit | Heat Pump | 265 | 1 |  |  | No Match | No Match |  |  |  | 12300 | 1118 | 11 | 10 | 15100 | 1164 | 3.8 |  | Federally-Regulated Commercial & Industrial Equipment | 08/02/1993 |  | 03/08/1996
Climate Control / Snyder General | Electro-Hydronics | CW260G5 |  | Water-Source | WBAHP: Heat Pump Packaged Unit | Heat Pump | 208 | 1 |  |  | No Match | No Match |  |  |  | 26000 | 2450 | 10.6 | 7.5 | 31600 | 2500 | 3.7 | 2.5 | Non Federally-Regulated | 05/16/1984 |  | 08/29/1986
Snyder General Corp. | American Air Filter | EHW-75 |  | Water-Source | WBAHP: Heat Pump Packaged Unit | Heat Pump | 230 | 3 |  |  | No Match | No Match |  |  |  | 75000 | 7496 | 10 | 10.5 | 89000 | 7910 | 3.3 | 3.8 | Non Federally-Regulated | 07/31/1991 |  | 03/31/1998
Trane U.S. Inc. | Trane | WPHD1003 |  | Water-Source | WBAHP: Heat Pump Packaged Unit | Heat Pump | 208 | 3 |  |  | No Match | No Match |  |  |  | 116000 | 9914 | 11.7 | 9 | 130000 | 10023 | 3.8 | 3.8 | Federally-Regulated Commercial & Industrial Equipment | 10/05/1999 |  | 04/12/2000
Trane U.S. Inc. | Trane | GSHC0481B |  | Water-Source | WBAHP-CB: Heat Pump Split Syst | Heat Pump | 208 | 1 |  |  | No Match | No Match |  |  |  | 49000 | 3223 | 15.2 | 9 | 52500 | 3944 | 3.9 | 3.5 | Non Federally-Regulated | 10/05/1999 |  | 04/12/2000
ClimateMaster Inc. | Carrier Corp. | 50PSH/V/D042****2 |  | Ground-Source | WBAHP: Heat Pump Packaged Unit | Heat Pump | 230 | 1 |  |  | No Match | Single-Speed |  |  |  | 40100 | 2067 | 19.4 | 13.4 | 28700 | 2213 | 3.8 | 3.1 | Non Federally-Regulated | 10/24/2014 |  | 04/22/2015
McQuay International | McQuay | W-WD*/WL*/WM*-1-015-J |  | Water-Source | WBAHP-O: Heat Pump Packaged Un | Heat Pump | 265 | 1 |  |  | No Match | No Match |  |  |  | 15000 | 1200 | 12.5 | 10 | 18100 | 1359 | 3.9 |  | Federally-Regulated Commercial & Industrial Equipment | 11/14/2000 |  | 03/12/2009
ClimateMaster Inc. | Climate Master | PDW48 | FK4CNF006 | Ground-Water-Source | WBAHP-CB: Heat Pump Split Syst | Heat Pump | 208 | 1 |  |  | No Match | Single-Speed |  |  |  | 47500 | 2461 | 19.3 | 16.2 | 42000 | 3158 | 3.9 | 3.6 | Non Federally-Regulated | 09/15/2009 |  | 02/17/2011
Waterfurnace International, Inc. | Johnson Controls | RGSV/RGSH024**0*1 |  | Water-Source | WBAHP: Heat Pump Packaged Unit | Heat Pump | 208 | 1 |  |  | No Match | Single-Speed |  |  |  | 23900 | 1583 | 15.1 | 12 | 27000 | 1684 | 4.7 | 4.2 | Federally-Regulated Commercial & Industrial Equipment | 01/24/2011 |  | 09/03/2012
Climate Control / Snyder General | Electro-Hydronics | UW400G3 |  | Water-Source | WBAHP: Heat Pump Packaged Unit | Heat Pump | 230 | 1 |  |  | No Match | No Match |  |  |  | 39600 | 3960 | 10 | 7.5 | 45000 | 3880 | 3.4 | 2.5 | Non Federally-Regulated | 06/11/1985 |  | 08/29/1986
Waterfurnace International, Inc. | Waterfurnace International, Inc. | SXV042B1 |  | Ground-Water-Source | WBAHP: Heat Pump Packaged Unit | Heat Pump | 230 | 1 |  |  | No Match | No Match |  |  |  | 44500 | 3201 | 13.9 | 9 | 31800 | 2824 | 3.3 |  | Non Federally-Regulated | 01/30/1998 |  | 10/02/1998
Snyder General Corp. | American Air Filter | GVW-300 |  | Water-Source | WBAHP: Heat Pump Packaged Unit | Heat Pump | 208 | 3 |  |  | No Match | No Match |  |  |  | 295200 | 25400 | 11.6 |  | 348000 | 28300 | 3.6 | 3.8 | Non Federally-Regulated | 07/31/1991 |  | 03/31/1998
Climate Control / Snyder General | Electro-Hydronics | UW350GP |  | Water-Source | WBAHP: Heat Pump Packaged Unit | Heat Pump | 460 | 3 |  |  | No Match | No Match |  |  |  | 35600 | 3360 | 10.6 | 7.5 | 43000 | 3500 | 3.6 | 2.5 | Non Federally-Regulated | 06/11/1985 |  | 08/29/1986
American Air Filter | Enercon | DHW23 |  | Water-Source | WBAHP: Heat Pump Packaged Unit | Heat Pump | 265 | 1 |  |  | No Match | No Match |  |  |  | 22800 | 1990 | 11.5 | 7.5 | 27400 | 2130 | 3.8 | 2.5 | Non Federally-Regulated | 05/16/1984 |  | 06/11/1985
Singer | Electro-Hydronics | UW220D6 |  | Water-Source | WBAHP: Heat Pump Packaged Unit | Heat Pump | 208 | 1 |  |  | No Match | No Match |  |  |  | 18000 | 2175 | 8.3 | 7.5 | 21000 | 2400 | 2.6 | 2.5 | Non Federally-Regulated | 09/08/1982 |  | 05/16/1984
Geoflex Systems, Inc. | Geoflex Systems, Inc. | GS1S-V/H/D/M-024WADBP |  | Water-Source | WBAHP: Heat Pump Packaged Unit | Both Heat Pump and Electric Re | 460 | 3 |  |  | No Match | Single-Speed |  |  |  | 20300 | 1216 | 16.7 | 12 | 24300 | 1295 | 5.5 | 4.2 | Federally-Regulated Commercial & Industrial Equipment | 03/02/2012 |  | 01/09/2014
Marvair | Marvair | WH036HPA | WM136HPA | Water-Source | WBAHP-C: Heat Pump Split Syste | Heat Pump | 230 | 1 |  |  | No Match | No Match |  |  |  | 36000 | 3600 | 10 | 9 | 48000 | 3908 | 3.6 | 3.2 | Non Federally-Regulated | 02/22/1990 |  | 07/31/1991
Mammoth | Hydrobank II | F120HLK |  | Ground-Water-Source | WBAHP: Heat Pump Packaged Unit | Heat Pump | 230 | 3 |  |  | No Match | No Match |  |  |  | 119000 | 8561 | 13.9 | 9 | 94600 | 8941 | 3.1 |  | Non Federally-Regulated | 03/22/2001 |  | 07/18/2002
Geoflex Systems, Inc. | Geoflex Systems, Inc. | GF1S-V/H/D/M-024WACBP |  | Ground-Water-Source | WBAHP: Heat Pump Packaged Unit | Both Heat Pump and Electric Re | 230 | 3 |  |  | No Match | Single-Speed |  |  |  | 22900 | 851 | 26.9 | 16.2 | 19900 | 1241 | 4.7 | 3.6 | Non Federally-Regulated | 03/02/2012 |  | 01/09/2014
Florida Heat Pump | Florida Heat Pump | EM028-1CS | EM028-1AH/AV | Water-Source | WBAH: Heating Only Packaged Un | Heat Pump | 208 | 1 |  |  | No Match | No Match |  |  |  | 30000 | 2400 | 12.5 | 9 | 33000 | 2762 | 3.5 | 3.5 | Non Federally-Regulated | 07/22/2002 |  | 03/12/2009
Mammoth | Mammoth | D030VLB |  | Ground-Source | WBAHP: Heat Pump Packaged Unit | Heat Pump | 230 | 1 |  |  | No Match | Dual-Speed |  |  |  | 33500 | 1718 | 19.5 | 13.4 | 20500 | 1581 | 3.8 | 3.1 | Non Federally-Regulated | 05/02/2012 |  | 01/09/2014
ClimateMaster Inc. | Trane | WPVC1136 |  | Water-Source | WBAHP: Heat Pump Packaged Unit | Heat Pump | 208 | 3 |  |  | No Match | No Match |  |  |  | 113000 | 10700 | 10.6 | 9.2 | 130000 | 10300 | 3.7 | 2.5 | Non Federally-Regulated | 02/22/1990 |  | 07/31/1991
Mammoth | Hydrobank II | D045VHG |  | Water-Source | WBAHP: Heat Pump Packaged Unit | Heat Pump | 208 | 1 |  |  | No Match | No Match |  |  |  | 44500 | 3178 | 14 | 10 | 58000 | 3694 | 4.6 |  | Federally-Regulated Commercial & Industrial Equipment | 05/23/2000 |  | 01/18/2001
Waterfurnace International, Inc. | WFI Industries, Ltd. | VLV/VXV024*0 |  | Ground-Water-Source | WBAHP: Heat Pump Packaged Unit | Heat Pump | 208 | 1 |  |  | No Match | No Match |  |  |  | 25300 | 1794 | 14.1 | 9 | 16900 | 1707 | 2.9 |  | Non Federally-Regulated | 06/20/2003 |  | 03/12/2009
Florida Heat Pump | Geomaster, LLC | ES048-1CS | ES048-1AV/AH | Ground-Source | WBAHP-CB: Heat Pump Split Syst | Heat Pump | 208 | 1 |  |  | No Match | Single-Speed |  |  |  | 51000 | 2840 | 16.8 | 13.4 | 38000 | 3010 | 3.7 | 3.1 | Non Federally-Regulated | 06/23/2011 |  | 04/20/2015
Climate Control / Snyder General | Electro-Hydronics | UW350G3 |  | Water-Source | WBAHP: Heat Pump Packaged Unit | Heat Pump | 230 | 1 |  |  | No Match | No Match |  |  |  | 35600 | 3360 | 10.6 | 7.5 | 43000 | 3500 | 3.6 | 2.5 | Non Federally-Regulated | 06/11/1985 |  | 08/29/1986
Enertech Global, LLC | Enertech | GST048A | ACD060 | Ground-Water-Source | WBAHP-CB: Heat Pump Split Syst | Heat Pump | 208 | 1 |  |  | No Match | Single-Speed |  |  |  | 55400 | 2388 | 23.2 | 16.2 | 46300 | 2887 | 4.7 | 3.6 | Non Federally-Regulated | 11/30/2011 |  | 03/02/2012
Climate Control / Snyder General | Electro-Hydronics | UC350F7 |  | Water-Source | WBAHP: Heat Pump Packaged Unit | Heat Pump | 265 | 1 |  |  | No Match | No Match |  |  |  | 35600 | 3360 | 10.6 | 7.5 | 43000 | 3500 | 3.6 | 2.5 | Non Federally-Regulated | 06/11/1985 |  | 08/29/1986
Waterfurnace International, Inc. | Rybacki - Hart Enterprises | ZS024**2*4 |  | Water-Source | WBAHP: Heat Pump Packaged Unit | Heat Pump | 265 | 1 |  |  | No Match | Single-Speed |  |  |  | 23900 | 1583 | 15.1 | 12 | 27000 | 1583 | 5 | 4.2 | Federally-Regulated Commercial & Industrial Equipment | 06/14/2011 |  | 04/19/2013
Singer | Electro-Hydronics | LHP9AD |  | Water-Source | WBAHP: Heat Pump Packaged Unit | Heat Pump | 230 | 3 |  |  | No Match | No Match |  |  |  | 107000 | 9000 | 11.9 | 7.5 | 120000 | 9200 | 3.8 | 2.2 | Non Federally-Regulated | 01/05/1982 |  | 05/16/1984
Command-Aire | Command-Aire | RUWP-201 |  | Water-Source | WBAHP: Heat Pump Packaged Unit | Heat Pump | 208 | 1 |  |  | No Match | No Match |  |  |  | 25000 | 2440 | 10.2 | 9 | 31200 | 2420 | 3.8 | 3.2 | Non Federally-Regulated | 05/11/1988 |  | 03/15/1989
Waterfurnace International, Inc. | Geosmart Energy, Inc. | ZS036**0*4 |  | Ground-Water-Source | WBAHP: Heat Pump Packaged Unit | Heat Pump | 230 | 1 |  |  | No Match | Single-Speed |  |  |  | 37700 | 1639 | 23 | 16.2 | 33000 | 2249 | 4.3 | 3.6 | Non Federally-Regulated | 06/14/2011 |  | 03/02/2012
Waterfurnace International, Inc. | Waterfurnace International, Inc. | SXH095A4 |  | Ground-Water-Source | WBAHP: Heat Pump Packaged Unit | Heat Pump | 460 | 3 |  |  | No Match | No Match |  |  |  | 96000 | 7164 | 13.4 | 9 | 66500 | 6960 | 2.8 |  | Non Federally-Regulated | 12/14/1998 |  | 10/06/1999
Addison Products | Addison Products | HWY120-5A |  | Water-Source | WBAHP: Heat Pump Packaged Unit | Heat Pump | 575 | 3 |  |  | No Match | No Match |  |  |  | 108000 | 9391 | 11.5 | 9 | 136000 | 9961 | 4 | 3.8 | Federally-Regulated Commercial & Industrial Equipment | 11/19/2001 |  | 03/12/2009
Florida Heat Pump | Florida Heat Pump | GT030-4CF/HZ/VT |  | Ground-Water-Source | WBAHP: Heat Pump Packaged Unit | Heat Pump | 460 | 3 |  |  | No Match | No Match |  |  |  | 29000 | 1812 | 16 | 9 | 20000 | 1627 | 3.6 |  | Non Federally-Regulated | 07/22/2002 |  | 03/12/2009
Friedrich Climate Master | Climate Master Series | 804-043-F******** |  | Water-Source | WBAHP: Heat Pump Packaged Unit | Heat Pump | 460 | 3 |  |  | No Match | No Match |  |  |  | 42000 | 4050 | 10.4 | 7.5 | 57000 | 4450 | 3.8 | 2.5 | Non Federally-Regulated | 08/29/1986 |  | 05/11/1988
ClimateMaster Inc. | Carrier | 50HQA/HQD072 3 |  | Water-Source | WBAHP: Heat Pump Packaged Unit | Heat Pump | 230 | 1 |  |  | No Match | No Match |  |  |  | 70000 | 6363 | 11 | 9 | 91000 | 6838 | 3.9 | 3.8 | Federally-Regulated Commercial & Industrial Equipment | 02/02/1998 |  | 03/31/1998
McQuay International | McQuay | W-FMS/FME/FDE-1-060-F |  | Water-Source | WBAHP: Heat Pump Packaged Unit | Heat Pump | 230 | 3 |  |  | No Match | No Match |  |  |  | 58000 | 5321 | 10.9 | 10 | 78000 | 5859 | 3.9 |  | Federally-Regulated Commercial & Industrial Equipment | 10/05/1999 |  | 09/21/2000
Florida Heat Pump | Florida Heat Pump | EP009-1HZ/VT |  | Water-Source | WBAHP: Heat Pump Packaged Unit | Heat Pump | 230 | 1 |  |  | No Match | Single-Speed |  |  |  | 9000 | 556 | 16.2 | 11.2 | 11200 | 597 | 5.5 | 4.2 | Federally-Regulated Commercial & Industrial Equipment | 01/24/2011 |  | 06/14/2011
McQuay International | McQuay | CCH/CCW/HWH/HWW036C-F |  | Water-Source | WBAHP: Heat Pump Packaged Unit | Heat Pump | 230 | 3 |  |  | No Match | No Match |  |  |  | 36000 | 2975 | 12.1 | 10 | 42500 | 3037 | 4.1 |  | Federally-Regulated Commercial & Industrial Equipment | 12/14/1998 |  | 11/17/1999
Climate Control / Snyder General | Electro-Hydronics | UC610FD |  | Water-Source | WBAHP: Heat Pump Packaged Unit | Heat Pump | 230 | 3 |  |  | No Match | No Match |  |  |  | 61500 | 5850 | 10.5 | 7.5 | 69000 | 5790 | 3.5 | 2.5 | Non Federally-Regulated | 05/16/1984 |  | 06/11/1985
McQuay International | McQuay | LHP/LWP10D-T |  | Water-Source | WBAHP: Heat Pump Packaged Unit | Heat Pump | 460 | 3 |  |  | No Match | No Match |  |  |  | 107000 | 8991 | 11.9 | 9 | 120000 | 9254 | 3.8 | 3.8 | Federally-Regulated Commercial & Industrial Equipment | 12/14/1998 |  | 10/05/1999
Mammoth | Geox | ZD009HHC |  | Water-Source | WBAHP: Heat Pump Packaged Unit | Heat Pump | 208 | 1 |  |  | No Match | No Match |  |  |  | 9100 | 825 | 11 | 7.5 | 12000 | 900 | 3.9 | 2.5 | Non Federally-Regulated | 06/11/1985 |  | 05/11/1988
California Heat Pump | Carrier | 50BQ01931 |  | Water-Source | WBAHP: Heat Pump Packaged Unit | Heat Pump | 208 | 1 |  |  | No Match | No Match |  |  |  | 17700 | 1970 | 9 | 7.5 | 21500 | 2170 | 2.9 | 2.5 | Non Federally-Regulated | 06/11/1985 |  | 05/11/1988
Climate Control / Snyder General | Electro-Hydronics | CW330F3 |  | Water-Source | WBAHP: Heat Pump Packaged Unit | Heat Pump | 230 | 1 |  |  | No Match | No Match |  |  |  | 33000 | 3050 | 10.8 | 7.5 | 39000 | 3090 | 3.7 | 2.5 | Non Federally-Regulated | 05/16/1984 |  | 08/29/1986
Mammoth | Hydrobank II | K064VHG |  | Water-Source | WBAHP: Heat Pump Packaged Unit | Heat Pump | 575 | 3 |  |  | No Match | No Match |  |  |  | 64000 | 4776 | 13.4 | 10 | 82000 | 5859 | 4.1 |  | Federally-Regulated Commercial & Industrial Equipment | 05/23/2000 |  | 01/18/2001
Florida Heat Pump | Florida Heat Pump | EM007-0CF/HZ/VT |  | Ground-Water-Source | WBAHP: Heat Pump Packaged Unit | Heat Pump | 115 | 1 |  |  | No Match | No Match |  |  |  | 7900 | 612 | 12.9 | 9 | 6100 | 525 | 3.4 |  | Non Federally-Regulated | 05/29/2001 |  | 07/18/2002
Florida Heat Pump | Energy Miser | HECS52-4 | HEAH52-4 | Water-Source | WBAHP-C: Heat Pump Split Syste | Heat Pump | 460 | 3 |  |  | No Match | No Match |  |  |  | 48000 | 4445 | 10.8 | 9 | 64000 | 4810 | 3.9 | 3.2 | Non Federally-Regulated | 05/11/1988 |  | 03/15/1989
Florida Heat Pump | Florida Heat Pump | GT010-1VT/HZ/CF |  | Ground-Water-Source | WBAHP: Heat Pump Packaged Unit | Heat Pump | 230 | 1 |  |  | No Match | No Match |  |  |  | 11200 | 695 | 16.1 | 9 | 8000 | 732 | 3.2 |  | Non Federally-Regulated | 10/06/1999 |  | 04/10/2000
Waterfurnace International, Inc. | Waterfurnace International, Inc. | SXV030C1 |  | Ground-Water-Source | WBAHP: Heat Pump Packaged Unit | Heat Pump | 265 | 1 |  |  | No Match | No Match |  |  |  | 31200 | 2181 | 14.3 | 9 | 21600 | 1808 | 3.5 |  | Non Federally-Regulated | 01/30/1998 |  | 10/02/1998
McQuay International | McQuay | CCW048E-G |  | Water-Source | WBAHP: Heat Pump Packaged Unit | Heat Pump | 230 | 1 |  |  | No Match | No Match |  |  |  | 44000 | 3548 | 12.4 | 10 | 56000 | 3647 | 4.5 |  | Federally-Regulated Commercial & Industrial Equipment | 02/02/1998 |  | 03/31/1998
American Air Filter | Enercon | HW39 |  | Water-Source | WBAHP: Heat Pump Packaged Unit | Heat Pump | 208 | 1 |  |  | No Match | No Match |  |  |  | 38400 | 3570 | 10.8 | 7.5 | 44400 | 3620 | 3.6 | 2.5 | Non Federally-Regulated | 06/11/1985 |  | 05/11/1988
Snyder General Corp. | McQuay | LWP27BD |  | Water-Source | WBAHP: Heat Pump Packaged Unit | Heat Pump | 230 | 3 |  |  | No Match | No Match |  |  |  | 295200 | 25350 | 11.6 |  | 348000 | 28300 | 3.6 | 2.5 | Non Federally-Regulated | 02/22/1990 |  | 07/31/1991
McQuay / Snyder General | Electro-Hydronics | WM150B5 |  | Water-Source | WBAHP: Heat Pump Packaged Unit | Heat Pump | 208 | 1 |  |  | No Match | No Match |  |  |  | 14700 | 1875 | 7.8 | 9 | 19000 | 1900 | 2.9 | 3.2 | Non Federally-Regulated | 05/11/1988 |  | 03/15/1989
Florida Heat Pump | Florida Heat Pump | GO048-1VT/HZ/CF(P) |  | Water-Source | WBAHP-CB: Heat Pump Split Syst | Heat Pump | 208 | 1 |  |  | No Match | No Match |  |  |  | 25000 | 1388 | 18 | 9 | 23500 | 1377 | 5 | 3.5 | Non Federally-Regulated | 11/17/1999 |  | 04/12/2000
Florida Heat Pump | Geomaster, LLC | AP049-1CF/HZ/VT |  | Ground-Source | WBAHP: Heat Pump Packaged Unit | Heat Pump | 230 | 1 |  |  | No Match | Single-Speed |  |  |  | 52000 | 2737 | 19 | 13.4 | 38000 | 2716 | 4.1 | 3.1 | Non Federally-Regulated | 06/14/2011 |  | 04/20/2015
Carrier Corp. - Syracuse | Carrier | 50VQG/HQG042 |  | Ground-Water-Source | WBAHP: Heat Pump Packaged Unit | Heat Pump | 230 | 1 |  |  | No Match | No Match |  |  |  | 42000 | 3181 | 13.2 | 9 | 31000 | 2839 | 3.2 |  | Non Federally-Regulated | 12/14/1998 |  | 04/10/2000
Enertech Global, LLC | Enertech | GXT072D3 |  | Ground-Water-Source | WBAHP: Heat Pump Packaged Unit | Heat Pump | 460 | 3 |  |  | No Match | Single-Speed | 2875 | 710 | 1 | 78500 | 3584 | 21.9 | 16.2 | 71900 | 4789 | 4.4 | 3.6 | Non Federally-Regulated | 09/03/2012 |  | 12/12/2012
ClimateMaster Inc. | Climate Master Series | VS/VL/HS/HL 012 |  | Water-Source | WBAHP: Heat Pump Packaged Unit | Heat Pump | 230 | 1 |  |  | No Match | No Match |  |  |  | 12200 | 1089 | 11.2 | 10 | 16200 | 1186 | 4 |  | Federally-Regulated Commercial & Industrial Equipment | 10/05/1999 |  | 04/12/2000
ClimateMaster Inc. | Climate Master Series | HS/VS060H |  | Water-Source | WBAHP: Heat Pump Packaged Unit | Heat Pump | 230 | 3 |  |  | No Match | No Match |  |  |  | 62000 | 5535 | 11.2 | 10 | 75000 | 5782 | 3.8 |  | Federally-Regulated Commercial & Industrial Equipment | 11/14/2000 |  | 01/18/2001
McQuay International | McQuay | CCH/CCW/HWH/HWW009C-N |  | Water-Source | WBAHP: Heat Pump Packaged Unit | Heat Pump | 265 | 1 |  |  | No Match | No Match |  |  |  | 8700 | 790 | 11 | 9.3 | 12000 | 901 | 3.9 | 3.8 | Federally-Regulated Commercial & Industrial Equipment | 03/31/1998 |  | 05/10/1998
Waterfurnace International, Inc. | Eagle Mountain | GTS026A1 | GRAC026* | Ground-Water-Source | WBAHP-CB: Heat Pump Split Syst | Heat Pump | 230 | 1 |  |  | No Match | Dual-Speed |  |  |  | 27800 | 1275 | 21.8 | 16.2 | 25000 | 1593 | 4.6 | 3.6 | Non Federally-Regulated | 01/24/2011 |  | 04/19/2013
Carrier Corp. | Carrier | 50VQD019 |  | Water-Source | WBAHP: Heat Pump Packaged Unit | Heat Pump | 208 | 1 |  |  | No Match | No Match |  |  |  | 20600 | 1715 | 12 | 10 | 23600 | 1773 | 3.9 |  | Federally-Regulated Commercial & Industrial Equipment | 12/14/1994 |  | 04/07/1996
Addison Products | Addison Products | WSH028-1AR |  | Water-Source | WBAHP: Heat Pump Packaged Unit | Heat Pump | 230 | 1 |  |  | No Match | No Match |  |  |  | 27000 | 2177 | 12.4 | 9.3 | 34600 | 2304 | 4.4 | 3.8 | Federally-Regulated Commercial & Industrial Equipment | 03/31/1998 |  | 05/10/1998
McQuay / Snyder General | Electro-Hydronics | VF330F5 |  | Water-Source | WBAHP: Heat Pump Packaged Unit | Heat Pump | 208 | 1 |  |  | No Match | No Match |  |  |  | 30800 | 2852 | 10.8 | 9 | 35000 | 2900 | 3.5 | 3.2 | Non Federally-Regulated | 05/11/1988 |  | 03/15/1989
Waterfurnace International, Inc. | American Standard, Inc. | A1GX036***1**0 |  | Ground-Source | WBAHP: Heat Pump Packaged Unit | Heat Pump | 230 | 1 |  |  | No Match | Single-Speed |  |  |  | 34600 | 1765 | 19.6 | 13.4 | 24100 | 1767 | 4 | 3.1 | Non Federally-Regulated | 08/23/2011 |  | 10/24/2014
ClimateMaster Inc. | Climate Master | TCV041AF |  | Ground-Water-Source | WBAHP: Heat Pump Packaged Unit | Heat Pump | 460 | 3 |  |  | No Match | Single-Speed |  |  |  | 41400 | 2102 | 19.7 | 16.2 | 38000 | 3010 | 3.7 | 3.6 | Non Federally-Regulated | 09/03/2012 |  | 10/24/2014
Waterfurnace International, Inc. | Rybacki - Hart Enterprises | GS009**2*0 |  | Ground-Water-Source | WBAHP: Heat Pump Packaged Unit | Heat Pump | 265 | 1 |  |  | No Match | Single-Speed |  |  |  | 10800 | 486 | 22.2 | 16.2 | 10100 | 688 | 4.3 | 3.6 | Non Federally-Regulated | 01/24/2011 |  | 04/19/2013
ClimateMaster Inc. | Climate Master Series | VP/HP048 G |  | Water-Source | WBAHP: Heat Pump Packaged Unit | Heat Pump | 208 | 1 |  |  | No Match | No Match |  |  |  | 48000 | 3555 | 13.5 | 9.3 | 57000 | 3796 | 4.4 | 3.8 | Federally-Regulated Commercial & Industrial Equipment | 03/31/1998 |  | 05/10/1998
ClimateMaster Inc. | Carrier | 50VQA/VQD100 3 |  | Water-Source | WBAHP: Heat Pump Packaged Unit | Heat Pump | 230 | 1 |  |  | No Match | No Match |  |  |  | 101000 | 8782 | 11.5 | 10.5 | 109000 | 8406 | 3.8 | 3.8 | Federally-Regulated Commercial & Industrial Equipment | 03/31/1998 |  | 05/10/1998
Command-Aire | Command-Aire | RUWP-3533 |  | Water-Source | WBAHP: Heat Pump Packaged Unit | Heat Pump | 230 | 3 |  |  | No Match | No Match |  |  |  | 411000 | 47400 | 8.7 |  | 500000 | 43000 | 3.4 |  | Non Federally-Regulated | 05/11/1988 |  | 03/15/1989
Enertech Global, LLC | Enertech | H030C | ACD036 | Ground-Source | WBAHP-C: Heat Pump Split Syste | Heat Pump | 230 | 1 |  |  | No Match | Single-Speed |  |  |  | 32300 | 1835 | 17.6 | 13.4 | 25800 | 2162 | 3.5 | 3.1 | Non Federally-Regulated | 04/30/2009 |  | 03/02/2012
McQuay International | McQuay | CCW048E-F |  | Ground-Water-Source | WBAHP: Heat Pump Packaged Unit | Heat Pump | 230 | 1 |  |  | No Match | No Match |  |  |  | 48000 | 3692 | 13 | 9 | 34000 | 3320 | 3 |  | Non Federally-Regulated | 10/06/1999 |  | 04/10/2000
Waterfurnace International, Inc. | Waterfurnace International, Inc. | P034**2 |  | Ground-Water-Source | WBAHP: Heat Pump Packaged Unit | Heat Pump | 265 | 1 |  |  | No Match | No Match |  |  |  | 34400 | 2150 | 16 | 9 | 25000 | 2219 | 3.3 |  | Non Federally-Regulated | 07/22/2002 |  | 03/12/2009
Waterfurnace International, Inc. | Waterfurnace International, Inc. | SXV048C3 |  | Water-Source | WBAHP: Heat Pump Packaged Unit | Heat Pump | 208 | 3 |  |  | No Match | No Match |  |  |  | 49000 | 3629 | 13.5 | 10 | 60500 | 3772 | 4.7 |  | Federally-Regulated Commercial & Industrial Equipment | 02/02/1998 |  | 03/31/1998
Waterfurnace International, Inc. | Waterfurnace International, Inc. | SXH030A2 |  | Water-Source | WBAHP-CB: Heat Pump Split Syst | Heat Pump | 265 | 1 |  |  | No Match | No Match |  |  |  | 31800 | 2338 | 13.6 | 9 | 33400 | 2330 | 4.2 | 3.5 | Non Federally-Regulated | 02/02/1998 |  | 08/21/1998
Mammoth | Hydrobank II | G110HHT/VHT |  | Water-Source | WBAHP: Heat Pump Packaged Unit | Heat Pump | 460 | 3 |  |  | No Match | No Match |  |  |  | 104000 | 7536 | 13.8 | 9 | 131000 | 8531 | 4.5 | 3.8 | Federally-Regulated Commercial & Industrial Equipment | 02/02/1998 |  | 03/31/1998
Waterfurnace International, Inc. | Johnson Controls | RKV/RKH024**0*1 |  | Ground-Source | WBAHP: Heat Pump Packaged Unit | Heat Pump | 208 | 1 |  |  | No Match | Single-Speed |  |  |  | 26000 | 1354 | 19.2 | 13.4 | 18900 | 1497 | 3.7 | 3.1 | Non Federally-Regulated | 09/03/2012 |  | 01/09/2014
Waterfurnace International, Inc. | Waterfurnace International, Inc. | ATV066D3 |  | Ground-Water-Source | WBAHP: Heat Pump Packaged Unit | Heat Pump | 208 | 3 |  |  | No Match | No Match |  |  |  | 67000 | 5000 | 13.4 | 9 | 50000 | 4884 | 3 |  | Non Federally-Regulated | 01/30/1998 |  | 03/31/1998
ClimateMaster Inc. | Climate Master Series | GSV/GSH060AG |  | Ground-Water-Source | WBAHP: Heat Pump Packaged Unit | Heat Pump | 230 | 1 |  |  | No Match | No Match |  |  |  | 61100 | 4333 | 14.1 | 9 | 49700 | 4550 | 3.2 |  | Non Federally-Regulated | 04/10/2000 |  | 07/18/2002
Waterfurnace International, Inc. | American Standard, Inc. | A1GC036***1**0 |  | Ground-Source | WBAHP: Heat Pump Packaged Unit | Heat Pump | 230 | 1 |  |  | No Match | Single-Speed |  |  |  | 34500 | 2078 | 16.6 | 13.4 | 26000 | 2309 | 3.3 | 3.1 | Non Federally-Regulated | 08/23/2011 |  | 10/24/2014
Waterfurnace International, Inc. | Waterfurnace International, Inc. | SXH036A4 |  | Water-Source | WBAHP-CB: Heat Pump Split Syst | Heat Pump | 460 | 3 |  |  | No Match | No Match |  |  |  | 37600 | 2870 | 13.1 | 9 | 40500 | 2967 | 4 | 3.5 | Non Federally-Regulated | 02/02/1998 |  | 08/21/1998
ClimateMaster Inc. | Carrier Corp. | 50YCS0603 | FK4CNF006 | Ground-Water-Source | WBAHP-CB: Heat Pump Split Syst | Heat Pump | 230 | 1 |  |  | No Match | Single-Speed |  |  |  | 57800 | 3360 | 17.2 | 16.2 | 57100 | 4526 | 3.7 | 3.6 | Non Federally-Regulated | 09/15/2009 |  | 02/17/2011
Waterfurnace International, Inc. | Waterfurnace International, Inc. | SXH010C0 |  | Water-Source | WBAHP: Heat Pump Packaged Unit | Heat Pump | 230 | 1 |  |  | No Match | No Match |  |  |  | 9800 | 653 | 15 | 10 | 12600 | 710 | 5.2 |  | Federally-Regulated Commercial & Industrial Equipment | 12/14/1998 |  | 10/05/1999
Command-Aire | Command-Aire | SWPH-2044 |  | Water-Source | WBAHP: Heat Pump Packaged Unit | Heat Pump | 460 | 3 |  |  | No Match | No Match |  |  |  | 240000 | 24700 | 9.7 |  | 336000 | 27900 | 3.5 | 2.5 | Non Federally-Regulated | 06/11/1985 |  | 01/23/1988
Enviro Master International llc | Enviro Master International | FWW18D****** |  | Water-Source | WBAHP: Heat Pump Packaged Unit | Heat Pump | 230 | 1 |  |  | No Match | No Match |  |  |  | 21200 | 1740 | 12.2 | 9 | 19700 | 1950 | 3 | 3.2 | Non Federally-Regulated | 05/11/1988 |  | 03/15/1989
Friedrich Air Conditioning Co. | Climate Master Series | V120-32********** |  | Water-Source | WBAHP: Heat Pump Packaged Unit | Heat Pump | 208 | 3 |  |  | No Match | No Match |  |  |  | 119000 | 11900 | 10 | 7.5 | 131000 | 11000 | 3.5 | 2.2 | Non Federally-Regulated | 08/30/1983 |  | 05/16/1984
American Air Filter | Enercon | VW186 |  | Water-Source | WBAHP: Heat Pump Packaged Unit | Heat Pump | 460 | 3 |  |  | No Match | No Match |  |  |  | 186000 | 21200 | 8.8 | 7.5 | 225000 | 21300 | 3.6 | 2.2 | Non Federally-Regulated | 01/05/1982 |  | 05/16/1984
Trane U.S. Inc. | Command-Aire | SPVE0287 |  | Water-Source | WBAHP: Heat Pump Packaged Unit | Heat Pump | 265 | 1 |  |  | No Match | No Match |  |  |  | 27000 | 2288 | 11.8 | 10 | 34600 | 2472 | 4.1 |  | Federally-Regulated Commercial & Industrial Equipment | 10/05/1999 |  | 04/12/2000
American Air Filter | Enercon | CW06 |  | Water-Source | WBAHP: Heat Pump Packaged Unit | Heat Pump | 265 | 1 |  |  | No Match | No Match |  |  |  | 6500 | 675 | 9.6 | 7.5 | 7700 | 625 | 3.6 | 2.5 | Non Federally-Regulated | 06/11/1985 |  | 05/11/1988
Florida Heat Pump | Florida Heat Pump | EM041-4VT/HZ/CF |  | Water-Source | WBAHP: Heat Pump Packaged Unit | Heat Pump | 460 | 3 |  |  | No Match | No Match |  |  |  | 39500 | 2992 | 13.2 | 10 | 50000 | 3488 | 4.2 |  | Federally-Regulated Commercial & Industrial Equipment | 10/05/1999 |  | 04/12/2000
Waterfurnace International, Inc. | Waterfurnace International, Inc. | SXH048*3 |  | Ground-Water-Source | WBAHP: Heat Pump Packaged Unit | Heat Pump | 208 | 3 |  |  | No Match | No Match |  |  |  | 51500 | 3843 | 13.4 | 9 | 36000 | 3402 | 3.1 |  | Non Federally-Regulated | 10/06/1999 |  | 05/19/2000
Florida Heat Pump | Florida Heat Pump | EM042-5VT/HZ/CF |  | Water-Source | WBAHP: Heat Pump Packaged Unit | Heat Pump | 575 | 3 |  |  | No Match | No Match |  |  |  | 42000 | 3181 | 13.2 | 10 | 51000 | 3475 | 4.3 |  | Federally-Regulated Commercial & Industrial Equipment | 10/05/1999 |  | 04/12/2000
Geoflex Systems, Inc. | Geoflex Systems, Inc. | GF1S-V/H/D/M-030WABBP |  | Ground-Water-Source | WBAHP: Heat Pump Packaged Unit | Both Heat Pump and Electric Re | 265 | 1 |  |  | No Match | Single-Speed |  |  |  | 30300 | 1148 | 26.4 | 16.2 | 26300 | 1606 | 4.8 | 3.6 | Non Federally-Regulated | 11/30/2011 |  | 03/02/2012
Thermal Energy Systems | Jacobsen Energy Ind., Inc. | 60***2**** |  | Water-Source | WBAHP: Heat Pump Packaged Unit | Heat Pump | 208 | 3 |  |  | No Match | No Match |  |  |  | 60000 | 5350 | 11.2 | 9 | 73000 | 6100 | 3.9 | 3.2 | Federally-Regulated Commercial & Industrial Equipment | 01/23/1988 |  | 07/27/1992
Florida Heat Pump | Florida Heat Pump | GT070-4CS | GT070-4AH/AV | Ground-Water-Source | WBAHP-CB: Heat Pump Split Syst | Heat Pump | 460 | 3 |  |  | No Match | No Match |  |  |  | 70500 | 4895 | 14.4 | 9 | 52000 | 4914 | 3.1 |  | Non Federally-Regulated | 05/19/2000 |  | 07/18/2002
Waterfurnace International, Inc. | Eagle Mountain | YS048**1*0 |  | Ground-Water-Source | WBAHP: Heat Pump Packaged Unit | Heat Pump | 230 | 1 |  |  | No Match | Single-Speed |  |  |  | 52000 | 2476 | 21 | 16.2 | 45900 | 3540 | 3.8 | 3.6 | Non Federally-Regulated | 01/24/2011 |  | 04/19/2013
Waterfurnace International, Inc. | Geotility Geothermal Installations | ZS036**0*4 |  | Water-Source | WBAHP: Heat Pump Packaged Unit | Heat Pump | 230 | 1 |  |  | No Match | Single-Speed |  |  |  | 33300 | 2220 | 15 | 12 | 40600 | 2479 | 4.8 | 4.2 | Federally-Regulated Commercial & Industrial Equipment | 06/14/2011 |  | 03/02/2012
Snyder General Corp. | American Air Filter | GVW-49 |  | Water-Source | WBAHP: Heat Pump Packaged Unit | Heat Pump | 200 | 3 |  |  | No Match | No Match |  |  |  | 48500 | 4708 | 10.3 | 9 | 65000 | 5145 | 3.7 | 3.2 | Federally-Regulated Commercial & Industrial Equipment | 01/22/1990 |  | 07/27/1992
Waterfurnace International, Inc. | Johnson Controls | RJSV/RJSH048**0*0 |  | Ground-Water-Source | WBAHP: Heat Pump Packaged Unit | Heat Pump | 230 | 1 |  |  | No Match | Single-Speed |  |  |  | 51600 | 2293 | 22.5 | 16.2 | 45100 | 3074 | 4.3 | 3.6 | Non Federally-Regulated | 01/24/2011 |  | 10/24/2014
California Heat Pump | California Heat Pump | CHP-13H*-13-** |  | Water-Source | WBAHP: Heat Pump Packaged Unit | Heat Pump | 265 | 1 |  |  | No Match | No Match |  |  |  | 12500 | 1525 | 8.2 | 7.5 | 15200 | 1550 | 2.9 | 2.5 | Non Federally-Regulated | 01/05/1982 |  | 06/11/1985
ClimateMaster Inc. | Carrier Corp. | YCS0363 | FK4CNF003 | Water-Source | WBAHP-CB: Heat Pump Split Syst | Heat Pump | 208 | 1 |  |  | No Match | Single-Speed |  |  |  | 32800 | 2262 | 14.5 | 12 | 39200 | 2613 | 4.4 | 4.2 | Federally-Regulated Commercial & Industrial Equipment | 09/15/2009 |  | 02/17/2011
Marvair | Marvair | WHP43HPA |  | Water-Source | WBAHP: Heat Pump Packaged Unit | Heat Pump | 230 | 1 |  |  | No Match | No Match |  |  |  | 43500 | 3955 | 11 | 9 | 55500 | 4171 | 3.9 | 3.2 | Non Federally-Regulated | 05/11/1988 |  | 03/15/1989
Trane U.S. Inc. | Trane | GSUF0721B |  | Ground-Source | WBAHP: Heat Pump Packaged Unit | Heat Pump | 208 | 1 |  |  | No Match | No Match |  |  |  | 70000 | 5000 | 14 |  | 50500 | 4933 | 3 |  | Non Federally-Regulated | 03/31/1998 |  | 05/10/1998
ClimateMaster Inc. | Carrier Corp. | 50P1H/V012 |  | Ground-Source | WBAHP: Heat Pump Packaged Unit | Heat Pump | 230 | 1 |  |  | No Match | Single-Speed |  |  |  | 12000 | 805 | 14.9 | 13.4 | 9900 | 907 | 3.2 | 3.1 | Non Federally-Regulated | 10/24/2014 |  | 04/22/2015
Waterfurnace International, Inc. | Eagle Mountain | YS024**1*0 |  | Ground-Source | WBAHP: Heat Pump Packaged Unit | Heat Pump | 230 | 1 |  |  | No Match | Single-Speed |  |  |  | 24400 | 1435 | 17 | 13.4 | 17500 | 1465 | 3.5 | 3.1 | Non Federally-Regulated | 01/24/2011 |  | 04/19/2013
Command-Aire | Command-Aire | SWP353E |  | Water-Source | WBAHP: Heat Pump Packaged Unit | Heat Pump | 230 | 3 |  |  | No Match | No Match |  |  |  | 36000 | 3270 | 11 | 9 | 48000 | 3500 | 4 | 3.2 | Non Federally-Regulated | 05/11/1988 |  | 03/15/1989
McQuay / Snyder General | Electro-Hydronics | CCH024A*G |  | Water-Source | WBAHP: Heat Pump Packaged Unit | Heat Pump | 230 | 1 |  |  | No Match | No Match |  |  |  | 24500 | 2120 | 11.6 | 9 | 30000 | 2240 | 3.9 | 3.2 | Non Federally-Regulated | 05/11/1988 |  | 03/15/1989
Waterfurnace International, Inc. | Waterfurnace International, Inc. | NDV/NDH064G1*4 |  | Water-Source | WBAHP: Heat Pump Packaged Unit | Heat Pump | 208 | 1 |  |  | No Match | Dual-Speed |  |  |  | 62000 | 3804 | 16.3 | 12 | 70600 | 3979 | 5.2 | 4.2 | Federally-Regulated Commercial & Industrial Equipment | 09/03/2012 |  | 04/19/2013
Waterfurnace International, Inc. | Geotility Geothermal Installations | YS048**1*4 |  | Water-Source | WBAHP: Heat Pump Packaged Unit | Heat Pump | 208 | 1 |  |  | No Match | Single-Speed |  |  |  | 47700 | 3077 | 15.5 | 12 | 56000 | 3419 | 4.8 | 4.2 | Federally-Regulated Commercial & Industrial Equipment | 01/24/2011 |  | 04/19/2013
Command-Aire | Command-Aire | SWPHXR514E |  | Water-Source | WBAHP: Heat Pump Packaged Unit | Heat Pump | 460 | 3 |  |  | No Match | No Match |  |  |  | 51000 | 4550 | 11.2 | 9 | 64000 | 4690 | 4 | 3.2 | Non Federally-Regulated | 05/11/1988 |  | 03/15/1989
Enertech Global, LLC | Enertech | GRT036A | ACD036 | Ground-Source | WBAHP-CB: Heat Pump Split Syst | Heat Pump | 230 | 1 |  |  | No Match | Single-Speed |  |  |  | 35600 | 2145 | 16.6 | 13.4 | 27500 | 2121 | 3.8 | 3.1 | Non Federally-Regulated | 12/12/2012 |  | 04/29/2015
Bard Manufacturing Company, Inc. | Bard | GSVS302-A |  | Ground-Water-Source | WBAHP: Heat Pump Packaged Unit | Heat Pump | 208 | 1 |  |  | No Match | No Match |  |  |  | 27400 | 1712 | 16 | 9 | 20400 | 1757 | 3.4 |  | Non Federally-Regulated | 06/20/2003 |  | 03/12/2009
ClimateMaster Inc. | Carrier Corp. | 50PSH/V/D070K***2 |  | Water-Source | WBAHP: Heat Pump Packaged Unit | Heat Pump | 230 | 1 |  |  | No Match | Single-Speed | 4273 | 691 | 141 | 71100 | 4529 | 15.7 | 12 | 82000 | 5007 | 4.8 | 4.2 | Federally-Regulated Commercial & Industrial Equipment | 10/24/2014 |  | 04/22/2015
Florida Heat Pump | Florida Heat Pump | EM028-2CS | EM028-2AH/AV | Ground-Water-Source | WBAHP-CB: Heat Pump Split Syst | Heat Pump | 265 | 1 |  |  | No Match | No Match |  |  |  | 29000 | 2056 | 14.1 | 9 | 20000 | 1831 | 3.2 |  | Non Federally-Regulated | 07/22/2002 |  | 03/12/2009
ClimateMaster Inc. | Climate Master Series | GRV/GRH048AG |  | Ground-Water-Source | WBAHP: Heat Pump Packaged Unit | Heat Pump | 208 | 1 |  |  | No Match | No Match |  |  |  | 47700 | 3507 | 13.6 | 9 | 36000 | 3196 | 3.3 |  | Non Federally-Regulated | 04/10/2000 |  | 07/18/2002
Mammoth | Hydrobank II | D/E27VLE/HLE/DLE |  | Ground-Source | WBAHP: Heat Pump Packaged Unit | Heat Pump | 230 | 1 |  |  | No Match | No Match |  |  |  | 25500 | 1847 | 13.8 |  | 20000 | 1890 | 3.1 |  | Non Federally-Regulated | 03/31/1998 |  | 05/10/1998
McQuay International | McQuay | W-CDD/CDE/CMG-1-019-E |  | Ground-Water-Source | WBAHP: Heat Pump Packaged Unit | Heat Pump | 208 | 1 |  |  | No Match | No Match |  |  |  | 19800 | 1394 | 14.2 | 9 | 14500 | 1416 | 3 |  | Non Federally-Regulated | 10/06/1999 |  | 04/10/2000
McQuay / Snyder General | Electro-Hydronics | UW350G7 |  | Water-Source | WBAHP: Heat Pump Packaged Unit | Heat Pump | 265 | 1 |  |  | No Match | No Match |  |  |  | 35600 | 3360 | 10.6 | 7.5 | 43000 | 3500 | 3.6 | 2.5 | Non Federally-Regulated | 08/29/1986 |  | 05/11/1988
Climate Control / Snyder General | Electro-Hydronics | VE260FP |  | Water-Source | WBAHP: Heat Pump Packaged Unit | Heat Pump | 460 | 3 |  |  | No Match | No Match |  |  |  | 25000 | 2450 | 10.2 | 7.5 | 31600 | 2500 | 3.7 | 2.5 | Non Federally-Regulated | 05/16/1984 |  | 08/29/1986
Waterfurnace International, Inc. | Waterfurnace International, Inc. | SXH013C0 |  | Water-Source | WBAHP: Heat Pump Packaged Unit | Heat Pump | 230 | 1 |  |  | No Match | No Match |  |  |  | 12700 | 858 | 14.8 | 10 | 15100 | 921 | 4.8 |  | Federally-Regulated Commercial & Industrial Equipment | 12/14/1998 |  | 10/05/1999
Friedrich Climate Master | Climate Master Series | V113-32********** |  | Water-Source | WBAHP: Heat Pump Packaged Unit | Heat Pump | 230 | 3 |  |  | No Match | No Match |  |  |  | 113000 | 10660 | 10.6 | 9.2 | 130000 | 10300 | 3.7 | 2.5 | Non Federally-Regulated | 08/29/1986 |  | 05/11/1988
McQuay International | McQuay | CCW060E-F |  | Water-Source | WBAHP: Heat Pump Packaged Unit | Heat Pump | 208 | 3 |  |  | No Match | No Match |  |  |  | 55000 | 4365 | 12.6 | 10 | 67000 | 4675 | 4.2 |  | Federally-Regulated Commercial & Industrial Equipment | 12/14/1998 |  | 09/21/2000
Enertech Global, LLC | Enertech | GTC036 | MPD036 | Ground-Source | WBAHP-CB: Heat Pump Split Syst | Heat Pump | 230 | 1 |  |  | No Match | Single-Speed |  |  |  | 37400 | 2187 | 17.1 | 13.4 | 39800 | 3433 | 3.4 | 3.1 | Non Federally-Regulated | 07/16/2009 |  | 04/19/2013
Command-Aire | Command-Aire | SWP-1244 |  | Water-Source | WBAHP: Heat Pump Packaged Unit | Heat Pump | 460 | 3 |  |  | No Match | No Match |  |  |  | 140000 | 15400 | 9.1 | 9.6 | 199000 | 14600 | 4 | 2.9 | Federally-Regulated Commercial & Industrial Equipment | 03/31/1998 |  | 05/10/1998
ClimateMaster Inc. | Carrier | RHC060***60*** |  | Water-Source | WBAHP: Heat Pump Packaged Unit | Heat Pump | 460 | 3 |  |  | No Match | No Match |  |  |  | 57900 | 4865 | 11.9 | 10 | 79200 | 5530 | 4.2 |  | Federally-Regulated Commercial & Industrial Equipment | 07/02/2003 |  | 03/12/2009
Waterfurnace International, Inc. | Waterfurnace International, Inc. | NTV030B1(P) |  | Ground-Water-Source | WBAH: Heating Only Packaged Un | Heat Pump | 230 | 1 |  |  | No Match | No Match |  |  |  | 0 | 0 | 0 | 9 | 24000 | 2198 | 3.2 |  | Non Federally-Regulated | 12/14/1998 |  | 10/06/1999
Enertech Global, LLC | Enertech | HXT060B3 |  | Ground-Source | WBAHP: Heat Pump Packaged Unit | Heat Pump | 460 | 3 |  |  | No Match | Single-Speed |  |  |  | 60100 | 3515 | 17.1 | 13.4 | 47400 | 3562 | 3.9 | 3.1 | Non Federally-Regulated | 05/02/2012 |  | 01/09/2014
Marvair | Marvair | WHP43HPA |  | Water-Source | WBAHP: Heat Pump Packaged Unit | Heat Pump | 208 | 1 |  |  | No Match | No Match |  |  |  | 42700 | 3882 | 11 | 9 | 54700 | 4111 | 3.9 | 3.2 | Non Federally-Regulated | 02/22/1990 |  | 07/31/1991
Enertech Global, LLC | Enertech | TXT024C |  | Ground-Water-Source | WBAHP: Heat Pump Packaged Unit | Heat Pump | 230 | 1 |  |  | No Match | Single-Speed |  |  |  | 30100 | 1034 | 29.1 | 16.2 | 25100 | 1337 | 5.5 | 3.6 | Non Federally-Regulated | 11/30/2011 |  | 04/21/2014
American Air Filter | Enercon | FVW-30 |  | Water-Source | WBAHP: Heat Pump Packaged Unit | Heat Pump | 230 | 1 |  |  | No Match | No Match |  |  |  | 28800 | 2619 | 11 | 9 | 34000 | 2624 | 3.8 | 3.2 | Non Federally-Regulated | 05/11/1988 |  | 03/15/1989
Waterfurnace International, Inc. | Johnson Controls | RCLC/RCLW/RCLS/RCLX12*2 |  | Ground-Water-Source | WBAHP-O: Heat Pump Packaged Un | Heat Pump | 265 | 1 |  |  | No Match | Single-Speed |  |  |  | 12700 | 709 | 17.9 | 16.2 | 118200 | 9623 | 3.6 | 3.6 | Non Federally-Regulated | 05/02/2012 |  | 01/09/2014
Friedrich Air Conditioning Co. | Climate Master Series | 803-042-H******** |  | Water-Source | WBAHP: Heat Pump Packaged Unit | Heat Pump | 208 | 3 |  |  | No Match | No Match |  |  |  | 43000 | 4000 | 10.8 | 7.5 | 57000 | 4200 | 4 | 2.5 | Non Federally-Regulated | 08/30/1983 |  | 08/29/1986
Florida Heat Pump | Florida Heat Pump | GT024-3CS | GT024-1AH/AV | Ground-Water-Source | WBAHP-CB: Heat Pump Split Syst | Heat Pump | 208 | 3 |  |  | No Match | No Match |  |  |  | 24000 | 1791 | 13.4 | 9 | 17500 | 1654 | 3.1 |  | Non Federally-Regulated | 07/16/2001 |  | 07/18/2002
Enertech Global, LLC | Enertech | HHT036A2 |  | Ground-Water-Source | WBAHP: Heat Pump Packaged Unit | Heat Pump | 230 | 3 |  |  | No Match | Single-Speed |  |  |  | 38200 | 1705 | 22.4 | 16.2 | 36900 | 2207 | 4.9 | 3.6 | Non Federally-Regulated | 03/02/2012 |  | 12/12/2012
Enertech Global, LLC | Enertech | TST072A2 | MPD060 | Ground-Water-Source | WBAHP-CB: Heat Pump Split Syst | Heat Pump | 208 | 3 |  |  | No Match | Single-Speed | 2863 | 693 | 1 | 73600 | 3556 | 20.7 | 16.2 | 64800 | 4632 | 4.1 | 3.6 | Non Federally-Regulated | 03/02/2012 |  | 09/03/2012
Mammoth | Hydrobank II | D035HLH |  | Ground-Water-Source | WBAHP: Heat Pump Packaged Unit | Heat Pump | 208 | 1 |  |  | No Match | No Match |  |  |  | 34500 | 2464 | 14 | 9 | 26500 | 2504 | 3.1 |  | Non Federally-Regulated | 06/27/2003 |  | 03/12/2009
Florida Heat Pump | Energy Miser | HEV12A-1 |  | Water-Source | WBAHP: Heat Pump Packaged Unit | Heat Pump | 208 | 1 |  |  | No Match | No Match |  |  |  | 11300 | 1035 | 10.9 | 9.3 | 14500 | 1120 | 3.8 | 3.8 | Non Federally-Regulated | 07/31/1991 |  | 03/31/1998
Florida Heat Pump | Florida Heat Pump | EM036-3HZ |  | Water-Source | WBAHP: Heat Pump Packaged Unit | Heat Pump | 230 | 3 |  |  | No Match | No Match |  |  |  | 35000 | 2500 | 14 | 9.3 | 42000 | 2735 | 4.5 | 3.8 | Federally-Regulated Commercial & Industrial Equipment | 03/31/1998 |  | 05/10/1998
McQuay International | McQuay | W-CMG-1-024-E |  | Ground-Water-Source | WBAHP: Heat Pump Packaged Unit | Heat Pump | 208 | 1 |  |  | No Match | No Match |  |  |  | 26200 | 1858 | 14.1 | 9 | 18400 | 1797 | 3 |  | Non Federally-Regulated | 09/21/2000 |  | 07/18/2002
Enertech Global, LLC | Enertech | THT036A |  | Ground-Water-Source | WBAHP: Heat Pump Packaged Unit | Heat Pump | 208 | 1 |  |  | No Match | Single-Speed |  |  |  | 36700 | 1932 | 19 | 16.2 | 35900 | 2566 | 4.1 | 3.6 | Non Federally-Regulated | 12/12/2012 |  | 05/11/2015
Florida Heat Pump | Energy Miser | HEV 54-1 |  | Water-Source | WBAHP: Heat Pump Packaged Unit | Heat Pump | 208 | 1 |  |  | No Match | No Match |  |  |  | 54000 | 4740 | 11.4 | 7.5 | 73000 | 5200 | 4.1 | 2.5 | Non Federally-Regulated | 06/11/1985 |  | 05/11/1988
ClimateMaster Inc. | Climate Master Series | HS/HL096H |  | Water-Source | WBAHP: Heat Pump Packaged Unit | Heat Pump | 230 | 3 |  |  | No Match | No Match |  |  |  | 88000 | 8000 | 11 | 9 | 114000 | 8789 | 3.8 | 3.8 | Federally-Regulated Commercial & Industrial Equipment | 01/22/2003 |  | 03/12/2009
Florida Heat Pump | Florida Heat Pump | EM072-5HZ/VT |  | Ground-Water-Source | WBAHP: Heat Pump Packaged Unit | Heat Pump | 575 | 3 |  |  | No Match | No Match |  |  |  | 72000 | 5142 | 14 | 9 | 50000 | 4439 | 3.3 |  | Non Federally-Regulated | 04/10/2000 |  | 07/18/2002
Friedrich Air Conditioning Co. | Climate Master Series | V200-32********** |  | Water-Source | WBAHP: Heat Pump Packaged Unit | Heat Pump | 230 | 3 |  |  | No Match | No Match |  |  |  | 202000 | 19500 | 10.4 | 7.5 | 218000 | 18800 | 3.4 | 2.2 | Non Federally-Regulated | 08/30/1983 |  | 06/11/1985
Mammoth | Hydrobank II | D014VHG |  | Water-Source | WBAHP: Heat Pump Packaged Unit | Heat Pump | 208 | 1 |  |  | No Match | No Match |  |  |  | 13200 | 1056 | 12.5 | 10 | 17800 | 1303 | 4 |  | Federally-Regulated Commercial & Industrial Equipment | 11/14/2000 |  | 01/18/2001
Jacobsen Energy Ind., Inc. | Thermaflo II | 12***1**** |  | Water-Source | WBAHP: Heat Pump Packaged Unit | Heat Pump | 208 | 1 |  |  | No Match | No Match |  |  |  | 12000 | 1250 | 11 | 7.5 | 16000 | 1400 | 3.2 | 2.5 | Non Federally-Regulated | 06/11/1985 |  | 08/29/1986
Florida Heat Pump | Florida Heat Pump | EM036-1HZ |  | Water-Source | WBAHP: Heat Pump Packaged Unit | Heat Pump | 230 | 1 |  |  | No Match | No Match |  |  |  | 35000 | 2500 | 14 | 10 | 42000 | 2735 | 4.5 |  | Federally-Regulated Commercial & Industrial Equipment | 02/02/1998 |  | 03/31/1998
ClimateMaster Inc. | Climate Master Series | 81610G |  | Water-Source | WBAHP-O: Heat Pump Packaged Un | Heat Pump | 265 | 1 |  |  | No Match | No Match |  |  |  | 8300 | 728 | 11.4 | 10 | 10600 | 817 | 3.8 |  | Federally-Regulated Commercial & Industrial Equipment | 02/02/1998 |  | 03/31/1998
Addison Products | Addison Products | VGY042-4A |  | Water-Source | WBAHP-CB: Heat Pump Split Syst | Heat Pump | 460 | 3 |  |  | No Match | No Match |  |  |  | 48700 | 4058 | 12 | 9 | 52300 | 4378 | 3.5 | 3.5 | Non Federally-Regulated | 11/14/2000 |  | 07/18/2002
Climate Control / Snyder General | Electro-Hydronics | FC350FD |  | Water-Source | WBAHP: Heat Pump Packaged Unit | Heat Pump | 230 | 3 |  |  | No Match | No Match |  |  |  | 35600 | 3360 | 10.6 | 7.5 | 43000 | 3500 | 3.6 | 2.5 | Non Federally-Regulated | 06/11/1985 |  | 08/29/1986
Enertech Global, LLC | Roth Industries, Inc. | RXT024B |  | Ground-Source | WBAHP: Heat Pump Packaged Unit | Heat Pump | 230 | 1 |  |  | No Match | Single-Speed |  |  |  | 25600 | 1231 | 20.8 | 13.4 | 20500 | 1335 | 4.5 | 3.1 | Non Federally-Regulated | 06/14/2011 |  | 04/19/2013
Florida Heat Pump | Florida Heat Pump | GT030-1CS | GT030-1AV/AH | Ground-Water-Source | WBAHP-CB: Heat Pump Split Syst | Heat Pump | 230 | 1 |  |  | No Match | No Match |  |  |  | 30600 | 2081 | 14.7 | 9 | 18800 | 1776 | 3.1 |  | Non Federally-Regulated | 10/06/1999 |  | 04/10/2000
ClimateMaster Inc. | Carrier | 50YAV/YAH019 |  | Ground-Water-Source | WBAHP: Heat Pump Packaged Unit | Heat Pump | 230 | 1 |  |  | No Match | No Match |  |  |  | 21500 | 1535 | 14 | 9 | 14000 | 1367 | 3 |  | Non Federally-Regulated | 11/17/1999 |  | 04/10/2000
American Air Filter | Enercon | EHW-75 |  | Water-Source | WBAHP: Heat Pump Packaged Unit | Heat Pump | 230 | 3 |  |  | No Match | No Match |  |  |  | 75000 | 7496 | 10 | 9.2 | 89000 | 7910 | 3.3 |  | Non Federally-Regulated | 05/11/1988 |  | 03/15/1989
Waterfurnace International, Inc. | Waterfurnace International, Inc. | SXH036*3 |  | Ground-Water-Source | WBAHP: Heat Pump Packaged Unit | Heat Pump | 230 | 3 |  |  | No Match | No Match |  |  |  | 36400 | 2676 | 13.6 | 9 | 26000 | 2380 | 3.2 |  | Non Federally-Regulated | 10/06/1999 |  | 05/19/2000
Command-Aire | Command-Aire | SWP-1833 |  | Water-Source | WBAHP: Heat Pump Packaged Unit | Heat Pump | 230 | 3 |  |  | No Match | No Match |  |  |  | 206000 | 22700 | 9.1 |  | 286000 | 23100 | 3.6 |  | Non Federally-Regulated | 05/11/1988 |  | 03/15/1989
Addison Products | Addison Products | VWPG060-3B-XL* |  | Water-Source | WBAHP-CB: Heat Pump Split Syst | Heat Pump | 230 | 3 |  |  | No Match | No Match |  |  |  | 59000 | 4538 | 13 | 9 | 66000 | 4959 | 3.9 | 3.5 | Non Federally-Regulated | 12/14/1998 |  | 10/05/1999
Waterfurnace International, Inc. | Spectra | SXH058A3 |  | Water-Source | WBAHP: Heat Pump Packaged Unit | Heat Pump | 208 | 3 |  |  | No Match | No Match |  |  |  | 55000 | 4231 | 13 | 10 | 69000 | 4493 | 4.5 |  | Federally-Regulated Commercial & Industrial Equipment | 06/02/1993 |  | 06/03/1993
Florida Heat Pump | Florida Heat Pump | EM031-1CF/HZ/VT |  | Water-Source | WBAHP: Heat Pump Packaged Unit | Heat Pump | 230 | 1 |  |  | No Match | No Match |  |  |  | 32000 | 2285 | 14 | 10 | 42000 | 2734 | 4.5 |  | Federally-Regulated Commercial & Industrial Equipment | 04/12/2000 |  | 02/17/2011
Snyder General Corp. | McQuay | RC090A3 |  | Water-Source | WBAHP: Heat Pump Packaged Unit | Heat Pump | 230 | 1 |  |  | No Match | No Match |  |  |  | 9000 | 780 | 11.5 | 9 | 11200 | 912 | 3.6 | 3.2 | Non Federally-Regulated | 02/22/1990 |  | 07/31/1991
Command-Aire | Command-Aire | SWPH-201 |  | Water-Source | WBAHP: Heat Pump Packaged Unit | Heat Pump | 230 | 1 |  |  | No Match | No Match |  |  |  | 25000 | 3150 | 7.9 | 7.5 | 34500 | 3200 | 3.2 | 2.5 | Non Federally-Regulated | 08/30/1983 |  | 05/16/1984
Waterfurnace International, Inc. | Eagle Mountain | ZS070**3*1 |  | Water-Source | WBAHP: Heat Pump Packaged Unit | Heat Pump | 230 | 3 |  |  | No Match | Single-Speed |  |  |  | 63000 | 4406 | 14.3 | 12 | 79000 | 4926 | 4.7 | 4.2 | Federally-Regulated Commercial & Industrial Equipment | 01/24/2011 |  | 03/02/2012
Waterfurnace International, Inc. | Geotility Geothermal Installations | ZS023**3*0 |  | Water-Source | WBAHP: Heat Pump Packaged Unit | Heat Pump | 230 | 3 |  |  | No Match | Single-Speed |  |  |  | 23000 | 1586 | 14.5 | 12 | 26000 | 1693 | 4.5 | 4.2 | Federally-Regulated Commercial & Industrial Equipment | 01/24/2011 |  | 04/19/2013
Florida Heat Pump | Energy Miser | HEV1200-4 |  | Water-Source | WBAHP: Heat Pump Packaged Unit | Heat Pump | 460 | 3 |  |  | No Match | No Match |  |  |  | 121000 | 12100 | 10 | 10.5 | 126000 | 11200 | 3.3 | 3.8 | Non Federally-Regulated | 07/31/1991 |  | 03/31/1998
Waterfurnace International, Inc. | Waterfurnace International, Inc. | SXH016*0 |  | Ground-Water-Source | WBAHP: Heat Pump Packaged Unit | Heat Pump | 230 | 1 |  |  | No Match | No Match |  |  |  | 16700 | 1210 | 13.8 | 9 | 12800 | 1136 | 3.3 |  | Non Federally-Regulated | 10/06/1999 |  | 05/19/2000
ClimateMaster Inc. | Climate Master | TES/P026A | TAH026B | Ground-Source | WBAHP-CB: Heat Pump Split Syst | Heat Pump | 208 | 1 |  |  | No Match | Single-Speed |  |  |  | 26300 | 1377 | 19.1 | 13.4 | 19700 | 1408 | 4.1 | 3.1 | Non Federally-Regulated | 12/12/2012 |  | 01/09/2014
ClimateMaster Inc. | Climate Master Series | GRV/GRH009AE |  | Ground-Water-Source | WBAHP: Heat Pump Packaged Unit | Heat Pump | 265 | 1 |  |  | No Match | No Match |  |  |  | 8000 | 625 | 12.8 | 9 | 6400 | 585 | 3.2 |  | Non Federally-Regulated | 07/22/2002 |  | 03/12/2009
Waterfurnace International, Inc. | Waterfurnace International, Inc. | SXV019C1 |  | Ground-Source | WBAHP: Heat Pump Packaged Unit | Heat Pump | 208 | 1 |  |  | No Match | No Match |  |  |  | 19200 | 1371 | 14 |  | 15100 | 1301 | 3.4 |  | Non Federally-Regulated | 03/31/1998 |  | 05/10/1998
Waterfurnace International, Inc. | Waterfurnace International, Inc. | ATH045D1(P) |  | Ground-Source | WBAHP: Heat Pump Packaged Unit | Heat Pump | 230 | 1 |  |  | No Match | No Match |  |  |  | 27800 | 1323 | 21 |  | 19600 | 1472 | 3.9 |  | Non Federally-Regulated | 03/31/1998 |  | 05/10/1998
Waterfurnace International, Inc. | Waterfurnace International, Inc. | SXH010C1 |  | Ground-Water-Source | WBAHP: Heat Pump Packaged Unit | Heat Pump | 230 | 1 |  |  | No Match | No Match |  |  |  | 9900 | 642 | 15.4 | 9 | 7400 | 657 | 3.3 |  | Non Federally-Regulated | 01/30/1998 |  | 10/02/1998
Enertech Global, LLC | Enertech | THT048A2 |  | Ground-Water-Source | WBAHP: Heat Pump Packaged Unit | Heat Pump | 230 | 3 |  |  | No Match | Single-Speed |  |  |  | 50600 | 2595 | 19.5 | 16.2 | 47300 | 3466 | 4 | 3.6 | Non Federally-Regulated | 12/12/2012 |  | 05/11/2015
McQuay International | McQuay | FCV/FCW/VWH/VWW015B-G |  | Water-Source | WBAHP: Heat Pump Packaged Unit | Heat Pump | 230 | 1 |  |  | No Match | No Match |  |  |  | 13100 | 1065 | 12.3 | 10 | 17200 | 1229 | 4.1 |  | Federally-Regulated Commercial & Industrial Equipment | 12/14/1998 |  | 11/17/1999
Enertech Global, LLC | Enertech | GTC048 | ACD048 | Ground-Water-Source | WBAHP-C: Heat Pump Split Syste | Heat Pump | 230 | 1 |  |  | No Match | Single-Speed |  |  |  | 57000 | 2850 | 20 | 16.2 | 49700 | 3553 | 4.1 | 3.6 | Non Federally-Regulated | 08/23/2011 |  | 04/19/2013
Waterfurnace International, Inc. | Rybacki - Hart Enterprises | ZS036**0*1 |  | Ground-Source | WBAHP: Heat Pump Packaged Unit | Heat Pump | 208 | 1 |  |  | No Match | Single-Speed |  |  |  | 34500 | 1994 | 17.3 | 13.4 | 26000 | 2177 | 3.5 | 3.1 | Non Federally-Regulated | 01/24/2011 |  | 04/19/2013
Addison Products | Addison Products | WSH028-1AR |  | Water-Source | WBAHP: Heat Pump Packaged Unit | Heat Pump | 230 | 1 |  |  | No Match | No Match |  |  |  | 27000 | 2177 | 12.4 | 10 | 34600 | 2304 | 4.4 |  | Federally-Regulated Commercial & Industrial Equipment | 12/14/1998 |  | 05/19/2000
Mammoth | Hydrobank II | D016VHA/HHA |  | Water-Source | WBAHP: Heat Pump Packaged Unit | Heat Pump | 230 | 1 |  |  | No Match | No Match |  |  |  | 16000 | 1250 | 12.8 | 10 | 22000 | 1465 | 4.4 |  | Federally-Regulated Commercial & Industrial Equipment | 02/02/1998 |  | 03/31/1998
Waterfurnace International, Inc. | Rybacki - Hart Enterprises | ZS048**3*4 |  | Ground-Source | WBAHP: Heat Pump Packaged Unit | Heat Pump | 230 | 3 |  |  | No Match | Single-Speed |  |  |  | 49500 | 2735 | 18.1 | 13.4 | 36900 | 3004 | 3.6 | 3.1 | Non Federally-Regulated | 06/14/2011 |  | 04/19/2013
Florida Heat Pump | DeMarco Energy Systems | GT036-3VT/HZ/CF |  | Water-Source | WBAHP-CB: Heat Pump Split Syst | Heat Pump | 230 | 3 |  |  | No Match | No Match |  |  |  | 36000 | 2589 | 13.9 | 9 | 39000 | 3007 | 3.8 | 3.5 | Non Federally-Regulated | 10/05/1999 |  | 04/12/2000
ClimateMaster Inc. | Trane | WPVA33XC* |  | Water-Source | WBAHP: Heat Pump Packaged Unit | Heat Pump | 230 | 1 |  |  | No Match | No Match |  |  |  | 33000 | 3056 | 10.8 | 9 | 39000 | 3089 | 3.7 | 3.2 | Non Federally-Regulated | 05/11/1988 |  | 03/15/1989
McQuay International | McQuay | VWH/VWW012B-N |  | Water-Source | WBAHP: Heat Pump Packaged Unit | Heat Pump | 265 | 1 |  |  | No Match | No Match |  |  |  | 11600 | 1035 | 11.2 | 10 | 14000 | 1079 | 3.8 |  | Federally-Regulated Commercial & Industrial Equipment | 11/17/1999 |  | 09/21/2000
Addison Products | Addison Products | VWPG012-8A* |  | Water-Source | WBAHP: Heat Pump Packaged Unit | Heat Pump | 265 | 1 |  |  | No Match | No Match |  |  |  | 11500 | 751 | 15.3 | 10 | 13600 | 830 | 4.8 |  | Federally-Regulated Commercial & Industrial Equipment | 12/14/1998 |  | 04/12/2000
Trane U.S. Inc. | Trane | EXVE0608 |  | Water-Source | WBAHP: Heat Pump Packaged Unit | Heat Pump | 230 | 3 |  |  | No Match | Single-Speed |  |  |  | 60700 | 3993 | 15.2 | 12 | 76700 | 4241 | 5.3 | 4.2 | Federally-Regulated Commercial & Industrial Equipment | 06/14/2011 |  | 08/15/2014
Singer | Electro-Hydronics | LE90B3 |  | Water-Source | WBAHP: Heat Pump Packaged Unit | Heat Pump | 230 | 1 |  |  | No Match | No Match |  |  |  | 9600 | 1200 | 8 | 7.5 | 13000 | 1325 | 2.9 | 2.5 | Non Federally-Regulated | 01/05/1982 |  | 09/08/1982
Waterfurnace International, Inc. | Eagle Mountain | GTS026A1 | GAH026* | Water-Source | WBAHP-CB: Heat Pump Split Syst | Heat Pump | 208 | 1 |  |  | No Match | Dual-Speed |  |  |  | 25000 | 1712 | 14.6 | 12 | 30500 | 1753 | 5.1 | 4.2 | Federally-Regulated Commercial & Industrial Equipment | 01/24/2011 |  | 04/19/2013
Florida Heat Pump | Florida Heat Pump | EM036-3HZ |  | Water-Source | WBAHP: Heat Pump Packaged Unit | Heat Pump | 230 | 3 |  |  | No Match | No Match |  |  |  | 35000 | 2500 | 14 | 10 | 42000 | 2735 | 4.5 |  | Federally-Regulated Commercial & Industrial Equipment | 02/02/1998 |  | 03/31/1998
Enertech Global, LLC | Enertech | THT048A2 |  | Ground-Water-Source | WBAHP: Heat Pump Packaged Unit | Heat Pump | 208 | 3 |  |  | No Match | Single-Speed |  |  |  | 52500 | 2283 | 23 | 16.2 | 48700 | 3037 | 4.7 | 3.6 | Non Federally-Regulated | 03/02/2012 |  | 12/12/2012
Climate Control / Snyder General | Electro-Hydronics | CW610FD |  | Water-Source | WBAHP: Heat Pump Packaged Unit | Heat Pump | 230 | 3 |  |  | No Match | No Match |  |  |  | 61500 | 5850 | 10.5 | 7.5 | 77000 | 5785 | 3.9 | 2.5 | Non Federally-Regulated | 06/11/1985 |  | 08/29/1986
Command-Aire | Command-Aire | SWPH-414 |  | Water-Source | WBAHP: Heat Pump Packaged Unit | Heat Pump | 460 | 3 |  |  | No Match | No Match |  |  |  | 42000 | 4250 |  | 7.5 | 56000 | 4400 | 3.7 | 2.5 | Non Federally-Regulated | 08/29/1986 |  | 01/23/1988
Florida Heat Pump | Florida Heat Pump | EM048-5CS | EM048-5AV | Water-Source | WBAHP-C: Heat Pump Split Syste | Heat Pump | 575 | 3 |  |  | No Match | No Match |  |  |  | 48000 | 3902 | 12.3 | 9.3 | 57000 | 3884 | 4.3 | 3.8 | Federally-Regulated Commercial & Industrial Equipment | 03/31/1998 |  | 05/10/1998
Hydro Delta Corp. | Hydro Delta Corp. | 03-068-WTARWD-HM |  | Water-Source | WBAHP-CB: Heat Pump Split Syst | Heat Pump | 230 | 1 |  |  | No Match | No Match |  |  |  | 68000 | 5230 | 13 | 9 | 78600 | 6060 | 3.8 | 3.5 | Non Federally-Regulated | 11/17/1999 |  | 04/12/2000
ClimateMaster Inc. | Genesis Compact | GCV024BH******* |  | Water-Source | WBAHP: Heat Pump Packaged Unit | Heat Pump | 208 | 3 |  |  | No Match | No Match |  |  |  | 24500 | 1914 | 12.8 | 10 | 30100 | 1918 | 4.6 |  | Federally-Regulated Commercial & Industrial Equipment | 07/02/2003 |  | 12/21/2006
McQuay / Snyder General | Electro-Hydronics | CCH009A*A |  | Water-Source | WBAHP: Heat Pump Packaged Unit | Heat Pump | 115 | 1 |  |  | No Match | No Match |  |  |  | 8800 | 802 | 11 | 9 | 11200 | 850 | 3.9 | 3.2 | Non Federally-Regulated | 05/11/1988 |  | 03/15/1989
Enertech Global, LLC | Enertech | GCT048C2 |  | Ground-Water-Source | WBAHP: Heat Pump Packaged Unit | Heat Pump | 208 | 3 |  |  | No Match | Single-Speed |  |  |  | 55600 | 2356 | 23.6 | 16.2 | 49700 | 3035 | 4.8 | 3.6 | Non Federally-Regulated | 05/02/2012 |  | 12/12/2012
Florida Heat Pump | Florida Heat Pump | EM072-1CS | EM072-1AH/AV | Water-Source | WBAH: Heating Only Packaged Un | Heat Pump | 230 | 1 |  |  | No Match | No Match |  |  |  | 70500 | 5222 | 13.5 | 9 | 71000 | 5474 | 3.8 | 3.5 | Non Federally-Regulated | 07/22/2002 |  | 03/12/2009
ClimateMaster Inc. | Climate Master | TES/P038A | TAC038A | Water-Source | WBAHP-CB: Heat Pump Split Syst | Heat Pump | 208 | 1 |  |  | No Match | Single-Speed |  |  |  | 37900 | 2243 | 16.9 | 12 | 41200 | 2236 | 5.4 | 4.2 | Federally-Regulated Commercial & Industrial Equipment | 01/09/2014 |  | 06/09/2015
Waterfurnace International, Inc. | Waterfurnace International, Inc. | SXH068B0 |  | Water-Source | WBAHP: Heat Pump Packaged Unit | Heat Pump | 230 | 1 |  |  | No Match | No Match |  |  |  | 65000 | 5200 | 12.5 | 9 | 84000 | 5470 | 4.5 | 3.8 | Federally-Regulated Commercial & Industrial Equipment | 12/14/1998 |  | 10/05/1999
Snyder General Corp. | McQuay | LWP27AD |  | Water-Source | WBAHP: Heat Pump Packaged Unit | Heat Pump | 230 | 3 |  |  | No Match | No Match |  |  |  | 295200 | 25350 | 11.6 |  | 348000 | 28300 | 3.6 | 2.5 | Non Federally-Regulated | 02/22/1990 |  | 07/31/1991
Waterfurnace International, Inc. | Waterfurnace International, Inc. | SXV095A4 |  | Water-Source | WBAHP: Heat Pump Packaged Unit | Heat Pump | 460 | 3 |  |  | No Match | No Match |  |  |  | 95000 | 6934 | 13.7 | 10.5 | 115000 | 7838 | 4.3 | 3.8 | Federally-Regulated Commercial & Industrial Equipment | 03/31/1998 |  | 05/10/1998
Geoflex Systems, Inc. | Geoflex Systems, Inc. | GF1S-V/H/D/M-048WABBP |  | Ground-Water-Source | WBAHP: Heat Pump Packaged Unit | Both Heat Pump and Electric Re | 265 | 1 |  |  | No Match | Single-Speed |  |  |  | 53400 | 2332 | 22.9 | 16.2 | 47600 | 3171 | 4.4 | 3.6 | Non Federally-Regulated | 03/02/2012 |  | 01/09/2014
Koldwave Division, Mestek, Inc. | Heat Exchangers | 6K24CMHT |  | Water-Source | WBAHP: Heat Pump Packaged Unit | Heat Pump | 208 | 1 |  |  | No Match | No Match |  |  |  | 24800 | 1878 | 13.2 | 9.3 | 30000 | 2044 | 4.3 | 3.8 | Federally-Regulated Commercial & Industrial Equipment | 03/31/1998 |  | 05/10/1998
Florida Heat Pump | Florida Heat Pump | EM018-1CF/HZ/VT |  | Water-Source | WBAHP-CB: Heat Pump Split Syst | Heat Pump | 230 | 1 |  |  | No Match | No Match |  |  |  | 20000 | 1666 | 12 | 9 | 25000 | 1979 | 3.7 | 3.5 | Non Federally-Regulated | 05/23/2001 |  | 07/18/2002
American Air Filter | Enercon | GVW-09 |  | Water-Source | WBAHP: Heat Pump Packaged Unit | Heat Pump | 265 | 1 |  |  | No Match | No Match |  |  |  | 8500 | 817 | 10.4 | 9 | 12200 | 917 | 3.9 | 3.2 | Non Federally-Regulated | 02/22/1990 |  | 07/31/1991
Waterfurnace International, Inc. | Waterfurnace International, Inc. | VLH/VXH030*0 |  | Water-Source | WBAHP: Heat Pump Packaged Unit | Heat Pump | 208 | 1 |  |  | No Match | No Match |  |  |  | 29700 | 2414 | 12.3 | 10 | 35900 | 2629 | 4 |  | Federally-Regulated Commercial & Industrial Equipment | 11/14/2000 |  | 03/12/2009
Inter-City Products Corp. | McQuay | LHP15AP |  | Water-Source | WBAHP: Heat Pump Packaged Unit | Heat Pump | 460 | 3 |  |  | No Match | No Match |  |  |  | 178000 | 16950 | 10.5 |  | 227000 | 17600 | 3.8 | 3.8 | Non Federally-Regulated | 07/31/1991 |  | 03/31/1998
Addison Products | Addison Products | VWPG054-3B-XL* |  | Ground-Water-Source | WBAHP: Heat Pump Packaged Unit | Heat Pump | 208 | 3 |  |  | No Match | No Match |  |  |  | 53000 | 17666 | 3 | 9 | 40000 | 3907 | 3 |  | Non Federally-Regulated | 05/15/1998 |  | 07/29/1998
ClimateMaster Inc. | Climate Master Series | 814-023-E |  | Water-Source | WBAHP: Heat Pump Packaged Unit | Heat Pump | 230 | 1 |  |  | No Match | No Match |  |  |  | 23000 | 1950 | 11.8 | 9 | 25400 | 1900 | 3.9 | 3.2 | Non Federally-Regulated | 05/11/1988 |  | 03/15/1989
McQuay International | McQuay | CCW042E-G |  | Water-Source | WBAHP: Heat Pump Packaged Unit | Heat Pump | 208 | 1 |  |  | No Match | No Match |  |  |  | 39000 | 3000 | 13 | 10 | 47000 | 2930 | 4.7 |  | Federally-Regulated Commercial & Industrial Equipment | 12/14/1998 |  | 09/21/2000
American Air Filter | Enercon | DHW-120 |  | Water-Source | WBAHP: Heat Pump Packaged Unit | Heat Pump | 230 | 3 |  |  | No Match | No Match |  |  |  | 120000 | 11100 | 10.8 | 9.2 | 145000 | 11800 | 3.6 | 2.5 | Non Federally-Regulated | 02/22/1990 |  | 07/31/1991
Command-Aire | Command-Aire | SWPC-137 |  | Water-Source | WBAHP: Heat Pump Packaged Unit | Heat Pump | 265 | 1 |  |  | No Match | No Match |  |  |  | 13000 | 1300 | 10 | 9 | 17200 | 1450 | 3.5 | 3.2 | Non Federally-Regulated | 05/11/1988 |  | 03/15/1989
California Heat Pump | Carrier | 50BQ0073 |  | Water-Source | WBAHP: Heat Pump Packaged Unit | Heat Pump | 208 | 1 |  |  | No Match | No Match |  |  |  | 7500 | 800 | 9.4 | 7.5 | 9000 | 825 | 2.9 | 2.5 | Non Federally-Regulated | 01/05/1982 |  | 06/11/1985
Waterfurnace International, Inc. | Eagle Mountain | ZS023**3*1 |  | Ground-Water-Source | WBAHP: Heat Pump Packaged Unit | Heat Pump | 208 | 3 |  |  | No Match | Single-Speed |  |  |  | 25400 | 1104 | 23 | 16.2 | 21900 | 1493 | 4.3 | 3.6 | Non Federally-Regulated | 01/24/2011 |  | 04/19/2013
Waterfurnace International, Inc. | Waterfurnace International, Inc. | SXH048C3 |  | Water-Source | WBAHP: Heat Pump Packaged Unit | Heat Pump | 208 | 3 |  |  | No Match | No Match |  |  |  | 49000 | 3629 | 13.5 | 10 | 60500 | 3772 | 4.7 |  | Federally-Regulated Commercial & Industrial Equipment | 12/14/1998 |  | 10/05/1999
Florida Heat Pump | Florida Heat Pump | GT022-2CS | GT022-2AH/AV | Water-Source | Water/Brine to Air Heat Pump S | Heat Pump | 265 | 1 |  |  | No Match | No Match |  |  |  | 21500 | 1747 | 12.3 | 10 | 23000 | 1727 | 3.9 |  | Federally-Regulated Commercial & Industrial Equipment | 04/12/2000 |  | 05/29/2001
California Heat Pump | California Heat Pump | 13H**-13-** |  | Water-Source | WBAHP: Heat Pump Packaged Unit | Heat Pump | 265 | 1 |  |  | No Match | No Match |  |  |  | 13600 | 1248 | 10.9 | 7.5 | 16400 | 1373 | 3.5 | 2.5 | Non Federally-Regulated | 06/11/1985 |  | 05/11/1988
The Whalen Company | Whalen | VI-A-301-1 |  | Water-Source | WBAHP-O: Heat Pump Packaged Un | Heat Pump | 208 | 1 |  |  | No Match | No Match |  |  |  | 8900 | 787 | 11.3 | 10 | 12500 | 893 | 4.1 |  | Federally-Regulated Commercial & Industrial Equipment | 02/02/1998 |  | 03/31/1998
McQuay / Snyder General | Electro-Hydronics | VE260FP |  | Water-Source | WBAHP: Heat Pump Packaged Unit | Heat Pump | 460 | 3 |  |  | No Match | No Match |  |  |  | 25000 | 2450 | 10.2 | 7.5 | 31600 | 2500 | 3.7 | 2.5 | Non Federally-Regulated | 08/29/1986 |  | 05/11/1988
ClimateMaster Inc. | Climate Master Series | HS/HL 072 G |  | Water-Source | WBAHP: Heat Pump Packaged Unit | Heat Pump | 208 | 1 |  |  | No Match | No Match |  |  |  | 70000 | 6363 | 11 | 9 | 91000 | 6838 | 3.9 | 3.8 | Federally-Regulated Commercial & Industrial Equipment | 02/02/1998 |  | 03/31/1998
Florida Heat Pump | Florida Heat Pump | GT048-3CS | GT048-1AH/AV | Water-Source | WBAH: Heating Only Packaged Un | Heat Pump | 208 | 3 |  |  | No Match | No Match |  |  |  | 49000 | 4016 | 12.2 | 9 | 59000 | 4549 | 3.8 | 3.5 | Non Federally-Regulated | 07/22/2002 |  | 03/12/2009
Econar | Econar | GH592 |  | Water-Source | WBAHP-CB: Heat Pump Split Syst | Heat Pump | 208 | 1 |  |  | No Match | No Match |  |  |  | 54000 | 4285 | 12.6 | 9 | 78000 | 6178 | 3.7 | 3.5 | Non Federally-Regulated | 02/02/1998 |  | 10/02/1998
Waterfurnace International, Inc. | Waterfurnace International, Inc. | SXV036C3 |  | Ground-Water-Source | WBAHP: Heat Pump Packaged Unit | Heat Pump | 230 | 3 |  |  | No Match | No Match |  |  |  | 36400 | 2676 | 13.6 | 9 | 26000 | 2381 | 3.2 |  | Non Federally-Regulated | 12/14/1998 |  | 10/06/1999
McQuay / Snyder General | Electro-Hydronics | LWP25BK |  | Water-Source | WBAHP: Heat Pump Packaged Unit | Heat Pump | 208 | 3 |  |  | No Match | No Match |  |  |  | 256000 | 22000 | 11.6 |  | 284000 | 22400 | 3.7 | 2.5 | Non Federally-Regulated | 08/29/1986 |  | 05/11/1988
Friedrich Air Conditioning Co. | Climate Master Series | 804-096-H******** |  | Water-Source | WBAHP: Heat Pump Packaged Unit | Heat Pump | 208 | 3 |  |  | No Match | No Match |  |  |  | 96000 | 9400 | 10.2 | 7.5 | 80000 | 9100 | 3.3 | 2.2 | Non Federally-Regulated | 08/30/1983 |  | 05/16/1984
Enertech Global, LLC | Enertech | GXT036C |  | Ground-Source | WBAHP: Heat Pump Packaged Unit | Heat Pump | 230 | 1 |  |  | No Match | Single-Speed |  |  |  | 37500 | 2038 | 18.4 | 13.4 | 28100 | 2009 | 4.1 | 3.1 | Non Federally-Regulated | 12/12/2012 |  | 04/21/2014
Waterfurnace International, Inc. | Eagle Mountain | ZS024**3*1 |  | Ground-Water-Source | WBAHP: Heat Pump Packaged Unit | Heat Pump | 208 | 3 |  |  | No Match | Single-Speed |  |  |  | 26400 | 1128 | 23.4 | 16.2 | 22300 | 1452 | 4.5 | 3.6 | Non Federally-Regulated | 01/24/2011 |  | 04/19/2013
Waterfurnace International, Inc. | Rybacki - Hart Enterprises | ZS030**0*4 |  | Water-Source | WBAHP: Heat Pump Packaged Unit | Heat Pump | 208 | 1 |  |  | No Match | Single-Speed |  |  |  | 29500 | 1879 | 15.7 | 12 | 34600 | 1988 | 5.1 | 4.2 | Federally-Regulated Commercial & Industrial Equipment | 06/14/2011 |  | 04/19/2013
Waterfurnace International, Inc. | Waterfurnace International, Inc. | SXV120A4 |  | Water-Source | WBAHP: Heat Pump Packaged Unit | Heat Pump | 460 | 3 |  |  | No Match | No Match |  |  |  | 120000 | 9375 | 12.8 | 9 | 163000 | 11109 | 4.3 | 3.8 | Federally-Regulated Commercial & Industrial Equipment | 12/14/1998 |  | 10/05/1999
Waterfurnace International, Inc. | Rybacki - Hart Enterprises | ZS024**0*1 |  | Ground-Source | WBAHP: Heat Pump Packaged Unit | Heat Pump | 208 | 1 |  |  | No Match | Single-Speed |  |  |  | 24400 | 1394 | 17.5 | 13.4 | 17500 | 1350 | 3.8 | 3.1 | Non Federally-Regulated | 01/24/2011 |  | 04/19/2013
Florida Heat Pump | Energy Miser | HE12ACF-2 |  | Water-Source | WBAHP: Heat Pump Packaged Unit | Heat Pump | 265 | 1 |  |  | No Match | No Match |  |  |  | 11500 | 1045 | 11 | 9 | 14500 | 1120 | 3.8 | 3.2 | Non Federally-Regulated | 05/11/1988 |  | 03/15/1989
Mammoth | Hydrobank II | G062VHF |  | Water-Source | WBAHP: Heat Pump Packaged Unit | Heat Pump | 460 | 3 |  |  | No Match | No Match |  |  |  | 60000 | 5660 | 10.6 | 9 | 80000 | 6510 | 3.6 | 3.2 | Federally-Regulated Commercial & Industrial Equipment | 01/22/1990 |  | 07/27/1992
ClimateMaster Inc. | Carrier Corp. | 50YEH/V/D024K***3 |  | Ground-Water-Source | WBAHP: Heat Pump Packaged Unit | Heat Pump | 230 | 1 |  |  | No Match | Single-Speed |  |  |  | 26900 | 944 | 28.5 | 16.2 | 23800 | 1341 | 5.2 | 3.6 | Non Federally-Regulated | 10/24/2014 |  | 04/22/2015
Climate Control / Snyder General | Trane | WPLA11XF* |  | Water-Source | WBAHP: Heat Pump Packaged Unit | Heat Pump | 230 | 3 |  |  | No Match | No Match |  |  |  | 128000 | 11000 | 11.6 | 9.2 | 142000 | 11200 | 3.7 | 2.5 | Non Federally-Regulated | 05/16/1984 |  | 05/11/1988
ClimateMaster Inc. | Carrier Corp. | 50P1H/V060 |  | Ground-Water-Source | WBAHP: Heat Pump Packaged Unit | Heat Pump | 208 | 1 |  |  | No Match | Single-Speed | 2652 | 907 | 297 | 66600 | 3347 | 19.9 | 16.2 | 60000 | 4509 | 3.9 | 3.6 | Non Federally-Regulated | 10/24/2014 |  | 04/22/2015
American Air Filter | Enercon | EVW-19 |  | Water-Source | WBAHP: Heat Pump Packaged Unit | Heat Pump | 265 | 1 |  |  | No Match | No Match |  |  |  | 18500 | 1652 | 11.2 | 9 | 24000 | 1795 | 4 | 3.2 | Non Federally-Regulated | 05/11/1988 |  | 03/15/1989
ClimateMaster Inc. | Carrier Corp. | 50PRH/V030 5 |  | Ground-Water-Source | WBAHP: Heat Pump Packaged Unit | Heat Pump | 200 | 3 |  |  | No Match | Single-Speed |  |  |  | 31700 | 1577 | 20.1 | 16.2 | 29600 | 2116 | 4.1 | 3.6 | Non Federally-Regulated | 01/24/2011 |  | 08/23/2011
Mammoth | Hydrobank II | D013HHG/VHG |  | Water-Source | WBAHP: Heat Pump Packaged Unit | Heat Pump | 208 | 1 |  |  | No Match | No Match |  |  |  | 12300 | 1171 | 10.5 | 10 | 17000 | 1310 | 3.8 |  | Federally-Regulated Commercial & Industrial Equipment | 10/05/1999 |  | 05/23/2000
American Air Filter | Enercon | BCW09 |  | Water-Source | WBAHP: Heat Pump Packaged Unit | Heat Pump | 240 | 1 |  |  | No Match | No Match |  |  |  | 8600 | 850 | 10.1 | 7.5 | 9000 | 775 | 3.4 | 2.5 | Non Federally-Regulated | 01/05/1982 |  | 05/16/1984
Command-Aire | Command-Aire | RUWP-301 |  | Water-Source | WBAHP: Heat Pump Packaged Unit | Heat Pump | 208 | 1 |  |  | No Match | No Match |  |  |  | 40600 | 4770 | 8.5 | 9 | 51600 | 4540 | 3.3 | 3.2 | Non Federally-Regulated | 05/11/1988 |  | 03/15/1989
McQuay / Snyder General | Electro-Hydronics | WM90C3 |  | Water-Source | WBAHP: Heat Pump Packaged Unit | Heat Pump | 230 | 1 |  |  | No Match | No Match |  |  |  | 8700 | 825 | 10.5 | 7.5 | 10000 | 850 | 3.4 | 2.5 | Non Federally-Regulated | 08/29/1986 |  | 05/11/1988
Waterfurnace International, Inc. | American Standard, Inc. | A1GX030***1**0 |  | Ground-Water-Source | WBAHP: Heat Pump Packaged Unit | Heat Pump | 208 | 1 |  |  | No Match | Single-Speed |  |  |  | 30900 | 1576 | 27.1 | 16.2 | 25800 | 1140 | 4.8 | 3.6 | Non Federally-Regulated | 08/23/2011 |  | 10/24/2014
Trane U.S. Inc. | Trane | GSCC0261 |  | Water-Source | WBAHP: Heat Pump Packaged Unit | Heat Pump | 208 | 1 |  |  | No Match | No Match |  |  |  | 22800 | 2171 | 10.5 | 10 | 30400 | 2284 | 3.9 |  | Federally-Regulated Commercial & Industrial Equipment | 02/02/1998 |  | 03/31/1998
Snyder General Corp. | McQuay | LE190C7 |  | Water-Source | WBAHP-O: Heat Pump Packaged Un | Heat Pump | 265 | 1 |  |  | No Match | No Match |  |  |  | 18200 | 1825 | 10 | 9 | 22600 | 2000 | 3.3 | 3.2 | Non Federally-Regulated | 02/22/1990 |  | 07/31/1991
Dinh Co., Inc. | Dinh Rotocom | WAHP 4 CU | AHU 4S/4D | Water-Source | WBAHP-C: Heat Pump Split Syste | Heat Pump | 230 | 1 |  |  | No Match | No Match |  |  |  | 42000 | 3230 | 13 | 9 | 50400 | 2800 | 4.5 | 3.2 | Federally-Regulated Commercial & Industrial Equipment | 03/09/1988 |  | 05/11/1988
ClimateMaster Inc. | Climate Master | TES/P064A | TAH064B | Water-Source | WBAHP-CB: Heat Pump Split Syst | Heat Pump | 230 | 1 |  |  | No Match | Single-Speed |  |  |  | 57200 | 3813 | 15 | 12 | 67500 | 4121 | 4.8 | 4.2 | Federally-Regulated Commercial & Industrial Equipment | 12/12/2012 |  | 06/09/2015
Addison Products | Heat Controller | HWY036-3A |  | Water-Source | WBAHP: Heat Pump Packaged Unit | Heat Pump | 230 | 3 |  |  | No Match | No Match |  |  |  | 34500 | 2518 | 13.7 | 10 | 43300 | 2883 | 4.4 |  | Federally-Regulated Commercial & Industrial Equipment | 11/17/1999 |  | 04/12/2000
ClimateMaster Inc. | Carrier Corp. | 50PRH/V018 3 |  | Ground-Source | WBAHP: Heat Pump Packaged Unit | Heat Pump | 230 | 1 |  |  | No Match | Single-Speed |  |  |  | 18400 | 1129 | 16.3 | 13.4 | 13900 | 1198 | 3.4 | 3.1 | Non Federally-Regulated | 01/24/2011 |  | 08/23/2011
Waterfurnace International, Inc. | Waterfurnace International, Inc. | SXH048B4 |  | Ground-Source | WBAHP: Heat Pump Packaged Unit | Heat Pump | 460 | 3 |  |  | No Match | No Match |  |  |  | 51500 | 3843 | 13.4 |  | 36000 | 3403 | 3.1 |  | Non Federally-Regulated | 03/31/1998 |  | 05/10/1998
McQuay International | McQuay | FCV/FCW/VWH/VWW009B-N |  | Water-Source | WBAHP: Heat Pump Packaged Unit | Heat Pump | 265 | 1 |  |  | No Match | No Match |  |  |  | 8800 | 822 | 10.7 | 10 | 12000 | 901 | 3.9 |  | Federally-Regulated Commercial & Industrial Equipment | 02/02/1998 |  | 03/31/1998
Waterfurnace International, Inc. | Waterfurnace International, Inc. | ATH034*0 |  | Ground-Water-Source | WBAHP: Heat Pump Packaged Unit | Heat Pump | 208 | 1 |  |  | No Match | No Match |  |  |  | 34400 | 2150 | 16 | 9 | 25000 | 2219 | 3.3 |  | Non Federally-Regulated | 10/06/1999 |  | 05/19/2000
Florida Heat Pump | Florida Heat Pump | EP018-1HZ/VT |  | Water-Source | WBAHP: Heat Pump Packaged Unit | Heat Pump | 208 | 1 |  |  | No Match | Single-Speed |  |  |  | 19500 | 1189 | 16.4 | 12 | 23500 | 1299 | 5.3 | 4.2 | Federally-Regulated Commercial & Industrial Equipment | 06/14/2011 |  | 08/23/2011
Waterfurnace International, Inc. | Waterfurnace International, Inc. | ATV028C0 |  | Ground-Source | WBAHP: Heat Pump Packaged Unit | Heat Pump | 208 | 1 |  |  | No Match | No Match |  |  |  | 28200 | 1762 | 16 |  | 20400 | 1660 | 3.6 |  | Non Federally-Regulated | 03/31/1998 |  | 05/10/1998
Waterfurnace International, Inc. | Waterfurnace International, Inc. | NSV/NSH030F1*4 |  | Ground-Water-Source | WBAHP: Heat Pump Packaged Unit | Heat Pump | 208 | 1 |  |  | No Match | Single-Speed |  |  |  | 31200 | 1058 | 29.5 | 16.2 | 24400 | 1490 | 4.8 | 3.6 | Non Federally-Regulated | 05/02/2012 |  | 04/19/2013
American Air Filter | Enercon | BCW09 |  | Water-Source | WBAHP: Heat Pump Packaged Unit | Heat Pump | 265 | 1 |  |  | No Match | No Match |  |  |  | 8600 | 850 | 10.1 | 7.5 | 9000 | 775 | 3.4 | 2.5 | Non Federally-Regulated | 05/16/1984 |  | 06/11/1985
Waterfurnace International, Inc. | Waterfurnace International, Inc. | SXV019*2 |  | Water-Source | WBAHP: Heat Pump Packaged Unit | Heat Pump | 265 | 1 |  |  | No Match | No Match |  |  |  | 18600 | 1338 | 13.9 | 10 | 24200 | 1447 | 4.9 |  | Federally-Regulated Commercial & Industrial Equipment | 10/05/1999 |  | 05/19/2000
Enertech Global, LLC | Enertech | GCT024C |  | Ground-Water-Source | WBAHP: Heat Pump Packaged Unit | Heat Pump | 230 | 1 |  |  | No Match | Single-Speed |  |  |  | 28400 | 1048 | 27.1 | 16.2 | 24300 | 1344 | 5.3 | 3.6 | Non Federally-Regulated | 05/02/2012 |  | 04/21/2014
McQuay International | McQuay | VWH/VWW042B-F |  | Water-Source | WBAHP: Heat Pump Packaged Unit | Heat Pump | 230 | 3 |  |  | No Match | No Match |  |  |  | 41800 | 3483 | 12 | 10 | 53000 | 3882 | 4 |  | Federally-Regulated Commercial & Industrial Equipment | 11/17/1999 |  | 09/21/2000
Bard Manufacturing Company, Inc. | Bard | QW481-A |  | Ground-Water-Source | WBAHP: Heat Pump Packaged Unit | Heat Pump | 208 | 1 |  |  | No Match | No Match |  |  |  | 45000 | 3020 | 14.9 | 9 | 30200 | 2854 | 3.1 |  | Non Federally-Regulated | 03/21/2001 |  | 07/18/2002
Florida Heat Pump | Florida Heat Pump | GT042-2CF/HZ/VT |  | Ground-Water-Source | WBAHP: Heat Pump Packaged Unit | Heat Pump | 265 | 1 |  |  | No Match | No Match |  |  |  | 42500 | 3148 | 13.5 | 9 | 31600 | 2805 | 3.3 |  | Non Federally-Regulated | 04/10/2000 |  | 07/18/2002
Waterfurnace International, Inc. | Geotility Geothermal Installations | ZS042**3*1 |  | Ground-Water-Source | WBAHP: Heat Pump Packaged Unit | Heat Pump | 208 | 3 |  |  | No Match | Single-Speed |  |  |  | 45800 | 1949 | 23.5 | 16.2 | 37000 | 2522 | 4.3 | 3.6 | Non Federally-Regulated | 01/24/2011 |  | 04/19/2013
Waterfurnace International, Inc. | Waterfurnace International, Inc. | NSV/NSH030G1*0 |  | Water-Source | WBAHP: Heat Pump Packaged Unit | Heat Pump | 208 | 1 |  |  | No Match | Single-Speed |  |  |  | 27000 | 1484 | 18.2 | 12 | 30600 | 1661 | 5.4 | 4.2 | Federally-Regulated Commercial & Industrial Equipment | 09/03/2012 |  | 04/19/2013
Florida Heat Pump | Florida Heat Pump | EM120-4CS | EM120-4AH/AV | Water-Source | WBAH: Heating Only Packaged Un | Heat Pump | 460 | 3 |  |  | No Match | No Match |  |  |  | 121000 | 9166 | 13.2 | 9 | 137000 | 9790 | 4.1 | 3.5 | Non Federally-Regulated | 04/12/2000 |  | 07/18/2002
Command-Aire | Command-Aire | SWPH-151 |  | Water-Source | WBAHP: Heat Pump Packaged Unit | Heat Pump | 230 | 1 |  |  | No Match | No Match |  |  |  | 19500 | 2275 | 8.6 | 7.5 | 28000 | 2475 | 3.3 | 2.5 | Non Federally-Regulated | 08/30/1983 |  | 05/11/1988
Waterfurnace International, Inc. | Waterfurnace International, Inc. | SXV068C1 |  | Water-Source | WBAHP: Heat Pump Packaged Unit | Heat Pump | 208 | 1 |  |  | No Match | No Match |  |  |  | 65000 | 5200 | 12.5 | 9 | 84000 | 5470 | 4.5 | 3.8 | Federally-Regulated Commercial & Industrial Equipment | 02/02/1998 |  | 03/31/1998
Friedrich Climate Master | Climate Master Series | 813-036-F******** |  | Water-Source | WBAHP: Heat Pump Packaged Unit | Heat Pump | 460 | 3 |  |  | No Match | No Match |  |  |  | 36000 | 3190 | 11.3 | 7.5 | 42500 | 3190 | 3.9 | 2.5 | Non Federally-Regulated | 08/29/1986 |  | 05/11/1988
ClimateMaster Inc. | Climate Master Series | 814-009-G******** |  | Water-Source | WBAHP: Heat Pump Packaged Unit | Heat Pump | 208 | 1 |  |  | No Match | No Match |  |  |  | 8700 | 765 | 11.4 | 9 | 9600 | 800 | 3.5 | 3.2 | Federally-Regulated Commercial & Industrial Equipment | 01/23/1988 |  | 05/11/1988
Waterfurnace International, Inc. | Waterfurnace International, Inc. | ATH057D1(P) |  | Water-Source | WBAHP-CB: Heat Pump Split Syst | Heat Pump | 208 | 1 |  |  | No Match | No Match |  |  |  | 35000 | 2095 | 16.7 | 9 | 35400 | 2412 | 4.3 | 3.5 | Non Federally-Regulated | 02/02/1998 |  | 05/10/1998
Waterfurnace International, Inc. | Geotility Geothermal Installations | ZS048**3*0 |  | Ground-Water-Source | WBAHP: Heat Pump Packaged Unit | Heat Pump | 208 | 3 |  |  | No Match | Single-Speed |  |  |  | 52000 | 2476 | 21 | 16.2 | 45900 | 3540 | 3.8 | 3.6 | Non Federally-Regulated | 01/24/2011 |  | 04/19/2013
American Air Filter | Enercon | GHW-41 |  | Water-Source | WBAHP: Heat Pump Packaged Unit | Heat Pump | 208 | 1 |  |  | No Match | No Match |  |  |  | 40000 | 3571 | 11.2 | 9 | 48500 | 4180 | 3.4 | 3.2 | Non Federally-Regulated | 02/22/1990 |  | 07/31/1991
Waterfurnace International, Inc. | Waterfurnace International, Inc. | CW*012A0 |  | Ground-Water-Source | WBAHP: Heat Pump Packaged Unit | Heat Pump | 230 | 1 |  |  | No Match | No Match |  |  |  | 11500 | 787 | 14.6 | 9 | 10000 | 837 | 3.5 |  | Non Federally-Regulated | 12/14/1998 |  | 10/06/1999
Jacobsen Energy Ind., Inc. | Phoenix | JEI36VUA |  | Water-Source | WBAHP: Heat Pump Packaged Unit | Heat Pump | 208 | 1 |  |  | No Match | No Match |  |  |  | 37000 | 3020 | 12.4 | 7.5 | 45000 | 3600 | 3.7 | 2.5 | Non Federally-Regulated | 09/08/1982 |  | 06/11/1985
Mammoth | Hydrobank II | F/G064VHF/HHF/DHF |  | Ground-Source | WBAHP: Heat Pump Packaged Unit | Heat Pump | 460 | 3 |  |  | No Match | No Match |  |  |  | 65000 | 4850 | 13.4 |  | 50000 | 4884 | 3 |  | Non Federally-Regulated | 03/31/1998 |  | 05/10/1998
ClimateMaster Inc. | Climate Master Series | GSV/GSH042 |  | Water-Source | WBAHP: Heat Pump Packaged Unit | Heat Pump | 230 | 1 |  |  | No Match | No Match |  |  |  | 42000 | 2876 | 14.6 | 10 | 51300 | 3131 | 4.8 |  | Federally-Regulated Commercial & Industrial Equipment | 10/05/1999 |  | 04/12/2000
Waterfurnace International, Inc. | American Standard, Inc. | A1GC070***1**4 |  | Water-Source | WBAHP: Heat Pump Packaged Unit | Heat Pump | 208 | 1 |  |  | No Match | Single-Speed |  |  |  | 63000 | 4406 | 14.3 | 12 | 79000 | 4926 | 4.7 | 4.2 | Federally-Regulated Commercial & Industrial Equipment | 08/23/2011 |  | 03/02/2012
Mammoth | Hydrobank II | D020HLG |  | Ground-Water-Source | WBAHP: Heat Pump Packaged Unit | Heat Pump | 230 | 1 |  |  | No Match | No Match |  |  |  | 19500 | 1392 | 14 | 9 | 15000 | 1417 | 3.1 |  | Non Federally-Regulated | 01/18/2001 |  | 07/18/2002
Waterfurnace International, Inc. | Waterfurnace International, Inc. | SXH030C0 |  | Water-Source | WBAHP: Heat Pump Packaged Unit | Heat Pump | 208 | 1 |  |  | No Match | No Match |  |  |  | 30600 | 2125 | 14.4 | 10 | 36600 | 2145 | 5 |  | Federally-Regulated Commercial & Industrial Equipment | 12/14/1998 |  | 10/05/1999
Enertech Global, LLC | Enertech | TCT024C |  | Ground-Source | WBAHP: Heat Pump Packaged Unit | Heat Pump | 208 | 1 |  |  | No Match | Single-Speed |  |  |  | 25900 | 1289 | 20.1 | 13.4 | 19400 | 1263 | 4.5 | 3.1 | Non Federally-Regulated | 05/02/2012 |  | 04/21/2014
Mammoth | Mammoth | F052HHDXXX |  | Water-Source | WBAHP: Heat Pump Packaged Unit | Heat Pump | 208 | 3 |  |  | No Match | No Match |  |  |  | 52000 | 4681 | 11.1 | 9 | 61500 | 4870 | 3.7 | 3.2 | Non Federally-Regulated | 05/11/1988 |  | 03/15/1989
Waterfurnace International, Inc. | Johnson Controls | RKV/RKH042**0*1 |  | Water-Source | WBAHP: Heat Pump Packaged Unit | Heat Pump | 230 | 1 |  |  | No Match | Single-Speed |  |  |  | 40100 | 2416 | 16.6 | 12 | 42800 | 2460 | 5.1 | 4.2 | Federally-Regulated Commercial & Industrial Equipment | 09/03/2012 |  | 01/09/2014
American Air Filter | Enercon | FHW-27 |  | Water-Source | WBAHP: Heat Pump Packaged Unit | Heat Pump | 230 | 1 |  |  | No Match | No Match |  |  |  | 26400 | 2514 | 10.5 | 9 | 34600 | 2740 | 3.7 | 3.2 | Non Federally-Regulated | 05/11/1988 |  | 03/15/1989
McQuay International | McQuay | CCW048E-G |  | Water-Source | WBAHP: Heat Pump Packaged Unit | Heat Pump | 230 | 1 |  |  | No Match | No Match |  |  |  | 44000 | 3548 | 12.4 | 10 | 56000 | 3647 | 4.5 |  | Federally-Regulated Commercial & Industrial Equipment | 12/14/1998 |  | 09/21/2000
Snyder General Corp. | McQuay | CCW030A*N |  | Water-Source | WBAHP: Heat Pump Packaged Unit | Heat Pump | 265 | 1 |  |  | No Match | No Match |  |  |  | 29400 | 2800 | 10.5 | 9 | 37400 | 3045 | 3.6 | 3.2 | Non Federally-Regulated | 02/22/1990 |  | 07/31/1991
Jacobsen Energy Ind., Inc. | Thermaflo II | 48***3**** |  | Water-Source | WBAHP: Heat Pump Packaged Unit | Heat Pump | 230 | 1 |  |  | No Match | No Match |  |  |  | 49000 | 4350 | 11.2 | 7.5 | 59000 | 4400 | 3.9 | 2.5 | Non Federally-Regulated | 06/11/1985 |  | 05/11/1988
McQuay / Snyder General | Electro-Hydronics | LHP10AD |  | Water-Source | WBAHP: Heat Pump Packaged Unit | Heat Pump | 230 | 3 |  |  | No Match | No Match |  |  |  | 107000 | 9000 | 11.9 | 9.2 | 120000 | 9200 | 3.8 | 2.5 | Non Federally-Regulated | 08/29/1986 |  | 05/11/1988
ClimateMaster Inc. | Carrier | 50HQA/HQD096 5/6 |  | Water-Source | WBAHP: Heat Pump Packaged Unit | Heat Pump | 460 | 3 |  |  | No Match | No Match |  |  |  | 95000 | 8636 | 11 | 10.5 | 114000 | 8792 | 3.8 | 3.8 | Federally-Regulated Commercial & Industrial Equipment | 03/31/1998 |  | 05/10/1998
Waterfurnace International, Inc. | Rybacki - Hart Enterprises | YS042**1*4 |  | Water-Source | WBAHP: Heat Pump Packaged Unit | Heat Pump | 208 | 1 |  |  | No Match | Single-Speed |  |  |  | 40800 | 2615 | 15.6 | 12 | 45400 | 2661 | 5 | 4.2 | Federally-Regulated Commercial & Industrial Equipment | 01/24/2011 |  | 04/19/2013
Waterfurnace International, Inc. | Waterfurnace International, Inc. | SXV016B0 |  | Water-Source | WBAHP-CB: Heat Pump Split Syst | Heat Pump | 230 | 1 |  |  | No Match | No Match |  |  |  | 16800 | 1253 | 13.4 | 9 | 18700 | 1336 | 4.1 | 3.5 | Non Federally-Regulated | 08/21/1998 |  | 10/02/1998
Florida Heat Pump | Florida Heat Pump | GT026-4VT/HZ/CF |  | Ground-Source | WBAHP: Heat Pump Packaged Unit | Heat Pump | 460 | 3 |  |  | No Match | No Match |  |  |  | 27000 | 1901 | 14.2 |  | 19500 | 1785 | 3.2 |  | Non Federally-Regulated | 03/31/1998 |  | 05/10/1998
Singer | Electro-Hydronics | UC500 5 |  | Water-Source | WBAHP: Heat Pump Packaged Unit | Heat Pump | 208 | 1 |  |  | No Match | No Match |  |  |  | 50000 | 5300 | 9.4 | 7.5 | 60000 | 5700 | 3.1 | 2.5 | Non Federally-Regulated | 09/08/1982 |  | 05/16/1984
Carrier Corp. | Carrier | 50KQ0123 |  | Water-Source | WBAHP: Heat Pump Packaged Unit | Heat Pump | 230 | 1 |  |  | No Match | No Match |  |  |  | 11400 | 1085 | 10.5 | 9 | 13000 | 1120 | 3.4 | 3.2 | Non Federally-Regulated | 05/11/1988 |  | 03/15/1989
Florida Heat Pump | Florida Heat Pump | GT048-4CS | GT048-4AV/AH | Water-Source | WBAH: Heating Only Packaged Un | Heat Pump | 460 | 3 |  |  | No Match | No Match |  |  |  | 48000 | 3902 | 12.3 | 9 | 57700 | 4448 | 3.8 | 3.5 | Non Federally-Regulated | 10/05/1999 |  | 04/12/2000
Hydro Delta Corp. | Hydro Delta Corp. | 03-018-WTAR-DS-HE |  | Water-Source | WBAHP-CB: Heat Pump Split Syst | Heat Pump | 208 | 1 |  |  | No Match | No Match |  |  |  | 20400 | 1569 | 13 | 9 | 23800 | 1788 | 3.9 | 3.5 | Non Federally-Regulated | 10/05/1999 |  | 04/12/2000
ClimateMaster Inc. | Trane | WPLA11XE* |  | Water-Source | WBAHP: Heat Pump Packaged Unit | Heat Pump | 208 | 3 |  |  | No Match | No Match |  |  |  | 128000 | 11000 | 11.6 | 9.2 | 142000 | 11200 | 3.7 |  | Non Federally-Regulated | 05/11/1988 |  | 03/15/1989
Waterfurnace International, Inc. | Waterfurnace International, Inc. | VLV058A4 |  | Water-Source | WBAHP: Heat Pump Packaged Unit | Heat Pump | 460 | 3 |  |  | No Match | No Match |  |  |  | 56500 | 4520 | 12.5 | 9.3 | 72000 | 5024 | 4.2 | 3.8 | Federally-Regulated Commercial & Industrial Equipment | 03/31/1998 |  | 05/10/1998
Waterfurnace International, Inc. | Waterfurnace International, Inc. | SXV036C1 |  | Water-Source | WBAHP: Heat Pump Packaged Unit | Heat Pump | 230 | 1 |  |  | No Match | No Match |  |  |  | 36000 | 2647 | 13.6 | 9.3 | 44500 | 2774 | 4.7 | 3.8 | Federally-Regulated Commercial & Industrial Equipment | 03/31/1998 |  | 05/10/1998
Mammoth | Hydrobank II | D016CHF |  | Water-Source | WBAHP-O: Heat Pump Packaged Un | Heat Pump | 208 | 1 |  |  | No Match | No Match |  |  |  | 15000 | 1229 | 12.2 | 10 | 19000 | 1391 | 4 |  | Federally-Regulated Commercial & Industrial Equipment | 05/23/2000 |  | 01/18/2001
Waterfurnace International, Inc. | Rybacki - Hart Enterprises | ZS024**0*1 |  | Water-Source | WBAHP: Heat Pump Packaged Unit | Heat Pump | 230 | 1 |  |  | No Match | Single-Speed |  |  |  | 23900 | 1583 | 15.1 | 12 | 27000 | 1583 | 5 | 4.2 | Federally-Regulated Commercial & Industrial Equipment | 01/24/2011 |  | 04/19/2013
Econar | Econar | GV292 |  | Ground-Source | WBAHP: Heat Pump Packaged Unit | Heat Pump | 208 | 1 |  |  | No Match | No Match |  |  |  | 28600 | 2087 | 13.7 |  | 25800 | 2291 | 3.3 |  | Non Federally-Regulated | 03/31/1998 |  | 05/10/1998
Waterfurnace International, Inc. | Waterfurnace International, Inc. | CXC018*0 |  | Water-Source | WBAHP-O: Heat Pump Packaged Un | Heat Pump | 230 | 1 |  |  | No Match | No Match |  |  |  | 17800 | 1338 | 13.3 | 10 | 23500 | 1530 | 4.5 |  | Federally-Regulated Commercial & Industrial Equipment | 10/05/1999 |  | 04/12/2000
McQuay International | McQuay | CCH/CCW/HWH/HWW060C-F |  | Water-Source | WBAHP: Heat Pump Packaged Unit | Heat Pump | 230 | 3 |  |  | No Match | No Match |  |  |  | 57000 | 5135 | 11.1 | 10 | 76000 | 5711 | 3.9 |  | Federally-Regulated Commercial & Industrial Equipment | 02/02/1998 |  | 03/31/1998
McQuay / Snyder General | Electro-Hydronics | FC400G5 |  | Water-Source | WBAHP: Heat Pump Packaged Unit | Heat Pump | 208 | 1 |  |  | No Match | No Match |  |  |  | 39600 | 3960 | 10 | 9 | 45000 | 3880 | 3.4 | 3.2 | Non Federally-Regulated | 05/11/1988 |  | 03/15/1989
Mammoth | Hydrobank II | D043HHJ |  | Water-Source | WBAHP: Heat Pump Packaged Unit | Heat Pump | 208 | 1 |  |  | No Match | No Match |  |  |  | 39500 | 3526 | 11.2 | 10 | 51000 | 3831 | 3.9 |  | Federally-Regulated Commercial & Industrial Equipment | 01/18/2001 |  | 03/22/2001
Florida Heat Pump | Geomaster, LLC | EC042-4CF/HZ/VT |  | Ground-Water-Source | WBAHP: Heat Pump Packaged Unit | Heat Pump | 460 | 3 |  |  | No Match | Single-Speed |  |  |  | 44500 | 2405 | 18.5 | 16.2 | 42000 | 2713 | 3.8 | 3.6 | Non Federally-Regulated | 04/30/2009 |  | 04/20/2015
ClimateMaster Inc. | Carrier Corp. | 50YDS026 | FE4***003 | Ground-Source | WBAHP-CB: Heat Pump Split Syst | Heat Pump | 208 | 1 |  |  | No Match | Single-Speed |  |  |  | 26400 | 1467 | 18 | 13.4 | 19500 | 1465 | 3.9 | 3.1 | Non Federally-Regulated | 01/24/2011 |  | 03/02/2012
Florida Heat Pump | Bosch | CP048-1HZ/VT |  | Ground-Source | WBAHP: Heat Pump Packaged Unit | Heat Pump | 230 | 1 |  |  |  | Single-Speed |  |  |  | 50200 | 2535 | 19.8 | 13.4 | 33400 | 2646 | 3.7 | 3.1 | Non Federally-Regulated | 04/22/2015 |  | 05/01/2015
Command-Aire | Command-Aire | SWPH-604 |  | Water-Source | WBAHP: Heat Pump Packaged Unit | Heat Pump | 460 | 3 |  |  | No Match | No Match |  |  |  | 71300 | 7500 | 9.5 | 7.5 | 98700 | 7150 | 4 | 2.2 | Non Federally-Regulated | 01/05/1982 |  | 05/16/1984
Florida Heat Pump | Geomaster, LLC | EV024-1CF/HZ/VT |  | Water-Source | WBAHP: Heat Pump Packaged Unit | Heat Pump | 208 | 1 |  |  | No Match | Single-Speed |  |  |  | 25000 | 1773 | 14.1 | 12 | 32500 | 2267 | 4.2 | 4.2 | Federally-Regulated Commercial & Industrial Equipment | 04/30/2009 |  | 12/12/2012
Waterfurnace International, Inc. | Waterfurnace International, Inc. | SXV019A2 |  | Water-Source | WBAHP: Heat Pump Packaged Unit | Heat Pump | 265 | 1 |  |  | No Match | No Match |  |  |  | 18600 | 1338 | 13.9 | 10 | 24200 | 1447 | 4.9 |  | Federally-Regulated Commercial & Industrial Equipment | 02/02/1998 |  | 03/31/1998
Addison Products | Addison Products | WRH054-1JC | HRH054-1J/1JB | Water-Source | WBAHP-C: Heat Pump Split Syste | Heat Pump | 230 | 1 |  |  | No Match | No Match |  |  |  | 49000 | 4224 | 11.6 | 10 | 66000 | 5090 | 3.8 |  | Federally-Regulated Commercial & Industrial Equipment | 02/02/1998 |  | 03/31/1998
American Air Filter | Enercon | EHW-90 |  | Water-Source | WBAHP: Heat Pump Packaged Unit | Heat Pump | 460 | 3 |  |  | No Match | No Match |  |  |  | 91000 | 8505 | 10.7 | 9.2 | 115000 | 9113 | 3.7 | 2.5 | Non Federally-Regulated | 02/22/1990 |  | 07/31/1991
Enertech Global, LLC | Enertech | TXT024B |  | Ground-Source | WBAHP: Heat Pump Packaged Unit | Heat Pump | 230 | 1 |  |  | No Match | Single-Speed |  |  |  | 25600 | 1231 | 20.8 | 13.4 | 20500 | 1335 | 4.5 | 3.1 | Non Federally-Regulated | 06/14/2011 |  | 04/19/2013
Waterfurnace International, Inc. | Geotility Geothermal Installations | ZS048**4*4 |  | Ground-Source | WBAHP: Heat Pump Packaged Unit | Heat Pump | 460 | 3 |  |  | No Match | Single-Speed |  |  |  | 49500 | 2735 | 18.1 | 13.4 | 36900 | 3004 | 3.6 | 3.1 | Non Federally-Regulated | 06/14/2011 |  | 04/19/2013
ClimateMaster Inc. | Climate Master Series | 814-011-E******** |  | Water-Source | WBAHP: Heat Pump Packaged Unit | Heat Pump | 265 | 1 |  |  | No Match | No Match |  |  |  | 10800 | 982 | 11 | 9 | 14000 | 1100 | 3.7 | 3.2 | Non Federally-Regulated | 05/11/1988 |  | 03/15/1989
Addison Products | Addison Products | HPY048-3A |  | Water-Source | WBAHP-CB: Heat Pump Split Syst | Heat Pump | 208 | 3 |  |  | No Match | No Match |  |  |  | 54400 | 4689 | 11.6 | 9 | 61800 | 5029 | 3.6 | 3.5 | Non Federally-Regulated | 11/14/2000 |  | 07/18/2002
Addison Products | Comfort-Aire | SWP-603 |  | Water-Source | WBAHP: Heat Pump Packaged Unit | Heat Pump | 208 | 3 |  |  | No Match | No Match |  |  |  | 71300 | 7500 | 9.5 | 10.5 | 98700 | 7150 | 4 | 3.8 | Non Federally-Regulated | 07/31/1991 |  | 03/31/1998
Waterfurnace International, Inc. | Waterfurnace International, Inc. | SXH095A3 |  | Water-Source | WBAHP: Heat Pump Packaged Unit | Heat Pump | 230 | 3 |  |  | No Match | No Match |  |  |  | 95000 | 7089 | 13.4 | 9 | 118000 | 7518 | 4.6 | 3.8 | Federally-Regulated Commercial & Industrial Equipment | 02/02/1998 |  | 03/31/1998
Mammoth | Hydrobank II | A006HHA/VHA |  | Water-Source | WBAHP: Heat Pump Packaged Unit | Heat Pump | 115 | 1 |  |  | No Match | No Match |  |  |  | 7000 | 636 | 11 | 10 | 9600 | 721 | 3.9 |  | Federally-Regulated Commercial & Industrial Equipment | 12/14/1998 |  | 05/23/2000
McQuay / Snyder General | Electro-Hydronics | RC120A3 |  | Water-Source | WBAHP: Heat Pump Packaged Unit | Heat Pump | 230 | 1 |  |  | No Match | No Match |  |  |  | 11400 | 1140 | 10 | 7.5 | 15000 | 1255 | 3.5 | 2.5 | Non Federally-Regulated | 08/29/1986 |  | 05/11/1988
Florida Heat Pump | Florida Heat Pump | EM048-1CS | EM048-1AV | Water-Source | WBAHP-C: Heat Pump Split Syste | Heat Pump | 230 | 1 |  |  | No Match | No Match |  |  |  | 48000 | 3902 | 12.3 | 9.3 | 57000 | 3884 | 4.3 | 3.8 | Federally-Regulated Commercial & Industrial Equipment | 03/31/1998 |  | 05/10/1998
Mammoth | Geox | ZD072HHDXXX |  | Water-Source | WBAHP: Heat Pump Packaged Unit | Heat Pump | 208 | 1 |  |  | No Match | No Match |  |  |  | 69500 | 6495 | 10.7 | 9.2 | 80500 | 6375 | 3.7 |  | Non Federally-Regulated | 05/11/1988 |  | 03/15/1989
Waterfurnace International, Inc. | Geotility Geothermal Installations | ZS036**4*1 |  | Ground-Water-Source | WBAHP: Heat Pump Packaged Unit | Heat Pump | 460 | 3 |  |  | No Match | Single-Speed |  |  |  | 37700 | 1639 | 23 | 16.2 | 33000 | 2249 | 4.3 | 3.6 | Non Federally-Regulated | 01/24/2011 |  | 04/19/2013
Enertech Global, LLC | Enertech | THT048A |  | Ground-Water-Source | WBAHP: Heat Pump Packaged Unit | Heat Pump | 230 | 1 |  |  | No Match | Single-Speed |  |  |  | 52500 | 2283 | 23 | 16.2 | 48700 | 3037 | 4.7 | 3.6 | Non Federally-Regulated | 08/23/2011 |  | 12/12/2012
Florida Heat Pump | Florida Heat Pump | GT030-3CS | GT030-1AV/AH | Water-Source | WBAH: Heating Only Packaged Un | Heat Pump | 230 | 3 |  |  | No Match | No Match |  |  |  | 30800 | 2184 | 14.1 | 9 | 32200 | 2419 | 3.9 | 3.5 | Non Federally-Regulated | 10/05/1999 |  | 04/12/2000
Command-Aire | Command-Aire | RUWP-2033 |  | Water-Source | WBAHP: Heat Pump Packaged Unit | Heat Pump | 230 | 3 |  |  | No Match | No Match |  |  |  | 244000 | 27300 | 8.9 | 7.5 | 307000 | 25300 | 3.6 | 2.2 | Non Federally-Regulated | 01/05/1982 |  | 06/11/1985
Command-Aire | Command-Aire | RUWP-1244 |  | Water-Source | WBAHP: Heat Pump Packaged Unit | Heat Pump | 460 | 3 |  |  | No Match | No Match |  |  |  | 146000 | 15500 | 9.4 |  | 190000 | 15300 | 3.6 | 2.5 | Non Federally-Regulated | 06/11/1985 |  | 01/23/1988
McQuay / Snyder General | Electro-Hydronics | CW630F3 |  | Water-Source | WBAHP: Heat Pump Packaged Unit | Heat Pump | 230 | 1 |  |  | No Match | No Match |  |  |  | 63000 | 6430 | 9.8 | 7.5 | 79000 | 6430 | 3.6 | 2.5 | Non Federally-Regulated | 08/29/1986 |  | 05/11/1988
Command-Aire | Command-Aire | SWP-2533 |  | Water-Source | WBAHP: Heat Pump Packaged Unit | Heat Pump | 230 | 3 |  |  | No Match | No Match |  |  |  | 292000 | 31600 | 9.2 | 7.5 | 405000 | 33100 | 3.6 | 2.2 | Non Federally-Regulated | 01/05/1982 |  | 06/11/1985
Addison Products | Addison Products | HGY042-1A |  | Water-Source | WBAHP-CB: Heat Pump Split Syst | Heat Pump | 230 | 1 |  |  | No Match | No Match |  |  |  | 48700 | 4058 | 12 | 9 | 52300 | 4378 | 3.5 | 3.5 | Non Federally-Regulated | 07/22/2002 |  | 03/12/2009
Waterfurnace International, Inc. | Waterfurnace International, Inc. | ATV066D0 |  | Ground-Water-Source | WBAHP: Heat Pump Packaged Unit | Heat Pump | 208 | 1 |  |  | No Match | No Match |  |  |  | 68000 | 5151 | 13.2 | 11 | 80000 | 5861 | 4 | 3.5 | Non Federally-Regulated | 03/31/1998 |  | 05/10/1998
Waterfurnace International, Inc. | Waterfurnace International, Inc. | V080T*4 |  | Water-Source | WBAHP: Heat Pump Packaged Unit | Heat Pump | 460 | 3 |  |  | No Match | No Match |  |  |  | 84000 | 5600 | 15 | 9 | 99000 | 5801 | 5 | 3.8 | Federally-Regulated Commercial & Industrial Equipment | 05/19/2000 |  | 11/14/2000
McQuay / Snyder General | Electro-Hydronics | CCW048A*F |  | Water-Source | WBAHP: Heat Pump Packaged Unit | Heat Pump | 208 | 3 |  |  | No Match | No Match |  |  |  | 48000 | 4485 | 10.7 | 9 | 55000 | 4605 | 3.5 | 3.2 | Non Federally-Regulated | 05/11/1988 |  | 03/15/1989
Florida Heat Pump | Florida Heat Pump | GT062-1CS | GT062-1AV/AH | Ground-Water-Source | WBAHP-CB: Heat Pump Split Syst | Heat Pump | 230 | 1 |  |  | No Match | No Match |  |  |  | 59000 | 4538 | 13 | 9 | 49000 | 4785 | 3 |  | Non Federally-Regulated | 10/06/1999 |  | 04/10/2000
Waterfurnace International, Inc. | Waterfurnace International, Inc. | ES036*1(P) | FV4ANF005 | Ground-Water-Source | WBAHP-CB: Heat Pump Split Syst | Heat Pump | 208 | 1 |  |  | No Match | No Match |  |  |  | 19200 | 853 | 22.5 | 9 | 13100 | 959 | 4 |  | Non Federally-Regulated | 05/21/2002 |  | 07/18/2002
Enertech Global, LLC | Enertech | HHT036A2 |  | Ground-Source | WBAHP: Heat Pump Packaged Unit | Heat Pump | 230 | 3 |  |  | No Match | Single-Speed |  |  |  | 36800 | 2067 | 17.8 | 13.4 | 28900 | 1970 | 4.3 | 3.1 | Non Federally-Regulated | 03/02/2012 |  | 12/12/2012
American Air Filter | Enercon | VW93 |  | Water-Source | WBAHP: Heat Pump Packaged Unit | Heat Pump | 200 | 3 |  |  | No Match | No Match |  |  |  | 91000 | 8141 | 10.8 | 9.2 | 118000 | 8954 | 3.7 | 2.5 | Non Federally-Regulated | 06/11/1985 |  | 08/29/1986
Florida Heat Pump | Florida Heat Pump | AP061-3CF/HZ/VT |  | Ground-Source | WBAHP: Heat Pump Packaged Unit | Heat Pump | 230 | 3 |  |  | No Match | Dual-Speed | 2772 | 730 | 1 | 67000 | 3622 | 18.5 | 13.4 | 49000 | 3503 | 4.1 | 3.1 | Non Federally-Regulated | 11/30/2011 |  | 05/01/2015
Climate Control / Snyder General | Electro-Hydronics | CC70F5 |  | Water-Source | WBAHP: Heat Pump Packaged Unit | Heat Pump | 208 | 1 |  |  | No Match | No Match |  |  |  | 6900 | 645 | 10.7 | 7.5 | 8800 | 680 | 3.8 | 2.5 | Non Federally-Regulated | 05/16/1984 |  | 08/29/1986
ClimateMaster Inc. | Climate Master Series | GRV/GRH048AG |  | Water-Source | WBAHP-CB: Heat Pump Split Syst | Heat Pump | 208 | 1 |  |  | No Match | No Match |  |  |  | 51600 | 3329 | 15.5 | 9 | 59800 | 4074 | 4.3 | 3.5 | Non Federally-Regulated | 04/12/2000 |  | 07/18/2002
Florida Heat Pump | Florida Heat Pump | EM007-0CF |  | Water-Source | WBAHP: Heat Pump Packaged Unit | Heat Pump | 115 | 1 |  |  | No Match | No Match |  |  |  | 7500 | 609 | 12.3 | 9.3 | 10000 | 651 | 4.5 | 3.8 | Federally-Regulated Commercial & Industrial Equipment | 03/31/1998 |  | 05/10/1998
Climate Control / Snyder General | Electro-Hydronics | UW140F5 |  | Water-Source | WBAHP: Heat Pump Packaged Unit | Heat Pump | 208 | 1 |  |  | No Match | No Match |  |  |  | 13500 | 1300 | 10.4 | 7.5 | 17500 | 1350 | 3.8 | 2.5 | Non Federally-Regulated | 05/16/1984 |  | 08/29/1986
Marvair | Marvair | H-V220-01-A |  | Water-Source | WBAHP: Heat Pump Packaged Unit | Heat Pump | 208 | 1 |  |  | No Match | No Match |  |  |  | 21500 | 2100 | 10.2 | 7.5 | 25000 | 2500 | 2.9 | 2.5 | Non Federally-Regulated | 01/05/1982 |  | 05/16/1984
Command-Aire | Command-Aire | SPVD0803 |  | Water-Source | WBAHP: Heat Pump Packaged Unit | Heat Pump | 208 | 3 |  |  | No Match | No Match |  |  |  | 100000 | 8474 | 11.8 | 9 | 128400 | 9902 | 3.8 | 3.8 | Federally-Regulated Commercial & Industrial Equipment | 12/14/1998 |  | 03/12/2009
Waterfurnace International, Inc. | Eagle Mountain | ZS048**3*0 |  | Ground-Water-Source | WBAHP: Heat Pump Packaged Unit | Heat Pump | 208 | 3 |  |  | No Match | Single-Speed |  |  |  | 52000 | 2476 | 21 | 16.2 | 45900 | 3540 | 3.8 | 3.6 | Non Federally-Regulated | 01/24/2011 |  | 04/19/2013
Mammoth | Geox | ZF030HHA |  | Water-Source | WBAHP: Heat Pump Packaged Unit | Heat Pump | 208 | 3 |  |  | No Match | No Match |  |  |  | 30800 | 2678 | 11.5 | 9 | 38000 | 2930 | 3.8 | 3.2 | Federally-Regulated Commercial & Industrial Equipment | 12/21/1990 |  | 07/27/1992
Waterfurnace International, Inc. | Waterfurnace International, Inc. | SXV084A3 |  | Water-Source | WBAHP: Heat Pump Packaged Unit | Heat Pump | 230 | 3 |  |  | No Match | No Match |  |  |  | 84000 | 5600 | 15 | 10.5 | 99000 | 5803 | 5 | 3.8 | Federally-Regulated Commercial & Industrial Equipment | 03/31/1998 |  | 05/10/1998
Waterfurnace International, Inc. | Eagle Mountain | ZS036**4*0 |  | Water-Source | WBAHP: Heat Pump Packaged Unit | Heat Pump | 460 | 3 |  |  | No Match | Single-Speed |  |  |  | 33300 | 2313 | 14.4 | 12 | 40600 | 2644 | 4.5 | 4.2 | Federally-Regulated Commercial & Industrial Equipment | 01/24/2011 |  | 04/19/2013
Enertech Global, LLC | Roth Industries, Inc. | RCT036A |  | Ground-Water-Source | WBAHP: Heat Pump Packaged Unit | Heat Pump | 208 | 1 |  |  | No Match | Single-Speed |  |  |  | 39800 | 1809 | 22 | 16.2 | 34300 | 2234 | 4.5 | 3.6 | Non Federally-Regulated | 06/14/2011 |  | 01/09/2014
Command-Aire | Command-Aire | RUWP-201 |  | Water-Source | WBAHP: Heat Pump Packaged Unit | Heat Pump | 208 | 1 |  |  | No Match | No Match |  |  |  | 25000 | 2440 | 10.6 | 7.5 | 31200 | 2420 | 3.8 | 2.5 | Non Federally-Regulated | 08/30/1983 |  | 08/29/1986
Mammoth | Hydrobank II | G054VLE/HLE/DLE |  | Ground-Water-Source | WBAHP: Heat Pump Packaged Unit | Heat Pump | 460 | 3 |  |  | No Match | No Match |  |  |  | 54500 | 3978 | 13.7 | 9 | 42500 | 4016 | 3.1 |  | Non Federally-Regulated | 10/06/1999 |  | 04/10/2000
McQuay / Snyder General | Electro-Hydronics | FC330GK |  | Water-Source | WBAHP: Heat Pump Packaged Unit | Heat Pump | 208 | 3 |  |  | No Match | No Match |  |  |  | 33000 | 3050 | 10.8 | 7.5 | 39000 | 3090 | 3.7 | 2.5 | Non Federally-Regulated | 08/29/1986 |  | 05/11/1988
McQuay / Snyder General | Electro-Hydronics | UW260G3 |  | Water-Source | WBAHP: Heat Pump Packaged Unit | Heat Pump | 230 | 1 |  |  | No Match | No Match |  |  |  | 26000 | 2450 | 10.6 | 7.5 | 31600 | 2500 | 3.7 | 2.5 | Non Federally-Regulated | 08/29/1986 |  | 05/11/1988
Florida Heat Pump | Florida Heat Pump | EM070-1CS | EM070-1AH/AV | Water-Source | WBAH: Heating Only Packaged Un | Heat Pump | 208 | 1 |  |  | No Match | No Match |  |  |  | 67500 | 5037 | 13.4 | 9 | 77500 | 5975 | 3.8 | 3.5 | Non Federally-Regulated | 04/12/2000 |  | 07/18/2002
ClimateMaster Inc. | Climate Master Series | 802051F******** |  | Water-Source | WBAHP: Heat Pump Packaged Unit | Heat Pump | 460 | 3 |  |  | No Match | No Match |  |  |  | 52000 | 5300 | 9.8 | 9 | 62500 | 5720 | 3.2 | 3.2 | Non Federally-Regulated | 02/22/1990 |  | 07/31/1991
Florida Heat Pump | Florida Heat Pump | GT042-5VT/HZ/CF |  | Ground-Water-Source | WBAHP: Heat Pump Packaged Unit | Heat Pump | 575 | 3 |  |  | No Match | No Match |  |  |  | 42500 | 3148 | 13.5 | 9 | 31600 | 2806 | 3.3 |  | Non Federally-Regulated | 01/30/1998 |  | 03/31/1998
Trane U.S. Inc. | Trane | GEVB009 |  | Ground-Water-Source | WBAHP: Heat Pump Packaged Unit | Heat Pump | 208 | 1 |  |  | No Match | No Match |  |  |  | 8710 | 600 | 14.5 | 9 | 6100 | 576 | 3.1 |  | Non Federally-Regulated | 07/22/2002 |  | 03/12/2009
Florida Heat Pump | Florida Heat Pump | EM028-2CS | EM028-2AH/AV | Ground-Water-Source | WBAHP-CB: Heat Pump Split Syst | Heat Pump | 265 | 1 |  |  | No Match | No Match |  |  |  | 29000 | 2056 | 14.1 | 9 | 20000 | 1831 | 3.2 |  | Non Federally-Regulated | 05/29/2001 |  | 07/18/2002
Mammoth | Hydrobank II | F036VHJ |  | Water-Source | WBAHP: Heat Pump Packaged Unit | Heat Pump | 208 | 3 |  |  | No Match | No Match |  |  |  | 35300 | 3268 | 10.8 | 10 | 46500 | 3585 | 3.8 |  | Federally-Regulated Commercial & Industrial Equipment | 05/23/2000 |  | 11/14/2000
Hydro Delta Corp. | Hydro Delta Corp. | 03-032-WTARH |  | Water-Source | WBAHP-CB: Heat Pump Split Syst | Heat Pump | 230 | 1 |  |  | No Match | No Match |  |  |  | 33000 | 2619 | 12.6 | 9 | 37500 | 2817 | 3.9 | 3.5 | Non Federally-Regulated | 12/14/1998 |  | 10/05/1999
Florida Heat Pump | Geomaster, LLC | EC070-1CF/HZ/VT |  | Ground-Source | WBAHP: Heat Pump Packaged Unit | Heat Pump | 230 | 1 |  |  | No Match | Single-Speed | 4050 | 803 | 1 | 70000 | 4605 | 15.2 | 13.4 | 53000 | 4710 | 3.3 | 3.1 | Non Federally-Regulated | 04/30/2009 |  | 04/20/2015
Snyder General Corp. | McQuay | VE090F7 |  | Water-Source | WBAHP: Heat Pump Packaged Unit | Heat Pump | 265 | 1 |  |  | No Match | No Match |  |  |  | 9000 | 855 | 10.5 | 9 | 11000 | 920 | 3.5 | 3.2 | Non Federally-Regulated | 02/22/1990 |  | 07/31/1991
Waterfurnace International, Inc. | Waterfurnace International, Inc. | SXV084A3 |  | Water-Source | WBAHP: Heat Pump Packaged Unit | Heat Pump | 208 | 3 |  |  | No Match | No Match |  |  |  | 84000 | 5600 | 15 | 9 | 99000 | 5803 | 5 | 3.8 | Federally-Regulated Commercial & Industrial Equipment | 02/02/1998 |  | 03/31/1998
Florida Heat Pump | Florida Heat Pump | EM031-3CS | EM031-1AV | Water-Source | WBAHP-C: Heat Pump Split Syste | Heat Pump | 208 | 3 |  |  | No Match | No Match |  |  |  | 31400 | 2275 | 13.8 | 10 | 41000 | 2730 | 4.4 |  | Federally-Regulated Commercial & Industrial Equipment | 12/14/1998 |  | 10/05/1999
Command-Aire | Command-Aire | SWPH267E |  | Water-Source | WBAHP: Heat Pump Packaged Unit | Heat Pump | 265 | 1 |  |  | No Match | No Match |  |  |  | 24000 | 2190 | 11 | 7.5 | 32000 | 2340 | 4.1 | 2.5 | Non Federally-Regulated | 06/11/1985 |  | 01/23/1988
Power-Save International, Inc. | S.O.E.S.I. | PSS-600 (2) |  | Water-Source | WBAHP: Heat Pump Packaged Unit | Heat Pump | 230 | 1 |  |  | No Match | No Match |  |  |  | 76000 | 4922 | 15.4 | 10.5 | 80000 | 4968 | 4.7 | 3.8 | Federally-Regulated Commercial & Industrial Equipment | 03/31/1998 |  | 05/10/1998
Trane U.S. Inc. | Command-Aire | GSUF0601B |  | Water-Source | WBAHP-CB: Heat Pump Split Syst | Heat Pump | 208 | 1 |  |  | No Match | No Match |  |  |  | 64500 | 4215 | 15.3 | 9 | 66000 | 4835 | 4 | 3.5 | Non Federally-Regulated | 12/14/1998 |  | 10/05/1999
Enertech Global, LLC | Roth Industries, Inc. | RCT036A |  | Ground-Water-Source | WBAHP: Heat Pump Packaged Unit | Heat Pump | 230 | 1 |  |  | No Match | Single-Speed |  |  |  | 39800 | 1809 | 22 | 16.2 | 34300 | 2234 | 4.5 | 3.6 | Non Federally-Regulated | 06/14/2011 |  | 01/09/2014
Trane U.S. Inc. | Trane | WPCE0161 |  | Water-Source | WBAHP-O: Heat Pump Packaged Un | Heat Pump | 208 | 1 |  |  | No Match | No Match |  |  |  | 16800 | 1500 | 11.2 | 10 | 22100 | 1704 | 3.8 |  | Federally-Regulated Commercial & Industrial Equipment | 10/05/1999 |  | 04/12/2000
Mammoth | Hydrobank II | G070VLG |  | Ground-Water-Source | WBAHP: Heat Pump Packaged Unit | Heat Pump | 460 | 3 |  |  | No Match | No Match |  |  |  | 71780 | 5277 | 13.6 | 9 | 55000 | 5371 | 3 |  | Non Federally-Regulated | 05/23/2000 |  | 01/18/2001
Florida Heat Pump | Bosch | ES035-1CF/HZ/VT |  | Ground-Water-Source | WBAHP: Heat Pump Packaged Unit | Heat Pump | 208 | 1 |  |  |  | Single-Speed |  |  |  | 42000 | 1944 | 21.6 | 16.2 | 36000 | 2512 | 4.2 | 3.6 | Non Federally-Regulated | 04/22/2015 |  | 04/29/2015
Waterfurnace International, Inc. | Waterfurnace International, Inc. | CXW007*2 |  | Ground-Water-Source | WBAHP: Heat Pump Packaged Unit | Heat Pump | 265 | 1 |  |  | No Match | No Match |  |  |  | 7300 | 493 | 14.8 | 9 | 5600 | 529 | 3.1 |  | Non Federally-Regulated | 10/06/1999 |  | 04/10/2000
Climate Control / Snyder General | Electro-Hydronics | CC630GK |  | Water-Source | WBAHP: Heat Pump Packaged Unit | Heat Pump | 208 | 3 |  |  | No Match | No Match |  |  |  | 63000 | 6430 | 9.8 | 7.5 | 79000 | 6430 | 3.6 | 2.5 | Non Federally-Regulated | 06/11/1985 |  | 08/29/1986
Waterfurnace International, Inc. | WFI Industries, Ltd. | VLH/VXH024*0 |  | Water-Source | WBAHP: Heat Pump Packaged Unit | Heat Pump | 230 | 1 |  |  | No Match | No Match |  |  |  | 25300 | 1860 | 13.6 | 10 | 30500 | 2078 | 4.3 |  | Federally-Regulated Commercial & Industrial Equipment | 06/27/2003 |  | 02/17/2011
ClimateMaster Inc. | Climate Master Series | 814-031-H******** |  | Water-Source | WBAHP: Heat Pump Packaged Unit | Heat Pump | 230 | 3 |  |  | No Match | No Match |  |  |  | 31000 | 2897 | 10.7 | 9 | 39500 | 3046 | 3.8 | 3.2 | Federally-Regulated Commercial & Industrial Equipment | 01/23/1988 |  | 05/11/1988
Waterfurnace International, Inc. | WFI Industries, Ltd. | VLV/VXV018*1 |  | Water-Source | WBAHP: Heat Pump Packaged Unit | Heat Pump | 230 | 1 |  |  | No Match | No Match |  |  |  | 17100 | 1266 | 13.5 | 10 | 23200 | 1416 | 4.8 |  | Federally-Regulated Commercial & Industrial Equipment | 06/20/2003 |  | 02/17/2011
Florida Heat Pump | Energy Miser | HEH84-4 |  | Water-Source | WBAHP: Heat Pump Packaged Unit | Heat Pump | 460 | 3 |  |  | No Match | No Match |  |  |  | 84000 | 7240 | 11.6 | 10.5 | 107000 | 7650 | 4.1 | 3.8 | Non Federally-Regulated | 07/31/1991 |  | 03/31/1998
Enviro Master International llc | Enviro Master International | FWW18D****** |  | Water-Source | WBAHP: Heat Pump Packaged Unit | Heat Pump | 208 | 1 |  |  | No Match | No Match |  |  |  | 21000 | 1720 | 12.2 | 9 | 19900 | 1975 | 3 | 3.2 | Non Federally-Regulated | 05/11/1988 |  | 03/15/1989
Waterfurnace International, Inc. | Eagle Mountain | YS060**1*4 |  | Ground-Source | WBAHP: Heat Pump Packaged Unit | Heat Pump | 208 | 1 |  |  | No Match | Single-Speed |  |  |  | 60900 | 3402 | 17.9 | 13.4 | 47100 | 3834 | 3.6 | 3.1 | Non Federally-Regulated | 03/02/2012 |  | 04/19/2013
American Air Filter | Enercon | EVW-49 |  | Water-Source | WBAHP: Heat Pump Packaged Unit | Heat Pump | 230 | 3 |  |  | No Match | No Match |  |  |  | 49000 | 4336 | 11.3 | 9 | 62000 | 5188 | 3.5 | 3.2 | Non Federally-Regulated | 05/11/1988 |  | 03/15/1989
Waterfurnace International, Inc. | Eagle Mountain | QT038**1 |  | Ground-Water-Source | WBAHP: Heat Pump Packaged Unit | Heat Pump | 230 | 1 |  |  | No Match | Dual-Speed |  |  |  | 36500 | 1891 | 19.3 | 16.2 | 30500 | 1986 | 4.5 | 3.6 | Non Federally-Regulated | 01/24/2011 |  | 04/19/2013
McQuay International | McQuay | W-CDS/CME/CMS-1-015-E |  | Water-Source | WBAHP: Heat Pump Packaged Unit | Heat Pump | 230 | 1 |  |  | No Match | No Match |  |  |  | 15300 | 1254 | 12.2 | 10 | 16000 | 1202 | 3.9 |  | Federally-Regulated Commercial & Industrial Equipment | 10/05/1999 |  | 09/21/2000
McQuay / Snyder General | Electro-Hydronics | FC610FK |  | Water-Source | WBAHP: Heat Pump Packaged Unit | Heat Pump | 208 | 3 |  |  | No Match | No Match |  |  |  | 61500 | 5850 | 10.5 | 9 | 77000 | 5785 | 3.9 | 3.2 | Non Federally-Regulated | 05/11/1988 |  | 03/15/1989
Enertech Global, LLC | Enertech | HXT072D3 |  | Ground-Source | WBAHP: Heat Pump Packaged Unit | Heat Pump | 460 | 3 |  |  | No Match | Single-Speed | 3533 | 710 | 1 | 73400 | 4243 | 17.3 | 13.4 | 57000 | 4515 | 3.7 | 3.1 | Non Federally-Regulated | 09/03/2012 |  | 12/12/2012
Command-Aire | Command-Aire | SWP-604 |  | Water-Source | WBAHP: Heat Pump Packaged Unit | Heat Pump | 460 | 3 |  |  | No Match | No Match |  |  |  | 71300 | 7500 | 9.5 | 9.2 | 98700 | 7150 | 4 |  | Federally-Regulated Commercial & Industrial Equipment | 01/23/1988 |  | 05/11/1988
Mammoth | Hydrobank II | E035HHS/VHS |  | Water-Source | WBAHP: Heat Pump Packaged Unit | Heat Pump | 265 | 1 |  |  | No Match | No Match |  |  |  | 37000 | 2624 | 14.1 | 9.3 | 45000 | 2866 | 4.6 | 3.8 | Federally-Regulated Commercial & Industrial Equipment | 03/31/1998 |  | 05/10/1998
ClimateMaster Inc. | Climate Master Series | GRV/GRH036BH |  | Water-Source | WBAHP: Heat Pump Packaged Unit | Heat Pump | 230 | 3 |  |  | No Match | No Match |  |  |  | 33100 | 2805 | 11.8 | 10 | 42500 | 3113 | 4 |  | Federally-Regulated Commercial & Industrial Equipment | 01/22/2003 |  | 03/12/2009
Waterfurnace International, Inc. | Waterfurnace International, Inc. | SXV048C4 |  | Ground-Water-Source | WBAHP: Heat Pump Packaged Unit | Heat Pump | 460 | 3 |  |  | No Match | No Match |  |  |  | 51500 | 3843 | 13.4 | 9 | 36000 | 3403 | 3.1 |  | Non Federally-Regulated | 12/14/1998 |  | 10/06/1999
Singer | Electro-Hydronics | UC190 3 |  | Water-Source | WBAHP: Heat Pump Packaged Unit | Heat Pump | 230 | 1 |  |  | No Match | No Match |  |  |  | 18000 | 2175 | 8.3 | 7.5 | 21000 | 2400 | 2.6 | 2.5 | Non Federally-Regulated | 09/08/1982 |  | 05/16/1984
Mammoth | Hydrobank II | D030VHJ |  | Water-Source | WBAHP: Heat Pump Packaged Unit | Heat Pump | 208 | 1 |  |  | No Match | No Match |  |  |  | 30800 | 2800 | 11 | 10 | 38500 | 2892 | 3.9 |  | Federally-Regulated Commercial & Industrial Equipment | 11/14/2000 |  | 01/18/2001
Mammoth | Hydrobank II | F062HHF |  | Water-Source | WBAHP: Heat Pump Packaged Unit | Heat Pump | 208 | 3 |  |  | No Match | No Match |  |  |  | 59500 | 5613 | 10.6 | 9 | 79000 | 6430 | 3.6 | 3.2 | Federally-Regulated Commercial & Industrial Equipment | 01/22/1990 |  | 07/27/1992
American Air Filter | Enercon | EVW-49 |  | Water-Source | WBAHP: Heat Pump Packaged Unit | Heat Pump | 208 | 1 |  |  | No Match | No Match |  |  |  | 48500 | 4328 | 11.2 | 9 | 60500 | 5068 | 3.5 | 3.2 | Non Federally-Regulated | 02/22/1990 |  | 07/31/1991
Mammoth | Hydrobank II | D010HLG |  | Ground-Water-Source | WBAHP: Heat Pump Packaged Unit | Heat Pump | 230 | 1 |  |  | No Match | No Match |  |  |  | 10100 | 742 | 13.6 | 9 | 7900 | 746 | 3.1 |  | Non Federally-Regulated | 07/22/2002 |  | 03/12/2009
Waterfurnace International, Inc. | Geotility Geothermal Installations | GCC/GCW/GCS/GCE18*0 |  | Ground-Source | WBAHP-O: Heat Pump Packaged Un | Heat Pump | 208 | 1 |  |  | No Match | Single-Speed |  |  |  | 16600 | 1099 | 15.1 | 13.4 | 13300 | 1257 | 3.1 | 3.1 | Non Federally-Regulated | 01/24/2011 |  | 04/19/2013
Waterfurnace International, Inc. | Eagle Mountain | ZS023**0*0 |  | Ground-Water-Source | WBAHP: Heat Pump Packaged Unit | Heat Pump | 230 | 1 |  |  | No Match | Single-Speed |  |  |  | 25400 | 1129 | 22.5 | 16.2 | 21900 | 1646 | 3.9 | 3.6 | Non Federally-Regulated | 01/24/2011 |  | 04/19/2013
Carrier Corp. - Syracuse | Carrier | 50YAV/YAH 030 |  | Ground-Water-Source | WBAHP: Heat Pump Packaged Unit | Heat Pump | 208 | 1 |  |  | No Match | No Match |  |  |  | 30000 | 2173 | 13.8 | 9 | 22000 | 2014 | 3.2 |  | Non Federally-Regulated | 01/30/1998 |  | 10/02/1998
McQuay / Snyder General | Electro-Hydronics | LHP12AD |  | Water-Source | WBAHP: Heat Pump Packaged Unit | Heat Pump | 230 | 3 |  |  | No Match | No Match |  |  |  | 128000 | 11000 | 11.6 | 9.2 | 142000 | 11200 | 3.7 |  | Non Federally-Regulated | 05/11/1988 |  | 03/15/1989
Mammoth | Hydrobank II | G064HHF/VHF |  | Water-Source | WBAHP: Heat Pump Packaged Unit | Heat Pump | 460 | 3 |  |  | No Match | No Match |  |  |  | 64000 | 4776 | 13.4 | 10 | 82000 | 5859 | 4.1 |  | Federally-Regulated Commercial & Industrial Equipment | 10/05/1999 |  | 05/23/2000
California Heat Pump | Trane | WPCB-0152 |  | Water-Source | WBAHP: Heat Pump Packaged Unit | Heat Pump | 208 | 1 |  |  | No Match | No Match |  |  |  | 15500 | 1345 | 11.5 | 7.5 | 17000 | 1385 | 3.6 | 2.5 | Non Federally-Regulated | 06/11/1985 |  | 05/11/1988
Waterfurnace International, Inc. | Waterfurnace International, Inc. | ATH057D1 |  | Ground-Water-Source | WBAHP: Heat Pump Packaged Unit | Heat Pump | 230 | 1 |  |  | No Match | No Match |  |  |  | 601000 | 47698 | 12.6 | 9 | 42000 | 4103 | 3 |  | Non Federally-Regulated | 05/10/1998 |  | 10/02/1998
McQuay / Snyder General | Electro-Hydronics | CW330G3 |  | Water-Source | WBAHP: Heat Pump Packaged Unit | Heat Pump | 230 | 1 |  |  | No Match | No Match |  |  |  | 33000 | 3050 | 10.8 | 7.5 | 39000 | 3090 | 3.7 | 2.5 | Non Federally-Regulated | 08/29/1986 |  | 05/11/1988
Florida Heat Pump | Florida Heat Pump | GT018-1VT/HZ/CF |  | Ground-Source | WBAHP: Heat Pump Packaged Unit | Heat Pump | 208 | 1 |  |  | No Match | No Match |  |  |  | 16500 | 1018 | 16.2 |  | 11500 | 1021 | 3.3 |  | Non Federally-Regulated | 03/31/1998 |  | 05/10/1998
Waterfurnace International, Inc. | Spectra | SXV058A1 |  | Water-Source | WBAHP: Heat Pump Packaged Unit | Heat Pump | 208 | 1 |  |  | No Match | No Match |  |  |  | 55000 | 4231 | 13 | 10 | 69000 | 4493 | 4.5 |  | Federally-Regulated Commercial & Industrial Equipment | 06/02/1993 |  | 06/03/1993
Mammoth | Geox | G50U,I |  | Ground-Water-Source | WBAHP: Heat Pump Packaged Unit | Heat Pump | 208 | 1 |  |  | No Match | No Match |  |  |  | 65500 | 6340 | 10.3 |  | 67500 | 6180 | 3.2 |  | Non Federally-Regulated | 05/11/1988 |  | 03/15/1989
McQuay / Snyder General | Electro-Hydronics | LE075C3 |  | Water-Source | WBAHP: Heat Pump Packaged Unit | Heat Pump | 230 | 1 |  |  | No Match | No Match |  |  |  | 6900 | 645 | 10.7 | 9 | 9400 | 725 | 3.8 | 3.2 | Non Federally-Regulated | 05/11/1988 |  | 03/15/1989
Command-Aire | Command-Aire | SWPH137E |  | Water-Source | WBAHP: Heat Pump Packaged Unit | Heat Pump | 265 | 1 |  |  | No Match | No Match |  |  |  | 12200 | 1050 | 11.6 | 9 | 16000 | 1143 | 4.1 | 3.2 | Non Federally-Regulated | 05/11/1988 |  | 03/15/1989
McQuay / Snyder General | Electro-Hydronics | CC500GK |  | Water-Source | WBAHP: Heat Pump Packaged Unit | Heat Pump | 208 | 3 |  |  | No Match | No Match |  |  |  | 50000 | 4850 | 10.3 | 7.5 | 65000 | 4900 | 3.9 | 2.5 | Non Federally-Regulated | 08/29/1986 |  | 05/11/1988
Waterfurnace International, Inc. | Waterfurnace International, Inc. | SXH058B3 |  | Water-Source | WBAHP: Heat Pump Packaged Unit | Heat Pump | 230 | 3 |  |  | No Match | No Match |  |  |  | 55000 | 4074 | 13.5 | 10 | 69000 | 4493 | 4.5 |  | Federally-Regulated Commercial & Industrial Equipment | 02/02/1998 |  | 03/31/1998
Mammoth | Geox | ZF024VHF |  | Water-Source | WBAHP: Heat Pump Packaged Unit | Heat Pump | 208 | 3 |  |  | No Match | No Match |  |  |  | 23800 | 2106 | 11.3 | 9 | 31200 | 2470 | 3.7 | 3.2 | Federally-Regulated Commercial & Industrial Equipment | 12/21/1990 |  | 07/27/1992
Waterfurnace International, Inc. | Waterfurnace International, Inc. | NSZ042A0 | NAH042* | Ground-Source | WBAHP-CB: Heat Pump Split Syst | Heat Pump | 208 | 1 |  |  | No Match | Single-Speed |  |  |  | 39900 | 2005 | 19.9 | 13.4 | 25300 | 2004 | 3.7 | 3.1 | Non Federally-Regulated | 01/24/2011 |  | 10/24/2014
McQuay International | McQuay | FCV/FCW030B-F |  | Water-Source | WBAHP: Heat Pump Packaged Unit | Heat Pump | 230 | 3 |  |  | No Match | No Match |  |  |  | 29600 | 2487 | 11.9 | 10 | 39000 | 2929 | 3.9 |  | Federally-Regulated Commercial & Industrial Equipment | 11/17/1999 |  | 09/21/2000
ClimateMaster Inc. | Climate Master Series | PDW60 | GAH60 | Water-Source | Water/Brine to Air Heat Pump S | Heat Pump | 230 | 1 |  |  | No Match | No Match |  |  |  | 54300 | 4344 | 12.5 | 10 | 69000 | 4930 | 4.1 |  | Federally-Regulated Commercial & Industrial Equipment | 04/12/2000 |  | 11/19/2001
Command-Aire | Command-Aire | SWP131E |  | Water-Source | WBAHP: Heat Pump Packaged Unit | Heat Pump | 230 | 1 |  |  | No Match | No Match |  |  |  | 12000 | 1050 | 11.6 | 7.5 | 18000 | 1290 | 4.1 | 2.5 | Non Federally-Regulated | 06/11/1985 |  | 08/29/1986
Waterfurnace International, Inc. | Waterfurnace International, Inc. | NSV/NSH042F1*0 |  | Ground-Source | WBAHP: Heat Pump Packaged Unit | Heat Pump | 208 | 1 |  |  | No Match | Single-Speed |  |  |  | 41600 | 2237 | 18.6 | 13.4 | 27500 | 2178 | 3.7 | 3.1 | Non Federally-Regulated | 05/02/2012 |  | 04/19/2013
Florida Heat Pump | DeMarco Energy Systems | GT036-3VT/HZ/CF |  | Water-Source | WBAHP-CB: Heat Pump Split Syst | Heat Pump | 208 | 3 |  |  | No Match | No Match |  |  |  | 36000 | 2589 | 13.9 | 9 | 39000 | 3007 | 3.8 | 3.5 | Non Federally-Regulated | 10/05/1999 |  | 04/12/2000
Climate Control / Snyder General | Electro-Hydronics | CW500FP |  | Water-Source | WBAHP: Heat Pump Packaged Unit | Heat Pump | 460 | 3 |  |  | No Match | No Match |  |  |  | 50000 | 4850 | 10.3 | 7.5 | 65000 | 4900 | 3.9 | 2.5 | Non Federally-Regulated | 05/16/1984 |  | 08/29/1986
Waterfurnace International, Inc. | Spectra | SXV030A4 |  | Water-Source | WBAHP-CB: Heat Pump Split Syst | Heat Pump | 460 | 3 |  |  | No Match | No Match |  |  |  | 31800 | 2338 | 13.6 | 9 | 33400 | 2330 | 4.2 | 3.5 | Non Federally-Regulated | 06/02/1993 |  | 06/03/1993
American Air Filter | Enercon | DVW-120 |  | Water-Source | WBAHP: Heat Pump Packaged Unit | Heat Pump | 230 | 3 |  |  | No Match | No Match |  |  |  | 120000 | 11100 | 10.8 | 9.2 | 145000 | 11800 | 3.6 |  | Non Federally-Regulated | 05/11/1988 |  | 03/15/1989
Enertech Global, LLC | Roth Industries, Inc. | RXT072D |  | Ground-Water-Source | WBAHP: Heat Pump Packaged Unit | Heat Pump | 230 | 1 |  |  | No Match | Single-Speed | 2875 | 710 | 1 | 78500 | 3584 | 21.9 | 16.2 | 71900 | 4789 | 4.4 | 3.6 | Non Federally-Regulated | 09/03/2012 |  | 12/12/2012
Florida Heat Pump | Geomaster, LLC | EC007-1CF/HZ/VT |  | Water-Source | WBAHP: Heat Pump Packaged Unit | Heat Pump | 230 | 1 |  |  | No Match | Single-Speed |  |  |  | 6200 | 496 | 12.5 | 11.2 | 8000 | 460 | 5.1 | 4.2 | Federally-Regulated Commercial & Industrial Equipment | 04/30/2009 |  | 04/20/2015
Carrier Corp. | Carrier | 50KQ0193 |  | Water-Source | WBAHP: Heat Pump Packaged Unit | Heat Pump | 208 | 1 |  |  | No Match | No Match |  |  |  | 18400 | 1615 | 11.4 | 9 | 23000 | 1820 | 3.7 | 3.2 | Non Federally-Regulated | 02/22/1990 |  | 07/31/1991
Addison Products | Addison Products | VGY048-4A |  | Water-Source | WBAHP-CB: Heat Pump Split Syst | Heat Pump | 460 | 3 |  |  | No Match | No Match |  |  |  | 54400 | 4689 | 11.6 | 9 | 61800 | 5029 | 3.6 | 3.5 | Non Federally-Regulated | 07/22/2002 |  | 03/12/2009
Enertech Global, LLC | Enertech | GSC030 | ACD036 | Ground-Source | WBAHP-C: Heat Pump Split Syste | Heat Pump | 230 | 1 |  |  | No Match | Single-Speed |  |  |  | 32300 | 1835 | 17.6 | 13.4 | 25800 | 2162 | 3.5 | 3.1 | Non Federally-Regulated | 04/30/2009 |  | 03/02/2012
American Air Filter | Enercon | FHW-27 |  | Water-Source | WBAHP: Heat Pump Packaged Unit | Heat Pump | 265 | 1 |  |  | No Match | No Match |  |  |  | 26400 | 2514 | 10.5 | 9 | 34600 | 2740 | 3.7 | 3.2 | Non Federally-Regulated | 02/22/1990 |  | 07/31/1991
McQuay International | McQuay | FCV/FCW/VWH/VWW036B-F |  | Water-Source | WBAHP: Heat Pump Packaged Unit | Heat Pump | 208 | 3 |  |  | No Match | No Match |  |  |  | 35200 | 2957 | 11.9 | 10 | 45000 | 3297 | 4 |  | Federally-Regulated Commercial & Industrial Equipment | 12/14/1998 |  | 11/17/1999
Waterfurnace International, Inc. | Waterfurnace International, Inc. | ATV057D1(P) |  | Ground-Water-Source | WBAHP: Heat Pump Packaged Unit | Heat Pump | 230 | 1 |  |  | No Match | No Match |  |  |  | 34000 | 1808 | 18.8 | 9 | 26000 | 2116 | 3.6 |  | Non Federally-Regulated | 12/14/1998 |  | 10/06/1999
Command-Aire | Command-Aire | GXUA0131 |  | Water-Source | WBAHP: Heat Pump Packaged Unit | Heat Pump | 208 | 1 |  |  | No Match | No Match |  |  |  | 12300 | 1051 | 11.7 | 10 | 15900 | 1136 | 4.1 |  | Federally-Regulated Commercial & Industrial Equipment | 08/07/1998 |  | 10/02/1998
ClimateMaster Inc. | Climate Master Series | VP/HP030 F/H |  | Water-Source | WBAHP: Heat Pump Packaged Unit | Heat Pump | 460 | 3 |  |  | No Match | No Match |  |  |  | 29000 | 2230 | 13 | 9.3 | 36000 | 2397 | 4.4 | 3.8 | Federally-Regulated Commercial & Industrial Equipment | 03/31/1998 |  | 05/10/1998
California Heat Pump | California Heat Pump | 61-H**-32-** |  | Water-Source | WBAHP: Heat Pump Packaged Unit | Heat Pump | 208 | 3 |  |  | No Match | No Match |  |  |  | 60000 | 6000 | 10 | 7.5 | 77000 | 6450 | 3.5 | 2.5 | Non Federally-Regulated | 06/11/1985 |  | 05/11/1988
Enertech Global, LLC | Enertech | GXT048C |  | Ground-Water-Source | WBAHP: Heat Pump Packaged Unit | Heat Pump | 208 | 1 |  |  | No Match | Single-Speed |  |  |  | 55100 | 2277 | 24.2 | 16.2 | 48700 | 2973 | 4.8 | 3.6 | Non Federally-Regulated | 11/30/2011 |  | 05/02/2012
Florida Heat Pump | Florida Heat Pump | GT054-3CF/HZ/VT |  | Water-Source | WBAHP-CB: Heat Pump Split Syst | Heat Pump | 230 | 3 |  |  | No Match | No Match |  |  |  | 53000 | 4240 | 12.5 | 9 | 62000 | 4657 | 3.9 | 3.5 | Non Federally-Regulated | 04/12/2000 |  | 07/18/2002
ClimateMaster Inc. | Carrier Corp. | YCS0303 | FK4CNF003 | Ground-Source | WBAHP-CB: Heat Pump Split Syst | Heat Pump | 230 | 1 |  |  | No Match | Single-Speed |  |  |  | 29800 | 1817 | 16.4 | 13.4 | 21500 | 1801 | 3.5 | 3.1 | Non Federally-Regulated | 09/15/2009 |  | 02/17/2011
Waterfurnace International, Inc. | Waterfurnace International, Inc. | ATV057D3 |  | Ground-Water-Source | WBAHP: Heat Pump Packaged Unit | Heat Pump | 208 | 3 |  |  | No Match | No Match |  |  |  | 60000 | 4761 | 12.6 | 9 | 42000 | 4103 | 3 |  | Non Federally-Regulated | 05/10/1998 |  | 10/02/1998
Mammoth | Mammoth | D020HSBXXX |  | Ground-Water-Source | WBAHP: Heat Pump Packaged Unit | Heat Pump | 208 | 1 |  |  | No Match | No Match |  |  |  | 21800 | 2075 | 10.5 |  | 26400 | 2210 | 3.5 |  | Non Federally-Regulated | 05/11/1988 |  | 03/15/1989
Climate Control / Snyder General | Electro-Hydronics | LHV22AK |  | Water-Source | WBAHP: Heat Pump Packaged Unit | Heat Pump | 208 | 3 |  |  | No Match | No Match |  |  |  | 240400 | 20550 | 11.7 |  | 270000 | 21400 | 3.7 | 2.5 | Non Federally-Regulated | 06/11/1985 |  | 08/29/1986
ClimateMaster Inc. | Carrier | 50KQA/D015 |  | Water-Source | WBAHP-O: Heat Pump Packaged Un | Heat Pump | 265 | 1 |  |  | No Match | No Match |  |  |  | 15000 | 1200 | 12.5 | 10 | 17100 | 1222 | 4.1 |  | Federally-Regulated Commercial & Industrial Equipment | 02/02/1998 |  | 03/31/1998
Waterfurnace International, Inc. | Waterfurnace International, Inc. | ATV070D1(P) |  | Ground-Water-Source | WBAHP: Heat Pump Packaged Unit | Heat Pump | 230 | 1 |  |  | No Match | No Match |  |  |  | 43500 | 2500 | 17.4 | 9 | 32400 | 2637 | 3.6 |  | Non Federally-Regulated | 05/10/1998 |  | 10/02/1998
Singer | Electro-Hydronics | LM90B5 |  | Water-Source | WBAHP: Heat Pump Packaged Unit | Heat Pump | 208 | 1 |  |  | No Match | No Match |  |  |  | 9600 | 1200 | 8 | 7.5 | 13000 | 1325 | 2.9 | 2.5 | Non Federally-Regulated | 01/05/1982 |  | 09/08/1982
Enertech Global, LLC | Enertech | GTC048 | ACD048 | Ground-Source | WBAHP-C: Heat Pump Split Syste | Heat Pump | 230 | 1 |  |  | No Match | Single-Speed |  |  |  | 54300 | 3251 | 16.7 | 13.4 | 43300 | 3848 | 3.3 | 3.1 | Non Federally-Regulated | 06/15/2009 |  | 08/23/2011
Enertech Global, LLC | Enertech | GTC060 | ACD060 | Ground-Water-Source | WBAHP-C: Heat Pump Split Syste | Heat Pump | 230 | 1 |  |  | No Match | Single-Speed | 2509 | 682 | 1 | 65100 | 3426 | 19 | 16.2 | 57000 | 4386 | 3.8 | 3.6 | Non Federally-Regulated | 11/25/2009 |  | 08/23/2011
ClimateMaster Inc. | Climate Master Series | 81630G |  | Water-Source | WBAHP-O: Heat Pump Packaged Un | Heat Pump | 208 | 1 |  |  | No Match | No Match |  |  |  | 28500 | 2111 | 13.5 | 10 | 36000 | 2636 | 4 |  | Federally-Regulated Commercial & Industrial Equipment | 04/12/2000 |  | 03/12/2009
Addison Products | Addison Products | HWPG060-3B** |  | Water-Source | WBAHP-CB: Heat Pump Split Syst | Heat Pump | 230 | 3 |  |  | No Match | No Match |  |  |  | 59000 | 4538 | 13 | 9 | 66000 | 4959 | 3.9 | 3.5 | Non Federally-Regulated | 02/02/1998 |  | 10/02/1998
Waterfurnace International, Inc. | American Standard, Inc. | RKSV/RKSH018**0*1 |  | Ground-Source | WBAHP: Heat Pump Packaged Unit | Heat Pump | 208 | 1 |  |  | No Match | Single-Speed |  |  |  | 18500 | 974 | 19 | 13.4 | 14700 | 1051 | 4.1 | 3.1 | Non Federally-Regulated | 01/09/2014 |  | 10/24/2014
California Heat Pump | Trane | WPCB-0192 |  | Water-Source | WBAHP: Heat Pump Packaged Unit | Heat Pump | 208 | 1 |  |  | No Match | No Match |  |  |  | 17700 | 1970 | 9 | 7.5 | 21500 | 2170 | 2.9 | 2.5 | Non Federally-Regulated | 06/11/1985 |  | 05/11/1988
Trane U.S. Inc. | Trane | EXVE0483 |  | Ground-Water-Source | WBAHP: Heat Pump Packaged Unit | Heat Pump | 208 | 3 |  |  | No Match | Single-Speed |  |  |  | 51800 | 2214 | 23.4 | 16.2 | 46300 | 2769 | 4.9 | 3.6 | Non Federally-Regulated | 06/14/2011 |  | 08/15/2014
American Air Filter | Enercon | EVW-90 |  | Water-Source | WBAHP: Heat Pump Packaged Unit | Heat Pump | 200 | 3 |  |  | No Match | No Match |  |  |  | 90000 | 8571 | 10.5 | 9.2 | 114000 | 9027 | 3.7 |  | Non Federally-Regulated | 05/11/1988 |  | 03/15/1989
Waterfurnace International, Inc. | Rybacki - Hart Enterprises | YS024**1*0 |  | Ground-Water-Source | WBAHP: Heat Pump Packaged Unit | Heat Pump | 208 | 1 |  |  | No Match | Single-Speed |  |  |  | 26400 | 1158 | 22.8 | 16.2 | 22300 | 1634 | 4 | 3.6 | Non Federally-Regulated | 01/24/2011 |  | 04/19/2013
McQuay International | McQuay | WM*/WC*/CW*019C*N |  | Water-Source | WBAHP-O: Heat Pump Packaged Un | Heat Pump | 265 | 1 |  |  | No Match | No Match |  |  |  | 18200 | 1444 | 12.6 | 10 | 20300 | 1565 | 3.8 |  | Federally-Regulated Commercial & Industrial Equipment | 10/05/1999 |  | 09/21/2000
McQuay / Snyder General | Electro-Hydronics | UW200F7 |  | Water-Source | WBAHP: Heat Pump Packaged Unit | Heat Pump | 265 | 1 |  |  | No Match | No Match |  |  |  | 20000 | 1880 |  | 7.5 | 25600 | 1920 | 3.9 | 2.5 | Non Federally-Regulated | 08/29/1986 |  | 05/11/1988
Waterfurnace International, Inc. | Waterfurnace International, Inc. | CXC012*2 |  | Water-Source | WBAHP-O: Heat Pump Packaged Un | Heat Pump | 265 | 1 |  |  | No Match | No Match |  |  |  | 11200 | 777 | 14.4 | 10 | 14900 | 928 | 4.7 |  | Federally-Regulated Commercial & Industrial Equipment | 10/05/1999 |  | 04/12/2000
Florida Heat Pump | Florida Heat Pump | EM009-1CF/HZ/VT |  | Ground-Water-Source | WBAHP: Heat Pump Packaged Unit | Heat Pump | 230 | 1 |  |  | No Match | No Match |  |  |  | 10000 | 763 | 13.1 | 9 | 8000 | 689 | 3.4 |  | Non Federally-Regulated | 07/22/2002 |  | 03/12/2009
Waterfurnace International, Inc. | Waterfurnace International, Inc. | SXH058B1 |  | Ground-Water-Source | WBAHP: Heat Pump Packaged Unit | Heat Pump | 230 | 1 |  |  | No Match | No Match |  |  |  | 56500 | 4216 | 13.4 | 9 | 45500 | 4301 | 3.1 |  | Non Federally-Regulated | 01/30/1998 |  | 03/31/1998
Florida Heat Pump | Energy Miser | HE62CF-1 |  | Water-Source | WBAHP: Heat Pump Packaged Unit | Heat Pump | 208 | 1 |  |  | No Match | No Match |  |  |  | 61000 | 5755 | 10.6 | 9 | 83000 | 6400 | 3.8 | 3.2 | Non Federally-Regulated | 02/22/1990 |  | 07/31/1991
ClimateMaster Inc. | Carrier Corp. | 50PRH/V018 3 |  | Water-Source | WBAHP: Heat Pump Packaged Unit | Heat Pump | 230 | 1 |  |  | No Match | Single-Speed |  |  |  | 17300 | 1210 | 14.3 | 12 | 21500 | 1260 | 5 | 4.2 | Federally-Regulated Commercial & Industrial Equipment | 01/24/2011 |  | 08/23/2011
Carrier Corp. | Carrier | 50QEV0486 |  | Water-Source | WBAHP: Heat Pump Packaged Unit | Heat Pump | 460 | 3 |  |  | No Match | No Match |  |  |  | 47500 | 4330 | 11 | 9 | 58000 | 4420 | 3.8 | 3.2 | Non Federally-Regulated | 03/15/1989 |  | 09/25/1989
McQuay International | McQuay | W-WD*/WL*/WM*-1-019-E |  | Water-Source | WBAHP-O: Heat Pump Packaged Un | Heat Pump | 230 | 1 |  |  | No Match | No Match |  |  |  | 18200 | 1444 | 12.6 | 10 | 20300 | 1565 | 3.8 |  | Federally-Regulated Commercial & Industrial Equipment | 09/21/2000 |  | 11/14/2000
Waterfurnace International, Inc. | Waterfurnace International, Inc. | SXV036*0 |  | Ground-Water-Source | WBAHP: Heat Pump Packaged Unit | Heat Pump | 208 | 1 |  |  | No Match | No Match |  |  |  | 36400 | 2676 | 13.6 | 9 | 26000 | 2380 | 3.2 |  | Non Federally-Regulated | 10/06/1999 |  | 05/19/2000
ClimateMaster Inc. | Trane | WPHA19XB* |  | Water-Source | WBAHP: Heat Pump Packaged Unit | Heat Pump | 208 | 1 |  |  | No Match | No Match |  |  |  | 20000 | 1869 | 10.7 | 9 | 25600 | 2084 | 3.9 | 3.2 | Non Federally-Regulated | 05/11/1988 |  | 03/15/1989
Waterfurnace International, Inc. | Standard Range | WSH/WSV049A*1*** |  | Water-Source | WBAHP: Heat Pump Packaged Unit | Heat Pump | 230 | 1 |  |  | No Match | No Match |  |  |  | 50500 | 4856 | 10.4 | 9 | 60500 | 4923 | 3.6 | 3.2 | Non Federally-Regulated | 10/10/1989 |  | 07/31/1991
Carrier Corp. | Carrier | 50QXV0184 |  | Water-Source | WBAHP: Heat Pump Packaged Unit | Heat Pump | 265 | 1 |  |  | No Match | No Match |  |  |  | 18000 | 1635 | 11 | 9 | 23000 | 1872 | 3.6 | 3.2 | Federally-Regulated Commercial & Industrial Equipment | 09/25/1989 |  | 10/10/1989
Climate Control / Snyder General | Electro-Hydronics | UC260GP |  | Water-Source | WBAHP: Heat Pump Packaged Unit | Heat Pump | 460 | 3 |  |  | No Match | No Match |  |  |  | 26000 | 2450 | 10.6 | 7.5 | 31600 | 2500 | 3.7 | 2.5 | Non Federally-Regulated | 05/16/1984 |  | 08/29/1986
Command-Aire | Command-Aire | SWP-3544 |  | Water-Source | WBAHP: Heat Pump Packaged Unit | Heat Pump | 460 | 3 |  |  | No Match | No Match |  |  |  | 438000 | 47400 | 9.2 |  | 608000 | 49700 | 3.6 |  | Non Federally-Regulated | 05/11/1988 |  | 03/15/1989
Singer | Electro-Hydronics | UC330C3 |  | Water-Source | WBAHP: Heat Pump Packaged Unit | Heat Pump | 230 | 1 |  |  | No Match | No Match |  |  |  | 33000 | 3500 | 9.4 | 7.5 | 35500 | 3550 | 2.9 | 2.5 | Non Federally-Regulated | 01/05/1982 |  | 09/08/1982
McQuay International | McQuay | W-FDL/FDS/FMS-1-060-K |  | Water-Source | WBAHP: Heat Pump Packaged Unit | Heat Pump | 460 | 3 |  |  | No Match | No Match |  |  |  | 58000 | 5321 | 10.9 | 10 | 78000 | 5859 | 3.9 |  | Federally-Regulated Commercial & Industrial Equipment | 09/21/2000 |  | 03/12/2009
McQuay International | McQuay | W-LDE/LME/LML/LMS-1-10 |  | Water-Source | WBAHP: Heat Pump Packaged Unit | Heat Pump | 230 | 3 |  |  | No Match | No Match |  |  |  | 107000 | 9727 | 11 | 9 | 120000 | 9252 | 3.8 | 3.8 | Federally-Regulated Commercial & Industrial Equipment | 10/05/1999 |  | 09/21/2000
Waterfurnace International, Inc. | Waterfurnace International, Inc. | NSV/NSH048G1*0 |  | Water-Source | WBAHP: Heat Pump Packaged Unit | Heat Pump | 208 | 1 |  |  | No Match | Single-Speed |  |  |  | 46400 | 2994 | 15.5 | 12 | 53100 | 3176 | 4.9 | 4.2 | Federally-Regulated Commercial & Industrial Equipment | 09/03/2012 |  | 04/19/2013
Florida Heat Pump | Energy Miser | HEV104-3 |  | Water-Source | WBAHP: Heat Pump Packaged Unit | Heat Pump | 208 | 3 |  |  | No Match | No Match |  |  |  | 102000 | 8720 | 11.7 | 10.5 | 130000 | 9600 | 4 | 3.8 | Non Federally-Regulated | 07/31/1991 |  | 03/31/1998
ClimateMaster Inc. | Climate Master Series | HE006G |  | Ground-Water-Source | WBAHP: Heat Pump Packaged Unit | Heat Pump | 208 | 1 |  |  | No Match | No Match |  |  |  | 7000 | 608 | 11.5 | 9 | 5400 | 565 | 2.8 |  | Non Federally-Regulated | 04/10/2000 |  | 11/14/2000
Florida Heat Pump | Florida Heat Pump | SV060-4CS*-*****A | SV060-2AV/AH*-***A*A | Water-Source | WBAHP-CB: Heat Pump Split Syst | Heat Pump | 460 | 3 |  |  | No Match | Single-Speed |  |  |  | 54300 | 4177 | 13 | 12 | 64100 | 4369 | 4.3 | 4.2 | Federally-Regulated Commercial & Industrial Equipment | 10/24/2014 |  | 04/01/2015
Waterfurnace International, Inc. | Geotility Geothermal Installations | ZS024**3*1 |  | Ground-Source | WBAHP: Heat Pump Packaged Unit | Heat Pump | 208 | 3 |  |  | No Match | Single-Speed |  |  |  | 24400 | 1394 | 17.5 | 13.4 | 17500 | 1350 | 3.8 | 3.1 | Non Federally-Regulated | 01/24/2011 |  | 04/19/2013
Florida Heat Pump | Energy Miser | LT 50 CF -1 |  | Ground-Water-Source | WBAHP: Heat Pump Packaged Unit | Heat Pump | 208 | 1 |  |  | No Match | No Match |  |  |  | 44500 | 4045 | 11 | 11 | 48000 | 4135 | 3.4 | 3.4 | Non Federally-Regulated | 07/31/1991 |  | 03/31/1998
Mammoth | Hydrobank II | F070VLG |  | Ground-Water-Source | WBAHP: Heat Pump Packaged Unit | Heat Pump | 230 | 3 |  |  | No Match | No Match |  |  |  | 67500 | 5000 | 13.5 | 9 | 61600 | 6016 | 3 |  | Non Federally-Regulated | 01/18/2001 |  | 11/19/2001
Waterfurnace International, Inc. | Waterfurnace International, Inc. | P046D | N-VSB2006A/G+FD03624A | Ground-Water-Source | WBAHP-CB: Heat Pump Split Syst | Heat Pump | 208 | 1 |  |  | No Match | No Match |  |  |  | 45000 | 3146 | 14.3 | 9 | 33500 | 2974 | 3.3 |  | Non Federally-Regulated | 07/22/2002 |  | 03/12/2009
Johnson Controls | Johnson Controls | VSCS12B6****0 |  | Ground-Source | WBAHP: Heat Pump Packaged Unit | Heat Pump | 265 | 1 |  |  | No Match | Single-Speed |  |  |  | 13100 | 903 | 14.5 | 13.4 | 9600 | 879 | 3.2 | 3.1 | Non Federally-Regulated | 03/02/2012 |  | 10/24/2014
Addison Products | Addison Products | VGY042-1A |  | Water-Source | WBAHP-CB: Heat Pump Split Syst | Heat Pump | 230 | 1 |  |  | No Match | No Match |  |  |  | 48700 | 4058 | 12 | 9 | 52300 | 4378 | 3.5 | 3.5 | Non Federally-Regulated | 07/22/2002 |  | 03/12/2009
Carrier Corp. | Carrier | 50QEH0423 |  | Water-Source | WBAHP: Heat Pump Packaged Unit | Heat Pump | 208 | 1 |  |  | No Match | No Match |  |  |  | 40500 | 3490 | 11.6 | 9 | 49000 | 3780 | 3.8 | 3.2 | Federally-Regulated Commercial & Industrial Equipment | 12/12/1988 |  | 02/22/1990
Command-Aire | Command-Aire | SWP413E |  | Water-Source | WBAHP: Heat Pump Packaged Unit | Heat Pump | 230 | 3 |  |  | No Match | No Match |  |  |  | 42000 | 3810 | 11 | 7.5 | 53000 | 3880 | 4 | 2.5 | Non Federally-Regulated | 06/11/1985 |  | 05/11/1988
Florida Heat Pump | Florida Heat Pump | EM048-3CF/HZ/VT |  | Ground-Water-Source | WBAHP: Heat Pump Packaged Unit | Heat Pump | 230 | 3 |  |  | No Match | No Match |  |  |  | 51000 | 3953 | 12.9 | 9 | 38000 | 3373 | 3.3 |  | Non Federally-Regulated | 05/29/2001 |  | 07/18/2002
Addison Products | Addison Products | WSH029-3AR |  | Water-Source | WBAHP: Heat Pump Packaged Unit | Heat Pump | 230 | 3 |  |  | No Match | No Match |  |  |  | 28300 | 2021 | 14 | 10 | 34900 | 2176 | 4.7 |  | Federally-Regulated Commercial & Industrial Equipment | 02/02/1998 |  | 03/31/1998
Bard Manufacturing Company, Inc. | Bard | GTC48S2-A | HE49948D210B22705AW | Ground-Water-Source | WBAH-C: Heating Only Split Sys | Heat Pump | 230 | 1 |  |  | No Match | Dual-Speed | [7 empty] | 44000 | 2866 | 4.5 |  | Non Federally-Regulated | 09/03/2012 |  | 01/09/2014
Addison Products | Addison Products | VWPG036-1B-XL* |  | Ground-Water-Source | WBAHP: Heat Pump Packaged Unit | Heat Pump | 208 | 1 |  |  | No Match | No Match |  |  |  | 35600 | 11125 | 3.2 | 9 | 24800 | 2271 | 3.2 |  | Non Federally-Regulated | 05/15/1998 |  | 07/29/1998
Trane U.S. Inc. | Trane | GSHC0301A |  | Ground-Water-Source | WBAHP: Heat Pump Packaged Unit | Heat Pump | 208 | 1 |  |  | No Match | No Match |  |  |  | 28600 | 2028 | 14.1 | 9 | 22000 | 2302 | 2.8 |  | Non Federally-Regulated | 10/06/1999 |  | 07/18/2002
Florida Heat Pump | Florida Heat Pump | CW009-1 |  | Ground-Water-Source | WBAHP: Heat Pump Packaged Unit | Heat Pump | 208 | 1 |  |  | No Match | No Match |  |  |  | 8500 | 518 | 16.4 | 9 | 5200 | 476 | 3.2 |  | Non Federally-Regulated | 04/10/2000 |  | 07/18/2002
McQuay / Snyder General | Electro-Hydronics | LHP12BD |  | Water-Source | WBAHP: Heat Pump Packaged Unit | Heat Pump | 230 | 3 |  |  | No Match | No Match |  |  |  | 128000 | 11000 | 11.6 | 9.2 | 142000 | 11200 | 3.7 | 2.5 | Non Federally-Regulated | 08/29/1986 |  | 05/11/1988
Waterfurnace International, Inc. | Waterfurnace International, Inc. | E060**1 |  | Ground-Water-Source | WBAHP: Heat Pump Packaged Unit | Heat Pump | 208 | 1 |  |  | No Match | No Match |  |  |  | 60600 | 3787 | 16 | 9 | 42400 | 3450 | 3.6 |  | Non Federally-Regulated | 06/27/2003 |  | 03/12/2009
McQuay / Snyder General | Electro-Hydronics | LE190C5 |  | Water-Source | WBAHP: Heat Pump Packaged Unit | Heat Pump | 208 | 1 |  |  | No Match | No Match |  |  |  | 18200 | 1825 | 10 | 7.5 | 22600 | 2000 | 3.3 | 2.5 | Non Federally-Regulated | 08/29/1986 |  | 05/11/1988
McQuay / Snyder General | Electro-Hydronics | UW420FK |  | Water-Source | WBAHP: Heat Pump Packaged Unit | Heat Pump | 208 | 3 |  |  | No Match | No Match |  |  |  | 42000 | 3850 | 10.9 | 7.5 | 52000 | 4100 | 3.7 | 2.5 | Non Federally-Regulated | 08/29/1986 |  | 05/11/1988
Waterfurnace International, Inc. | WFI Industries, Ltd. | VLH/VXH042*0 |  | Water-Source | WBAHP: Heat Pump Packaged Unit | Heat Pump | 208 | 1 |  |  | No Match | No Match |  |  |  | 40000 | 3076 | 13 | 10 | 47400 | 3229 | 4.3 |  | Federally-Regulated Commercial & Industrial Equipment | 06/20/2003 |  | 02/17/2011
Florida Heat Pump | Florida Heat Pump | EM041-5CS | EM041-5AV | Water-Source | WBAHP-C: Heat Pump Split Syste | Heat Pump | 575 | 3 |  |  | No Match | No Match |  |  |  | 39000 | 3000 | 13 | 10 | 49000 | 3502 | 4.1 |  | Federally-Regulated Commercial & Industrial Equipment | 12/14/1998 |  | 10/05/1999
Waterfurnace International, Inc. | Waterfurnace International, Inc. | V080T*3 |  | Water-Source | WBAHP: Heat Pump Packaged Unit | Heat Pump | 230 | 3 |  |  | No Match | No Match |  |  |  | 84000 | 5600 | 15 | 9 | 99000 | 5801 | 5 | 3.8 | Federally-Regulated Commercial & Industrial Equipment | 05/19/2000 |  | 11/14/2000
Enertech Global, LLC | Enertech | HXT036C |  | Ground-Source | WBAHP: Heat Pump Packaged Unit | Heat Pump | 230 | 1 |  |  | No Match | Single-Speed |  |  |  | 37500 | 2038 | 18.4 | 13.4 | 28100 | 2009 | 4.1 | 3.1 | Non Federally-Regulated | 12/12/2012 |  | 04/21/2014
Waterfurnace International, Inc. | Waterfurnace International, Inc. | SXH019A0 |  | Water-Source | WBAHP-CB: Heat Pump Split Syst | Heat Pump | 230 | 1 |  |  | No Match | No Match |  |  |  | 19500 | 1402 | 13.9 | 9 | 22800 | 1629 | 4.1 | 3.5 | Non Federally-Regulated | 02/02/1998 |  | 08/21/1998
Waterfurnace International, Inc. | Waterfurnace International, Inc. | NDV/NDH038*1*1 |  | Water-Source | WBAHP: Heat Pump Packaged Unit | Heat Pump | 208 | 1 |  |  | No Match | Dual-Speed |  |  |  | 39000 | 2267 | 17.2 | 12 | 42200 | 2249 | 5.5 | 4.2 | Federally-Regulated Commercial & Industrial Equipment | 01/24/2011 |  | 06/14/2011
Waterfurnace International, Inc. | Waterfurnace International, Inc. | SXH030C1 |  | Water-Source | WBAHP: Heat Pump Packaged Unit | Heat Pump | 208 | 1 |  |  | No Match | No Match |  |  |  | 30600 | 2125 | 14.4 | 10 | 36600 | 2145 | 5 |  | Federally-Regulated Commercial & Industrial Equipment | 02/02/1998 |  | 03/31/1998
Florida Heat Pump | Florida Heat Pump | EP042-1HZ/VT |  | Ground-Source | WBAHP: Heat Pump Packaged Unit | Heat Pump | 208 | 1 |  |  | No Match | Single-Speed |  |  |  | 42000 | 1981 | 21.2 | 13.4 | 28000 | 2001 | 4.1 | 3.1 | Non Federally-Regulated | 01/24/2011 |  | 06/14/2011
Waterfurnace International, Inc. | Eagle Mountain | QT072**1 |  | Ground-Water-Source | WBAHP: Heat Pump Packaged Unit | Heat Pump | 230 | 1 |  |  | No Match | Dual-Speed | 3170 | 450 | 1 | 73000 | 3946 | 18.5 | 16.2 | 63400 | 4532 | 4.1 | 3.6 | Non Federally-Regulated | 01/10/2012 |  | 04/19/2013
McQuay / Snyder General | Electro-Hydronics | HC90A7 |  | Water-Source | WBAHP: Heat Pump Packaged Unit | Heat Pump | 265 | 1 |  |  | No Match | No Match |  |  |  | 9000 | 850 | 10.5 | 7.5 | 11000 | 920 | 3.5 | 2.5 | Non Federally-Regulated | 08/29/1986 |  | 05/11/1988
ClimateMaster Inc. | Trane | WPHA08XB* |  | Water-Source | WBAHP: Heat Pump Packaged Unit | Heat Pump | 208 | 1 |  |  | No Match | No Match |  |  |  | 6900 | 645 | 10.7 | 9 | 8800 | 680 | 3.8 | 3.2 | Non Federally-Regulated | 05/11/1988 |  | 03/15/1989
Hydro Delta Corp. | Hydro Delta Corp. | 03-042-WTARW-MT |  | Ground-Source | WBAHP: Heat Pump Packaged Unit | Heat Pump | 230 | 1 |  |  | No Match | No Match |  |  |  | 46000 | 3285 | 14 |  | 32500 | 2976 | 3.2 |  | Non Federally-Regulated | 03/31/1998 |  | 05/10/1998
Climate Control / Snyder General | Trane | WPHA26XB* |  | Water-Source | WBAHP: Heat Pump Packaged Unit | Heat Pump | 208 | 1 |  |  | No Match | No Match |  |  |  | 26000 | 2453 | 10.6 | 7.5 | 31600 | 2503 | 3.7 | 2.5 | Non Federally-Regulated | 05/16/1984 |  | 05/11/1988
Waterfurnace International, Inc. | Waterfurnace International, Inc. | SXH120A3 |  | Ground-Water-Source | WBAHP: Heat Pump Packaged Unit | Heat Pump | 208 | 3 |  |  | No Match | No Match |  |  |  | 122000 | 9172 | 13.3 | 9 | 100000 | 9769 | 3 |  | Non Federally-Regulated | 01/30/1998 |  | 10/02/1998
Waterfurnace International, Inc. | Waterfurnace International, Inc. | NSZ048A1 | NRAC048* | Ground-Water-Source | WBAHP-CB: Heat Pump Split Syst | Heat Pump | 230 | 1 |  |  | No Match | Single-Speed |  |  |  | 48900 | 2055 | 23.8 | 16.2 | 45100 | 2939 | 4.5 | 3.6 | Non Federally-Regulated | 04/30/2009 |  | 10/24/2014
Addison Products | Addison Products | HPY015-1A |  | Water-Source | WBAHP-CB: Heat Pump Split Syst | Heat Pump | 230 | 1 |  |  | No Match | No Match |  |  |  | 15900 | 1325 | 12 | 9 | 18400 | 1497 | 3.6 | 3.5 | Non Federally-Regulated | 07/22/2002 |  | 03/12/2009
Waterfurnace International, Inc. | Waterfurnace International, Inc. | SXH036A0 |  | Water-Source | WBAHP: Heat Pump Packaged Unit | Heat Pump | 230 | 1 |  |  | No Match | No Match |  |  |  | 36000 | 2647 | 13.6 | 9.3 | 44500 | 2774 | 4.7 | 3.8 | Federally-Regulated Commercial & Industrial Equipment | 03/31/1998 |  | 05/10/1998
ClimateMaster Inc. | Carrier Corp. | 50P1H/V024 |  | Ground-Source | WBAHP: Heat Pump Packaged Unit | Heat Pump | 230 | 1 |  |  | No Match | Single-Speed |  |  |  | 24900 | 1617 | 15.4 | 13.4 | 18500 | 1643 | 3.3 | 3.1 | Non Federally-Regulated | 10/24/2014 |  | 04/22/2015
Waterfurnace International, Inc. | Waterfurnace International, Inc. | SXV058B1 |  | Ground-Water-Source | WBAHP: Heat Pump Packaged Unit | Heat Pump | 230 | 1 |  |  | No Match | No Match |  |  |  | 56500 | 4216 | 13.4 | 9 | 45500 | 4301 | 3.1 |  | Non Federally-Regulated | 01/30/1998 |  | 03/31/1998
Florida Heat Pump | Florida Heat Pump | TA049-1CS | TA049-1AH/AV | Ground-Water-Source | WBAHP-CB: Heat Pump Split Syst | Heat Pump | 208 | 1 |  |  | No Match | Dual-Speed |  |  |  | 56000 | 2343 | 23.9 | 16.2 | 45500 | 2837 | 4.7 | 3.6 | Non Federally-Regulated | 06/14/2011 |  | 04/20/2015
Waterfurnace International, Inc. | Geotility Geothermal Installations | ZS023**0*0 |  | Water-Source | WBAHP: Heat Pump Packaged Unit | Heat Pump | 208 | 1 |  |  | No Match | Single-Speed |  |  |  | 23000 | 1586 | 14.5 | 12 | 26000 | 1693 | 4.5 | 4.2 | Federally-Regulated Commercial & Industrial Equipment | 01/24/2011 |  | 04/19/2013
Waterfurnace International, Inc. | Waterfurnace International, Inc. | ATV046D0 |  | Water-Source | WBAHP-CB: Heat Pump Split Syst | Heat Pump | 230 | 1 |  |  | No Match | No Match |  |  |  | 47500 | 3025 | 15.7 | 9 | 52000 | 3628 | 4.2 | 3.5 | Non Federally-Regulated | 02/02/1998 |  | 10/02/1998
American Air Filter | Enercon | BCW19 |  | Water-Source | WBAHP: Heat Pump Packaged Unit | Heat Pump | 265 | 1 |  |  | No Match | No Match |  |  |  | 19500 | 2000 | 9.8 | 7.5 | 26400 | 2175 | 3.4 | 2.5 | Non Federally-Regulated | 05/16/1984 |  | 06/11/1985
Addison Products | Addison Products | HPY096-3A |  | Water-Source | WBAHP: Heat Pump Packaged Unit | Heat Pump | 230 | 3 |  |  | No Match | No Match |  |  |  | 95000 | 7983 | 11.9 | 9 | 120000 | 8789 | 4 | 3.8 | Federally-Regulated Commercial & Industrial Equipment | 01/24/2002 |  | 03/12/2009
Addison Products | Addison Products | VWPG017-1B-XL* |  | Ground-Water-Source | WBAHP: Heat Pump Packaged Unit | Heat Pump | 230 | 1 |  |  | No Match | No Match |  |  |  | 16700 | 1176 | 14.2 | 11 | 18100 | 1262 | 4.2 | 3.5 | Non Federally-Regulated | 03/31/1998 |  | 05/10/1998
Waterfurnace International, Inc. | Waterfurnace International, Inc. | SXV036A1 |  | Water-Source | WBAHP: Heat Pump Packaged Unit | Heat Pump | 230 | 1 |  |  | No Match | No Match |  |  |  | 36000 | 2647 | 13.6 | 10 | 44500 | 2774 | 4.7 |  | Federally-Regulated Commercial & Industrial Equipment | 02/02/1998 |  | 03/31/1998
American Air Filter | Enercon | FHW-60 |  | Water-Source | WBAHP: Heat Pump Packaged Unit | Heat Pump | 460 | 3 |  |  | No Match | No Match |  |  |  | 58000 | 5800 | 10 | 9 | 75000 | 6667 | 3.3 | 3.2 | Non Federally-Regulated | 02/22/1990 |  | 07/31/1991
Waterfurnace International, Inc. | Waterfurnace International, Inc. | ATV046D1 |  | Ground-Water-Source | WBAHP: Heat Pump Packaged Unit | Heat Pump | 208 | 1 |  |  | No Match | No Match |  |  |  | 47000 | 2919 | 16.1 | 9 | 34500 | 3063 | 3.3 |  | Non Federally-Regulated | 01/30/1998 |  | 10/02/1998
Econar | Econar | GV232 |  | Ground-Water-Source | WBAHP: Heat Pump Packaged Unit | Heat Pump | 208 | 1 |  |  | No Match | No Match |  |  |  | 26200 | 1858 | 14.1 | 11 | 26400 | 2036 | 3.8 | 3.5 | Non Federally-Regulated | 03/31/1998 |  | 05/10/1998
Climate Control / Snyder General | Electro-Hydronics | HC230A3 |  | Water-Source | WBAHP: Heat Pump Packaged Unit | Heat Pump | 230 | 1 |  |  | No Match | No Match |  |  |  | 23000 | 2250 | 10.2 | 7.5 | 28500 | 2455 | 3.4 | 2.5 | Non Federally-Regulated | 06/11/1985 |  | 08/29/1986
Florida Heat Pump | Geomaster, LLC | EC030-4CS | EC030-4AH/AV | Ground-Source | WBAHP-CB: Heat Pump Split Syst | Heat Pump | 460 | 3 |  |  | No Match | Single-Speed |  |  |  | 30400 | 2126 | 14.3 | 13.4 | 20600 | 1831 | 3.3 | 3.1 | Non Federally-Regulated | 04/30/2009 |  | 04/20/2015
Mammoth | Hydrobank II | G130VLG |  | Ground-Water-Source | WBAHP: Heat Pump Packaged Unit | Heat Pump | 460 | 3 |  |  | No Match | No Match |  |  |  | 126100 | 9700 | 13 | 9 | 97000 | 9800 | 2.9 |  | Non Federally-Regulated | 05/23/2000 |  | 01/18/2001
Command-Aire | Command-Aire | RWP-1033 |  | Water-Source | WBAHP: Heat Pump Packaged Unit | Heat Pump | 208 | 3 |  |  | No Match | No Match |  |  |  | 117000 | 11800 | 9.9 | 9.2 | 149000 | 11700 | 3.7 |  | Federally-Regulated Commercial & Industrial Equipment | 01/23/1988 |  | 05/11/1988
ClimateMaster Inc. | Climate Master | TTV/H/D038C |  | Ground-Source | WBAHP: Heat Pump Packaged Unit | Heat Pump | 208 | 1 |  |  | No Match | Single-Speed |  |  |  | 39900 | 1966 | 20.3 | 13.4 | 29200 | 1945 | 4.4 | 3.1 | Non Federally-Regulated | 12/12/2012 |  | 06/09/2015
Florida Heat Pump | Geomaster, LLC | AP049-1CS | AP049-1AV/AH | Ground-Water-Source | WBAHP-CB: Heat Pump Split Syst | Heat Pump | 230 | 1 |  |  | No Match | Single-Speed |  |  |  | 56000 | 2343 | 23.9 | 16.2 | 45500 | 2343 | 4.7 | 3.6 | Non Federally-Regulated | 07/06/2011 |  | 10/03/2011
Florida Heat Pump | Florida Heat Pump | ES042-4CF/HZ/VT |  | Water-Source | WBAHP: Heat Pump Packaged Unit | Heat Pump | 460 | 3 |  |  | No Match | Single-Speed |  |  |  | 43000 | 2986 | 14.4 | 12 | 49000 | 2992 | 4.8 | 4.2 | Federally-Regulated Commercial & Industrial Equipment | 06/14/2011 |  | 04/20/2015
Waterfurnace International, Inc. | Eagle Mountain | ZS015**2*1 |  | Ground-Source | WBAHP: Heat Pump Packaged Unit | Heat Pump | 265 | 1 |  |  | No Match | Single-Speed |  |  |  | 14700 | 840 | 17.5 | 13.4 | 11500 | 911 | 3.7 | 3.1 | Non Federally-Regulated | 01/24/2011 |  | 04/19/2013
Florida Heat Pump | Florida Heat Pump | CE061-1CS | CE061-1AH/AV | Ground-Source | WBAHP-CB: Heat Pump Split Syst | Heat Pump | 230 | 1 |  |  | No Match | Dual-Speed |  |  |  | 61000 | 3961 | 15.4 | 13.4 | 48000 | 4019 | 3.5 | 3.1 | Non Federally-Regulated | 06/14/2011 |  | 05/01/2015
Waterfurnace International, Inc. | Geotility Geothermal Installations | ZS041**4*0 |  | Ground-Water-Source | WBAHP: Heat Pump Packaged Unit | Heat Pump | 460 | 3 |  |  | No Match | Single-Speed |  |  |  | 44500 | 2160 | 20.6 | 16.2 | 36000 | 2776 | 3.8 | 3.6 | Non Federally-Regulated | 01/24/2011 |  | 04/19/2013
Mammoth | Hydrobank II | E009HHG/VHG |  | Water-Source | WBAHP: Heat Pump Packaged Unit | Heat Pump | 265 | 1 |  |  | No Match | No Match |  |  |  | 8800 | 846 | 10.4 | 10 | 12000 | 879 | 4 |  | Federally-Regulated Commercial & Industrial Equipment | 12/14/1998 |  | 05/23/2000
McQuay International | McQuay | FCV/FCW/VWH/VWW024B-N |  | Water-Source | WBAHP: Heat Pump Packaged Unit | Heat Pump | 265 | 1 |  |  | No Match | No Match |  |  |  | 24400 | 2033 | 12 | 9.3 | 32000 | 2344 | 4 | 3.8 | Federally-Regulated Commercial & Industrial Equipment | 03/31/1998 |  | 05/10/1998
McQuay / Snyder General | Electro-Hydronics | HC230A3 |  | Water-Source | WBAHP: Heat Pump Packaged Unit | Heat Pump | 230 | 1 |  |  | No Match | No Match |  |  |  | 23000 | 2250 | 10.2 | 9 | 28500 | 2455 | 3.4 | 3.2 | Non Federally-Regulated | 05/11/1988 |  | 03/15/1989
Addison Products | Addison Products | WSH032-3AL |  | Water-Source | WBAHP: Heat Pump Packaged Unit | Heat Pump | 230 | 3 |  |  | No Match | No Match |  |  |  | 32600 | 2672 | 12.2 | 10 | 41000 | 2860 | 4.2 |  | Federally-Regulated Commercial & Industrial Equipment | 02/02/1998 |  | 03/31/1998
Waterfurnace International, Inc. | Eagle Mountain | GCC/GCW/GCS/GCE15*0 |  | Ground-Source | WBAHP-O: Heat Pump Packaged Un | Heat Pump | 208 | 1 |  |  | No Match | Single-Speed |  |  |  | 14200 | 893 | 15.9 | 13.4 | 10500 | 905 | 3.4 | 3.1 | Non Federally-Regulated | 01/24/2011 |  | 04/19/2013
Waterfurnace International, Inc. | Johnson Controls | RGSV/RGSH060**0*1 |  | Ground-Source | WBAHP: Heat Pump Packaged Unit | Heat Pump | 208 | 1 |  |  | No Match | Single-Speed |  |  |  | 60900 | 3402 | 17.9 | 13.4 | 47100 | 3834 | 3.6 | 3.1 | Non Federally-Regulated | 01/24/2011 |  | 03/02/2012
McQuay International | McQuay | W-CMG-1-019-E |  | Ground-Water-Source | WBAHP: Heat Pump Packaged Unit | Heat Pump | 230 | 1 |  |  | No Match | No Match |  |  |  | 19800 | 1394 | 14.2 | 9 | 14500 | 1416 | 3 |  | Non Federally-Regulated | 07/22/2002 |  | 03/12/2009
ClimateMaster Inc. | Carrier Corp. | 50YEH/V/D070K***3 |  | Ground-Source | WBAHP: Heat Pump Packaged Unit | Heat Pump | 230 | 1 |  |  | No Match | Single-Speed | 3953 | 691 | 141 | 73000 | 4244 | 17.2 | 13.4 | 53000 | 4315 | 3.6 | 3.1 | Non Federally-Regulated | 10/24/2014 |  | 04/22/2015
Florida Heat Pump | Florida Heat Pump | EM048-2VT |  | Water-Source | WBAHP: Heat Pump Packaged Unit | Heat Pump | 265 | 1 |  |  | No Match | No Match |  |  |  | 49000 | 3920 | 12.5 | 9.3 | 58000 | 3863 | 4.4 | 3.8 | Federally-Regulated Commercial & Industrial Equipment | 03/31/1998 |  | 05/10/1998
Addison Products | Addison Products | DWPG020-1B-XL* |  | Ground-Water-Source | WBAHP: Heat Pump Packaged Unit | Heat Pump | 208 | 1 |  |  | No Match | No Match |  |  |  | 19000 | 1258 | 15.1 | 9 | 13400 | 1189 | 3.3 |  | Non Federally-Regulated | 12/14/1998 |  | 04/10/2000
Waterfurnace International, Inc. | Rybacki - Hart Enterprises | GS015**0*0 |  | Water-Source | WBAHP: Heat Pump Packaged Unit | Heat Pump | 230 | 1 |  |  | No Match | Single-Speed |  |  |  | 14400 | 929 | 15.5 | 11.2 | 17800 | 1110 | 4.7 | 4.2 | Federally-Regulated Commercial & Industrial Equipment | 01/24/2011 |  | 04/19/2013
Command-Aire | Command-Aire | RWP-504 |  | Water-Source | WBAHP: Heat Pump Packaged Unit | Heat Pump | 460 | 3 |  |  | No Match | No Match |  |  |  | 58600 | 5925 | 9.9 | 7.5 | 74700 | 5890 | 3.7 | 2.5 | Non Federally-Regulated | 01/05/1982 |  | 01/23/1988
Addison Products | Addison Products | HGY030-8A |  | Ground-Water-Source | WBAHP: Heat Pump Packaged Unit | Heat Pump | 265 | 1 |  |  | No Match | No Match |  |  |  | 33500 | 2557 | 13.1 | 9 | 23800 | 2179 | 3.2 |  | Non Federally-Regulated | 11/14/2000 |  | 07/18/2002
Enertech Global, LLC | Enertech | HCT060D2 |  | Ground-Source | WBAHP: Heat Pump Packaged Unit | Heat Pump | 208 | 3 |  |  | No Match | Single-Speed |  |  |  | 63500 | 3547 | 17.9 | 13.4 | 47600 | 3671 | 3.8 | 3.1 | Non Federally-Regulated | 09/03/2012 |  | 12/12/2012
Waterfurnace International, Inc. | American Standard, Inc. | A1GX030***1**1 |  | Ground-Source | WBAHP: Heat Pump Packaged Unit | Heat Pump | 208 | 1 |  |  | No Match | Single-Speed |  |  |  | 29400 | 1342 | 21.9 | 13.4 | 20000 | 1466 | 4 | 3.1 | Non Federally-Regulated | 08/23/2011 |  | 10/24/2014
Florida Heat Pump | Florida Heat Pump | EM015-2CF |  | Water-Source | WBAHP: Heat Pump Packaged Unit | Heat Pump | 265 | 1 |  |  | No Match | No Match |  |  |  | 14800 | 1275 | 11.6 | 9.3 | 20000 | 1429 | 4.1 | 3.8 | Federally-Regulated Commercial & Industrial Equipment | 03/31/1998 |  | 05/10/1998
Addison Products | Heat Controller | HWPH54-1JC/1JBC |  | Water-Source | WBAHP-CB: Heat Pump Split Syst | Heat Pump | 230 | 1 |  |  | No Match | No Match |  |  |  | 53500 | 4458 | 12 | 9 | 64000 | 5357 | 3.5 | 3.5 | Non Federally-Regulated | 10/05/1999 |  | 04/12/2000
Florida Heat Pump | Florida Heat Pump | EM031-3CF/HZ/VT |  | Water-Source | WBAHP-CB: Heat Pump Split Syst | Heat Pump | 230 | 3 |  |  | No Match | No Match |  |  |  | 35000 | 2651 | 13.2 | 9 | 42000 | 3325 | 3.7 | 3.5 | Non Federally-Regulated | 05/23/2001 |  | 07/18/2002
Friedrich Climate Master | Climate Master Series | 804-025-E******** |  | Water-Source | WBAHP: Heat Pump Packaged Unit | Heat Pump | 265 | 1 |  |  | No Match | No Match |  |  |  | 25400 | 2275 | 11.2 | 7.5 | 35000 | 2650 | 3.9 | 2.5 | Non Federally-Regulated | 08/29/1986 |  | 05/11/1988
ClimateMaster Inc. | Carrier Corp. | 50PCH/V042 |  | Water-Source | WBAHP: Heat Pump Packaged Unit | Heat Pump | 208 | 1 |  |  | No Match | Single-Speed |  |  |  | 40100 | 3038 | 13.2 | 12 | 52700 | 3592 | 4.3 | 4.2 | Federally-Regulated Commercial & Industrial Equipment | 10/24/2014 |  | 04/22/2015
Mammoth | Hydrobank II | F031VHH |  | Water-Source | WBAHP: Heat Pump Packaged Unit | Heat Pump | 230 | 3 |  |  | No Match | No Match |  |  |  | 29600 | 2487 | 11.9 | 10 | 37000 | 2581 | 4.2 |  | Federally-Regulated Commercial & Industrial Equipment | 06/27/2003 |  | 03/12/2009
Snyder General Corp. | McQuay | LHP22AK |  | Water-Source | WBAHP: Heat Pump Packaged Unit | Heat Pump | 208 | 3 |  |  | No Match | No Match |  |  |  | 240400 | 20550 | 11.7 |  | 270000 | 21400 | 3.7 | 2.5 | Non Federally-Regulated | 02/22/1990 |  | 07/31/1991
Command-Aire | Command-Aire | RWP-401 |  | Water-Source | WBAHP: Heat Pump Packaged Unit | Heat Pump | 230 | 1 |  |  | No Match | No Match |  |  |  | 45900 | 4590 | 10 | 7.5 | 58200 | 4770 | 3.6 | 2.5 | Non Federally-Regulated | 01/05/1982 |  | 05/11/1988
Mammoth | Hydrobank II | G086VLK |  | Ground-Water-Source | WBAHP: Heat Pump Packaged Unit | Heat Pump | 460 | 3 |  |  | No Match | No Match |  |  |  | 86000 | 6370 | 13.5 | 9 | 64000 | 6048 | 3.1 |  | Non Federally-Regulated | 07/22/2002 |  | 03/12/2009
Florida Heat Pump | Florida Heat Pump | EM031-3VT |  | Water-Source | WBAHP: Heat Pump Packaged Unit | Heat Pump | 208 | 3 |  |  | No Match | No Match |  |  |  | 32000 | 2285 | 14 | 10 | 42000 | 2735 | 4.5 |  | Federally-Regulated Commercial & Industrial Equipment | 02/02/1998 |  | 03/31/1998
Geoflex Systems, Inc. | Geoflex Systems, Inc. | GS1S-V/H/D/M-024WACBP |  | Water-Source | WBAHP: Heat Pump Packaged Unit | Both Heat Pump and Electric Re | 230 | 3 |  |  | No Match | Single-Speed |  |  |  | 20300 | 1216 | 16.7 | 12 | 24300 | 1295 | 5.5 | 4.2 | Federally-Regulated Commercial & Industrial Equipment | 03/02/2012 |  | 01/09/2014
ClimateMaster Inc. | Climate Master | ACA/B030 |  | Ground-Water-Source | WBAHP: Heat Pump Packaged Unit | Heat Pump | 230 | 1 |  |  | No Match | Single-Speed |  |  |  | 32100 | 1566 | 20.5 | 16.2 | 29800 | 2130 | 4.1 | 3.6 | Non Federally-Regulated | 03/02/2012 |  | 06/09/2015
ClimateMaster Inc. | Carrier Corp. | 50PCH/V036 |  | Ground-Water-Source | WBAHP: Heat Pump Packaged Unit | Heat Pump | 208 | 1 |  |  | No Match | Single-Speed |  |  |  | 38700 | 1870 | 20.7 | 16.2 | 37500 | 2748 | 4 | 3.6 | Non Federally-Regulated | 10/24/2014 |  | 04/22/2015
McQuay / Snyder General | Electro-Hydronics | LWP12AK |  | Water-Source | WBAHP: Heat Pump Packaged Unit | Heat Pump | 208 | 3 |  |  | No Match | No Match |  |  |  | 128000 | 11000 | 11.6 | 9.2 | 142000 | 11200 | 3.7 | 2.5 | Non Federally-Regulated | 08/29/1986 |  | 05/11/1988
Command-Aire | Command-Aire | SWPH287E |  | Water-Source | WBAHP: Heat Pump Packaged Unit | Heat Pump | 265 | 1 |  |  | No Match | No Match |  |  |  | 30000 | 2720 | 11 | 9 | 42000 | 3000 | 4 | 3.2 | Non Federally-Regulated | 05/11/1988 |  | 03/15/1989
McQuay / Snyder General | Electro-Hydronics | VF260FP |  | Water-Source | WBAHP: Heat Pump Packaged Unit | Heat Pump | 460 | 3 |  |  | No Match | No Match |  |  |  | 25000 | 2450 | 10.2 | 7.5 | 31600 | 2500 | 3.7 | 2.5 | Non Federally-Regulated | 08/29/1986 |  | 05/11/1988
Command-Aire | Command-Aire | SWPHXR514E |  | Water-Source | WBAHP: Heat Pump Packaged Unit | Heat Pump | 460 | 3 |  |  | No Match | No Match |  |  |  | 51000 | 4550 | 11.2 | 9 | 64000 | 4690 | 4 | 3.2 | Federally-Regulated Commercial & Industrial Equipment | 01/23/1988 |  | 05/11/1988
ClimateMaster Inc. | Climate Master Series | 814-031-H******** |  | Water-Source | WBAHP: Heat Pump Packaged Unit | Heat Pump | 208 | 3 |  |  | No Match | No Match |  |  |  | 30500 | 2850 | 10.7 | 9 | 38500 | 2969 | 3.8 | 3.2 | Federally-Regulated Commercial & Industrial Equipment | 02/11/1988 |  | 05/11/1988
ClimateMaster Inc. | Climate Master Series | VE/HE/DE 015 |  | Ground-Source | WBAHP: Heat Pump Packaged Unit | Heat Pump | 208 | 1 |  |  | No Match | No Match |  |  |  | 15000 | 1048 | 14.3 |  | 11200 | 1025 | 3.2 |  | Non Federally-Regulated | 03/31/1998 |  | 05/10/1998
Mammoth | Mammoth | D072HHA |  | Water-Source | WBAHP: Heat Pump Packaged Unit | Heat Pump | 230 | 1 |  |  | No Match | Dual-Speed | 4210 | 900 | 1 | 75800 | 4738 | 16 | 12 | 81800 | 5575 | 4.3 | 4.2 | Federally-Regulated Commercial & Industrial Equipment | 11/30/2011 |  | 12/12/2012
American Air Filter | Enercon | CCW-15 |  | Water-Source | WBAHP-O: Heat Pump Packaged Un | Heat Pump | 208 | 1 |  |  | No Match | No Match |  |  |  | 14500 | 1295 | 11.2 | 9 | 16400 | 1325 | 3.6 | 3.2 | Non Federally-Regulated | 05/11/1988 |  | 03/15/1989
McQuay / Snyder General | Electro-Hydronics | FW420FP |  | Water-Source | WBAHP: Heat Pump Packaged Unit | Heat Pump | 460 | 3 |  |  | No Match | No Match |  |  |  | 42000 | 3850 | 10.9 | 9 | 52000 | 4100 | 3.7 | 3.2 | Non Federally-Regulated | 05/11/1988 |  | 03/15/1989
Climate Control / Snyder General | Electro-Hydronics | CC610F5 |  | Water-Source | WBAHP: Heat Pump Packaged Unit | Heat Pump | 208 | 1 |  |  | No Match | No Match |  |  |  | 61500 | 5850 | 10.5 | 7.5 | 69000 | 5790 | 3.5 | 2.5 | Non Federally-Regulated | 05/16/1984 |  | 06/11/1985
Florida Heat Pump | Florida Heat Pump | EM012-1CS | EM012-1AV | Water-Source | WBAHP-C: Heat Pump Split Syste | Heat Pump | 208 | 1 |  |  | No Match | No Match |  |  |  | 11300 | 1008 | 11.2 | 10 | 14300 | 1074 | 3.9 |  | Federally-Regulated Commercial & Industrial Equipment | 12/14/1998 |  | 10/05/1999
Trane U.S. Inc. | Trane | GXUA0131 |  | Water-Source | WBAHP: Heat Pump Packaged Unit | Heat Pump | 208 | 1 |  |  | No Match | No Match |  |  |  | 12300 | 1051 | 11.7 | 9.3 | 15900 | 1136 | 4.1 | 3.8 | Federally-Regulated Commercial & Industrial Equipment | 03/31/1998 |  | 05/10/1998
ClimateMaster Inc. | Climate Master | PDW36 | FK4CNF003 | Water-Source | WBAHP-CB: Heat Pump Split Syst | Heat Pump | 208 | 1 |  |  | No Match | Single-Speed |  |  |  | 32800 | 2262 | 14.5 | 12 | 39200 | 2613 | 4.4 | 4.2 | Federally-Regulated Commercial & Industrial Equipment | 09/15/2009 |  | 02/17/2011
Waterfurnace International, Inc. | Waterfurnace International, Inc. | NDV/NDH038G1*1 |  | Ground-Water-Source | WBAHP: Heat Pump Packaged Unit | Heat Pump | 208 | 1 |  |  | No Match | Dual-Speed |  |  |  | 39400 | 1635 | 24.1 | 16.2 | 33600 | 2052 | 4.8 | 3.6 | Non Federally-Regulated | 09/03/2012 |  | 04/19/2013
Waterfurnace International, Inc. | Waterfurnace International, Inc. | SXH036*0 |  | Water-Source | WBAHP: Heat Pump Packaged Unit | Heat Pump | 208 | 1 |  |  | No Match | No Match |  |  |  | 36000 | 2647 | 13.6 | 10 | 44500 | 2774 | 4.7 |  | Federally-Regulated Commercial & Industrial Equipment | 10/05/1999 |  | 05/19/2000
ClimateMaster Inc. | Climate Master Series | 814-031-E |  | Water-Source | WBAHP: Heat Pump Packaged Unit | Heat Pump | 230 | 1 |  |  | No Match | No Match |  |  |  | 31000 | 2900 | 10.7 | 9 | 39500 | 3040 | 3.8 | 3.2 | Non Federally-Regulated | 05/11/1988 |  | 03/15/1989
Addison Products | Addison Products | VWPG012-8A* |  | Ground-Water-Source | WBAHP: Heat Pump Packaged Unit | Heat Pump | 265 | 1 |  |  | No Match | No Match |  |  |  | 12000 | 745 | 16.1 | 9 | 8900 | 766 | 3.4 |  | Non Federally-Regulated | 05/10/1998 |  | 10/02/1998
California Heat Pump | California Heat Pump | 09C*-12-** |  | Water-Source | WBAHP: Heat Pump Packaged Unit | Heat Pump | 208 | 1 |  |  | No Match | No Match |  |  |  | 9000 | 900 | 10 | 7.5 | 10300 | 900 | 3.4 | 2.5 | Non Federally-Regulated | 06/11/1985 |  | 05/11/1988
ClimateMaster Inc. | Climate Master Series | HS/HL 096 G |  | Water-Source | WBAHP: Heat Pump Packaged Unit | Heat Pump | 208 | 1 |  |  | No Match | No Match |  |  |  | 95000 | 8636 | 11 | 10.5 | 114000 | 8792 | 3.8 | 3.8 | Federally-Regulated Commercial & Industrial Equipment | 03/31/1998 |  | 05/10/1998
ClimateMaster Inc. | Carrier Corp. | 50PSH/V/D024K***2 |  | Ground-Source | WBAHP: Heat Pump Packaged Unit | Heat Pump | 230 | 1 |  |  | No Match | Single-Speed |  |  |  | 25500 | 1220 | 20.9 | 13.4 | 19100 | 1333 | 4.2 | 3.1 | Non Federally-Regulated | 10/24/2014 |  | 04/22/2015
Mammoth | Hydrobank II | E019VHJ |  | Water-Source | WBAHP: Heat Pump Packaged Unit | Heat Pump | 265 | 1 |  |  | No Match | No Match |  |  |  | 18400 | 1672 | 11 | 10 | 27000 | 2081 | 3.8 |  | Federally-Regulated Commercial & Industrial Equipment | 05/23/2000 |  | 11/14/2000
McQuay / Snyder General | Electro-Hydronics | LE120E7 |  | Water-Source | WBAHP: Heat Pump Packaged Unit | Heat Pump | 265 | 1 |  |  | No Match | No Match |  |  |  | 11500 | 927 | 12.4 | 9 | 12800 | 1103 | 3.4 | 3.2 | Non Federally-Regulated | 05/11/1988 |  | 03/15/1989
Climate Control / Snyder General | Electro-Hydronics | UC230F7 |  | Water-Source | WBAHP: Heat Pump Packaged Unit | Heat Pump | 265 | 1 |  |  | No Match | No Match |  |  |  | 23000 | 2250 | 10.2 | 7.5 | 30000 | 2500 | 3.5 | 2.5 | Non Federally-Regulated | 06/11/1985 |  | 08/29/1986
Waterfurnace International, Inc. | Waterfurnace International, Inc. | SXV048C4 |  | Water-Source | WBAHP-CB: Heat Pump Split Syst | Heat Pump | 460 | 3 |  |  | No Match | No Match |  |  |  | 52000 | 4000 | 13 | 9 | 55500 | 4066 | 4 | 3.5 | Non Federally-Regulated | 02/02/1998 |  | 10/02/1998
American Air Filter | Enercon | EVW-49 |  | Water-Source | WBAHP: Heat Pump Packaged Unit | Heat Pump | 460 | 3 |  |  | No Match | No Match |  |  |  | 49000 | 4336 | 11.3 | 9 | 62000 | 5188 | 3.5 | 3.2 | Non Federally-Regulated | 02/22/1990 |  | 07/31/1991
Waterfurnace International, Inc. | Geotility Geothermal Installations | GCC/GCW/GCS/GCE15*0 |  | Ground-Water-Source | WBAHP-O: Heat Pump Packaged Un | Heat Pump | 230 | 1 |  |  | No Match | Single-Speed |  |  |  | 16200 | 736 | 22 | 16.2 | 14000 | 1001 | 4.1 | 3.6 | Non Federally-Regulated | 01/24/2011 |  | 04/19/2013
Mammoth | Hydrobank II | F045VLF/HLF/DLF |  | Ground-Water-Source | WBAHP: Heat Pump Packaged Unit | Heat Pump | 230 | 3 |  |  | No Match | No Match |  |  |  | 44500 | 3320 | 13.4 | 9 | 34500 | 3370 | 3 |  | Non Federally-Regulated | 12/14/1998 |  | 04/10/2000
Econar | Econar | GV421 |  | Ground-Water-Source | WBAHP: Heat Pump Packaged Unit | Heat Pump | 208 | 1 |  |  | No Match | No Match |  |  |  | 39000 | 2910 | 13.4 | 9 | 37500 | 3545 | 3.1 |  | Non Federally-Regulated | 08/07/1998 |  | 10/02/1998
Waterfurnace International, Inc. | Waterfurnace International, Inc. | E036**1 |  | Ground-Water-Source | WBAHP: Heat Pump Packaged Unit | Heat Pump | 230 | 1 |  |  | No Match | No Match |  |  |  | 37500 | 2329 | 16.1 | 9 | 25000 | 2289 | 3.2 |  | Non Federally-Regulated | 07/22/2002 |  | 03/12/2009
Florida Heat Pump | Florida Heat Pump | EM018-1CF/HZ/VT |  | Water-Source | WBAHP: Heat Pump Packaged Unit | Heat Pump | 208 | 1 |  |  | No Match | No Match |  |  |  | 18500 | 1370 | 13.5 | 10 | 25000 | 1526 | 4.8 |  | Federally-Regulated Commercial & Industrial Equipment | 04/12/2000 |  | 02/17/2011
Bard Manufacturing Company, Inc. | Bard | QW421-B |  | Ground-Water-Source | WBAHP: Heat Pump Packaged Unit | Heat Pump | 208 | 3 |  |  | No Match | No Match |  |  |  | 39500 | 2453 | 16.1 | 9 | 26200 | 2398 | 3.2 |  | Non Federally-Regulated | 01/24/2002 |  | 07/18/2002
ClimateMaster Inc. | Climate Master Series | PDW18 | GAH18 | Water-Source | Water/Brine to Air Heat Pump S | Heat Pump | 230 | 1 |  |  | No Match | No Match |  |  |  | 18000 | 1333 | 13.5 | 10 | 20200 | 1443 | 4.1 |  | Federally-Regulated Commercial & Industrial Equipment | 04/12/2000 |  | 11/19/2001
Florida Heat Pump | Florida Heat Pump | EM041-3CS | EM041-1AV | Water-Source | WBAHP-C: Heat Pump Split Syste | Heat Pump | 230 | 3 |  |  | No Match | No Match |  |  |  | 39000 | 3000 | 13 | 10 | 49000 | 3502 | 4.1 |  | Federally-Regulated Commercial & Industrial Equipment | 02/02/1998 |  | 03/31/1998
Mammoth | Hydrobank II | A013CHE |  | Water-Source | WBAHP-O: Heat Pump Packaged Un | Heat Pump | 115 | 1 |  |  | No Match | No Match |  |  |  | 12600 | 1024 | 12.3 | 10 | 15200 | 1113 | 4 |  | Federally-Regulated Commercial & Industrial Equipment | 12/14/1998 |  | 05/23/2000
Friedrich Air Conditioning Co. | Climate Master Series | 804-120-H******** |  | Water-Source | WBAHP: Heat Pump Packaged Unit | Heat Pump | 230 | 3 |  |  | No Match | No Match |  |  |  | 124000 | 12200 | 10.2 | 7.5 | 137000 | 11500 | 3.5 | 2.2 | Non Federally-Regulated | 08/30/1983 |  | 05/16/1984
McQuay / Snyder General | Electro-Hydronics | CCH036A*G |  | Water-Source | WBAHP: Heat Pump Packaged Unit | Heat Pump | 208 | 1 |  |  | No Match | No Match |  |  |  | 35000 | 3030 | 11.6 | 9 | 41500 | 3140 | 3.9 | 3.2 | Non Federally-Regulated | 05/11/1988 |  | 03/15/1989
Command-Aire | Command-Aire | SWP-413 |  | Water-Source | WBAHP: Heat Pump Packaged Unit | Heat Pump | 208 | 3 |  |  | No Match | No Match |  |  |  | 42000 | 4250 | 9.5 | 7.5 | 56000 | 4400 | 3.7 | 2.5 | Non Federally-Regulated | 01/05/1982 |  | 09/08/1982
Florida Heat Pump | Florida Heat Pump | EM070-3CS | EM070-3AH/AV | Ground-Water-Source | WBAHP-CB: Heat Pump Split Syst | Heat Pump | 230 | 3 |  |  | No Match | No Match |  |  |  | 70500 | 4895 | 14.4 | 9 | 52000 | 4914 | 3.1 |  | Non Federally-Regulated | 04/10/2000 |  | 07/18/2002
Climate Control / Snyder General | Electro-Hydronics | UC330G5 |  | Water-Source | WBAHP: Heat Pump Packaged Unit | Heat Pump | 208 | 1 |  |  | No Match | No Match |  |  |  | 33000 | 3050 | 10.8 | 7.5 | 39000 | 3090 | 3.7 | 2.5 | Non Federally-Regulated | 05/16/1984 |  | 08/29/1986
Addison Products | Addison Products | WPH044-1JA/1JBA |  | Water-Source | WBAHP: Heat Pump Packaged Unit | Heat Pump | 230 | 1 |  |  | No Match | No Match |  |  |  | 41000 | 3727 | 11 | 10 | 51000 | 3933 | 3.8 |  | Federally-Regulated Commercial & Industrial Equipment | 02/02/1998 |  | 03/31/1998
Climate Control / Snyder General | Electro-Hydronics | FW550FP |  | Water-Source | WBAHP: Heat Pump Packaged Unit | Heat Pump | 460 | 3 |  |  | No Match | No Match |  |  |  | 55000 | 5670 | 9.7 | 7.5 | 67000 | 5610 | 3.5 | 2.5 | Non Federally-Regulated | 06/11/1985 |  | 08/29/1986
McQuay International | McQuay | W-CMG-1-019-J |  | Ground-Water-Source | WBAHP: Heat Pump Packaged Unit | Heat Pump | 265 | 1 |  |  | No Match | No Match |  |  |  | 19800 | 1394 | 14.2 | 9 | 14500 | 1416 | 3 |  | Non Federally-Regulated | 07/22/2002 |  | 03/12/2009
Power-Save International, Inc. | S.O.E.S.I. | PSS-600 (2) |  | Water-Source | WBAHP: Heat Pump Packaged Unit | Heat Pump | 230 | 1 |  |  | No Match | No Match |  |  |  | 76000 | 4922 | 15.4 | 9.2 | 80000 | 4968 | 4.7 | 2.5 | Non Federally-Regulated | 02/22/1990 |  | 07/31/1991
Florida Heat Pump | Florida Heat Pump | EM036-1VT |  | Water-Source | WBAHP: Heat Pump Packaged Unit | Heat Pump | 230 | 1 |  |  | No Match | No Match |  |  |  | 35000 | 2500 | 14 | 10 | 42000 | 2735 | 4.5 |  | Federally-Regulated Commercial & Industrial Equipment | 02/02/1998 |  | 03/31/1998
Florida Heat Pump | Geosystems, LLC | CFS-*042 |  | Water-Source | WBAHP: Heat Pump Packaged Unit | Heat Pump | 208 | 1 |  |  | No Match | Single-Speed |  |  |  | 43000 | 2986 | 14.4 | 12 | 49000 | 2992 | 4.8 | 4.2 | Federally-Regulated Commercial & Industrial Equipment | 09/03/2012 |  | 12/12/2012
ClimateMaster Inc. | Climate Master Series | 80117G |  | Water-Source | WBAHP: Heat Pump Packaged Unit | Heat Pump | 230 | 1 |  |  | No Match | No Match |  |  |  | 16000 | 1415 | 11.3 | 9 | 18700 | 1415 | 3.9 | 3.2 | Non Federally-Regulated | 05/11/1988 |  | 03/15/1989
ClimateMaster Inc. | Climate Master Series | PDW 42 | AH16-U23R42W | Ground-Water-Source | WBAHP-CB: Heat Pump Split Syst | Heat Pump | 230 | 1 |  |  | No Match | No Match |  |  |  | 43000 | 2866 | 15 | 9 | 33000 | 2844 | 3.4 |  | Non Federally-Regulated | 12/14/1998 |  | 04/10/2000
Snyder General Corp. | McQuay | VF390F5 |  | Water-Source | WBAHP: Heat Pump Packaged Unit | Heat Pump | 208 | 1 |  |  | No Match | No Match |  |  |  | 39000 | 3700 | 10.5 | 9 | 48000 | 4020 | 3.5 | 3.2 | Non Federally-Regulated | 02/22/1990 |  | 07/31/1991
Bard Manufacturing Company, Inc. | Bard | WPVD30 |  | Water-Source | WBAHP: Heat Pump Packaged Unit | Heat Pump | 208 | 1 |  |  | No Match | No Match |  |  |  | 28000 | 2620 | 10.7 | 9 | 32200 | 2570 | 3.7 | 3.2 | Federally-Regulated Commercial & Industrial Equipment | 01/23/1988 |  | 05/11/1988
McQuay / Snyder General | Electro-Hydronics | UC260F7 |  | Water-Source | WBAHP: Heat Pump Packaged Unit | Heat Pump | 265 | 1 |  |  | No Match | No Match |  |  |  | 26000 | 2450 | 10.6 | 7.5 | 31600 | 2500 | 3.7 | 2.5 | Non Federally-Regulated | 08/29/1986 |  | 05/11/1988
Waterfurnace International, Inc. | Waterfurnace International, Inc. | SXV048C3 |  | Water-Source | WBAHP-CB: Heat Pump Split Syst | Heat Pump | 230 | 1 |  |  | No Match | No Match |  |  |  | 52000 | 4000 | 13 | 9 | 55500 | 4066 | 4 | 3.5 | Non Federally-Regulated | 02/02/1998 |  | 10/02/1998
Climate Control / Snyder General | Electro-Hydronics | CW200G7 |  | Water-Source | WBAHP: Heat Pump Packaged Unit | Heat Pump | 265 | 1 |  |  | No Match | No Match |  |  |  | 20000 | 1880 | 10.7 | 7.5 | 25600 | 1920 | 3.9 | 2.5 | Non Federally-Regulated | 05/16/1984 |  | 08/29/1986
Waterfurnace International, Inc. | Geotility Geothermal Installations | GS009**0*0 |  | Ground-Water-Source | WBAHP: Heat Pump Packaged Unit | Heat Pump | 208 | 1 |  |  | No Match | Single-Speed |  |  |  | 10800 | 486 | 22.2 | 16.2 | 10100 | 688 | 4.3 | 3.6 | Non Federally-Regulated | 01/24/2011 |  | 04/19/2013
Florida Heat Pump | Florida Heat Pump | CW009-0 |  | Water-Source | WBAHP-CB: Heat Pump Split Syst | Heat Pump | 115 | 1 |  |  | No Match | No Match |  |  |  | 9000 | 529 | 17 | 9 | 8600 | 629 | 4 | 3.5 | Non Federally-Regulated | 07/22/2002 |  | 03/12/2009
Innovative Air Systems | E-Series | SE30H/CUV |  | Ground-Water-Source | WBAHP: Heat Pump Packaged Unit | Heat Pump | 208 | 3 |  |  | No Match | No Match |  |  |  | 36303 | 2625 | 13.8 | 9 | 46649 | 2625 | 5.2 |  | Non Federally-Regulated | 02/24/1994 |  | 04/10/2000
Enertech Global, LLC | Enertech | TXT060D3 |  | Ground-Water-Source | WBAHP: Heat Pump Packaged Unit | Heat Pump | 460 | 3 |  |  | No Match | Single-Speed | 2383 | 644 | 1 | 69000 | 3026 | 22.8 | 16.2 | 61000 | 3886 | 4.6 | 3.6 | Non Federally-Regulated | 09/03/2012 |  | 12/12/2012
The Whalen Company | Whalen | VI-A-800-1 |  | Water-Source | WBAHP-O: Heat Pump Packaged Un | Heat Pump | 208 | 1 |  |  | No Match | No Match |  |  |  | 24000 | 2581 | 9.3 | 9 | 30000 | 2748 | 3.2 | 3.2 | Federally-Regulated Commercial & Industrial Equipment | 04/25/1988 |  | 05/11/1988
ClimateMaster Inc. | Carrier | 50KQA/D007 |  | Water-Source | WBAHP-O: Heat Pump Packaged Un | Heat Pump | 265 | 1 |  |  | No Match | No Match |  |  |  | 6800 | 531 | 12.8 | 10 | 8600 | 547 | 4.6 |  | Federally-Regulated Commercial & Industrial Equipment | 02/02/1998 |  | 03/31/1998
McQuay / Snyder General | Electro-Hydronics | LWP12AD |  | Water-Source | WBAHP: Heat Pump Packaged Unit | Heat Pump | 230 | 3 |  |  | No Match | No Match |  |  |  | 128000 | 11000 | 11.6 | 9.2 | 142000 | 11200 | 3.7 | 2.5 | Non Federally-Regulated | 08/29/1986 |  | 05/11/1988
Marvair | Marvair | WVP43HPD |  | Water-Source | WBAHP: Heat Pump Packaged Unit | Heat Pump | 460 | 3 |  |  | No Match | No Match |  |  |  | 43500 | 3955 | 11 | 9 | 55500 | 4171 | 3.9 | 3.2 | Non Federally-Regulated | 05/11/1988 |  | 03/15/1989
Waterfurnace International, Inc. | Waterfurnace International, Inc. | NDV/NDH026F1*1 |  | Water-Source | WBAHP: Heat Pump Packaged Unit | Heat Pump | 208 | 1 |  |  | No Match | Dual-Speed |  |  |  | 26000 | 1503 | 17.3 | 12 | 30300 | 1615 | 5.5 | 4.2 | Federally-Regulated Commercial & Industrial Equipment | 05/02/2012 |  | 04/19/2013
Florida Heat Pump | Energy Miser | HEV42-4 |  | Water-Source | WBAHP: Heat Pump Packaged Unit | Heat Pump | 460 | 3 |  |  | No Match | No Match |  |  |  | 42000 | 3620 | 11.6 | 9.3 | 53500 | 3825 | 4.1 | 3.8 | Non Federally-Regulated | 07/31/1991 |  | 03/31/1998
Florida Heat Pump | Geomaster, LLC | ES030-1CS | ES030-1AV/AH | Ground-Water-Source | WBAHP-CB: Heat Pump Split Syst | Heat Pump | 230 | 1 |  |  | No Match | Single-Speed |  |  |  | 33500 | 1319 | 25.4 | 16.2 | 27000 | 1931 | 4.1 | 3.6 | Non Federally-Regulated | 06/15/2009 |  | 04/20/2015
California Heat Pump | California Heat Pump | 13H**-12-** |  | Water-Source | WBAHP: Heat Pump Packaged Unit | Heat Pump | 230 | 1 |  |  | No Match | No Match |  |  |  | 13600 | 1248 | 10.9 | 7.5 | 16400 | 1373 | 3.5 | 2.5 | Non Federally-Regulated | 06/11/1985 |  | 05/11/1988
Command-Aire | Command-Aire | SWPV137 |  | Water-Source | WBAHP: Heat Pump Packaged Unit | Heat Pump | 265 | 1 |  |  | No Match | No Match |  |  |  | 12200 | 1110 | 11 | 9 | 16000 | 1170 | 4 | 3.2 | Non Federally-Regulated | 02/22/1990 |  | 07/31/1991
ClimateMaster Inc. | Carrier Corp. | 50YFV/H060 |  | Ground-Water-Source | WBAHP: Heat Pump Packaged Unit | Heat Pump | 208 | 1 |  |  | No Match | Single-Speed |  |  |  | 63800 | 3127 | 20.4 | 16.2 | 58000 | 4250 | 4 | 3.6 | Non Federally-Regulated | 05/02/2012 |  | 04/22/2015
Mammoth | Hydrobank II | D/E27VLE/HLE/DLE |  | Ground-Water-Source | WBAHP: Heat Pump Packaged Unit | Heat Pump | 265 | 1 |  |  | No Match | No Match |  |  |  | 25500 | 1847 | 13.8 | 9 | 20000 | 1890 | 3.1 |  | Non Federally-Regulated | 01/30/1998 |  | 10/02/1998
Hydro Delta Corp. | Hydro Delta Corp. | 03-068-WTARW-HM |  | Water-Source | WBAHP-CB: Heat Pump Split Syst | Heat Pump | 230 | 1 |  |  | No Match | No Match |  |  |  | 68000 | 5230 | 13 | 9 | 78600 | 6060 | 3.8 | 3.5 | Non Federally-Regulated | 10/05/1999 |  | 11/17/1999
Mammoth | Geox | ZE036VHA |  | Water-Source | WBAHP: Heat Pump Packaged Unit | Heat Pump | 265 | 1 |  |  | No Match | No Match |  |  |  | 35400 | 3277 | 10.8 | 9 | 46500 | 3585 | 3.8 | 3.2 | Federally-Regulated Commercial & Industrial Equipment | 12/26/1990 |  | 07/27/1992
Trane U.S. Inc. | Trane | GXUB0261 |  | Water-Source | WBAHP: Heat Pump Packaged Unit | Heat Pump | 208 | 1 |  |  | No Match | No Match |  |  |  | 23200 | 1770 | 13.1 | 9.3 | 30600 | 1949 | 4.6 | 3.8 | Federally-Regulated Commercial & Industrial Equipment | 03/31/1998 |  | 05/10/1998
Waterfurnace International, Inc. | Eagle Mountain | ZS024**0*1 |  | Water-Source | WBAHP: Heat Pump Packaged Unit | Heat Pump | 230 | 1 |  |  | No Match | Single-Speed |  |  |  | 23900 | 1583 | 15.1 | 12 | 27000 | 1684 | 4.7 | 4.2 | Federally-Regulated Commercial & Industrial Equipment | 09/03/2012 |  | 04/19/2013
Florida Heat Pump | Florida Heat Pump | GT042-4CF/HZ/VT |  | Ground-Water-Source | WBAHP: Heat Pump Packaged Unit | Heat Pump | 460 | 3 |  |  | No Match | No Match |  |  |  | 41300 | 2790 | 14.8 | 9 | 31000 | 2595 | 3.5 |  | Non Federally-Regulated | 05/29/2001 |  | 07/18/2002
Mammoth | Hydrobank II | E035VHG |  | Water-Source | WBAHP: Heat Pump Packaged Unit | Heat Pump | 265 | 1 |  |  | No Match | No Match |  |  |  | 35000 | 2573 | 13.6 | 10 | 44500 | 2897 | 4.5 |  | Federally-Regulated Commercial & Industrial Equipment | 11/14/2000 |  | 01/18/2001
Climate Control / Snyder General | Electro-Hydronics | CW350F5 |  | Water-Source | WBAHP: Heat Pump Packaged Unit | Heat Pump | 208 | 1 |  |  | No Match | No Match |  |  |  | 35600 | 3360 | 10.6 | 7.5 | 43000 | 3500 | 3.6 | 2.5 | Non Federally-Regulated | 06/11/1985 |  | 08/29/1986
Climate Control / Snyder General | Electro-Hydronics | UW330FP |  | Water-Source | WBAHP: Heat Pump Packaged Unit | Heat Pump | 460 | 3 |  |  | No Match | No Match |  |  |  | 33000 | 3050 | 10.8 | 7.5 | 39000 | 3090 | 3.7 | 2.5 | Non Federally-Regulated | 05/16/1984 |  | 08/29/1986
Addison Products | Addison Products | HGY030-3A |  | Water-Source | WBAHP-CB: Heat Pump Split Syst | Heat Pump | 208 | 3 |  |  | No Match | No Match |  |  |  | 34900 | 2510 | 13.9 | 9 | 42300 | 3541 | 3.5 | 3.5 | Non Federally-Regulated | 07/22/2002 |  | 03/12/2009
Jacobsen Energy Ind., Inc. | Thermaflo II | 36***2**** |  | Water-Source | WBAHP: Heat Pump Packaged Unit | Heat Pump | 208 | 3 |  |  | No Match | No Match |  |  |  | 36500 | 3100 | 11.8 | 7.5 | 43800 | 3425 | 3.7 | 2.5 | Non Federally-Regulated | 06/11/1985 |  | 05/11/1988
ClimateMaster Inc. | Climate Master | TZV/H048 |  | Ground-Source | WBAHP: Heat Pump Packaged Unit | Heat Pump | 230 | 1 |  |  | No Match | Single-Speed |  |  |  | 48100 | 3103 | 15.5 | 13.4 | 35600 | 2820 | 3.7 | 3.1 | Non Federally-Regulated | 08/23/2011 |  | 05/02/2012
Florida Heat Pump | Florida Heat Pump | ES035-1CS | ES035-1AV/AH | Ground-Water-Source | WBAHP-CB: Heat Pump Split Syst | Heat Pump | 230 | 1 |  |  | No Match | Dual-Speed |  |  |  | 41200 | 1864 | 22.1 | 16.2 | 35200 | 2516 | 4.1 | 3.6 | Non Federally-Regulated | 01/10/2012 |  | 04/29/2015
McQuay International | McQuay | W-CDS/CME/CMS-1-012-E |  | Water-Source | WBAHP: Heat Pump Packaged Unit | Heat Pump | 230 | 1 |  |  | No Match | No Match |  |  |  | 11700 | 1063 | 11 | 10 | 14200 | 1094 | 3.8 |  | Federally-Regulated Commercial & Industrial Equipment | 10/05/1999 |  | 09/21/2000
Florida Heat Pump | Florida Heat Pump | EM036-1CS | EM036-1AV | Water-Source | WBAHP-C: Heat Pump Split Syste | Heat Pump | 230 | 1 |  |  | No Match | No Match |  |  |  | 34500 | 2500 | 13.8 | 10 | 41000 | 2730 | 4.4 |  | Federally-Regulated Commercial & Industrial Equipment | 02/02/1998 |  | 03/31/1998
Marvair | Marvair | WHP31HPA |  | Water-Source | WBAHP: Heat Pump Packaged Unit | Heat Pump | 208 | 1 |  |  | No Match | No Match |  |  |  | 30500 | 2748 | 11.1 | 9 | 37500 | 2892 | 3.8 | 3.2 | Non Federally-Regulated | 02/22/1990 |  | 07/31/1991
Waterfurnace International, Inc. | Waterfurnace International, Inc. | NSV/NSH018G1*1 |  | Ground-Source | WBAHP: Heat Pump Packaged Unit | Heat Pump | 230 | 1 |  |  | No Match | Single-Speed |  |  |  | 18500 | 1028 | 18 | 13.4 | 14700 | 1051 | 4.1 | 3.1 | Non Federally-Regulated | 09/03/2012 |  | 04/19/2013
Enertech Global, LLC | Enertech | GTC024 | ACD024 | Ground-Source | WBAHP-C: Heat Pump Split Syste | Heat Pump | 208 | 1 |  |  | No Match | Single-Speed |  |  |  | 27500 | 1821 | 15.1 | 13.4 | 21000 | 1760 | 3.5 | 3.1 | Non Federally-Regulated | 04/30/2009 |  | 04/19/2013
Waterfurnace International, Inc. | Waterfurnace International, Inc. | VLH070A1 |  | Water-Source | WBAHP: Heat Pump Packaged Unit | Heat Pump | 208 | 1 |  |  | No Match | No Match |  |  |  | 68000 | 5528 | 12.3 | 9 | 83200 | 5805 | 4.2 | 3.8 | Federally-Regulated Commercial & Industrial Equipment | 07/29/1998 |  | 10/02/1998
Waterfurnace International, Inc. | Rybacki - Hart Enterprises | USV/USH060**3*4 |  | Ground-Source | WBAHP: Heat Pump Packaged Unit | Heat Pump | 208 | 3 |  |  | No Match | Single-Speed |  |  |  | 60900 | 3402 | 17.9 | 13.4 | 47100 | 3834 | 3.6 | 3.1 | Non Federally-Regulated | 06/14/2011 |  | 03/02/2012
ClimateMaster Inc. | Climate Master Series | VS/VL/HS/HL 030 G/E |  | Water-Source | WBAHP: Heat Pump Packaged Unit | Heat Pump | 208 | 1 |  |  | No Match | No Match |  |  |  | 28900 | 2312 | 12.5 | 10 | 37000 | 2409 | 4.5 |  | Federally-Regulated Commercial & Industrial Equipment | 12/14/1998 |  | 04/12/2000
ClimateMaster Inc. | Carrier | 50YAV/YAH 030 |  | Ground-Water-Source | WBAHP: Heat Pump Packaged Unit | Heat Pump | 208 | 1 |  |  | No Match | No Match |  |  |  | 30000 | 2173 | 13.8 | 9 | 22000 | 2014 | 3.2 |  | Non Federally-Regulated | 11/17/1999 |  | 04/10/2000
American Air Filter | Enercon | GVW-260 |  | Water-Source | WBAHP: Heat Pump Packaged Unit | Heat Pump | 208 | 3 |  |  | No Match | No Match |  |  |  | 265000 | 22850 | 11.6 |  | 284000 | 22400 | 3.7 | 2.5 | Non Federally-Regulated | 02/22/1990 |  | 07/31/1991
Enertech Global, LLC | Roth Industries, Inc. | RXT060D |  | Ground-Water-Source | WBAHP: Heat Pump Packaged Unit | Heat Pump | 208 | 1 |  |  | No Match | Single-Speed | 2383 | 644 | 1 | 69000 | 3026 | 22.8 | 16.2 | 61000 | 3886 | 4.6 | 3.6 | Non Federally-Regulated | 09/03/2012 |  | 12/12/2012
ClimateMaster Inc. | Carrier Corp. | 50YPS026 | FV4***003 | Water-Source | WBAHP-CB: Heat Pump Split Syst | Heat Pump | 230 | 1 |  |  | No Match | Single-Speed |  |  |  | 24700 | 1647 | 15 | 12 | 31400 | 1736 | 5.3 | 4.2 | Federally-Regulated Commercial & Industrial Equipment | 01/24/2011 |  | 03/02/2012
Florida Heat Pump | Florida Heat Pump | GT018-1VT/HZ/CF |  | Ground-Water-Source | WBAHP: Heat Pump Packaged Unit | Heat Pump | 208 | 1 |  |  | No Match | No Match |  |  |  | 16500 | 1018 | 16.2 | 9 | 11500 | 1021 | 3.3 |  | Non Federally-Regulated | 10/06/1999 |  | 04/10/2000
Econar | Econar | GH421 |  | Ground-Water-Source | WBAHP: Heat Pump Packaged Unit | Heat Pump | 208 | 1 |  |  | No Match | No Match |  |  |  | 35400 | 2744 | 12.9 | 11 | 50500 | 4000 | 3.7 | 3.5 | Non Federally-Regulated | 03/31/1998 |  | 05/10/1998
ClimateMaster Inc. | Climate Master Series | 814-042-G******** |  | Water-Source | WBAHP: Heat Pump Packaged Unit | Heat Pump | 208 | 1 |  |  | No Match | No Match |  |  |  | 41500 | 3640 | 11.4 | 9 | 53500 | 3919 | 4 | 3.2 | Federally-Regulated Commercial & Industrial Equipment | 02/17/1988 |  | 05/11/1988
Trane U.S. Inc. | Trane | WPHD0091 |  | Water-Source | WBAHP: Heat Pump Packaged Unit | Heat Pump | 265 | 1 |  |  | No Match | No Match |  |  |  | 8400 | 672 | 12.5 | 10 | 10000 | 651 | 4.5 |  | Federally-Regulated Commercial & Industrial Equipment | 02/02/1998 |  | 03/31/1998
McQuay / Snyder General | Electro-Hydronics | LM190C7 |  | Water-Source | WBAHP: Heat Pump Packaged Unit | Heat Pump | 265 | 1 |  |  | No Match | No Match |  |  |  | 18200 | 1825 | 10 | 7.5 | 22600 | 2000 | 3.3 | 2.5 | Non Federally-Regulated | 08/29/1986 |  | 05/11/1988
Econar | Econar | GV290 |  | Ground-Water-Source | WBAHP: Heat Pump Packaged Unit | Heat Pump | 208 | 1 |  |  | No Match | No Match |  |  |  | 28600 | 2087 | 13.7 | 9 | 25800 | 2290 | 3.3 |  | Non Federally-Regulated | 03/18/2002 |  | 03/12/2009
California Heat Pump | Aqua-Matic | 52H**-12-** |  | Water-Source | WBAHP: Heat Pump Packaged Unit | Heat Pump | 230 | 1 |  |  | No Match | No Match |  |  |  | 52000 | 5000 | 10.4 | 7.5 | 59000 | 4900 | 3.5 | 2.5 | Non Federally-Regulated | 06/11/1985 |  | 05/11/1988
Florida Heat Pump | Geomaster, LLC | EC070-3CF/HZ/VT |  | Ground-Water-Source | WBAHP: Heat Pump Packaged Unit | Heat Pump | 230 | 3 |  |  | No Match | Single-Speed | 4178 | 803 | 1 | 76000 | 3838 | 19.8 | 16.2 | 68000 | 3838 | 4 | 3.6 | Non Federally-Regulated | 04/30/2009 |  | 04/20/2015
Waterfurnace International, Inc. | Waterfurnace International, Inc. | SXH036C0 |  | Water-Source | WBAHP: Heat Pump Packaged Unit | Heat Pump | 208 | 1 |  |  | No Match | No Match |  |  |  | 36000 | 2647 | 13.6 | 10 | 44500 | 2774 | 4.7 |  | Federally-Regulated Commercial & Industrial Equipment | 02/02/1998 |  | 03/31/1998
ClimateMaster Inc. | Climate Master | ADD/E049A | FV/E4***006 | Ground-Source | WBAHP-CB: Heat Pump Split Syst | Heat Pump | 208 | 1 |  |  | No Match | Single-Speed |  |  |  | 49000 | 2832 | 17.3 | 13.4 | 37100 | 2861 | 3.8 | 3.1 | Non Federally-Regulated | 01/09/2014 |  | 06/09/2015
Climate Control / Snyder General | Electro-Hydronics | VE200F3 |  | Water-Source | WBAHP: Heat Pump Packaged Unit | Heat Pump | 230 | 1 |  |  | No Match | No Match |  |  |  | 19000 | 1780 | 10.7 | 7.5 | 25600 | 1920 | 3.9 | 2.5 | Non Federally-Regulated | 05/16/1984 |  | 08/29/1986
Florida Heat Pump | Florida Heat Pump | EM042-1VT |  | Water-Source | WBAHP: Heat Pump Packaged Unit | Heat Pump | 208 | 1 |  |  | No Match | No Match |  |  |  | 42000 | 3181 | 13.2 | 10 | 51000 | 3475 | 4.3 |  | Federally-Regulated Commercial & Industrial Equipment | 02/02/1998 |  | 03/31/1998
Waterfurnace International, Inc. | Eagle Mountain | ZS024**3*4 |  | Water-Source | WBAHP: Heat Pump Packaged Unit | Heat Pump | 230 | 3 |  |  | No Match | Single-Speed |  |  |  | 23900 | 1583 | 15.1 | 12 | 27000 | 1583 | 5 | 4.2 | Federally-Regulated Commercial & Industrial Equipment | 06/14/2011 |  | 04/19/2013
Command-Aire | Command-Aire | SWPH-2544 |  | Water-Source | WBAHP: Heat Pump Packaged Unit | Heat Pump | 460 | 3 |  |  | No Match | No Match |  |  |  | 292000 | 31600 | 9.2 |  | 405000 | 33100 | 3.6 | 2.5 | Non Federally-Regulated | 06/11/1985 |  | 01/23/1988
Mammoth | Geox | G40U,I |  | Water-Source | WBAHP: Heat Pump Packaged Unit | Heat Pump | 230 | 1 |  |  | No Match | No Match |  |  |  | 46500 | 4000 | 11.6 | 7.5 | 57500 | 4200 | 4 | 2.5 | Non Federally-Regulated | 06/11/1985 |  | 05/11/1988
Enertech Global, LLC | Enertech | HRT024A | ACD024 | Ground-Source | WBAHP-CB: Heat Pump Split Syst | Heat Pump | 208 | 1 |  |  | No Match | Single-Speed |  |  |  | 24700 | 1506 | 16.4 | 13.4 | 17600 | 1474 | 3.5 | 3.1 | Non Federally-Regulated | 12/12/2012 |  | 04/29/2015
Addison Products | Addison Products | HGY018-1A |  | Water-Source | WBAHP-CB: Heat Pump Split Syst | Heat Pump | 208 | 1 |  |  | No Match | No Match |  |  |  | 18900 | 1524 | 12.4 | 9 | 22800 | 1757 | 3.8 | 3.5 | Non Federally-Regulated | 07/22/2002 |  | 03/12/2009
Waterfurnace International, Inc. | Waterfurnace International, Inc. | SXV068C3 |  | Ground-Water-Source | WBAHP: Heat Pump Packaged Unit | Heat Pump | 230 | 3 |  |  | No Match | No Match |  |  |  | 66000 | 5500 | 12 | 9 | 52000 | 5080 | 3 |  | Non Federally-Regulated | 01/30/1998 |  | 03/31/1998
Enertech Global, LLC | Enertech | HXT060B2 |  | Ground-Water-Source | WBAHP: Heat Pump Packaged Unit | Heat Pump | 230 | 3 |  |  | No Match | Single-Speed | 2376 | 611 | 1 | 65400 | 2986 | 21.9 | 16.2 | 59200 | 3856 | 4.5 | 3.6 | Non Federally-Regulated | 03/02/2012 |  | 01/09/2014
Waterfurnace International, Inc. | Waterfurnace International, Inc. | ATH056D3 |  | Water-Source | WBAHP-CB: Heat Pump Split Syst | Heat Pump | 208 | 3 |  |  | No Match | No Match |  |  |  | 60500 | 4143 | 14.6 | 9 | 69000 | 4814 | 4.2 | 3.5 | Non Federally-Regulated | 02/02/1998 |  | 10/02/1998
Waterfurnace International, Inc. | Waterfurnace International, Inc. | USV/USH070**4*4 |  | Water-Source | WBAHP: Heat Pump Packaged Unit | Heat Pump | 460 | 3 |  |  | No Match | Single-Speed |  |  |  | 63000 | 4406 | 14.3 | 12 | 79000 | 4926 | 4.7 | 4.2 | Federally-Regulated Commercial & Industrial Equipment | 06/14/2011 |  | 03/02/2012
Waterfurnace International, Inc. | WFI Industries, Ltd. | VLV/VXV018*2 |  | Water-Source | WBAHP: Heat Pump Packaged Unit | Heat Pump | 265 | 1 |  |  | No Match | No Match |  |  |  | 17100 | 1266 | 13.5 | 10 | 23200 | 1416 | 4.8 |  | Federally-Regulated Commercial & Industrial Equipment | 06/20/2003 |  | 02/17/2011
McQuay / Snyder General | Electro-Hydronics | RC140A5 |  | Water-Source | WBAHP: Heat Pump Packaged Unit | Heat Pump | 208 | 1 |  |  | No Match | No Match |  |  |  | 13500 | 1260 | 10.7 | 9 | 18000 | 1552 | 3.4 | 3.2 | Non Federally-Regulated | 05/11/1988 |  | 03/15/1989
ClimateMaster Inc. | Climate Master Series | 805-060-G******** |  | Water-Source | WBAHP: Heat Pump Packaged Unit | Heat Pump | 208 | 1 |  |  | No Match | No Match |  |  |  | 58000 | 6170 | 9.4 | 9 | 77000 | 6100 | 3.7 | 3.2 | Federally-Regulated Commercial & Industrial Equipment | 01/23/1988 |  | 05/11/1988
Florida Heat Pump | Florida Heat Pump | GT030-1CF/HZ/VT |  | Ground-Water-Source | WBAHP: Heat Pump Packaged Unit | Heat Pump | 230 | 1 |  |  | No Match | No Match |  |  |  | 29000 | 1812 | 16 | 9 | 20000 | 1627 | 3.6 |  | Non Federally-Regulated | 07/22/2002 |  | 03/12/2009
Mammoth | Hydrobank II | D024VHJ |  | Water-Source | WBAHP: Heat Pump Packaged Unit | Heat Pump | 230 | 1 |  |  | No Match | No Match |  |  |  | 23800 | 2266 | 10.5 | 10 | 31000 | 2328 | 3.9 |  | Federally-Regulated Commercial & Industrial Equipment | 01/18/2001 |  | 03/12/2009
Waterfurnace International, Inc. | Waterfurnace International, Inc. | SXV048B3 |  | Ground-Water-Source | WBAHP: Heat Pump Packaged Unit | Heat Pump | 230 | 3 |  |  | No Match | No Match |  |  |  | 52000 | 4000 | 13 | 11 | 55500 | 4066 | 4 | 3.5 | Non Federally-Regulated | 03/31/1998 |  | 05/10/1998
Carrier Corp. | Carrier | 50QEV0725 |  | Water-Source | WBAHP: Heat Pump Packaged Unit | Heat Pump | 230 | 3 |  |  | No Match | No Match |  |  |  | 72000 | 6100 | 11.8 | 9.2 | 88000 | 6410 | 4 |  | Federally-Regulated Commercial & Industrial Equipment | 02/05/1990 |  | 03/08/1996
Waterfurnace International, Inc. | Geotility Geothermal Installations | ZS024**3*0 |  | Ground-Source | WBAHP: Heat Pump Packaged Unit | Heat Pump | 230 | 3 |  |  | No Match | Single-Speed |  |  |  | 24400 | 1435 | 17 | 13.4 | 17500 | 1465 | 3.5 | 3.1 | Non Federally-Regulated | 01/24/2011 |  | 04/19/2013
Enertech Global, LLC | Enertech | GTC060 | ACD060 | Ground-Source | WBAHP-C: Heat Pump Split Syste | Heat Pump | 230 | 1 |  |  | No Match | Single-Speed |  |  |  | 62100 | 3764 | 16.5 | 13.4 | 49500 | 4386 | 3.3 | 3.1 | Non Federally-Regulated | 11/25/2009 |  | 08/23/2011
Carrier Corp. | Carrier | 50Q*V04251 |  | Water-Source | WBAHP: Heat Pump Packaged Unit | Heat Pump | 208 | 3 |  |  | No Match | No Match |  |  |  | 42000 | 3652 | 11.5 | 10 | 50500 | 3795 | 3.9 |  | Federally-Regulated Commercial & Industrial Equipment | 08/02/1993 |  | 03/08/1996
Mammoth | Mammoth | F072HHC |  | Water-Source | WBAHP: Heat Pump Packaged Unit | Heat Pump | 230 | 3 |  |  | No Match | No Match |  |  |  | 66000 | 6500 | 10.1 | 9.2 | 75000 | 6300 | 3.5 | 2.5 | Non Federally-Regulated | 06/11/1985 |  | 05/11/1988
Climate Control / Snyder General | Electro-Hydronics | CW610GP |  | Water-Source | WBAHP: Heat Pump Packaged Unit | Heat Pump | 460 | 3 |  |  | No Match | No Match |  |  |  | 61500 | 5850 | 10.5 | 7.5 | 69000 | 5790 | 3.5 | 2.5 | Non Federally-Regulated | 05/16/1984 |  | 06/11/1985
Waterfurnace International, Inc. | American Standard, Inc. | A1GC030***1**4 |  | Water-Source | WBAHP: Heat Pump Packaged Unit | Heat Pump | 208 | 1 |  |  | No Match | Single-Speed |  |  |  | 29500 | 1879 | 15.7 | 12 | 34600 | 1988 | 5.1 | 4.2 | Federally-Regulated Commercial & Industrial Equipment | 08/23/2011 |  | 10/24/2014
Inter-City Products Corp. | McQuay | CCH060C*T |  | Water-Source | WBAHP: Heat Pump Packaged Unit | Heat Pump | 460 | 3 |  |  | No Match | No Match |  |  |  | 59500 | 5313 | 11.2 | 9.3 | 74000 | 5728 | 3.8 | 3.8 | Non Federally-Regulated | 07/31/1991 |  | 03/31/1998
Climate Control / Snyder General | Electro-Hydronics | CC630G3 |  | Water-Source | WBAHP: Heat Pump Packaged Unit | Heat Pump | 230 | 1 |  |  | No Match | No Match |  |  |  | 63000 | 6430 | 9.8 | 7.5 | 79000 | 6430 | 3.6 | 2.5 | Non Federally-Regulated | 06/11/1985 |  | 08/29/1986
Mammoth | Geox | ZG072HHF |  | Water-Source | WBAHP: Heat Pump Packaged Unit | Heat Pump | 460 | 3 |  |  | No Match | No Match |  |  |  | 69000 | 6272 | 11 | 10.5 | 87000 | 6889 | 3.7 | 3.8 | Non Federally-Regulated | 07/31/1991 |  | 03/31/1998
Florida Heat Pump | Florida Heat Pump | EM041-4CS | EM041-4AV | Water-Source | WBAHP-C: Heat Pump Split Syste | Heat Pump | 460 | 3 |  |  | No Match | No Match |  |  |  | 39000 | 3000 | 13 | 9.3 | 49000 | 3502 | 4.1 | 3.8 | Federally-Regulated Commercial & Industrial Equipment | 03/31/1998 |  | 05/10/1998
ClimateMaster Inc. | Climate Master Series | HE/VE019G |  | Ground-Water-Source | WBAHP: Heat Pump Packaged Unit | Heat Pump | 208 | 1 |  |  | No Match | No Match |  |  |  | 21500 | 1535 | 14 | 9 | 14000 | 1367 | 3 |  | Non Federally-Regulated | 04/10/2000 |  | 11/14/2000
Waterfurnace International, Inc. | Waterfurnace International, Inc. | SXV030C1 |  | Water-Source | WBAHP: Heat Pump Packaged Unit | Heat Pump | 230 | 1 |  |  | No Match | No Match |  |  |  | 30600 | 2125 | 14.4 | 10 | 36600 | 2145 | 5 |  | Federally-Regulated Commercial & Industrial Equipment | 02/02/1998 |  | 03/31/1998
Waterfurnace International, Inc. | Johnson Controls | NBV/NBH038**0*1 |  | Ground-Source | WBAHP: Heat Pump Packaged Unit | Heat Pump | 208 | 1 |  |  | No Match | Single-Speed |  |  |  | 40200 | 1914 | 21 | 13.4 | 26700 | 1909 | 4.1 | 3.1 | Non Federally-Regulated | 09/03/2012 |  | 01/09/2014
Enertech Global, LLC | Enertech | TXT072D |  | Ground-Source | WBAHP: Heat Pump Packaged Unit | Heat Pump | 208 | 1 |  |  | No Match | Single-Speed | 3533 | 710 | 1 | 73400 | 4243 | 17.3 | 13.4 | 57000 | 4515 | 3.7 | 3.1 | Non Federally-Regulated | 09/03/2012 |  | 12/12/2012
Waterfurnace International, Inc. | Geotility Geothermal Installations | GCC/GCW/GCS/GCE12*2 |  | Ground-Source | WBAHP-O: Heat Pump Packaged Un | Heat Pump | 265 | 1 |  |  | No Match | Single-Speed |  |  |  | 11000 | 775 | 14.2 | 13.4 | 9500 | 795 | 3.5 | 3.1 | Non Federally-Regulated | 01/24/2011 |  | 04/19/2013
Florida Heat Pump | Florida Heat Pump | GT009-2VT/HZ/CF |  | Water-Source | WBAHP-CB: Heat Pump Split Syst | Heat Pump | 265 | 1 |  |  | No Match | No Match |  |  |  | 10300 | 830 | 12.4 | 9 | 12500 | 963 | 3.8 | 3.5 | Non Federally-Regulated | 10/05/1999 |  | 04/12/2000
Singer | Electro-Hydronics | UC240CD |  | Water-Source | WBAHP: Heat Pump Packaged Unit | Heat Pump | 230 | 3 |  |  | No Match | No Match |  |  |  | 24000 | 2850 | 8.4 | 7.5 | 28400 | 2900 | 2.9 | 2.5 | Non Federally-Regulated | 09/08/1982 |  | 05/16/1984
Trane U.S. Inc. | Trane | WPHF0404 |  | Water-Source | WBAHP: Heat Pump Packaged Unit | Heat Pump | 460 | 3 |  |  | No Match | No Match |  |  |  | 39500 | 2668 | 14.8 | 10 | 43000 | 2929 | 4.3 |  | Federally-Regulated Commercial & Industrial Equipment | 10/05/1999 |  | 04/12/2000
McQuay / Snyder General | Electro-Hydronics | LWP7.5AD |  | Water-Source | WBAHP: Heat Pump Packaged Unit | Heat Pump | 230 | 3 |  |  | No Match | No Match |  |  |  | 76000 | 7100 | 10.7 | 9.2 | 95000 | 7500 | 3.7 | 2.5 | Non Federally-Regulated | 08/29/1986 |  | 05/11/1988
Waterfurnace International, Inc. | Geotility Geothermal Installations | ZS036**4*0 |  | Ground-Water-Source | WBAHP: Heat Pump Packaged Unit | Heat Pump | 460 | 3 |  |  | No Match | Single-Speed |  |  |  | 37700 | 1778 | 21.2 | 16.2 | 33000 | 2480 | 3.9 | 3.6 | Non Federally-Regulated | 01/24/2011 |  | 04/19/2013
Waterfurnace International, Inc. | Waterfurnace International, Inc. | VLV/VXV042*3 |  | Water-Source | WBAHP: Heat Pump Packaged Unit | Heat Pump | 230 | 3 |  |  | No Match | No Match |  |  |  | 40000 | 3076 | 13 | 10 | 48000 | 3348 | 4.2 |  | Federally-Regulated Commercial & Industrial Equipment | 06/20/2003 |  | 02/17/2011
Florida Heat Pump | Florida Heat Pump | GT054-4VT/HZ/CF |  | Ground-Water-Source | WBAHP: Heat Pump Packaged Unit | Heat Pump | 460 | 3 |  |  | No Match | No Match |  |  |  | 51500 | 3961 | 13 | 9 | 42500 | 4151 | 3 |  | Non Federally-Regulated | 01/30/1998 |  | 03/31/1998
Inter-City Products Corp. | McQuay | LWP10BD |  | Water-Source | WBAHP: Heat Pump Packaged Unit | Heat Pump | 230 | 3 |  |  | No Match | No Match |  |  |  | 107000 | 9000 | 11.9 | 10.5 | 120000 | 9200 | 3.8 | 3.8 | Non Federally-Regulated | 07/31/1991 |  | 03/31/1998
Florida Heat Pump | Florida Heat Pump | EM018-1HZ |  | Water-Source | WBAHP: Heat Pump Packaged Unit | Heat Pump | 208 | 1 |  |  | No Match | No Match |  |  |  | 18500 | 1370 | 13.5 | 10 | 25000 | 1526 | 4.8 |  | Federally-Regulated Commercial & Industrial Equipment | 12/14/1998 |  | 10/05/1999
Florida Heat Pump | Energy Miser | HE34CF-1 |  | Water-Source | WBAHP: Heat Pump Packaged Unit | Heat Pump | 208 | 1 |  |  | No Match | No Match |  |  |  | 34000 | 3035 | 11.2 | 7.5 | 44000 | 3225 | 4 | 2.5 | Non Federally-Regulated | 05/16/1984 |  | 05/11/1988
Command-Aire | Command-Aire | RUWP-3033 |  | Water-Source | WBAHP: Heat Pump Packaged Unit | Heat Pump | 208 | 3 |  |  | No Match | No Match |  |  |  | 351000 | 38500 | 9.1 | 9 | 451000 | 38600 | 3.4 |  | Federally-Regulated Commercial & Industrial Equipment | 01/23/1988 |  | 05/11/1988
Friedrich Air Conditioning Co. | Climate Master Series | 803-060-H******** |  | Water-Source | WBAHP: Heat Pump Packaged Unit | Heat Pump | 230 | 3 |  |  | No Match | No Match |  |  |  | 62000 | 6100 | 10.2 | 7.5 | 68000 | 5600 | 3.6 | 2.5 | Non Federally-Regulated | 05/16/1984 |  | 08/29/1986
Addison Products | Addison Products | HGY030-1A |  | Ground-Water-Source | WBAHP: Heat Pump Packaged Unit | Heat Pump | 230 | 1 |  |  | No Match | No Match |  |  |  | 33500 | 2557 | 13.1 | 9 | 23800 | 2179 | 3.2 |  | Non Federally-Regulated | 07/22/2002 |  | 03/12/2009
Trane U.S. Inc. | Command-Aire | SPVF0181 |  | Water-Source | WBAHP: Heat Pump Packaged Unit | Heat Pump | 208 | 1 |  |  | No Match | No Match |  |  |  | 20000 | 1379 | 14.5 | 10 | 24300 | 1736 | 4.1 |  | Federally-Regulated Commercial & Industrial Equipment | 10/05/1999 |  | 04/12/2000
Power-Save International, Inc. | S.O.E.S.I. | PSD-600 (2) |  | Water-Source | WBAHP: Heat Pump Packaged Unit | Heat Pump | 230 | 1 |  |  | No Match | No Match |  |  |  | 76000 | 4922 | 15.4 | 10.5 | 80000 | 4968 | 4.7 | 3.8 | Non Federally-Regulated | 07/31/1991 |  | 03/31/1998
Econar | Econar | GV360 |  | Water-Source | WBAHP-CB: Heat Pump Split Syst | Heat Pump | 208 | 1 |  |  | No Match | No Match |  |  |  | 35800 | 2671 | 13.4 | 9 | 45000 | 3381 | 3.9 | 3.5 | Non Federally-Regulated | 02/02/1998 |  | 10/02/1998
Trane U.S. Inc. | Trane | WPVF060 |  | Water-Source | WBAHP: Heat Pump Packaged Unit | Heat Pump | 208 | 1 |  |  | No Match | No Match |  |  |  | 59500 | 4343 | 13.7 | 10 | 72000 | 4794 | 4.4 |  | Federally-Regulated Commercial & Industrial Equipment | 04/12/2000 |  | 11/19/2001
Heat Controller | Heat Controller | DWPG066-3B-XL* |  | Ground-Water-Source | WBAHP: Heat Pump Packaged Unit | Heat Pump | 208 | 3 |  |  | No Match | No Match |  |  |  | 67000 | 5153 | 13 | 11 | 75000 | 5940 | 3.7 | 3.5 | Non Federally-Regulated | 03/31/1998 |  | 05/10/1998
Florida Heat Pump | Florida Heat Pump | GT030-3CS | GT030-1AH/AV | Ground-Water-Source | WBAHP-CB: Heat Pump Split Syst | Heat Pump | 208 | 3 |  |  | No Match | No Match |  |  |  | 28400 | 1808 | 15.7 | 9 | 19600 | 1640 | 3.5 |  | Non Federally-Regulated | 07/22/2002 |  | 03/12/2009
Climate Control / Snyder General | Electro-Hydronics | CC500F5 |  | Water-Source | WBAHP: Heat Pump Packaged Unit | Heat Pump | 208 | 1 |  |  | No Match | No Match |  |  |  | 50000 | 4850 | 10.3 | 7.5 | 65000 | 4900 | 3.9 | 2.5 | Non Federally-Regulated | 05/16/1984 |  | 08/29/1986
Waterfurnace International, Inc. | Premier | ATV/ATH028A |  | Ground-Water-Source | WBAHP: Heat Pump Packaged Unit | Heat Pump | 230 | 1 |  |  | No Match | No Match |  |  |  | 28800 | 1882 | 15.3 | 11 | 31000 | 2018 | 4.5 | 3.4 | Non Federally-Regulated | 07/31/1991 |  | 03/31/1998
Waterfurnace International, Inc. | Waterfurnace International, Inc. | SXV048B0 |  | Water-Source | WBAHP: Heat Pump Packaged Unit | Heat Pump | 230 | 1 |  |  | No Match | No Match |  |  |  | 49000 | 3629 | 13.5 | 9.3 | 60500 | 3772 | 4.7 | 3.8 | Federally-Regulated Commercial & Industrial Equipment | 03/31/1998 |  | 05/10/1998
Enertech Global, LLC | Enertech | GSC042 | ACD060 | Water-Source | WBAHP-C: Heat Pump Split Syste | Heat Pump | 208 | 1 |  |  | No Match | Single-Speed |  |  |  | 39400 | 3078 | 12.8 | 12 | 47300 | 3015 | 4.6 | 4.2 | Federally-Regulated Commercial & Industrial Equipment | 04/30/2009 |  | 06/15/2009
American Air Filter | Enercon | HW51 |  | Water-Source | WBAHP: Heat Pump Packaged Unit | Heat Pump | 200 | 3 |  |  | No Match | No Match |  |  |  | 51000 | 4988 | 10.2 | 7.5 | 64000 | 5244 | 3.6 | 2.5 | Non Federally-Regulated | 06/11/1985 |  | 05/11/1988
Addison Products | Addison Products | HWPG054-1B** |  | Water-Source | WBAHP-CB: Heat Pump Split Syst | Heat Pump | 230 | 1 |  |  | No Match | No Match |  |  |  | 55000 | 4166 | 13.2 | 9 | 61500 | 4506 | 4 | 3.5 | Non Federally-Regulated | 12/14/1998 |  | 10/05/1999
Florida Heat Pump | Florida Heat Pump | EM009-0VT/HZ/CF |  | Water-Source | WBAHP: Heat Pump Packaged Unit | Heat Pump | 115 | 1 |  |  | No Match | No Match |  |  |  | 9500 | 760 | 12.5 | 10 | 13000 | 846 | 4.5 |  | Federally-Regulated Commercial & Industrial Equipment | 10/05/1999 |  | 04/12/2000
Florida Heat Pump | Florida Heat Pump | GO060-1VT/HZ/CF(P) |  | Ground-Water-Source | WBAHP: Heat Pump Packaged Unit | Heat Pump | 230 | 1 |  |  | No Match | No Match |  |  |  | 31000 | 1422 | 21.8 | 9 | 18500 | 1505 | 3.6 |  | Non Federally-Regulated | 11/17/1999 |  | 04/10/2000
Waterfurnace International, Inc. | Rybacki - Hart Enterprises | ZS048**4*4 |  | Ground-Water-Source | WBAHP: Heat Pump Packaged Unit | Heat Pump | 460 | 3 |  |  | No Match | Single-Speed |  |  |  | 52000 | 2222 | 23.4 | 16.2 | 45900 | 3203 | 4.2 | 3.6 | Non Federally-Regulated | 06/14/2011 |  | 04/19/2013
Enertech Global, LLC | Enertech | TCT048C2 |  | Ground-Water-Source | WBAHP: Heat Pump Packaged Unit | Heat Pump | 208 | 3 |  |  | No Match | Single-Speed |  |  |  | 53600 | 2404 | 22.3 | 16.2 | 47700 | 3107 | 4.5 | 3.6 | Non Federally-Regulated | 12/12/2012 |  | 04/21/2014
Addison Products | Addison Products | HWPG060-3B** |  | Water-Source | WBAHP-CB: Heat Pump Split Syst | Heat Pump | 230 | 3 |  |  | No Match | No Match |  |  |  | 59000 | 4538 | 13 | 9 | 66000 | 4959 | 3.9 | 3.5 | Non Federally-Regulated | 12/14/1998 |  | 10/05/1999
ClimateMaster Inc. | Carrier Corp. | 50PSH/V/D036****2 |  | Water-Source | WBAHP: Heat Pump Packaged Unit | Heat Pump | 208 | 1 |  |  | No Match | Single-Speed |  |  |  | 33400 | 1965 | 17 | 12 | 40400 | 2114 | 5.6 | 4.2 | Federally-Regulated Commercial & Industrial Equipment | 10/24/2014 |  | 04/22/2015
Florida Heat Pump | Florida Heat Pump | EM070-4CF/HZ/VT |  | Water-Source | WBAHP: Heat Pump Packaged Unit | Heat Pump | 460 | 3 |  |  | No Match | No Match |  |  |  | 70000 | 4827 | 14.5 | 9 | 83000 | 5286 | 4.6 | 3.8 | Federally-Regulated Commercial & Industrial Equipment | 05/29/2001 |  | 02/17/2011
American Air Filter | Enercon | HW93 |  | Water-Source | WBAHP: Heat Pump Packaged Unit | Heat Pump | 200 | 3 |  |  | No Match | No Match |  |  |  | 93000 | 11100 | 8.4 | 7.5 | 115000 | 11000 | 3.1 | 2.2 | Non Federally-Regulated | 01/05/1982 |  | 05/16/1984
Waterfurnace International, Inc. | Waterfurnace International, Inc. | SXH048C3 |  | Water-Source | WBAHP: Heat Pump Packaged Unit | Heat Pump | 230 | 3 |  |  | No Match | No Match |  |  |  | 49000 | 3629 | 13.5 | 10 | 60500 | 3772 | 4.7 |  | Federally-Regulated Commercial & Industrial Equipment | 02/02/1998 |  | 03/31/1998
Command-Aire | Command-Aire | SWPHXR513E |  | Water-Source | WBAHP: Heat Pump Packaged Unit | Heat Pump | 208 | 3 |  |  | No Match | No Match |  |  |  | 51000 | 4550 | 11.2 | 7.5 | 64000 | 4690 | 4 | 2.5 | Non Federally-Regulated | 05/16/1984 |  | 01/23/1988
Trane U.S. Inc. | Trane | GSCC0281 |  | Water-Source | WBAHP: Heat Pump Packaged Unit | Heat Pump | 208 | 1 |  |  | No Match | No Match |  |  |  | 28500 | 2714 | 10.5 | 10 | 38000 | 2929 | 3.8 |  | Federally-Regulated Commercial & Industrial Equipment | 10/05/1999 |  | 04/12/2000
Mammoth | Hydrobank II | D014HHG |  | Water-Source | WBAHP: Heat Pump Packaged Unit | Heat Pump | 208 | 1 |  |  | No Match | No Match |  |  |  | 13200 | 1015 | 13 | 10 | 17800 | 1303 | 4 |  | Federally-Regulated Commercial & Industrial Equipment | 05/23/2000 |  | 11/14/2000
Trane U.S. Inc. | Trane | GSHB0411 |  | Ground-Water-Source | WBAHP: Heat Pump Packaged Unit | Heat Pump | 208 | 1 |  |  | No Match | No Match |  |  |  | 45000 | 3260 | 13.8 | 9 | 32400 | 3165 | 3 |  | Non Federally-Regulated | 01/30/1998 |  | 10/02/1998
Command-Aire | Command-Aire | SWP287E |  | Water-Source | WBAHP: Heat Pump Packaged Unit | Heat Pump | 265 | 1 |  |  | No Match | No Match |  |  |  | 30000 | 2702 | 11.1 | 7.5 | 42000 | 3000 | 4 | 2.5 | Non Federally-Regulated | 05/16/1984 |  | 06/11/1985
Waterfurnace International, Inc. | Waterfurnace International, Inc. | VLH/VXH036*2 |  | Water-Source | WBAHP: Heat Pump Packaged Unit | Heat Pump | 265 | 1 |  |  | No Match | No Match |  |  |  | 34400 | 2796 | 12.3 | 10 | 43000 | 3230 | 3.9 |  | Federally-Regulated Commercial & Industrial Equipment | 10/05/1999 |  | 04/12/2000
ClimateMaster Inc. | Trane | WPRB0087 |  | Water-Source | WBAHP-O: Heat Pump Packaged Un | Heat Pump | 265 | 1 |  |  | No Match | No Match |  |  |  | 9000 | 850 | 10.6 | 9 | 11300 | 875 | 3.2 | 3.2 | Federally-Regulated Commercial & Industrial Equipment | 07/18/1988 |  | 02/22/1990
Florida Heat Pump | Florida Heat Pump | EM048-2HZ |  | Water-Source | WBAHP: Heat Pump Packaged Unit | Heat Pump | 265 | 1 |  |  | No Match | No Match |  |  |  | 49000 | 3920 | 12.5 | 10 | 58000 | 3863 | 4.4 |  | Federally-Regulated Commercial & Industrial Equipment | 02/02/1998 |  | 03/31/1998
Florida Heat Pump | Geomaster, LLC | EC060-4CF/HZ/VT |  | Ground-Water-Source | WBAHP: Heat Pump Packaged Unit | Heat Pump | 460 | 3 |  |  | No Match | Single-Speed | 3890 | 730 | 1 | 67000 | 3661 | 18.3 | 16.2 | 61500 | 3661 | 3.9 | 3.6 | Non Federally-Regulated | 04/30/2009 |  | 04/20/2015
Command-Aire | Command-Aire | RUWP-4533 |  | Water-Source | WBAHP: Heat Pump Packaged Unit | Heat Pump | 230 | 3 |  |  | No Match | No Match |  |  |  | 489000 | 55500 | 8.8 |  | 625000 | 53200 | 3.4 | 2.5 | Non Federally-Regulated | 06/11/1985 |  | 05/11/1988
Snyder General Corp. | McQuay | VF200G3 |  | Water-Source | WBAHP: Heat Pump Packaged Unit | Heat Pump | 230 | 1 |  |  | No Match | No Match |  |  |  | 19000 | 1780 | 10.7 | 9 | 25600 | 1920 | 3.9 | 3.2 | Non Federally-Regulated | 02/22/1990 |  | 07/31/1991
Waterfurnace International, Inc. | Eagle Mountain | GS015**0*0 |  | Water-Source | WBAHP: Heat Pump Packaged Unit | Heat Pump | 230 | 1 |  |  | No Match | Single-Speed |  |  |  | 14400 | 929 | 15.5 | 11.2 | 17800 | 1110 | 4.7 | 4.2 | Federally-Regulated Commercial & Industrial Equipment | 01/24/2011 |  | 04/19/2013
Florida Heat Pump | Florida Heat Pump | EM015-1CS | EM015-1AH/AV | Water-Source | WBAH: Heating Only Packaged Un | Heat Pump | 208 | 1 |  |  | No Match | No Match |  |  |  | 15800 | 1436 | 11 | 9 | 19700 | 1649 | 3.5 | 3.5 | Non Federally-Regulated | 05/23/2001 |  | 07/18/2002
Florida Heat Pump | Bosch | CP048-1HZ/VT |  | Ground-Water-Source | WBAHP: Heat Pump Packaged Unit | Heat Pump | 208 | 1 |  |  |  | Single-Speed |  |  |  | 53600 | 2102 | 25.5 | 16.2 | 40500 | 2760 | 4.3 | 3.6 | Non Federally-Regulated | 04/22/2015 |  | 05/01/2015
Florida Heat Pump | Geomaster, LLC | EP048-3HZ/VT |  | Ground-Source | WBAHP: Heat Pump Packaged Unit | Heat Pump | 230 | 3 |  |  | No Match | Single-Speed | 2582 | 240 |  | 50200 | 2535 | 19.8 | 13.4 | 33400 | 2646 | 3.7 | 3.1 | Non Federally-Regulated | 08/23/2011 |  | 04/21/2014
Florida Heat Pump | Florida Heat Pump | CE049-1CS*-*****A | SM048-1AV/AH*-***A*A | Ground-Water-Source | WBAHP-CB: Heat Pump Split Syst | Both Heat Pump and Electric Re | 230 | 1 |  |  | No Match | Dual-Speed |  |  |  | 50400 | 2695 | 18.7 | 16.2 | 46400 | 3317 | 4.1 | 3.6 | Non Federally-Regulated | 10/24/2014 |  | 04/01/2015
ClimateMaster Inc. | Climate Master Series | VS/VL/HS/HL 015 |  | Water-Source | WBAHP: Heat Pump Packaged Unit | Heat Pump | 265 | 1 |  |  | No Match | No Match |  |  |  | 14100 | 1281 | 11 | 9.3 | 18800 | 1377 | 4 | 3.8 | Federally-Regulated Commercial & Industrial Equipment | 03/31/1998 |  | 05/10/1998
Trane U.S. Inc. | Trane | GEVA015 |  | Ground-Water-Source | WBAHP: Heat Pump Packaged Unit | Heat Pump | 208 | 1 |  |  | No Match | No Match |  |  |  | 14058 | 861 | 16.3 | 9 | 10200 | 858 | 3.5 |  | Non Federally-Regulated | 07/22/2002 |  | 09/25/2002
Singer | Electro-Hydronics | LM190B7 |  | Water-Source | WBAHP: Heat Pump Packaged Unit | Heat Pump | 265 | 1 |  |  | No Match | No Match |  |  |  | 17000 | 2250 | 7.6 | 7.5 | 23000 | 2500 | 2.7 | 2.5 | Non Federally-Regulated | 01/05/1982 |  | 09/08/1982
Florida Heat Pump | Florida Heat Pump | GT042-1CF/HZ/VT |  | Ground-Water-Source | WBAHP: Heat Pump Packaged Unit | Heat Pump | 208 | 1 |  |  | No Match | No Match |  |  |  | 42500 | 3148 | 13.5 | 9 | 31600 | 2805 | 3.3 |  | Non Federally-Regulated | 04/10/2000 |  | 05/29/2001
Waterfurnace International, Inc. | Waterfurnace International, Inc. | SXH068C4 |  | Ground-Water-Source | WBAHP: Heat Pump Packaged Unit | Heat Pump | 460 | 3 |  |  | No Match | No Match |  |  |  | 66000 | 5500 | 12 | 9 | 52000 | 5080 | 3 |  | Non Federally-Regulated | 12/14/1998 |  | 10/06/1999
Mammoth | Hydrobank II | E036VHJ |  | Water-Source | WBAHP: Heat Pump Packaged Unit | Heat Pump | 265 | 1 |  |  | No Match | No Match |  |  |  | 35800 | 3314 | 10.8 | 10 | 47000 | 3623 | 3.8 |  | Federally-Regulated Commercial & Industrial Equipment | 05/23/2000 |  | 11/14/2000
Carrier Corp. | Carrier | 50QXV0486 |  | Water-Source | WBAHP: Heat Pump Packaged Unit | Heat Pump | 460 | 3 |  |  | No Match | No Match |  |  |  | 47500 | 4330 | 11 | 9 | 58000 | 5142 | 3.8 | 3.2 | Federally-Regulated Commercial & Industrial Equipment | 09/25/1989 |  | 10/10/1989
Waterfurnace International, Inc. | Waterfurnace International, Inc. | SXH058*0 |  | Water-Source | WBAHP: Heat Pump Packaged Unit | Heat Pump | 208 | 1 |  |  | No Match | No Match |  |  |  | 55000 | 4044 | 13.6 | 10 | 69000 | 4492 | 4.5 |  | Federally-Regulated Commercial & Industrial Equipment | 10/05/1999 |  | 05/19/2000
Power-Save International, Inc. | S.O.E.S.I. | PSD-1200 (2) |  | Water-Source | WBAHP: Heat Pump Packaged Unit | Heat Pump | 230 | 1 |  |  | No Match | No Match |  |  |  | 144400 | 14122 | 10.2 |  | 189000 | 14300 | 3.9 | 2.5 | Non Federally-Regulated | 02/22/1990 |  | 07/31/1991
Waterfurnace International, Inc. | Waterfurnace International, Inc. | SXV036B1 |  | Water-Source | WBAHP: Heat Pump Packaged Unit | Heat Pump | 208 | 1 |  |  | No Match | No Match |  |  |  | 36000 | 2647 | 13.6 | 10 | 44500 | 2774 | 4.7 |  | Federally-Regulated Commercial & Industrial Equipment | 08/21/1998 |  | 10/02/1998
Florida Heat Pump | Florida Heat Pump | GT024-4CF/HZ/VT |  | Ground-Water-Source | WBAHP: Heat Pump Packaged Unit | Heat Pump | 460 | 3 |  |  | No Match | No Match |  |  |  | 24500 | 1788 | 13.7 | 9 | 18000 | 1648 | 3.2 |  | Non Federally-Regulated | 07/16/2001 |  | 07/18/2002
Trane U.S. Inc. | Trane | WPHF0471 |  | Water-Source | WBAHP: Heat Pump Packaged Unit | Heat Pump | 208 | 1 |  |  | No Match | No Match |  |  |  | 47500 | 3125 | 15.2 | 10 | 49000 | 3262 | 4.4 |  | Federally-Regulated Commercial & Industrial Equipment | 10/05/1999 |  | 04/12/2000
Florida Heat Pump | Geomaster, LLC | EV036-1CF/HZ/VT |  | Water-Source | WBAHP: Heat Pump Packaged Unit | Heat Pump | 230 | 1 |  |  | No Match | Single-Speed |  |  |  | 33000 | 2230 | 14.8 | 12 | 39000 | 2285 | 5 | 4.2 | Federally-Regulated Commercial & Industrial Equipment | 02/09/2009 |  | 12/12/2012
Command-Aire | Command-Aire | SWPC-161 |  | Water-Source | WBAHP: Heat Pump Packaged Unit | Heat Pump | 208 | 1 |  |  | No Match | No Match |  |  |  | 16800 | 1675 | 10 | 7.5 | 22600 | 1775 | 3.7 | 2.5 | Non Federally-Regulated | 01/05/1982 |  | 01/23/1988
McQuay / Snyder General | Electro-Hydronics | FW420GD |  | Water-Source | WBAHP: Heat Pump Packaged Unit | Heat Pump | 230 | 3 |  |  | No Match | No Match |  |  |  | 42000 | 3850 | 10.9 | 7.5 | 52000 | 4100 | 3.7 | 2.5 | Non Federally-Regulated | 08/29/1986 |  | 05/11/1988
ClimateMaster Inc. | Climate Master Series | V160-34********** |  | Water-Source | WBAHP: Heat Pump Packaged Unit | Heat Pump | 460 | 3 |  |  | No Match | No Match |  |  |  | 154000 | 15400 | 10 |  | 160000 | 14200 | 3.3 | 2.5 | Non Federally-Regulated | 02/22/1990 |  | 07/31/1991
Waterfurnace International, Inc. | Rybacki - Hart Enterprises | ZS041**3*0 |  | Ground-Source | WBAHP: Heat Pump Packaged Unit | Heat Pump | 230 | 3 |  |  | No Match | Single-Speed |  |  |  | 41000 | 2595 | 15.8 | 13.4 | 29000 | 2576 | 3.3 | 3.1 | Non Federally-Regulated | 01/24/2011 |  | 04/19/2013
Enertech Global, LLC | Enertech | TXT036C |  | Ground-Source | WBAHP: Heat Pump Packaged Unit | Heat Pump | 230 | 1 |  |  | No Match | Single-Speed |  |  |  | 37500 | 2038 | 18.4 | 13.4 | 28100 | 2009 | 4.1 | 3.1 | Non Federally-Regulated | 12/12/2012 |  | 04/21/2014
Waterfurnace International, Inc. | Eagle Mountain | ZS041**4*1 |  | Ground-Water-Source | WBAHP: Heat Pump Packaged Unit | Heat Pump | 460 | 3 |  |  | No Match | Single-Speed |  |  |  | 44500 | 2023 | 22 | 16.2 | 36000 | 2638 | 4 | 3.6 | Non Federally-Regulated | 01/24/2011 |  | 04/19/2013
Mammoth | Hydrobank II | D064HLH |  | Ground-Water-Source | WBAHP: Heat Pump Packaged Unit | Heat Pump | 230 | 1 |  |  | No Match | No Match |  |  |  | 62000 | 4275 | 14.5 | 9 | 49500 | 4532 | 3.2 |  | Non Federally-Regulated | 06/27/2003 |  | 03/12/2009
Waterfurnace International, Inc. | Johnson Controls | RJSV/RJSH036**2*1 |  | Water-Source | WBAHP: Heat Pump Packaged Unit | Heat Pump | 265 | 1 |  |  | No Match | Single-Speed |  |  |  | 34500 | 1760 | 19.6 | 12 | 38000 | 1826 | 6.1 | 4.2 | Federally-Regulated Commercial & Industrial Equipment | 01/24/2011 |  | 10/24/2014
Addison Products | Heat Controller | WSH034-4AL |  | Water-Source | WBAHP: Heat Pump Packaged Unit | Heat Pump | 460 | 3 |  |  | No Match | No Match |  |  |  | 33500 | 2463 | 13.6 | 10 | 42500 | 2767 | 4.5 |  | Federally-Regulated Commercial & Industrial Equipment | 10/05/1999 |  | 04/12/2000
ClimateMaster Inc. | Carrier Corp. | 50HQP072 |  | Ground-Water-Source | WBAHP: Heat Pump Packaged Unit | Heat Pump | 230 | 3 |  |  | No Match | Single-Speed | 1718 | 902 | 127 | 78500 | 3985 | 19.7 | 16.2 | 75500 | 5029 | 4.4 | 3.6 | Non Federally-Regulated | 10/24/2014 |  | 04/22/2015
Florida Heat Pump | Clean Energy Developments Corp. | PS048-3CF/HZ/VT |  | Ground-Source | WBAHP: Heat Pump Packaged Unit | Heat Pump | 230 | 3 |  |  | No Match | Single-Speed |  |  |  | 51000 | 2849 | 17 | 13.4 | 38000 | 3010 | 3.7 | 3.1 | Non Federally-Regulated | 07/06/2011 |  | 09/03/2012
Waterfurnace International, Inc. | Waterfurnace International, Inc. | SXV010B0 |  | Ground-Water-Source | WBAHP: Heat Pump Packaged Unit | Heat Pump | 208 | 1 |  |  | No Match | No Match |  |  |  | 9900 | 642 | 15.4 | 9 | 7400 | 657 | 3.3 |  | Non Federally-Regulated | 08/21/1998 |  | 10/02/1998
California Heat Pump | California Heat Pump | 27H**-12-** |  | Water-Source | WBAHP: Heat Pump Packaged Unit | Heat Pump | 208 | 1 |  |  | No Match | No Match |  |  |  | 27000 | 2328 | 11.6 | 7.5 | 29500 | 2275 | 3.8 | 2.5 | Non Federally-Regulated | 06/11/1985 |  | 05/11/1988
Command-Aire | Command-Aire | SWP-2044 |  | Water-Source | WBAHP: Heat Pump Packaged Unit | Heat Pump | 460 | 3 |  |  | No Match | No Match |  |  |  | 240000 | 24700 | 9.7 |  | 336000 | 27900 | 3.5 | 2.5 | Non Federally-Regulated | 02/22/1990 |  | 07/31/1991
McQuay International | McQuay | FCV/FCW/VWH/VWW024B-T |  | Water-Source | WBAHP: Heat Pump Packaged Unit | Heat Pump | 460 | 3 |  |  | No Match | No Match |  |  |  | 24400 | 2033 | 12 | 9.3 | 32000 | 2344 | 4 | 3.8 | Federally-Regulated Commercial & Industrial Equipment | 03/31/1998 |  | 05/10/1998
Enertech Global, LLC | Enertech | HCT060D |  | Ground-Source | WBAHP: Heat Pump Packaged Unit | Heat Pump | 230 | 1 |  |  | No Match | Single-Speed |  |  |  | 63500 | 3547 | 17.9 | 13.4 | 47600 | 3671 | 3.8 | 3.1 | Non Federally-Regulated | 09/03/2012 |  | 12/12/2012
Trane U.S. Inc. | Trane | WPVF0601 |  | Water-Source | WBAHP: Heat Pump Packaged Unit | Heat Pump | 208 | 1 |  |  | No Match | No Match |  |  |  | 59500 | 4343 | 13.7 | 10 | 72000 | 4794 | 4.4 |  | Federally-Regulated Commercial & Industrial Equipment | 10/05/1999 |  | 04/12/2000
Florida Heat Pump | Geomaster, LLC | ES042-1CF/HZ/VT |  | Water-Source | WBAHP: Heat Pump Packaged Unit | Heat Pump | 208 | 1 |  |  | No Match | Single-Speed |  |  |  | 43000 | 3007 | 14.3 | 12 | 47000 | 2930 | 4.7 | 4.2 | Federally-Regulated Commercial & Industrial Equipment | 02/09/2009 |  | 04/20/2015
Geoflex Systems, Inc. | Geoflex Systems, Inc. | GF1T-V/H/D/M-038WADBE |  | Water-Source | WBAHP: Heat Pump Packaged Unit | Both Heat Pump and Electric Re | 460 | 3 |  |  | No Match | Dual-Speed |  |  |  | 37600 | 2293 | 16.4 | 12 | 43500 | 2361 | 5.4 | 4.2 | Federally-Regulated Commercial & Industrial Equipment | 11/30/2011 |  | 04/19/2013
Inter-City Products Corp. | McQuay | CCW048C*F |  | Water-Source | WBAHP: Heat Pump Packaged Unit | Heat Pump | 208 | 3 |  |  | No Match | No Match |  |  |  | 47500 | 3831 | 12.4 | 9.3 | 54000 | 3874 | 4.1 | 3.8 | Non Federally-Regulated | 07/31/1991 |  | 03/31/1998
ClimateMaster Inc. | Carrier Corp. | 50P1H/V018 |  | Ground-Source | WBAHP: Heat Pump Packaged Unit | Heat Pump | 208 | 1 |  |  | No Match | Single-Speed |  |  |  | 18400 | 1129 | 16.3 | 13.4 | 13900 | 1198 | 3.4 | 3.1 | Non Federally-Regulated | 10/24/2014 |  | 04/22/2015
ClimateMaster Inc. | Carrier Corp. | 50YEH/V/D042****3 |  | Ground-Source | WBAHP: Heat Pump Packaged Unit | Heat Pump | 230 | 1 |  |  | No Match | Single-Speed |  |  |  | 40100 | 2067 | 19.4 | 13.4 | 28700 | 2213 | 3.8 | 3.1 | Non Federally-Regulated | 10/24/2014 |  | 04/22/2015
Waterfurnace International, Inc. | Waterfurnace International, Inc. | ATH057D3(P) |  | Ground-Water-Source | WBAHP: Heat Pump Packaged Unit | Heat Pump | 230 | 3 |  |  | No Match | No Match |  |  |  | 34000 | 1808 | 18.8 | 9 | 26000 | 2116 | 3.6 |  | Non Federally-Regulated | 12/14/1998 |  | 10/06/1999
Waterfurnace International, Inc. | Eagle Mountain | GS012**0*0 |  | Ground-Water-Source | WBAHP: Heat Pump Packaged Unit | Heat Pump | 230 | 1 |  |  | No Match | Single-Speed |  |  |  | 14000 | 549 | 25.5 | 16.2 | 11900 | 830 | 4.2 | 3.6 | Non Federally-Regulated | 01/24/2011 |  | 04/19/2013
Florida Heat Pump | Florida Heat Pump | GT054-3CS | GT054-3AH/AV | Water-Source | WBAH: Heating Only Packaged Un | Heat Pump | 208 | 3 |  |  | No Match | No Match |  |  |  | 52000 | 4262 | 12.2 | 9 | 61000 | 4703 | 3.8 | 3.5 | Non Federally-Regulated | 04/12/2000 |  | 07/18/2002
Addison Products | Addison Products | VPY048-1A |  | Water-Source | WBAHP-CB: Heat Pump Split Syst | Heat Pump | 230 | 1 |  |  | No Match | No Match |  |  |  | 54400 | 4689 | 11.6 | 9 | 61800 | 5029 | 3.6 | 3.5 | Non Federally-Regulated | 07/22/2002 |  | 03/12/2009
Waterfurnace International, Inc. | Waterfurnace International, Inc. | SXV042C4 |  | Ground-Water-Source | WBAHP: Heat Pump Packaged Unit | Heat Pump | 460 | 3 |  |  | No Match | No Match |  |  |  | 44000 | 3358 | 13.1 | 11 | 46000 | 3370 | 4 | 3.5 | Non Federally-Regulated | 03/31/1998 |  | 05/10/1998
ClimateMaster Inc. | Trane | WPHC1204 |  | Water-Source | WBAHP: Heat Pump Packaged Unit | Heat Pump | 460 | 3 |  |  | No Match | No Match |  |  |  | 124026 | 11065 | 11.2 | 9.2 | 149696 | 13774 | 3.8 | 2.5 | Non Federally-Regulated | 02/22/1990 |  | 07/31/1991
Snyder General Corp. | McQuay | FCV060A*T |  | Water-Source | WBAHP: Heat Pump Packaged Unit | Heat Pump | 460 | 3 |  |  | No Match | No Match |  |  |  | 61500 | 5802 | 10.6 | 9 | 78000 | 6180 | 3.7 | 3.2 | Non Federally-Regulated | 02/22/1990 |  | 07/31/1991
Climate Control / Snyder General | Electro-Hydronics | UW630GP |  | Water-Source | WBAHP: Heat Pump Packaged Unit | Heat Pump | 460 | 3 |  |  | No Match | No Match |  |  |  | 63000 | 6430 | 9.8 | 7.5 | 79000 | 6430 | 3.6 | 2.5 | Non Federally-Regulated | 06/11/1985 |  | 08/29/1986
McQuay / Snyder General | Electro-Hydronics | LWP20BD |  | Water-Source | WBAHP: Heat Pump Packaged Unit | Heat Pump | 230 | 3 |  |  | No Match | No Match |  |  |  | 214000 | 18000 | 11.9 |  | 240000 | 18400 | 3.8 | 2.5 | Non Federally-Regulated | 08/29/1986 |  | 05/11/1988
Waterfurnace International, Inc. | Eagle Mountain | ZS060**0*1 |  | Ground-Source | WBAHP: Heat Pump Packaged Unit | Heat Pump | 230 | 1 |  |  | No Match | Single-Speed |  |  |  | 60900 | 3402 | 17.9 | 13.4 | 47100 | 3834 | 3.6 | 3.1 | Non Federally-Regulated | 03/02/2012 |  | 04/19/2013
Hydro Delta Corp. | Hydro Delta Corp. | 03-042-WTARW-MT |  | Water-Source | WBAHP-CB: Heat Pump Split Syst | Heat Pump | 208 | 1 |  |  | No Match | No Match |  |  |  | 47000 | 3455 | 13.6 | 9 | 51000 | 3735 | 4 | 3.5 | Non Federally-Regulated | 10/05/1999 |  | 04/12/2000
Florida Heat Pump | Florida Heat Pump | GT042-2CS | GT042-2AH/AV | Water-Source | Water/Brine to Air Heat Pump S | Heat Pump | 265 | 1 |  |  | No Match | No Match |  |  |  | 41000 | 3228 | 12.7 | 10 | 51500 | 3210 | 4.7 |  | Federally-Regulated Commercial & Industrial Equipment | 04/12/2000 |  | 05/29/2001
California Heat Pump | Climate Master Series | 816-020 |  | Water-Source | WBAHP: Heat Pump Packaged Unit | Heat Pump | 265 | 1 |  |  | No Match | No Match |  |  |  | 20000 | 1770 | 11.3 | 9 | 19000 | 1630 | 3.4 | 3.2 | Non Federally-Regulated | 05/11/1988 |  | 03/15/1989
Waterfurnace International, Inc. | Waterfurnace International, Inc. | ATV034D1 |  | Ground-Source | WBAHP: Heat Pump Packaged Unit | Heat Pump | 230 | 1 |  |  | No Match | No Match |  |  |  | 34400 | 2150 | 16 |  | 25000 | 2220 | 3.3 |  | Non Federally-Regulated | 03/31/1998 |  | 05/10/1998
Florida Heat Pump | Florida Heat Pump | GT022-2VT/HZ/CF |  | Ground-Water-Source | WBAHP: Heat Pump Packaged Unit | Heat Pump | 265 | 1 |  |  | No Match | No Match |  |  |  | 22000 | 1641 | 13.4 | 9 | 15300 | 1494 | 3 |  | Non Federally-Regulated | 12/14/1998 |  | 04/10/2000
Addison Products | Addison Products | VPY072-3A |  | Water-Source | WBAHP-CB: Heat Pump Split Syst | Heat Pump | 208 | 3 |  |  | No Match | No Match |  |  |  | 73900 | 6718 | 11 | 9 | 88800 | 7433 | 3.5 | 3.5 | Non Federally-Regulated | 07/22/2002 |  | 03/12/2009
Addison Products | Addison Products | HPY072-3A |  | Water-Source | WBAHP-CB: Heat Pump Split Syst | Heat Pump | 230 | 3 |  |  | No Match | No Match |  |  |  | 73900 | 6718 | 11 | 9 | 88800 | 7433 | 3.5 | 3.5 | Non Federally-Regulated | 11/14/2000 |  | 07/18/2002
Trane U.S. Inc. | Trane | GETE0242 |  | Ground-Source | WBAHP-O: Heat Pump Packaged Un | Heat Pump | 230 | 1 |  |  | No Match | Single-Speed |  |  |  | 24700 | 1614 | 15.3 | 13.4 | 19300 | 1664 | 3.4 | 3.1 | Non Federally-Regulated | 06/14/2011 |  | 01/09/2014
Waterfurnace International, Inc. | Geotility Geothermal Installations | ZS024**0*1 |  | Water-Source | WBAHP: Heat Pump Packaged Unit | Heat Pump | 230 | 1 |  |  | No Match | Single-Speed |  |  |  | 23900 | 1583 | 15.1 | 12 | 27000 | 1583 | 5 | 4.2 | Federally-Regulated Commercial & Industrial Equipment | 01/24/2011 |  | 04/19/2013
Florida Heat Pump | Florida Heat Pump | GT048-1CF/HZ/VT |  | Water-Source | WBAHP: Heat Pump Packaged Unit | Heat Pump | 208 | 1 |  |  | No Match | No Match |  |  |  | 46000 | 3739 | 12.3 | 10 | 61500 | 3833 | 4.7 |  | Federally-Regulated Commercial & Industrial Equipment | 04/12/2000 |  | 05/29/2001
Mammoth | Hydrobank II | F120HHK |  | Water-Source | WBAHP: Heat Pump Packaged Unit | Heat Pump | 230 | 3 |  |  | No Match | No Match |  |  |  | 115500 | 8619 | 13.4 | 9 | 151000 | 11060 | 4 | 3.8 | Federally-Regulated Commercial & Industrial Equipment | 03/22/2001 |  | 03/12/2009
Waterfurnace International, Inc. | Johnson Controls | RKV/RKH036**0*1 |  | Ground-Water-Source | WBAHP: Heat Pump Packaged Unit | Heat Pump | 208 | 1 |  |  | No Match | Single-Speed |  |  |  | 36300 | 1412 | 25.7 | 16.2 | 28200 | 1758 | 4.7 | 3.6 | Non Federally-Regulated | 09/03/2012 |  | 01/09/2014
Friedrich Climate Master | Climate Master Series | 813-042-H******** |  | Water-Source | WBAHP: Heat Pump Packaged Unit | Heat Pump | 208 | 3 |  |  | No Match | No Match |  |  |  | 41500 | 3520 | 11.8 | 7.5 | 44500 | 3340 | 3.9 | 2.5 | Non Federally-Regulated | 08/29/1986 |  | 05/11/1988
Waterfurnace International, Inc. | Waterfurnace International, Inc. | CC/CE/CS/CW12*2 |  | Water-Source | WBAHP-O: Heat Pump Packaged Un | Heat Pump | 265 | 1 |  |  | No Match | No Match |  |  |  | 11200 | 777 | 14.4 | 10 | 14900 | 928 | 4.7 |  | Federally-Regulated Commercial & Industrial Equipment | 11/14/2000 |  | 02/17/2011
McQuay International | McQuay | W-CDL/CDS/CMS-1-036-F |  | Water-Source | WBAHP: Heat Pump Packaged Unit | Heat Pump | 208 | 3 |  |  | No Match | No Match |  |  |  | 36000 | 2975 | 12.1 | 10 | 42500 | 3037 | 4.1 |  | Federally-Regulated Commercial & Industrial Equipment | 10/05/1999 |  | 03/12/2009
Enertech Global, LLC | Enertech | HCT048C2 |  | Ground-Water-Source | WBAHP: Heat Pump Packaged Unit | Heat Pump | 208 | 3 |  |  | No Match | Single-Speed |  |  |  | 55600 | 2356 | 23.6 | 16.2 | 49700 | 3035 | 4.8 | 3.6 | Non Federally-Regulated | 05/02/2012 |  | 12/12/2012
ClimateMaster Inc. | Carrier Corp. | 50YEH/V/D048K***3 |  | Water-Source | WBAHP: Heat Pump Packaged Unit | Heat Pump | 208 | 1 |  |  | No Match | Single-Speed |  |  |  | 48900 | 2843 | 17.2 | 12 | 57700 | 3252 | 5.2 | 4.2 | Federally-Regulated Commercial & Industrial Equipment | 10/24/2014 |  | 04/22/2015
Florida Heat Pump | Florida Heat Pump | EM024-1CF/HZ/VT |  | Water-Source | WBAHP: Heat Pump Packaged Unit | Heat Pump | 208 | 1 |  |  | No Match | No Match |  |  |  | 24000 | 1714 | 14 | 10 | 30000 | 1831 | 4.8 |  | Federally-Regulated Commercial & Industrial Equipment | 04/12/2000 |  | 02/17/2011
ClimateMaster Inc. | Climate Master Series | GRV/GRH060AH |  | Ground-Water-Source | WBAHP: Heat Pump Packaged Unit | Heat Pump | 208 | 3 |  |  | No Match | No Match |  |  |  | 59500 | 4440 | 13.4 | 9 | 45000 | 4120 | 3.2 |  | Non Federally-Regulated | 07/22/2002 |  | 03/12/2009
Waterfurnace International, Inc. | Waterfurnace International, Inc. | SXH042B0 |  | Water-Source | WBAHP: Heat Pump Packaged Unit | Heat Pump | 208 | 1 |  |  | No Match | No Match |  |  |  | 42000 | 3000 | 14 | 10 | 54500 | 3131 | 5.1 |  | Federally-Regulated Commercial & Industrial Equipment | 12/14/1998 |  | 10/05/1999
Carrier Corp. - Syracuse | Carrier | 50HQ,VQ1006 |  | Water-Source | WBAHP: Heat Pump Packaged Unit | Heat Pump | 460 | 3 |  |  | No Match | No Match |  |  |  | 102000 | 9700 | 10.5 | 9.2 | 120000 | 9500 | 3.7 |  | Non Federally-Regulated | 05/11/1988 |  | 03/15/1989
ClimateMaster Inc. | Carrier Corp. | 50PRH/V009 3 |  | Ground-Source | WBAHP: Heat Pump Packaged Unit | Heat Pump | 230 | 1 |  |  | No Match | Single-Speed |  |  |  | 9300 | 592 | 15.7 | 13.4 | 7900 | 681 | 3.4 | 3.1 | Non Federally-Regulated | 01/24/2011 |  | 08/23/2011
Mammoth | Mammoth | D034HSC |  | Water-Source | WBAHP: Heat Pump Packaged Unit | Heat Pump | 230 | 1 |  |  | No Match | No Match |  |  |  | 31200 | 2920 | 10.7 | 7.5 | 38000 | 3270 | 3.4 | 2.5 | Non Federally-Regulated | 06/11/1985 |  | 05/11/1988
Waterfurnace International, Inc. | Eagle Mountain | YS048**1*4 |  | Ground-Water-Source | WBAHP: Heat Pump Packaged Unit | Heat Pump | 230 | 1 |  |  | No Match | Single-Speed |  |  |  | 52000 | 2222 | 23.4 | 16.2 | 45900 | 3203 | 4.2 | 3.6 | Non Federally-Regulated | 01/24/2011 |  | 04/19/2013
McQuay / Snyder General | Electro-Hydronics | LWP27BK |  | Water-Source | WBAHP: Heat Pump Packaged Unit | Heat Pump | 208 | 3 |  |  | No Match | No Match |  |  |  | 295200 | 25350 | 11.6 |  | 348000 | 28300 | 3.6 | 2.5 | Non Federally-Regulated | 08/29/1986 |  | 05/11/1988
Climate Control / Snyder General | Electro-Hydronics | CW420FD |  | Water-Source | WBAHP: Heat Pump Packaged Unit | Heat Pump | 230 | 3 |  |  | No Match | No Match |  |  |  | 42000 | 3850 | 10.9 | 7.5 | 52000 | 4100 | 3.7 | 2.5 | Non Federally-Regulated | 05/16/1984 |  | 08/29/1986
Mammoth | Hydrobank II | D062VHJ |  | Water-Source | WBAHP: Heat Pump Packaged Unit | Heat Pump | 230 | 1 |  |  | No Match | No Match |  |  |  | 61000 | 5398 | 11.3 | 10 | 84500 | 6515 | 3.8 |  | Federally-Regulated Commercial & Industrial Equipment | 05/23/2000 |  | 01/18/2001
Enertech Global, LLC | Enertech | H048C | ACD060 | Ground-Source | WBAHP-C: Heat Pump Split Syste | Heat Pump | 208 | 1 |  |  | No Match | Single-Speed |  |  |  | 53200 | 3148 | 16.9 | 13.4 | 42200 | 3750 | 3.3 | 3.1 | Non Federally-Regulated | 04/30/2009 |  | 06/15/2009
McQuay International | McQuay | W-FDD/FDE/FME-1-007-J |  | Water-Source | WBAHP: Heat Pump Packaged Unit | Heat Pump | 265 | 1 |  |  | No Match | No Match |  |  |  | 6800 | 653 | 10.4 | 10 | 9800 | 736 | 3.9 |  | Federally-Regulated Commercial & Industrial Equipment | 11/14/2000 |  | 07/18/2002
Florida Heat Pump | Florida Heat Pump | CW009-0 |  | Water-Source | WBAHP-O: Heat Pump Packaged Un | Heat Pump | 115 | 1 |  |  | No Match | No Match |  |  |  | 8400 | 531 | 15.8 | 9.3 | 8600 | 494 | 5.1 | 3.8 | Federally-Regulated Commercial & Industrial Equipment | 03/31/1998 |  | 05/10/1998
Johnson Controls | Johnson Controls | VSCS12B1****0 |  | Water-Source | WBAHP: Heat Pump Packaged Unit | Heat Pump | 230 | 1 |  |  | No Match | Single-Speed |  |  |  | 12200 | 938 | 13 | 11.2 | 14900 | 992 | 4.4 | 4.2 | Federally-Regulated Commercial & Industrial Equipment | 03/02/2012 |  | 10/24/2014
Marvair | Marvair | WVP25HPA |  | Water-Source | WBAHP: Heat Pump Packaged Unit | Heat Pump | 208 | 1 |  |  | No Match | No Match |  |  |  | 24500 | 2207 | 11.1 | 9 | 29900 | 2247 | 3.9 | 3.2 | Non Federally-Regulated | 02/22/1990 |  | 07/31/1991
ClimateMaster Inc. | Climate Master Series | V113-34********** |  | Water-Source | WBAHP: Heat Pump Packaged Unit | Heat Pump | 460 | 3 |  |  | No Match | No Match |  |  |  | 113000 | 10660 | 10.6 | 9.2 | 130000 | 10300 | 3.7 |  | Non Federally-Regulated | 05/11/1988 |  | 03/15/1989
Addison Products | Addison Products | HGY015-8A |  | Ground-Water-Source | WBAHP: Heat Pump Packaged Unit | Heat Pump | 265 | 1 |  |  | No Match | No Match |  |  |  | 15900 | 1074 | 14.8 | 9 | 11400 | 1077 | 3.1 |  | Non Federally-Regulated | 11/14/2000 |  | 07/18/2002
Waterfurnace International, Inc. | Waterfurnace International, Inc. | NSV/NSH030F1*0 |  | Water-Source | WBAHP: Heat Pump Packaged Unit | Heat Pump | 230 | 1 |  |  | No Match | Single-Speed |  |  |  | 27000 | 1484 | 18.2 | 12 | 30600 | 1661 | 5.4 | 4.2 | Federally-Regulated Commercial & Industrial Equipment | 05/02/2012 |  | 04/19/2013
Command-Aire | Command-Aire | SWP-603 |  | Water-Source | WBAHP: Heat Pump Packaged Unit | Heat Pump | 208 | 3 |  |  | No Match | No Match |  |  |  | 71300 | 7500 | 9.5 | 9.2 | 98700 | 7150 | 4 |  | Non Federally-Regulated | 05/11/1988 |  | 03/15/1989
Bard Manufacturing Company, Inc. | Bard | WPV30C |  | Ground-Water-Source | WBAHP: Heat Pump Packaged Unit | Heat Pump | 230 | 1 |  |  | No Match | No Match |  |  |  | 27000 | 2076 | 13 | 9 | 19000 | 1988 | 2.8 |  | Non Federally-Regulated | 01/30/1998 |  | 10/02/1998
Waterfurnace International, Inc. | Eagle Mountain | YS024**1*0 |  | Ground-Water-Source | WBAHP: Heat Pump Packaged Unit | Heat Pump | 230 | 1 |  |  | No Match | Single-Speed |  |  |  | 26400 | 1158 | 22.8 | 16.2 | 22300 | 1634 | 4 | 3.6 | Non Federally-Regulated | 01/24/2011 |  | 04/19/2013
ClimateMaster Inc. | Climate Master | TTV/H/D038C |  | Water-Source | WBAHP: Heat Pump Packaged Unit | Heat Pump | 230 | 1 |  |  | No Match | Single-Speed |  |  |  | 38000 | 2135 | 17.8 | 12 | 45100 | 2279 | 5.8 | 4.2 | Federally-Regulated Commercial & Industrial Equipment | 12/12/2012 |  | 06/09/2015
Addison Products | Addison Products | HGY060-1A |  | Ground-Water-Source | WBAHP: Heat Pump Packaged Unit | Heat Pump | 230 | 1 |  |  | No Match | No Match |  |  |  | 66200 | 4832 | 13.7 | 9 | 50000 | 4725 | 3.1 |  | Non Federally-Regulated | 07/22/2002 |  | 03/12/2009
Addison Products | Addison Products | HPY009-0A |  | Water-Source | WBAHP-CB: Heat Pump Split Syst | Heat Pump | 115 | 1 |  |  | No Match | No Match |  |  |  | 9600 | 813 | 11.8 | 9 | 11800 | 909 | 3.8 | 3.5 | Non Federally-Regulated | 07/22/2002 |  | 03/12/2009
Waterfurnace International, Inc. | Waterfurnace International, Inc. | NSV/NSH030G1*1 |  | Water-Source | WBAHP: Heat Pump Packaged Unit | Heat Pump | 230 | 1 |  |  | No Match | Single-Speed |  |  |  | 27800 | 1448 | 19.2 | 12 | 30600 | 1573 | 5.7 | 4.2 | Federally-Regulated Commercial & Industrial Equipment | 09/03/2012 |  | 04/19/2013
Tetco | Tetco | ESII4.0 |  | Ground-Water-Source | WBAHP: Heat Pump Packaged Unit | Heat Pump | 230 | 1 |  |  | No Match | No Match |  |  |  | 43000 | 3161 | 13.6 | 9 | 39500 | 3734 | 3.1 |  | Non Federally-Regulated | 12/14/1998 |  | 04/10/2000
Waterfurnace International, Inc. | Waterfurnace International, Inc. | SXV042C3 |  | Ground-Source | WBAHP: Heat Pump Packaged Unit | Heat Pump | 208 | 3 |  |  | No Match | No Match |  |  |  | 44500 | 3201 | 13.9 |  | 31800 | 2824 | 3.3 |  | Non Federally-Regulated | 03/31/1998 |  | 05/10/1998
McQuay / Snyder General | Electro-Hydronics | FW400GK |  | Water-Source | WBAHP: Heat Pump Packaged Unit | Heat Pump | 208 | 3 |  |  | No Match | No Match |  |  |  | 39600 | 3960 | 10 | 9 | 45000 | 3880 | 3.4 | 3.2 | Non Federally-Regulated | 05/11/1988 |  | 03/15/1989
ClimateMaster Inc. | Climate Master Series | HS/VS009E |  | Water-Source | WBAHP: Heat Pump Packaged Unit | Heat Pump | 265 | 1 |  |  | No Match | No Match |  |  |  | 9800 | 844 | 11.6 | 10 | 12000 | 837 | 4.2 |  | Federally-Regulated Commercial & Industrial Equipment | 11/14/2000 |  | 01/18/2001
American Air Filter | Enercon | CCW-12 |  | Water-Source | WBAHP-O: Heat Pump Packaged Un | Heat Pump | 208 | 1 |  |  | No Match | No Match |  |  |  | 11200 | 1089 | 10.3 | 9 | 12800 | 1130 | 3.3 | 3.2 | Non Federally-Regulated | 02/22/1990 |  | 07/31/1991
Waterfurnace International, Inc. | Waterfurnace International, Inc. | CC/CE/CS/CW09*0 |  | Ground-Water-Source | WBAHP: Heat Pump Packaged Unit | Heat Pump | 208 | 1 |  |  | No Match | No Match |  |  |  | 9600 | 581 | 16.5 | 9 | 6700 | 633 | 3.1 |  | Non Federally-Regulated | 07/22/2002 |  | 03/12/2009
Waterfurnace International, Inc. | Waterfurnace International, Inc. | CC/CE/CS/CW09*2 |  | Ground-Water-Source | WBAHP: Heat Pump Packaged Unit | Heat Pump | 265 | 1 |  |  | No Match | No Match |  |  |  | 9600 | 581 | 16.5 | 9 | 6700 | 633 | 3.1 |  | Non Federally-Regulated | 11/14/2000 |  | 07/18/2002
Waterfurnace International, Inc. | Waterfurnace International, Inc. | SXV016A1 |  | Water-Source | WBAHP: Heat Pump Packaged Unit | Heat Pump | 230 | 1 |  |  | No Match | No Match |  |  |  | 16000 | 1185 | 13.5 | 9.3 | 20400 | 1195 | 5 | 3.8 | Federally-Regulated Commercial & Industrial Equipment | 03/31/1998 |  | 05/10/1998
ClimateMaster Inc. | Trane | WPVC1134 |  | Water-Source | WBAHP: Heat Pump Packaged Unit | Heat Pump | 460 | 3 |  |  | No Match | No Match |  |  |  | 113000 | 10700 | 10.6 | 9.2 | 130000 | 10300 | 3.7 | 2.5 | Non Federally-Regulated | 02/22/1990 |  | 07/31/1991
Carrier Corp. | Carrier | 50QEV0305 |  | Water-Source | WBAHP: Heat Pump Packaged Unit | Heat Pump | 230 | 3 |  |  | No Match | No Match |  |  |  | 31000 | 2675 | 11.6 | 9 | 36600 | 2680 | 4 | 3.2 | Non Federally-Regulated | 02/22/1990 |  | 07/31/1991
ClimateMaster Inc. | Carrier Corp. | 50YPS038 | FE4***005 | Ground-Source | WBAHP-CB: Heat Pump Split Syst | Heat Pump | 208 | 1 |  |  | No Match | Single-Speed |  |  |  | 37300 | 2234 | 16.7 | 13.4 | 27000 | 2082 | 3.8 | 3.1 | Non Federally-Regulated | 01/24/2011 |  | 08/23/2011
Florida Heat Pump | Geomaster, LLC | EC007-1CF/HZ/VT |  | Water-Source | WBAHP: Heat Pump Packaged Unit | Heat Pump | 208 | 1 |  |  | No Match | Single-Speed |  |  |  | 6200 | 496 | 12.5 | 11.2 | 8000 | 460 | 5.1 | 4.2 | Federally-Regulated Commercial & Industrial Equipment | 04/30/2009 |  | 04/20/2015
Waterfurnace International, Inc. | Waterfurnace International, Inc. | V095**4 |  | Ground-Water-Source | WBAHP: Heat Pump Packaged Unit | Heat Pump | 460 | 3 |  |  | No Match | No Match |  |  |  | 96000 | 7164 | 13.4 | 9 | 66500 | 6958 | 2.8 |  | Non Federally-Regulated | 05/19/2000 |  | 11/14/2000
Trane U.S. Inc. | Trane | GSUF0301A |  | Ground-Water-Source | WBAHP: Heat Pump Packaged Unit | Heat Pump | 208 | 1 |  |  | No Match | No Match |  |  |  | 29600 | 1947 | 15.2 | 9 | 22600 | 2283 | 2.9 |  | Non Federally-Regulated | 12/14/1998 |  | 11/19/2001
Enertech Global, LLC | Enertech | GTC060 | MPD060 | Ground-Water-Source | WBAHP-CB: Heat Pump Split Syst | Heat Pump | 208 | 1 |  |  | No Match | Single-Speed | 2506 | 682 | 1 | 65100 | 3426 | 19 | 16.2 | 57000 | 4176 | 4 | 3.6 | Non Federally-Regulated | 08/23/2011 |  | 04/19/2013
McQuay / Snyder General | Electro-Hydronics | CC610G5 |  | Water-Source | WBAHP: Heat Pump Packaged Unit | Heat Pump | 208 | 1 |  |  | No Match | No Match |  |  |  | 61500 | 5850 | 10.5 | 7.5 | 77000 | 5785 | 3.9 | 2.5 | Non Federally-Regulated | 08/29/1986 |  | 05/11/1988
Waterfurnace International, Inc. | Waterfurnace International, Inc. | VLV/VXV042*0 |  | Ground-Water-Source | WBAHP: Heat Pump Packaged Unit | Heat Pump | 208 | 1 |  |  | No Match | No Match |  |  |  | 41500 | 3143 | 13.2 | 9 | 27900 | 2919 | 2.8 |  | Non Federally-Regulated | 06/20/2003 |  | 03/12/2009
Carrier Corp. | Carrier | 50QXH0094 |  | Water-Source | WBAHP: Heat Pump Packaged Unit | Heat Pump | 265 | 1 |  |  | No Match | No Match |  |  |  | 9200 | 764 | 12 | 9 | 10800 | 775 | 4.1 | 3.2 | Federally-Regulated Commercial & Industrial Equipment | 02/05/1990 |  | 02/22/1990
ClimateMaster Inc. | Climate Master Series | VP/HP036E |  | Water-Source | WBAHP: Heat Pump Packaged Unit | Heat Pump | 265 | 1 |  |  | No Match | No Match |  |  |  | 35000 | 2692 | 13 | 10 | 43000 | 2929 | 4.3 |  | Federally-Regulated Commercial & Industrial Equipment | 04/12/2000 |  | 11/14/2000
Waterfurnace International, Inc. | Waterfurnace International, Inc. | CC/CE/CS/CW18*2 |  | Ground-Water-Source | WBAHP: Heat Pump Packaged Unit | Heat Pump | 265 | 1 |  |  | No Match | No Match |  |  |  | 18100 | 1360 | 13.3 | 9 | 14600 | 1336 | 3.2 |  | Non Federally-Regulated | 11/14/2000 |  | 07/18/2002
McQuay / Snyder General | Electro-Hydronics | LWP15BK |  | Water-Source | WBAHP: Heat Pump Packaged Unit | Heat Pump | 208 | 3 |  |  | No Match | No Match |  |  |  | 178000 | 16950 | 10.5 |  | 227000 | 17600 | 3.8 |  | Non Federally-Regulated | 05/11/1988 |  | 03/15/1989
Florida Heat Pump | Geomaster, LLC | EC030-1CF/HZ/VT |  | Water-Source | WBAHP: Heat Pump Packaged Unit | Heat Pump | 208 | 1 |  |  | No Match | Single-Speed |  |  |  | 29000 | 2231 | 13 | 12 | 35000 | 2385 | 4.3 | 4.2 | Federally-Regulated Commercial & Industrial Equipment | 04/23/2009 |  | 04/20/2015
ClimateMaster Inc. | Trane | WPVC1204 |  | Water-Source | WBAHP: Heat Pump Packaged Unit | Heat Pump | 460 | 3 |  |  | No Match | No Match |  |  |  | 11900 | 1190 | 10 | 9 | 131000 | 11000 | 3.5 | 3.2 | Non Federally-Regulated | 02/22/1990 |  | 07/31/1991
Climate Control / Snyder General | Electro-Hydronics | UW260FD |  | Water-Source | WBAHP: Heat Pump Packaged Unit | Heat Pump | 230 | 3 |  |  | No Match | No Match |  |  |  | 26000 | 2450 | 10.6 | 7.5 | 31600 | 2500 | 3.7 | 2.5 | Non Federally-Regulated | 05/16/1984 |  | 08/29/1986
Mammoth | Hydrobank II | F025HHG |  | Water-Source | WBAHP: Heat Pump Packaged Unit | Heat Pump | 208 | 3 |  |  | No Match | No Match |  |  |  | 24400 | 1807 | 13.5 | 10 | 29100 | 1853 | 4.6 |  | Federally-Regulated Commercial & Industrial Equipment | 07/16/2001 |  | 01/24/2002
Singer | Electro-Hydronics | WM90B7 |  | Water-Source | WBAHP: Heat Pump Packaged Unit | Heat Pump | 265 | 1 |  |  | No Match | No Match |  |  |  | 9600 | 1200 | 8 | 7.5 | 13000 | 1325 | 2.9 | 2.5 | Non Federally-Regulated | 01/05/1982 |  | 09/08/1982
California Heat Pump | Trane | WPVB-0332 |  | Water-Source | WBAHP: Heat Pump Packaged Unit | Heat Pump | 208 | 1 |  |  | No Match | No Match |  |  |  | 31500 | 3700 | 8.5 | 7.5 | 32200 | 3400 | 2.9 | 2.5 | Non Federally-Regulated | 06/11/1985 |  | 05/11/1988
McQuay International | McQuay | W-FDD/FDE/FME-1-036-E |  | Water-Source | WBAHP: Heat Pump Packaged Unit | Heat Pump | 230 | 1 |  |  | No Match | No Match |  |  |  | 35200 | 2957 | 11.9 | 10 | 45000 | 3296 | 4 |  | Federally-Regulated Commercial & Industrial Equipment | 09/21/2000 |  | 03/12/2009
Climate Control / Snyder General | Electro-Hydronics | VF390G3 |  | Water-Source | WBAHP: Heat Pump Packaged Unit | Heat Pump | 230 | 1 |  |  | No Match | No Match |  |  |  | 39000 | 3700 | 10.5 | 7.5 | 48000 | 4020 | 3.5 | 2.5 | Non Federally-Regulated | 05/16/1984 |  | 08/29/1986
Enertech Global, LLC | Enertech | HST072A | MPD072 | Ground-Source | WBAHP-CB: Heat Pump Split Syst | Heat Pump | 208 | 1 |  |  | No Match | Single-Speed | 3552 | 693 | 1 | 69200 | 4245 | 16.3 | 13.4 | 52400 | 4266 | 3.6 | 3.1 | Non Federally-Regulated | 11/30/2011 |  | 12/12/2012
McQuay / Snyder General | Electro-Hydronics | WM090C5 |  | Water-Source | WBAHP: Heat Pump Packaged Unit | Heat Pump | 208 | 1 |  |  | No Match | No Match |  |  |  | 8700 | 825 | 10.5 | 9 | 10000 | 850 | 3.4 | 3.2 | Non Federally-Regulated | 05/11/1988 |  | 03/15/1989
Addison Products | Addison Products | VPY048-3A |  | Water-Source | WBAHP-CB: Heat Pump Split Syst | Heat Pump | 230 | 3 |  |  | No Match | No Match |  |  |  | 54400 | 4689 | 11.6 | 9 | 61800 | 5029 | 3.6 | 3.5 | Non Federally-Regulated | 07/22/2002 |  | 03/12/2009
Waterfurnace International, Inc. | Waterfurnace International, Inc. | VLV009A0 |  | Water-Source | WBAHP: Heat Pump Packaged Unit | Heat Pump | 208 | 1 |  |  | No Match | No Match |  |  |  | 9000 | 703 | 12.8 | 9.3 | 12000 | 817 | 4.3 | 3.8 | Federally-Regulated Commercial & Industrial Equipment | 03/31/1998 |  | 05/10/1998
Mammoth | Hydrobank II | E019HHF-CR1,VHF-CR1 |  | Water-Source | WBAHP: Heat Pump Packaged Unit | Heat Pump | 265 | 1 |  |  | No Match | No Match |  |  |  | 18400 | 1533 | 12 | 9.3 | 25400 | 1908 | 3.9 | 3.8 | Non Federally-Regulated | 07/31/1991 |  | 03/31/1998
Mammoth | Hydrobank II | E019CHE |  | Water-Source | WBAHP-O: Heat Pump Packaged Un | Heat Pump | 265 | 1 |  |  | No Match | No Match |  |  |  | 17200 | 1522 | 11.3 | 10 | 22000 | 1696 | 3.8 |  | Federally-Regulated Commercial & Industrial Equipment | 02/02/1998 |  | 03/31/1998
Enertech Global, LLC | Enertech | GST036A | ACD036 | Ground-Water-Source | WBAHP-CB: Heat Pump Split Syst | Heat Pump | 230 | 1 |  |  | No Match | Single-Speed |  |  |  | 40200 | 1787 | 22.5 | 16.2 | 36900 | 2351 | 4.6 | 3.6 | Non Federally-Regulated | 11/30/2011 |  | 03/02/2012
McQuay / Snyder General | Electro-Hydronics | LHP20BP |  | Water-Source | WBAHP: Heat Pump Packaged Unit | Heat Pump | 460 | 3 |  |  | No Match | No Match |  |  |  | 214000 | 18000 | 11.9 |  | 240000 | 18400 | 3.8 | 2.5 | Non Federally-Regulated | 08/29/1986 |  | 05/11/1988
Enertech Global, LLC | Enertech | THT060A |  | Ground-Water-Source | WBAHP: Heat Pump Packaged Unit | Heat Pump | 208 | 1 |  |  | No Match | Single-Speed |  |  |  | 62800 | 2976 | 21.1 | 16.2 | 58600 | 3903 | 4.4 | 3.6 | Non Federally-Regulated | 08/23/2011 |  | 12/12/2012
Waterfurnace International, Inc. | Waterfurnace International, Inc. | SXV010A2 |  | Ground-Source | WBAHP: Heat Pump Packaged Unit | Heat Pump | 265 | 1 |  |  | No Match | No Match |  |  |  | 9900 | 642 | 15.4 |  | 7400 | 657 | 3.3 |  | Non Federally-Regulated | 03/31/1998 |  | 05/10/1998
Carrier Corp. | Carrier | 50QEV0365 |  | Water-Source | WBAHP: Heat Pump Packaged Unit | Heat Pump | 208 | 3 |  |  | No Match | No Match |  |  |  | 35200 | 3122 | 11.3 | 9 | 41500 | 3111 | 3.9 | 3.2 | Non Federally-Regulated | 03/15/1989 |  | 02/05/1990
Mammoth | Hydrobank II | D035HLG |  | Ground-Water-Source | WBAHP: Heat Pump Packaged Unit | Heat Pump | 208 | 1 |  |  | No Match | No Match |  |  |  | 34500 | 2464 | 14 | 9 | 26500 | 2504 | 3.1 |  | Non Federally-Regulated | 07/22/2002 |  | 03/12/2009
Trane U.S. Inc. | Trane | GETE024 |  | Water-Source | WBAHP-O: Heat Pump Packaged Un | Heat Pump | 208 | 1 |  |  | No Match | Single-Speed |  |  |  | 23600 | 1774 | 13.3 | 12 | 26600 | 1733 | 4.5 | 4.2 | Federally-Regulated Commercial & Industrial Equipment | 11/25/2009 |  | 01/09/2014
Florida Heat Pump | Florida Heat Pump | GO072-1HZ/VT(P) |  | Water-Source | WBAHP: Heat Pump Packaged Unit | Heat Pump | 208 | 1 |  |  | No Match | No Match |  |  |  | 40500 | 2250 | 18 | 10 | 39700 | 2194 | 5.3 |  | Federally-Regulated Commercial & Industrial Equipment | 05/29/2001 |  | 07/18/2002
Florida Heat Pump | Florida Heat Pump | GT054-1VT/HZ/CF |  | Ground-Water-Source | WBAHP: Heat Pump Packaged Unit | Heat Pump | 208 | 3 |  |  | No Match | No Match |  |  |  | 51500 | 3961 | 13 | 9 | 42500 | 4151 | 3 |  | Non Federally-Regulated | 12/14/1998 |  | 04/10/2000
Addison Products | Addison Products | HGY007-1A |  | Water-Source | WBAHP-CB: Heat Pump Split Syst | Heat Pump | 230 | 1 |  |  | No Match | No Match |  |  |  | 9300 | 683 | 13.6 | 9 | 10900 | 778 | 4.1 | 3.5 | Non Federally-Regulated | 07/22/2002 |  | 03/12/2009
California Heat Pump | Carrier | 50BQ01631 |  | Water-Source | WBAHP: Heat Pump Packaged Unit | Heat Pump | 208 | 1 |  |  | No Match | No Match |  |  |  | 15500 | 1345 | 11.5 | 7.5 | 17000 | 1385 | 3.6 | 2.5 | Non Federally-Regulated | 06/11/1985 |  | 05/11/1988
Waterfurnace International, Inc. | Waterfurnace International, Inc. | SXH013C2 |  | Water-Source | WBAHP: Heat Pump Packaged Unit | Heat Pump | 265 | 1 |  |  | No Match | No Match |  |  |  | 12700 | 858 | 14.8 | 10 | 15100 | 921 | 4.8 |  | Federally-Regulated Commercial & Industrial Equipment | 02/02/1998 |  | 03/31/1998
Mammoth | Hydrobank II | F086HLL |  | Ground-Water-Source | WBAHP: Heat Pump Packaged Unit | Heat Pump | 230 | 3 |  |  | No Match | No Match |  |  |  | 86000 | 6370 | 13.5 | 9 | 64000 | 6048 | 3.1 |  | Non Federally-Regulated | 06/27/2003 |  | 03/12/2009
Enertech Global, LLC | Enertech | TRT060A | MPD060 | Ground-Source | WBAHP-CB: Heat Pump Split Syst | Heat Pump | 230 | 1 |  |  | No Match | Single-Speed |  |  |  | 62500 | 3571 | 17.5 | 13.4 | 46300 | 3769 | 3.6 | 3.1 | Non Federally-Regulated | 09/03/2012 |  | 12/12/2012
Command-Aire | Command-Aire | SWPH-833 |  | Water-Source | WBAHP: Heat Pump Packaged Unit | Heat Pump | 208 | 3 |  |  | No Match | No Match |  |  |  | 88700 | 9200 | 9.6 | 7.5 | 128000 | 10300 | 3.6 | 2.2 | Non Federally-Regulated | 01/05/1982 |  | 05/16/1984
Addison Products | Heat Controller | WSH028-3AL |  | Water-Source | WBAHP: Heat Pump Packaged Unit | Heat Pump | 208 | 3 |  |  | No Match | No Match |  |  |  | 27000 | 2177 | 12.4 | 10 | 34600 | 2304 | 4.4 |  | Federally-Regulated Commercial & Industrial Equipment | 10/05/1999 |  | 04/12/2000
Mammoth | Hydrobank II | F070HHT/VHT |  | Water-Source | WBAHP: Heat Pump Packaged Unit | Heat Pump | 208 | 3 |  |  | No Match | No Match |  |  |  | 71800 | 5240 | 13.7 | 9 | 87300 | 5685 | 4.5 | 3.8 | Federally-Regulated Commercial & Industrial Equipment | 02/02/1998 |  | 03/31/1998
Waterfurnace International, Inc. | Waterfurnace International, Inc. | SXV048B1 |  | Ground-Water-Source | WBAHP: Heat Pump Packaged Unit | Heat Pump | 208 | 1 |  |  | No Match | No Match |  |  |  | 51500 | 3843 | 13.4 | 9 | 36000 | 3403 | 3.1 |  | Non Federally-Regulated | 01/30/1998 |  | 10/02/1998
Tetco | Tetco | ES115.5 |  | Ground-Source | WBAHP: Heat Pump Packaged Unit | Heat Pump | 230 | 1 |  |  | No Match | No Match |  |  |  | 58000 | 4461 | 13 |  | 52000 | 5080 | 3 |  | Non Federally-Regulated | 03/31/1998 |  | 05/10/1998
Addison Products | Addison Products | HPY036-4A |  | Water-Source | WBAHP-CB: Heat Pump Split Syst | Heat Pump | 460 | 3 |  |  | No Match | No Match |  |  |  | 39400 | 2755 | 14.3 | 9 | 42700 | 3381 | 3.7 | 3.5 | Non Federally-Regulated | 11/14/2000 |  | 07/18/2002
Climate Control / Snyder General | Electro-Hydronics | UC610G3 |  | Water-Source | WBAHP: Heat Pump Packaged Unit | Heat Pump | 230 | 1 |  |  | No Match | No Match |  |  |  | 61500 | 5850 | 10.5 | 7.5 | 69000 | 5790 | 3.5 | 2.5 | Non Federally-Regulated | 05/16/1984 |  | 06/11/1985
ClimateMaster Inc. | Trane | WPRA26HBXBX |  | Water-Source | WBAHP: Heat Pump Packaged Unit | Heat Pump | 208 | 1 |  |  | No Match | No Match |  |  |  | 25000 | 2380 | 10.5 | 9 | 29000 | 2430 | 3.5 | 3.2 | Non Federally-Regulated | 05/11/1988 |  | 03/15/1989
Econar | Econar | GV592 |  | Ground-Water-Source | WBAHP: Heat Pump Packaged Unit | Heat Pump | 208 | 1 |  |  | No Match | No Match |  |  |  | 54000 | 4285 | 12.6 | 11 | 78000 | 6178 | 3.7 | 3.5 | Non Federally-Regulated | 03/31/1998 |  | 05/10/1998
Climate Control / Snyder General | Electro-Hydronics | UC420G3 |  | Water-Source | WBAHP: Heat Pump Packaged Unit | Heat Pump | 230 | 1 |  |  | No Match | No Match |  |  |  | 42000 | 3850 | 10.9 | 7.5 | 52000 | 4100 | 3.7 | 2.5 | Non Federally-Regulated | 05/16/1984 |  | 08/29/1986
McQuay International | McQuay | W-LDS/LMH/LDD/LDL-1-07 |  | Water-Source | WBAHP: Heat Pump Packaged Unit | Heat Pump | 460 | 3 |  |  | No Match | No Match |  |  |  | 70000 | 6194 | 11.3 | 9 | 83000 | 6399 | 3.8 | 3.8 | Federally-Regulated Commercial & Industrial Equipment | 10/05/1999 |  | 09/21/2000
American Air Filter | Enercon | EHW-39 |  | Water-Source | WBAHP: Heat Pump Packaged Unit | Heat Pump | 208 | 1 |  |  | No Match | No Match |  |  |  | 38600 | 3509 | 11 | 9 | 46000 | 3962 | 3.4 | 3.2 | Non Federally-Regulated | 05/11/1988 |  | 03/15/1989
Addison Products | Addison Products | HGY096-4A |  | Ground-Water-Source | WBAHP: Heat Pump Packaged Unit | Heat Pump | 460 | 3 |  |  | No Match | No Match |  |  |  | 95700 | 7909 | 12.1 | 9 | 78200 | 6943 | 3.3 |  | Non Federally-Regulated | 01/24/2002 |  | 07/18/2002
Enertech Global, LLC | Enertech | GHT048A2 |  | Ground-Source | WBAHP: Heat Pump Packaged Unit | Heat Pump | 208 | 3 |  |  | No Match | Single-Speed |  |  |  | 49400 | 2760 | 17.9 | 13.4 | 38500 | 2821 | 4 | 3.1 | Non Federally-Regulated | 03/02/2012 |  | 12/12/2012
Waterfurnace International, Inc. | Waterfurnace International, Inc. | SXH095A4 |  | Ground-Water-Source | WBAHP: Heat Pump Packaged Unit | Heat Pump | 460 | 3 |  |  | No Match | No Match |  |  |  | 96000 | 7164 | 13.4 | 9 | 66500 | 6960 | 2.8 |  | Non Federally-Regulated | 01/30/1998 |  | 10/02/1998
ClimateMaster Inc. | Climate Master Series | 814-042-G******** |  | Water-Source | WBAHP: Heat Pump Packaged Unit | Heat Pump | 230 | 1 |  |  | No Match | No Match |  |  |  | 41500 | 3640 | 11.4 | 9 | 54000 | 3859 | 4.1 | 3.2 | Non Federally-Regulated | 02/22/1990 |  | 07/31/1991
Waterfurnace International, Inc. | Eagle Mountain | ZS018**0*0 |  | Ground-Source | WBAHP: Heat Pump Packaged Unit | Heat Pump | 208 | 1 |  |  | No Match | Single-Speed |  |  |  | 18500 | 1088 | 17 | 13.4 | 13700 | 1147 | 3.5 | 3.1 | Non Federally-Regulated | 01/24/2011 |  | 04/19/2013
ClimateMaster Inc. | Climate Master Series | GRV/GRH036AH |  | Water-Source | WBAHP: Heat Pump Packaged Unit | Heat Pump | 208 | 3 |  |  | No Match | No Match |  |  |  | 33100 | 2805 | 11.8 | 10 | 42500 | 3113 | 4 |  | Federally-Regulated Commercial & Industrial Equipment | 04/12/2000 |  | 03/12/2009
Command-Aire | Command-Aire | RWP-501 |  | Water-Source | WBAHP: Heat Pump Packaged Unit | Heat Pump | 208 | 1 |  |  | No Match | No Match |  |  |  | 58600 | 5925 | 9.9 | 9 | 74700 | 5890 | 3.7 | 3.2 | Federally-Regulated Commercial & Industrial Equipment | 01/23/1988 |  | 05/11/1988
Waterfurnace International, Inc. | Waterfurnace International, Inc. | SXV024B1 |  | Ground-Water-Source | WBAHP: Heat Pump Packaged Unit | Heat Pump | 208 | 1 |  |  | No Match | No Match |  |  |  | 27000 | 1741 | 15.5 | 9 | 18000 | 1551 | 3.4 |  | Non Federally-Regulated | 08/21/1998 |  | 10/02/1998
ClimateMaster Inc. | Climate Master Series | VP/HP036H |  | Ground-Water-Source | WBAHP: Heat Pump Packaged Unit | Heat Pump | 230 | 3 |  |  | No Match | No Match |  |  |  | 36000 | 2608 | 13.8 | 9 | 27000 | 2472 | 3.2 |  | Non Federally-Regulated | 04/10/2000 |  | 11/14/2000
Florida Heat Pump | Florida Heat Pump | EM048-4CF/HZ/VT |  | Water-Source | WBAHP-CB: Heat Pump Split Syst | Heat Pump | 460 | 3 |  |  | No Match | No Match |  |  |  | 52500 | 4411 | 11.9 | 9 | 58000 | 4720 | 3.6 | 3.5 | Non Federally-Regulated | 05/23/2001 |  | 07/18/2002
Command-Aire | Command-Aire | SWPR281E |  | Water-Source | WBAHP: Heat Pump Packaged Unit | Heat Pump | 208 | 1 |  |  | No Match | No Match |  |  |  | 30000 | 2702 | 11.1 | 9 | 42000 | 3000 | 4 | 3.2 | Non Federally-Regulated | 05/11/1988 |  | 03/15/1989
ClimateMaster Inc. | Climate Master Series | HL024G********* |  | Water-Source | WBAHP: Heat Pump Packaged Unit | Heat Pump | 208 | 1 |  |  | No Match | No Match |  |  |  | 23400 | 1888 | 12.4 | 9 | 30000 | 1957 | 4.5 | 3.2 | Federally-Regulated Commercial & Industrial Equipment | 10/01/1991 |  | 07/27/1992
Command-Aire | Command-Aire | GSUF0601A |  | Ground-Water-Source | WBAHP: Heat Pump Packaged Unit | Heat Pump | 208 | 1 |  |  | No Match | No Match |  |  |  | 61000 | 4388 | 13.9 | 9 | 45500 | 4598 | 2.9 |  | Non Federally-Regulated | 08/07/1998 |  | 10/02/1998
Waterfurnace International, Inc. | Geotility Geothermal Installations | ZS023**3*4 |  | Ground-Water-Source | WBAHP: Heat Pump Packaged Unit | Heat Pump | 230 | 3 |  |  | No Match | Single-Speed |  |  |  | 25400 | 1104 | 23 | 16.2 | 21900 | 1493 | 4.3 | 3.6 | Non Federally-Regulated | 06/14/2011 |  | 04/19/2013
California Heat Pump | Carrier | 50BQ0094 |  | Water-Source | WBAHP: Heat Pump Packaged Unit | Heat Pump | 265 | 1 |  |  | No Match | No Match |  |  |  | 9000 | 900 | 10 | 7.5 | 10300 | 900 | 3.4 | 2.5 | Non Federally-Regulated | 01/05/1982 |  | 06/11/1985
Mammoth | Hydrobank II | E010VHG |  | Water-Source | WBAHP: Heat Pump Packaged Unit | Heat Pump | 265 | 1 |  |  | No Match | No Match |  |  |  | 10000 | 775 | 12.9 | 10 | 12500 | 915 | 4 |  | Federally-Regulated Commercial & Industrial Equipment | 01/18/2001 |  | 03/12/2009
Enertech Global, LLC | Enertech | GTC024 | MPD024 | Ground-Source | WBAHP-CB: Heat Pump Split Syst | Heat Pump | 208 | 1 |  |  | No Match | Single-Speed |  |  |  | 27500 | 1821 | 15.1 | 13.4 | 21000 | 1760 | 3.5 | 3.1 | Non Federally-Regulated | 07/16/2009 |  | 04/19/2013
Command-Aire | Command-Aire | SWPC-207 |  | Water-Source | WBAHP: Heat Pump Packaged Unit | Heat Pump | 265 | 1 |  |  | No Match | No Match |  |  |  | 20000 | 2250 | 8.9 | 9 | 27000 | 2325 | 3.5 | 3.2 | Non Federally-Regulated | 05/11/1988 |  | 03/15/1989
McQuay International | McQuay | HWH/HWW048C-T |  | Water-Source | WBAHP: Heat Pump Packaged Unit | Heat Pump | 460 | 3 |  |  | No Match | No Match |  |  |  | 47000 | 3790 | 12.4 | 10 | 54000 | 3767 | 4.2 |  | Federally-Regulated Commercial & Industrial Equipment | 11/17/1999 |  | 09/21/2000
Enertech Global, LLC | Enertech | THT036A2 |  | Ground-Water-Source | WBAHP: Heat Pump Packaged Unit | Heat Pump | 230 | 3 |  |  | No Match | Single-Speed |  |  |  | 36700 | 1932 | 19 | 16.2 | 35900 | 2566 | 4.1 | 3.6 | Non Federally-Regulated | 12/12/2012 |  | 05/11/2015
Waterfurnace International, Inc. | Waterfurnace International, Inc. | P057**0 |  | Ground-Water-Source | WBAHP: Heat Pump Packaged Unit | Heat Pump | 208 | 1 |  |  | No Match | No Match |  |  |  | 60000 | 4761 | 12.6 | 9 | 42000 | 4101 | 3 |  | Non Federally-Regulated | 07/22/2002 |  | 03/12/2009
Carrier Corp. | Carrier | 50QXV0123 |  | Water-Source | WBAHP: Heat Pump Packaged Unit | Heat Pump | 208 | 1 |  |  | No Match | No Match |  |  |  | 12300 | 1115 | 11 | 9 | 15100 | 1165 | 3.8 | 3.2 | Federally-Regulated Commercial & Industrial Equipment | 02/05/1990 |  | 02/22/1990
ClimateMaster Inc. | Trane | WPVC0307 |  | Water-Source | WBAHP: Heat Pump Packaged Unit | Heat Pump | 265 | 1 |  |  | No Match | No Match |  |  |  | 30000 | 2900 | 10.3 | 9 | 40500 | 3200 | 3.7 | 3.2 | Federally-Regulated Commercial & Industrial Equipment | 07/05/1988 |  | 02/22/1990
Addison Products | Addison Products | WPH032-3JA/3JBA |  | Water-Source | WBAHP-CB: Heat Pump Split Syst | Heat Pump | 208 | 3 |  |  | No Match | No Match |  |  |  | 32200 | 2927 | 11 | 9 | 36200 | 3030 | 3.5 | 3.5 | Non Federally-Regulated | 10/05/1999 |  | 09/21/2000
Mammoth | Mammoth | D009VHC |  | Water-Source | WBAHP: Heat Pump Packaged Unit | Heat Pump | 265 | 1 |  |  | No Match | No Match |  |  |  | 9100 | 825 | 11 | 7.5 | 12000 | 900 | 3.9 | 2.5 | Non Federally-Regulated | 05/16/1984 |  | 05/11/1988
Florida Heat Pump | Florida Heat Pump | GO048-1CF/HZ/VT(P) |  | Water-Source | WBAHP: Heat Pump Packaged Unit | Heat Pump | 208 | 1 |  |  | No Match | No Match |  |  |  | 25000 | 1250 | 20 | 10 | 27000 | 1551 | 5.1 |  | Federally-Regulated Commercial & Industrial Equipment | 05/29/2001 |  | 07/18/2002
Florida Heat Pump | Florida Heat Pump | EM007-1CS | EM007-1AH/AV | Ground-Water-Source | WBAHP-CB: Heat Pump Split Syst | Heat Pump | 230 | 1 |  |  | No Match | No Match |  |  |  | 7700 | 616 | 12.5 | 9 | 6000 | 532 | 3.3 |  | Non Federally-Regulated | 05/29/2001 |  | 07/18/2002
Mammoth | Hydrobank II | K108HHG/VHG |  | Water-Source | WBAHP: Heat Pump Packaged Unit | Heat Pump | 575 | 3 |  |  | No Match | No Match |  |  |  | 107000 | 9469 | 11.3 | 9 | 139000 | 10445 | 3.9 | 3.8 | Federally-Regulated Commercial & Industrial Equipment | 12/14/1998 |  | 05/23/2000
Mammoth | Hydrobank II | F043VHF-CR1 |  | Water-Source | WBAHP: Heat Pump Packaged Unit | Heat Pump | 208 | 3 |  |  | No Match | No Match |  |  |  | 42000 | 3716 | 11.3 | 9.3 | 53000 | 3981 | 3.9 | 3.8 | Non Federally-Regulated | 07/31/1991 |  | 03/31/1998
Econar | Econar | GH291 |  | Ground-Source | WBAHP: Heat Pump Packaged Unit | Heat Pump | 208 | 1 |  |  | No Match | No Match |  |  |  | 28600 | 2087 | 13.7 |  | 25800 | 2291 | 3.3 |  | Non Federally-Regulated | 03/31/1998 |  | 05/10/1998
Waterfurnace International, Inc. | Geotility Geothermal Installations | ZS036**4*4 |  | Water-Source | WBAHP: Heat Pump Packaged Unit | Heat Pump | 460 | 3 |  |  | No Match | Single-Speed |  |  |  | 33300 | 2220 | 15 | 12 | 40600 | 2479 | 4.8 | 4.2 | Federally-Regulated Commercial & Industrial Equipment | 03/02/2012 |  | 04/19/2013
Waterfurnace International, Inc. | Waterfurnace International, Inc. | P040**4 |  | Water-Source | WBAHP: Heat Pump Packaged Unit | Heat Pump | 460 | 3 |  |  | No Match | No Match |  |  |  | 40200 | 2350 | 17.1 | 10 | 46700 | 2911 | 4.7 |  | Federally-Regulated Commercial & Industrial Equipment | 05/19/2000 |  | 02/17/2011
Florida Heat Pump | Energy Miser | EMV31-3 |  | Water-Source | WBAHP: Heat Pump Packaged Unit | Heat Pump | 208 | 3 |  |  | No Match | No Match |  |  |  | 30000 | 2830 | 10.6 | 9.3 | 36000 | 3100 | 3.4 | 3.8 | Non Federally-Regulated | 07/31/1991 |  | 03/31/1998
Climate Control / Snyder General | Trane | WPLA11XE* |  | Water-Source | WBAHP: Heat Pump Packaged Unit | Heat Pump | 208 | 3 |  |  | No Match | No Match |  |  |  | 128000 | 11000 | 11.6 | 9.2 | 142000 | 11200 | 3.7 | 2.5 | Non Federally-Regulated | 05/16/1984 |  | 05/11/1988
Florida Heat Pump | Energy Miser | HECS15-1 | HEAH15-1 | Water-Source | WBAHP-C: Heat Pump Split Syste | Heat Pump | 230 | 1 |  |  | No Match | No Match |  |  |  | 14400 | 1335 | 10.8 | 9 | 19000 | 13940 | 4 | 3.2 | Non Federally-Regulated | 05/11/1988 |  | 03/15/1989
Waterfurnace International, Inc. | Eagle Mountain | ZS042**0*0 |  | Ground-Water-Source | WBAHP: Heat Pump Packaged Unit | Heat Pump | 230 | 1 |  |  | No Match | Single-Speed |  |  |  | 45800 | 2009 | 22.8 | 16.2 | 37000 | 2854 | 3.8 | 3.6 | Non Federally-Regulated | 01/24/2011 |  | 04/19/2013
Command-Aire | Command-Aire | SWPH-197 |  | Water-Source | WBAHP: Heat Pump Packaged Unit | Heat Pump | 265 | 1 |  |  | No Match | No Match |  |  |  | 18000 | 1840 | 9.8 | 9 | 23000 | 1820 | 3.7 | 3.2 | Non Federally-Regulated | 02/22/1990 |  | 07/31/1991
Florida Heat Pump | Florida Heat Pump | EM007-2CF |  | Water-Source | WBAHP: Heat Pump Packaged Unit | Heat Pump | 265 | 1 |  |  | No Match | No Match |  |  |  | 7500 | 609 | 12.3 | 10 | 10000 | 651 | 4.5 |  | Federally-Regulated Commercial & Industrial Equipment | 12/14/1998 |  | 10/05/1999
Bard Manufacturing Company, Inc. | Bard | GTC36S1-A | HE37942D175B2505AW/HE37942D210B2505AW | Ground-Water-Source | WBAH-C: Heating Only Split Sys | Heat Pump | 208 | 1 |  |  | No Match | Dual-Speed | [7 empty] | 34500 | 2063 | 4.9 |  | Non Federally-Regulated | 09/03/2012 |  | 04/29/2015
Addison Products | Addison Products | HWPG054-1B** |  | Ground-Water-Source | WBAHP: Heat Pump Packaged Unit | Heat Pump | 230 | 1 |  |  | No Match | No Match |  |  |  | 53000 | 3925 | 13.5 | 9 | 40000 | 3907 | 3 |  | Non Federally-Regulated | 12/14/1998 |  | 04/10/2000
Command-Aire | Command-Aire | SWPHXR414E |  | Water-Source | WBAHP: Heat Pump Packaged Unit | Heat Pump | 460 | 3 |  |  | No Match | No Match |  |  |  | 42000 | 3780 | 11.1 | 9 | 53000 | 3880 | 4 | 3.2 | Non Federally-Regulated | 02/22/1990 |  | 07/31/1991
Waterfurnace International, Inc. | Johnson Controls | RJSV/RJSH022**0*1 |  | Ground-Source | WBAHP: Heat Pump Packaged Unit | Heat Pump | 208 | 1 |  |  | No Match | Single-Speed |  |  |  | 21700 | 1033 | 21 | 13.4 | 15000 | 1099 | 4 | 3.1 | Non Federally-Regulated | 01/24/2011 |  | 10/24/2014
McQuay International | McQuay | W-CMG-1-036-J |  | Ground-Water-Source | WBAHP: Heat Pump Packaged Unit | Heat Pump | 265 | 1 |  |  | No Match | No Match |  |  |  | 36200 | 2701 | 13.4 | 9 | 25400 | 2566 | 2.9 |  | Non Federally-Regulated | 09/21/2000 |  | 07/18/2002
Waterfurnace International, Inc. | Geosmart Energy, Inc. | YS024**1*4 |  | Ground-Water-Source | WBAHP: Heat Pump Packaged Unit | Heat Pump | 208 | 1 |  |  | No Match | Single-Speed |  |  |  | 26400 | 1128 | 23.4 | 16.2 | 22300 | 1452 | 4.5 | 3.6 | Non Federally-Regulated | 01/24/2011 |  | 05/01/2015
Waterfurnace International, Inc. | Johnson Controls | RJSV/RJSH042**3*0 |  | Ground-Water-Source | WBAHP: Heat Pump Packaged Unit | Heat Pump | 230 | 3 |  |  | No Match | Single-Speed |  |  |  | 44600 | 1820 | 24.5 | 16.2 | 34900 | 2224 | 4.6 | 3.6 | Non Federally-Regulated | 01/24/2011 |  | 10/24/2014
Waterfurnace International, Inc. | Waterfurnace International, Inc. | VLV/VXV024*0 |  | Ground-Water-Source | WBAHP: Heat Pump Packaged Unit | Heat Pump | 208 | 1 |  |  | No Match | No Match |  |  |  | 25300 | 1794 | 14.1 | 9 | 16900 | 1707 | 2.9 |  | Non Federally-Regulated | 06/20/2003 |  | 03/12/2009
Mammoth | Hydrobank II | G054HLG |  | Ground-Water-Source | WBAHP: Heat Pump Packaged Unit | Heat Pump | 460 | 3 |  |  | No Match | No Match |  |  |  | 54500 | 3978 | 13.7 | 9 | 42500 | 4016 | 3.1 |  | Non Federally-Regulated | 05/23/2000 |  | 01/18/2001
Enertech Global, LLC | Enertech | TRT024A | ACD024 | Ground-Source | WBAHP-CB: Heat Pump Split Syst | Heat Pump | 230 | 1 |  |  | No Match | Single-Speed |  |  |  | 25600 | 1506 | 17 | 13.4 | 18300 | 1450 | 3.7 | 3.1 | Non Federally-Regulated | 09/03/2012 |  | 12/12/2012
Florida Heat Pump | Energy Miser | HEV 84-1 |  | Water-Source | WBAHP: Heat Pump Packaged Unit | Heat Pump | 208 | 1 |  |  | No Match | No Match |  |  |  | 83000 | 7685 | 10.8 | 9.2 | 106000 | 7960 | 3.9 | 2.5 | Non Federally-Regulated | 06/11/1985 |  | 05/11/1988
Snyder General Corp. | American Air Filter | VWW048A*G |  | Water-Source | WBAHP: Heat Pump Packaged Unit | Heat Pump | 208 | 1 |  |  | No Match | No Match |  |  |  | 46500 | 4152 | 11.2 | 9 | 59000 | 4449 | 3.9 | 3.2 | Federally-Regulated Commercial & Industrial Equipment | 08/14/1992 |  | 08/06/1993
Florida Heat Pump | Florida Heat Pump | EM070-4CF/HZ/VT |  | Water-Source | WBAHP-CB: Heat Pump Split Syst | Heat Pump | 460 | 3 |  |  | No Match | No Match |  |  |  | 75500 | 5551 | 13.6 | 9 | 83000 | 6755 | 3.6 | 3.5 | Non Federally-Regulated | 05/23/2001 |  | 07/18/2002
McQuay International | McQuay | WCCH/WCCW-042-E |  | Ground-Water-Source | WBAHP: Heat Pump Packaged Unit | Heat Pump | 208 | 1 |  |  | No Match | No Match |  |  |  | 45000 | 3308 | 13.6 | 9 | 36900 | 3603 | 3 |  | Non Federally-Regulated | 11/19/2002 |  | 03/12/2009
Command-Aire | Command-Aire | RUWP-2544 |  | Water-Source | WBAHP: Heat Pump Packaged Unit | Heat Pump | 460 | 3 |  |  | No Match | No Match |  |  |  | 298000 | 33100 | 9 |  | 366000 | 29500 | 3.6 | 2.5 | Non Federally-Regulated | 02/22/1990 |  | 07/31/1991
Waterfurnace International, Inc. | Johnson Controls | RKV/RKH018**2*4 |  | Water-Source | WBAHP: Heat Pump Packaged Unit | Heat Pump | 265 | 1 |  |  | No Match | Single-Speed |  |  |  | 18000 | 1154 | 15.6 | 12 | 23000 | 1322 | 5.1 | 4.2 | Federally-Regulated Commercial & Industrial Equipment | 09/03/2012 |  | 01/09/2014
The Whalen Company | Whalen | VI-A-401-DO |  | Water-Source | WBAHP: Heat Pump Packaged Unit | Heat Pump | 265 | 1 |  |  | No Match | No Match |  |  |  | 11700 | 1093 | 10.7 | 10 | 15600 | 1171 | 3.9 |  | Federally-Regulated Commercial & Industrial Equipment | 11/14/2000 |  | 01/18/2001
Friedrich Climate Master | Climate Master Series | 814-023-G******** |  | Water-Source | WBAHP: Heat Pump Packaged Unit | Heat Pump | 208 | 1 |  |  | No Match | No Match |  |  |  | 23000 | 1949 | 11.8 | 7.5 | 25400 | 1909 | 3.9 | 2.5 | Non Federally-Regulated | 08/29/1986 |  | 05/11/1988
Waterfurnace International, Inc. | Waterfurnace International, Inc. | SXH010*0 |  | Ground-Water-Source | WBAHP: Heat Pump Packaged Unit | Heat Pump | 230 | 1 |  |  | No Match | No Match |  |  |  | 9900 | 642 | 15.4 | 9 | 7400 | 657 | 3.3 |  | Non Federally-Regulated | 10/06/1999 |  | 05/19/2000
Waterfurnace International, Inc. | Eagle Mountain | GS009**2*0 |  | Ground-Source | WBAHP: Heat Pump Packaged Unit | Heat Pump | 265 | 1 |  |  | No Match | Single-Speed |  |  |  | 9800 | 587 | 16.7 | 13.4 | 7700 | 664 | 3.4 | 3.1 | Non Federally-Regulated | 01/24/2011 |  | 04/19/2013
Florida Heat Pump | Florida Heat Pump | EM072-1VT/HZ |  | Water-Source | WBAHP: Heat Pump Packaged Unit | Heat Pump | 230 | 1 |  |  | No Match | No Match |  |  |  | 71000 | 5107 | 13.9 | 9 | 76000 | 4840 | 4.6 | 3.8 | Federally-Regulated Commercial & Industrial Equipment | 10/05/1999 |  | 04/12/2000
ClimateMaster Inc. | Climate Master Series | VP/HP060F |  | Ground-Water-Source | WBAHP: Heat Pump Packaged Unit | Heat Pump | 460 | 3 |  |  | No Match | No Match |  |  |  | 60000 | 4615 | 13 | 9 | 41000 | 3754 | 3.2 |  | Non Federally-Regulated | 04/10/2000 |  | 11/14/2000
McQuay International | McQuay | CCW042E-G |  | Ground-Water-Source | WBAHP: Heat Pump Packaged Unit | Heat Pump | 208 | 1 |  |  | No Match | No Match |  |  |  | 41000 | 3059 | 13.4 | 9 | 27600 | 2788 | 2.9 |  | Non Federally-Regulated | 10/06/1999 |  | 04/10/2000
ClimateMaster Inc. | Climate Master | TES/P049A | TAC049A | Water-Source | WBAHP-CB: Heat Pump Split Syst | Heat Pump | 230 | 1 |  |  | No Match | Single-Speed |  |  |  | 48000 | 2981 | 16.1 | 12 | 54500 | 3072 | 5.2 | 4.2 | Federally-Regulated Commercial & Industrial Equipment | 01/09/2014 |  | 06/09/2015
McQuay / Snyder General | Electro-Hydronics | VF260GD |  | Water-Source | WBAHP: Heat Pump Packaged Unit | Heat Pump | 230 | 3 |  |  | No Match | No Match |  |  |  | 25000 | 2450 | 10.2 | 9 | 31600 | 2500 | 3.7 | 3.2 | Non Federally-Regulated | 05/11/1988 |  | 03/15/1989
Florida Heat Pump | Florida Heat Pump | EM012-2CS | EM012-2AH/AV | Water-Source | WBAH: Heating Only Packaged Un | Heat Pump | 265 | 1 |  |  | No Match | No Match |  |  |  | 12300 | 1118 | 11 | 9 | 14400 | 1205 | 3.5 | 3.5 | Non Federally-Regulated | 05/23/2001 |  | 07/18/2002
Florida Heat Pump | Geomaster, LLC | EP048-3HZ/VT |  | Water-Source | WBAHP: Heat Pump Packaged Unit | Heat Pump | 230 | 3 |  |  | No Match | Single-Speed | 2802 | 240 |  | 48000 | 2807 | 17.1 | 12 | 50000 | 2765 | 5.3 | 4.2 | Federally-Regulated Commercial & Industrial Equipment | 08/23/2011 |  | 04/21/2014
Waterfurnace International, Inc. | Waterfurnace International, Inc. | SXH030B1 |  | Ground-Water-Source | WBAHP: Heat Pump Packaged Unit | Heat Pump | 230 | 1 |  |  | No Match | No Match |  |  |  | 31200 | 2181 | 14.3 | 9 | 21600 | 1808 | 3.5 |  | Non Federally-Regulated | 08/21/1998 |  | 10/02/1998
ClimateMaster Inc. | Carrier Corp. | 50YDS038 | FE4***005 | Ground-Source | WBAHP-CB: Heat Pump Split Syst | Heat Pump | 230 | 1 |  |  | No Match | Single-Speed |  |  |  | 37300 | 2234 | 16.7 | 13.4 | 27000 | 2082 | 3.8 | 3.1 | Non Federally-Regulated | 01/24/2011 |  | 08/23/2011
California Heat Pump | California Heat Pump | CHP-53H*-12-** |  | Water-Source | WBAHP: Heat Pump Packaged Unit | Heat Pump | 208 | 1 |  |  | No Match | No Match |  |  |  | 52000 | 5700 | 9.1 | 7.5 | 59000 | 5700 | 3 | 2.5 | Non Federally-Regulated | 01/05/1982 |  | 06/11/1985
Climate Control / Snyder General | Trane | WPRA33HFXBX |  | Water-Source | WBAHP: Heat Pump Packaged Unit | Heat Pump | 230 | 3 |  |  | No Match | No Match |  |  |  | 33000 | 3050 | 10.8 | 7.5 | 35000 | 2900 | 3.5 | 2.5 | Non Federally-Regulated | 05/16/1984 |  | 05/11/1988
Florida Heat Pump | Florida Heat Pump | GT042-1CF/HZ/VT |  | Water-Source | WBAHP-CB: Heat Pump Split Syst | Heat Pump | 208 | 1 |  |  | No Match | No Match |  |  |  | 45000 | 3435 | 13.1 | 9 | 50000 | 3488 | 4.2 | 3.5 | Non Federally-Regulated | 04/12/2000 |  | 05/23/2001
Snyder General Corp. | McQuay | HC140B5 |  | Water-Source | WBAHP: Heat Pump Packaged Unit | Heat Pump | 208 | 1 |  |  | No Match | No Match |  |  |  | 13500 | 1300 | 10.4 | 9 | 17500 | 1350 | 3.8 | 3.2 | Non Federally-Regulated | 02/22/1990 |  | 07/31/1991
Hydro Delta Corp. | Hydro Delta Corp. | 03-036-WTARWD-HE |  | Water-Source | WBAHP-CB: Heat Pump Split Syst | Heat Pump | 230 | 1 |  |  | No Match | No Match |  |  |  | 38000 | 2923 | 13 | 9 | 43000 | 3150 | 4 | 3.5 | Non Federally-Regulated | 12/14/1998 |  | 10/05/1999
Waterfurnace International, Inc. | Geosmart Energy, Inc. | YS060**1*4 |  | Water-Source | WBAHP: Heat Pump Packaged Unit | Heat Pump | 230 | 1 |  |  | No Match | Single-Speed |  |  |  | 58400 | 3817 | 15.3 | 12 | 72500 | 4521 | 4.7 | 4.2 | Federally-Regulated Commercial & Industrial Equipment | 01/09/2014 |  | 05/01/2015