FHP Manufacturing Company | GEOEXCEL | RD042-4VT/CFN-***T/A*B-**T/G |  | Ground-Source | WBAHP: Heat Pump Packaged Unit | Heat Pump | 460 | 3 |  |  |  | Single-Speed |  |  |  | 43500 | 2668 | 16.3 | 13.4 | 30100 | 2520 | 3.5 | 3.1 | Non Federally-Regulated | 05/13/2019 |  | 05/28/2019
FHP Manufacturing Company | GEOEXCEL | RD042-4VT/CFN-***T/A*B-**T/G |  | Water-Source | WBAHP: Heat Pump Packaged Unit | Heat Pump | 460 | 3 |  |  |  | Single-Speed |  |  |  | 40900 | 2900 | 14.1 | 11.2 | 45300 | 3017 | 4.4 | 4.2 | Federally-Regulated Commercial & Industrial Equipment | 05/13/2019 |  | 05/28/2019
FHP Manufacturing Company | GEOEXCEL | RD012-1HZ*-***P*C-**T/G |  | Ground-Source | WBAHP: Heat Pump Packaged Unit | Heat Pump | 208 | 1 |  |  |  | Single-Speed |  |  |  | 11800 | 836 | 14.1 | 13.4 | 8700 | 796 | 3.2 | 3.1 | Non Federally-Regulated | 05/13/2019 |  | 05/28/2019
FHP Manufacturing Company | GEOEXCEL | RD012-1HZ*-***P*C-**T/G |  | Water-Source | WBAHP: Heat Pump Packaged Unit | Heat Pump | 208 | 1 |  |  |  | Single-Speed |  |  |  | 10900 | 893 | 12.2 | 11.2 | 13000 | 886 | 4.3 | 4.2 | Federally-Regulated Commercial & Industrial Equipment | 05/13/2019 |  | 05/28/2019
FHP Manufacturing Company | GEOEXCEL | RD030-3HZC-***P*C-**S |  | Water-Source | WBAHP: Heat Pump Packaged Unit | Heat Pump | 208 | 3 |  |  |  | Single-Speed |  |  |  | 29200 | 2212 | 13.2 | 11.2 | 33400 | 2276 | 4.3 | 4.2 | Federally-Regulated Commercial & Industrial Equipment | 05/13/2019 |  | 05/28/2019
FHP Manufacturing Company | GEOEXCEL | CU009-1**-*****B |  | Ground-Source | WBAHP-O: Heat Pump Packaged Un | Heat Pump | 200 | 1 |  |  |  | Single-Speed |  |  |  | 9100 | 587 | 15.5 | 13.4 | 6000 | 549 | 3.2 | 3.1 | Non Federally-Regulated | 05/13/2019 |  | 05/28/2019
FHP Manufacturing Company | GEOEXCEL | CU009-1**-*****B |  | Ground-Water-Source | WBAHP-O: Heat Pump Packaged Un | Heat Pump | 200 | 1 |  |  |  | Single-Speed |  |  |  | 10300 | 479 | 21.5 | 16.2 | 8000 | 601 | 3.9 | 3.6 | Non Federally-Regulated | 05/13/2019 |  | 05/28/2019
FHP Manufacturing Company | GEOEXCEL | CU009-1**-*****B |  | Water-Source | WBAHP-O: Heat Pump Packaged Un | Heat Pump | 200 | 1 |  |  |  | Single-Speed |  |  |  | 8700 | 669 | 13 | 11.2 | 9500 | 618 | 4.5 | 4.2 | Federally-Regulated Commercial & Industrial Equipment | 05/13/2019 |  | 05/28/2019
FHP Manufacturing Company | GEOEXCEL | RD030-4VT/CFC-***P*C-**S |  | Water-Source | WBAHP: Heat Pump Packaged Unit | Heat Pump | 460 | 3 |  |  |  | Single-Speed |  |  |  | 29200 | 2212 | 13.2 | 11.2 | 33400 | 2276 | 4.3 | 4.2 | Federally-Regulated Commercial & Industrial Equipment | 05/13/2019 |  | 05/28/2019
FHP Manufacturing Company | GEOEXCEL | RD042-3VT/CFC-***T/A*B-**S |  | Water-Source | WBAHP: Heat Pump Packaged Unit | Heat Pump | 208 | 3 |  |  |  | Single-Speed |  |  |  | 40900 | 2900 | 14.1 | 11.2 | 43000 | 2864 | 4.4 | 4.2 | Federally-Regulated Commercial & Industrial Equipment | 05/13/2019 |  | 05/28/2019
FHP Manufacturing Company | GEOEXCEL | EP007-1HZ/VT |  | Ground-Source | WBAHP: Heat Pump Packaged Unit | Heat Pump | 208 | 1 |  |  |  | Single-Speed |  |  |  | 7400 | 400 | 18.5 | 13.4 | 5100 | 415 | 3.6 | 3.1 | Non Federally-Regulated | 05/13/2019 |  | 05/28/2019
FHP Manufacturing Company | GEOEXCEL | EP007-1HZ/VT |  | Ground-Water-Source | WBAHP: Heat Pump Packaged Unit | Heat Pump | 208 | 1 |  |  |  | Single-Speed |  |  |  | 8400 | 334 | 25.1 | 16.2 | 7000 | 418 | 4.9 | 3.6 | Non Federally-Regulated | 05/13/2019 |  | 05/28/2019
FHP Manufacturing Company | GEOEXCEL | EP007-1HZ/VT |  | Water-Source | WBAHP: Heat Pump Packaged Unit | Heat Pump | 208 | 1 |  |  |  | Single-Speed |  |  |  | 6800 | 433 | 15.7 | 11.2 | 8800 | 452 | 5.7 | 4.2 | Federally-Regulated Commercial & Industrial Equipment | 05/13/2019 |  | 05/28/2019
FHP Manufacturing Company | GEOEXCEL | EP012-0VTC |  | Ground-Source | WBAHP: Heat Pump Packaged Unit | Heat Pump | 115 | 1 |  |  |  | Single-Speed |  |  |  | 13000 | 742 | 17.5 | 13.4 | 10000 | 814 | 3.6 | 3.1 | Non Federally-Regulated | 05/13/2019 |  | 05/28/2019
FHP Manufacturing Company | GEOEXCEL | EP012-0VTC |  | Ground-Water-Source | WBAHP: Heat Pump Packaged Unit | Heat Pump | 115 | 1 |  |  |  | Single-Speed |  |  |  | 14600 | 643 | 22.7 | 16.2 | 13000 | 886 | 4.3 | 3.6 | Non Federally-Regulated | 05/13/2019 |  | 05/28/2019
FHP Manufacturing Company | GEOEXCEL | EP012-0VTC |  | Water-Source | WBAHP: Heat Pump Packaged Unit | Heat Pump | 115 | 1 |  |  |  | Single-Speed |  |  |  | 12200 | 818 | 14.9 | 11.2 | 16500 | 948 | 5.1 | 4.2 | Federally-Regulated Commercial & Industrial Equipment | 05/13/2019 |  | 05/28/2019
FHP Manufacturing Company | GEOEXCEL | RD024-3VT/CFN-***T/A*B-**S |  | Water-Source | WBAHP: Heat Pump Packaged Unit | Heat Pump | 208 | 3 |  |  |  | Single-Speed |  |  |  | 23800 | 1776 | 13.4 | 11.2 | 26200 | 1669 | 4.6 | 4.2 | Federally-Regulated Commercial & Industrial Equipment | 05/13/2019 |  | 05/28/2019
FHP Manufacturing Company | GEOEXCEL | ES035-1CF/HZ/VT*-*****A |  | Ground-Source | WBAHP: Heat Pump Packaged Unit | Heat Pump | 208 | 1 |  |  |  | Dual-Speed |  |  |  | 38000 | 2209 | 17.2 | 13.4 | 28000 | 2159 | 3.8 | 3.1 | Non Federally-Regulated | 05/13/2019 |  | 05/28/2019
FHP Manufacturing Company | GEOEXCEL | ES035-1CF/HZ/VT*-*****A |  | Ground-Water-Source | WBAHP: Heat Pump Packaged Unit | Heat Pump | 208 | 1 |  |  |  | Dual-Speed |  |  |  | 42000 | 1944 | 21.6 | 16.2 | 36000 | 2512 | 4.2 | 3.6 | Non Federally-Regulated | 05/13/2019 |  | 05/28/2019
FHP Manufacturing Company | GEOEXCEL | ES035-1CF/HZ/VT*-*****A |  | Water-Source | WBAHP: Heat Pump Packaged Unit | Heat Pump | 208 | 1 |  |  |  | Dual-Speed |  |  |  | 36000 | 2465 | 14.6 | 11.2 | 43000 | 2625 | 4.8 | 4.2 | Federally-Regulated Commercial & Industrial Equipment | 05/13/2019 |  | 05/28/2019
FHP Manufacturing Company | GEOEXCEL | RD030-2HZN-***T/A*C-**T/G |  | Ground-Source | WBAHP: Heat Pump Packaged Unit | Heat Pump | 265 | 1 |  |  |  | Single-Speed |  |  |  | 31600 | 1805 | 17.5 | 13.4 | 20400 | 1758 | 3.4 | 3.1 | Non Federally-Regulated | 05/13/2019 |  | 05/28/2019
FHP Manufacturing Company | GEOEXCEL | RD030-2HZN-***T/A*C-**T/G |  | Water-Source | WBAHP: Heat Pump Packaged Unit | Heat Pump | 265 | 1 |  |  |  | Single-Speed |  |  |  | 30000 | 2272 | 13.2 | 11.2 | 32800 | 2089 | 4.6 | 4.2 | Federally-Regulated Commercial & Industrial Equipment | 05/13/2019 |  | 05/28/2019
FHP Manufacturing Company | GEOEXCEL | RD018-2HZN-***T/A*B-**T/G |  | Ground-Source | WBAHP: Heat Pump Packaged Unit | Heat Pump | 265 | 1 |  |  |  | Single-Speed |  |  |  | 21500 | 1352 | 15.9 | 13.4 | 14100 | 1116 | 3.7 | 3.1 | Non Federally-Regulated | 05/13/2019 |  | 05/28/2019
FHP Manufacturing Company | GEOEXCEL | RD018-2HZN-***T/A*B-**T/G |  | Water-Source | WBAHP: Heat Pump Packaged Unit | Heat Pump | 265 | 1 |  |  |  | Single-Speed |  |  |  | 19700 | 1448 | 13.6 | 11.2 | 21900 | 1351 | 4.8 | 4.2 | Federally-Regulated Commercial & Industrial Equipment | 05/13/2019 |  | 05/28/2019
FHP Manufacturing Company | GEOEXCEL | RD048-3VT/CFN-***P*B-**S |  | Water-Source | WBAHP: Heat Pump Packaged Unit | Heat Pump | 208 | 3 |  |  |  | Single-Speed |  |  |  | 45900 | 3530 | 13 | 11.2 | 56400 | 3844 | 4.3 | 4.2 | Federally-Regulated Commercial & Industrial Equipment | 05/13/2019 |  | 05/28/2019
FHP Manufacturing Company | GEOEXCEL | CU018-1**-*****B |  | Ground-Source | WBAHP-O: Heat Pump Packaged Un | Heat Pump | 208 | 1 |  |  |  | Single-Speed |  |  |  | 17900 | 1260 | 14.2 | 13.4 | 13900 | 1273 | 3.2 | 3.1 | Non Federally-Regulated | 05/13/2019 |  | 05/28/2019
FHP Manufacturing Company | GEOEXCEL | CU018-1**-*****B |  | Ground-Water-Source | WBAHP-O: Heat Pump Packaged Un | Heat Pump | 208 | 1 |  |  |  | Single-Speed |  |  |  | 20100 | 1104 | 18.2 | 16.2 | 17500 | 1424 | 3.6 | 3.6 | Non Federally-Regulated | 05/13/2019 |  | 05/28/2019
FHP Manufacturing Company | GEOEXCEL | CU018-1**-*****B |  | Water-Source | WBAHP-O: Heat Pump Packaged Un | Heat Pump | 208 | 1 |  |  |  | Single-Speed |  |  |  | 16900 | 1385 | 12.2 | 11.2 | 20800 | 1417 | 4.3 | 4.2 | Federally-Regulated Commercial & Industrial Equipment | 05/13/2019 |  | 05/28/2019
FHP Manufacturing Company | GEOEXCEL | RD060-4HZN-***T/A*B-**T/G |  | Ground-Source | WBAHP: Heat Pump Packaged Unit | Heat Pump | 460 | 3 |  |  |  | Single-Speed |  |  |  | 61100 | 3725 | 16.4 | 13.4 | 46200 | 4103 | 3.3 | 3.1 | Non Federally-Regulated | 05/13/2019 |  | 05/28/2019
FHP Manufacturing Company | GEOEXCEL | RD060-4HZN-***T/A*B-**T/G |  | Water-Source | WBAHP: Heat Pump Packaged Unit | Heat Pump | 460 | 3 |  |  |  | Single-Speed |  |  |  | 59000 | 4125 | 14.3 | 11.2 | 66400 | 4525 | 4.3 | 4.2 | Federally-Regulated Commercial & Industrial Equipment | 05/13/2019 |  | 05/28/2019
FHP Manufacturing Company | GEOEXCEL | RD036-2VT/CFN-***T/A*B-**S |  | Water-Source | WBAHP: Heat Pump Packaged Unit | Heat Pump | 265 | 1 |  |  |  | Single-Speed |  |  |  | 38200 | 2699 | 14.15 | 11.2 | 41400 | 2757 | 4.4 | 4.2 | Federally-Regulated Commercial & Industrial Equipment | 05/13/2019 |  | 05/28/2019
FHP Manufacturing Company | GEOEXCEL | RD041-3VT/CFC-***P*B-**S |  | Water-Source | WBAHP: Heat Pump Packaged Unit | Heat Pump | 208 | 3 |  |  |  | Single-Speed |  |  |  | 39500 | 3015 | 13.1 | 11.2 | 44600 | 3039 | 4.3 | 4.2 | Federally-Regulated Commercial & Industrial Equipment | 05/13/2019 |  | 05/28/2019
FHP Manufacturing Company | GEOEXCEL | RD036-1HZC-***T/A*B-**T/G |  | Ground-Source | WBAHP: Heat Pump Packaged Unit | Heat Pump | 208 | 1 |  |  |  | Single-Speed |  |  |  | 40200 | 2271 | 17.7 | 13.4 | 26500 | 2157 | 3.6 | 3.1 | Non Federally-Regulated | 05/13/2019 |  | 05/28/2019
FHP Manufacturing Company | GEOEXCEL | RD036-1HZC-***T/A*B-**T/G |  | Water-Source | WBAHP: Heat Pump Packaged Unit | Heat Pump | 208 | 1 |  |  |  | Single-Speed |  |  |  | 38200 | 2625 | 14.55 | 11.2 | 41400 | 2637 | 4.6 | 4.2 | Federally-Regulated Commercial & Industrial Equipment | 05/13/2019 |  | 05/28/2019
FHP Manufacturing Company | GEOEXCEL | RD048-4HZN-***P*B-**S |  | Water-Source | WBAHP: Heat Pump Packaged Unit | Heat Pump | 460 | 3 |  |  |  | Single-Speed |  |  |  | 45900 | 3530 | 13 | 11.2 | 56400 | 3844 | 4.3 | 4.2 | Federally-Regulated Commercial & Industrial Equipment | 05/13/2019 |  | 05/28/2019
FHP Manufacturing Company | GEOEXCEL | RD042-3VT/CFN-***P*B-**T/G |  | Ground-Source | WBAHP: Heat Pump Packaged Unit | Heat Pump | 208 | 3 |  |  |  | Single-Speed |  |  |  | 42600 | 2878 | 14.8 | 13.4 | 31000 | 2753 | 3.3 | 3.1 | Non Federally-Regulated | 05/13/2019 |  | 05/28/2019
FHP Manufacturing Company | GEOEXCEL | RD042-3VT/CFN-***P*B-**T/G |  | Water-Source | WBAHP: Heat Pump Packaged Unit | Heat Pump | 208 | 3 |  |  |  | Single-Speed |  |  |  | 40000 | 2996 | 13.35 | 11.2 | 46300 | 3155 | 4.3 | 4.2 | Federally-Regulated Commercial & Industrial Equipment | 05/13/2019 |  | 05/28/2019
FHP Manufacturing Company | GEOEXCEL | RD024-1HZC-***T/A*B-**T/G |  | Ground-Source | WBAHP: Heat Pump Packaged Unit | Heat Pump | 208 | 1 |  |  |  | Single-Speed |  |  |  | 25400 | 1539 | 16.5 | 13.4 | 16700 | 1398 | 3.5 | 3.1 | Non Federally-Regulated | 05/13/2019 |  | 05/28/2019
FHP Manufacturing Company | GEOEXCEL | RD024-1HZC-***T/A*B-**T/G |  | Water-Source | WBAHP: Heat Pump Packaged Unit | Heat Pump | 208 | 1 |  |  |  | Single-Speed |  |  |  | 23800 | 1687 | 14.1 | 11.2 | 26200 | 1706 | 4.5 | 4.2 | Federally-Regulated Commercial & Industrial Equipment | 05/13/2019 |  | 05/28/2019
FHP Manufacturing Company | GEOEXCEL | RD048-4VT/CFN-***P*B-**T/G |  | Ground-Source | WBAHP: Heat Pump Packaged Unit | Heat Pump | 460 | 3 |  |  |  | Single-Speed |  |  |  | 48800 | 3275 | 14.9 | 13.4 | 35400 | 3051 | 3.4 | 3.1 | Non Federally-Regulated | 05/13/2019 |  | 05/28/2019
FHP Manufacturing Company | GEOEXCEL | RD048-4VT/CFN-***P*B-**T/G |  | Water-Source | WBAHP: Heat Pump Packaged Unit | Heat Pump | 460 | 3 |  |  |  | Single-Speed |  |  |  | 45900 | 3530 | 13 | 11.2 | 56400 | 3844 | 4.3 | 4.2 | Federally-Regulated Commercial & Industrial Equipment | 05/13/2019 |  | 05/28/2019
FHP Manufacturing Company | GEOEXCEL | RD030-2VT/CFN-***P*C-**S |  | Water-Source | WBAHP: Heat Pump Packaged Unit | Heat Pump | 265 | 1 |  |  |  | Single-Speed |  |  |  | 29200 | 2212 | 13.2 | 11.2 | 33400 | 2276 | 4.3 | 4.2 | Federally-Regulated Commercial & Industrial Equipment | 05/13/2019 |  | 05/28/2019
FHP Manufacturing Company | GEOEXCEL | RD036-3HZC-***T/A*B-**S |  | Water-Source | WBAHP: Heat Pump Packaged Unit | Heat Pump | 208 | 3 |  |  |  | Single-Speed |  |  |  | 38200 | 2607 | 14.65 | 11.2 | 41400 | 2726 | 4.5 | 4.2 | Federally-Regulated Commercial & Industrial Equipment | 05/13/2019 |  | 05/28/2019
FHP Manufacturing Company | GEOEXCEL | RD036-3VT/CFC-***T/A*B-**T/G |  | Ground-Source | WBAHP: Heat Pump Packaged Unit | Heat Pump | 208 | 3 |  |  |  | Single-Speed |  |  |  | 40200 | 2271 | 17.7 | 13.4 | 26500 | 2157 | 3.6 | 3.1 | Non Federally-Regulated | 05/13/2019 |  | 05/28/2019
FHP Manufacturing Company | GEOEXCEL | RD036-3VT/CFC-***T/A*B-**T/G |  | Water-Source | WBAHP: Heat Pump Packaged Unit | Heat Pump | 208 | 3 |  |  |  | Single-Speed |  |  |  | 38200 | 2625 | 14.55 | 11.2 | 41400 | 2637 | 4.6 | 4.2 | Federally-Regulated Commercial & Industrial Equipment | 05/13/2019 |  | 05/28/2019
FHP Manufacturing Company | GEOEXCEL | RZ024-1CF/HZ/VT*-*****A |  | Ground-Source | WBAHP: Heat Pump Packaged Unit | Heat Pump | 208 | 1 |  |  |  | Dual-Speed |  |  |  | 26600 | 1336 | 19.9 | 13.4 | 18000 | 1395 | 3.8 | 3.1 | Non Federally-Regulated | 05/13/2019 |  | 05/28/2019
FHP Manufacturing Company | GEOEXCEL | RZ024-1CF/HZ/VT*-*****A |  | Ground-Water-Source | WBAHP: Heat Pump Packaged Unit | Heat Pump | 208 | 1 |  |  |  | Dual-Speed |  |  |  | 29000 | 1094 | 26.5 | 16.2 | 23500 | 1405 | 4.9 | 3.6 | Non Federally-Regulated | 05/13/2019 |  | 05/28/2019
FHP Manufacturing Company | GEOEXCEL | RZ024-1CF/HZ/VT*-*****A |  | Water-Source | WBAHP: Heat Pump Packaged Unit | Heat Pump | 208 | 1 |  |  |  | Dual-Speed |  |  |  | 25500 | 1465 | 17.4 | 11.2 | 29200 | 1528 | 5.6 | 4.2 | Federally-Regulated Commercial & Industrial Equipment | 05/13/2019 |  | 05/28/2019
FHP Manufacturing Company | GEOEXCEL | EP012-0VTN |  | Ground-Source | WBAHP: Heat Pump Packaged Unit | Heat Pump | 115 | 1 |  |  |  | Single-Speed |  |  |  | 13000 | 783 | 16.6 | 13.4 | 10000 | 901 | 3.3 | 3.1 | Non Federally-Regulated | 05/13/2019 |  | 05/28/2019
FHP Manufacturing Company | GEOEXCEL | EP012-0VTN |  | Ground-Water-Source | WBAHP: Heat Pump Packaged Unit | Heat Pump | 115 | 1 |  |  |  | Single-Speed |  |  |  | 14600 | 643 | 22.7 | 16.2 | 13000 | 929 | 4.1 | 3.6 | Non Federally-Regulated | 05/13/2019 |  | 05/28/2019
FHP Manufacturing Company | GEOEXCEL | EP012-0VTN |  | Water-Source | WBAHP: Heat Pump Packaged Unit | Heat Pump | 115 | 1 |  |  |  | Single-Speed |  |  |  | 12200 | 859 | 14.2 | 11.2 | 16500 | 967 | 5 | 4.2 | Federally-Regulated Commercial & Industrial Equipment | 05/13/2019 |  | 05/28/2019
FHP Manufacturing Company | GEOEXCEL | RD015-1HZC-***T/A*C-**T/G |  | Ground-Source | WBAHP: Heat Pump Packaged Unit | Heat Pump | 208 | 1 |  |  |  | Single-Speed |  |  |  | 14400 | 888 | 16.2 | 13.4 | 10700 | 950 | 3.3 | 3.1 | Non Federally-Regulated | 05/13/2019 |  | 05/28/2019
FHP Manufacturing Company | GEOEXCEL | RD015-1HZC-***T/A*C-**T/G |  | Water-Source | WBAHP: Heat Pump Packaged Unit | Heat Pump | 208 | 1 |  |  |  | Single-Speed |  |  |  | 13700 | 985 | 13.9 | 11.2 | 15500 | 1032 | 4.4 | 4.2 | Federally-Regulated Commercial & Industrial Equipment | 05/13/2019 |  | 05/28/2019
FHP Manufacturing Company | GEOEXCEL | EP012-2VTN |  | Ground-Source | WBAHP: Heat Pump Packaged Unit | Heat Pump | 265 | 1 |  |  |  | Single-Speed |  |  |  | 13000 | 783 | 16.6 | 13.4 | 10000 | 901 | 3.3 | 3.1 | Non Federally-Regulated | 05/13/2019 |  | 05/28/2019
FHP Manufacturing Company | GEOEXCEL | EP012-2VTN |  | Ground-Water-Source | WBAHP: Heat Pump Packaged Unit | Heat Pump | 265 | 1 |  |  |  | Single-Speed |  |  |  | 14600 | 643 | 22.7 | 16.2 | 13000 | 929 | 4.1 | 3.6 | Non Federally-Regulated | 05/13/2019 |  | 05/28/2019
FHP Manufacturing Company | GEOEXCEL | EP012-2VTN |  | Water-Source | WBAHP: Heat Pump Packaged Unit | Heat Pump | 265 | 1 |  |  |  | Single-Speed |  |  |  | 12200 | 859 | 14.2 | 11.2 | 16500 | 967 | 5 | 4.2 | Federally-Regulated Commercial & Industrial Equipment | 05/13/2019 |  | 05/28/2019
FHP Manufacturing Company | GEOEXCEL | RD024-1VT/CFN-***P*B-**T/G |  | Ground-Source | WBAHP: Heat Pump Packaged Unit | Heat Pump | 208 | 1 |  |  |  | Single-Speed |  |  |  | 25000 | 1612 | 15.5 | 13.4 | 17000 | 1465 | 3.4 | 3.1 | Non Federally-Regulated | 05/13/2019 |  | 05/28/2019
FHP Manufacturing Company | GEOEXCEL | RD024-1VT/CFN-***P*B-**T/G |  | Water-Source | WBAHP: Heat Pump Packaged Unit | Heat Pump | 208 | 1 |  |  |  | Single-Speed |  |  |  | 23400 | 1779 | 13.15 | 11.2 | 26600 | 1771 | 4.4 | 4.2 | Federally-Regulated Commercial & Industrial Equipment | 05/13/2019 |  | 05/28/2019
FHP Manufacturing Company | GEOEXCEL | RD048-5HZN-***P*B-**T/G |  | Ground-Source | WBAHP: Heat Pump Packaged Unit | Heat Pump | 575 | 3 |  |  |  | Single-Speed |  |  |  | 48800 | 3275 | 14.9 | 13.4 | 35400 | 3051 | 3.4 | 3.1 | Non Federally-Regulated | 05/13/2019 |  | 05/28/2019
FHP Manufacturing Company | GEOEXCEL | RD048-5HZN-***P*B-**T/G |  | Water-Source | WBAHP: Heat Pump Packaged Unit | Heat Pump | 575 | 3 |  |  |  | Single-Speed |  |  |  | 45900 | 3530 | 13 | 11.2 | 56400 | 3844 | 4.3 | 4.2 | Federally-Regulated Commercial & Industrial Equipment | 05/13/2019 |  | 05/28/2019
FHP Manufacturing Company | GEOEXCEL | EP030-4HZ/VT |  | Ground-Source | WBAHP: Heat Pump Packaged Unit | Heat Pump | 460 | 3 |  |  |  | Single-Speed |  |  |  | 28500 | 1469 | 19.4 | 13.4 | 20500 | 1521 | 4 | 3.1 | Non Federally-Regulated | 05/13/2019 |  | 05/28/2019
FHP Manufacturing Company | GEOEXCEL | EP030-4HZ/VT |  | Ground-Water-Source | WBAHP: Heat Pump Packaged Unit | Heat Pump | 460 | 3 |  |  |  | Single-Speed |  |  |  | 31700 | 1174 | 27 | 16.2 | 25000 | 1480 | 5 | 3.6 | Non Federally-Regulated | 05/13/2019 |  | 05/28/2019
FHP Manufacturing Company | GEOEXCEL | EP030-4HZ/VT |  | Water-Source | WBAHP: Heat Pump Packaged Unit | Heat Pump | 460 | 3 |  |  |  | Single-Speed |  |  |  | 27000 | 1626 | 16.6 | 11.2 | 31000 | 1593 | 5.7 | 4.2 | Federally-Regulated Commercial & Industrial Equipment | 05/13/2019 |  | 05/28/2019
FHP Manufacturing Company | GEOEXCEL | EP030-2HZ/VT |  | Ground-Source | WBAHP: Heat Pump Packaged Unit | Heat Pump | 265 | 1 |  |  |  | Single-Speed |  |  |  | 28500 | 1469 | 19.4 | 13.4 | 20500 | 1521 | 4 | 3.1 | Non Federally-Regulated | 05/13/2019 |  | 05/28/2019
FHP Manufacturing Company | GEOEXCEL | EP030-2HZ/VT |  | Ground-Water-Source | WBAHP: Heat Pump Packaged Unit | Heat Pump | 265 | 1 |  |  |  | Single-Speed |  |  |  | 31700 | 1174 | 27 | 16.2 | 25000 | 1480 | 5 | 3.6 | Non Federally-Regulated | 05/13/2019 |  | 05/28/2019
FHP Manufacturing Company | GEOEXCEL | EP030-2HZ/VT |  | Water-Source | WBAHP: Heat Pump Packaged Unit | Heat Pump | 265 | 1 |  |  |  | Single-Speed |  |  |  | 27000 | 1626 | 16.6 | 11.2 | 31000 | 1593 | 5.7 | 4.2 | Federally-Regulated Commercial & Industrial Equipment | 05/13/2019 |  | 05/28/2019
FHP Manufacturing Company | GEOEXCEL | RD024-1VT/CFN-***T/A*B-**S |  | Water-Source | WBAHP: Heat Pump Packaged Unit | Heat Pump | 208 | 1 |  |  |  | Single-Speed |  |  |  | 23800 | 1776 | 13.4 | 11.2 | 26200 | 1669 | 4.6 | 4.2 | Federally-Regulated Commercial & Industrial Equipment | 05/13/2019 |  | 05/28/2019
FHP Manufacturing Company | GEOEXCEL | RD048-1HZC-***P*B-**S |  | Water-Source | WBAHP: Heat Pump Packaged Unit | Heat Pump | 208 | 1 |  |  |  | Single-Speed |  |  |  | 45900 | 3530 | 13 | 11.2 | 56400 | 3844 | 4.3 | 4.2 | Federally-Regulated Commercial & Industrial Equipment | 05/13/2019 |  | 05/28/2019
FHP Manufacturing Company | GEOEXCEL | RD036-3HZN-***T/A*B-**T/G |  | Ground-Source | WBAHP: Heat Pump Packaged Unit | Heat Pump | 208 | 3 |  |  |  | Single-Speed |  |  |  | 40200 | 2271 | 17.7 | 13.4 | 26500 | 2157 | 3.6 | 3.1 | Non Federally-Regulated | 05/13/2019 |  | 05/28/2019
FHP Manufacturing Company | GEOEXCEL | RD036-3HZN-***T/A*B-**T/G |  | Water-Source | WBAHP: Heat Pump Packaged Unit | Heat Pump | 208 | 3 |  |  |  | Single-Speed |  |  |  | 38200 | 2758 | 13.85 | 11.2 | 41400 | 2666 | 4.6 | 4.2 | Federally-Regulated Commercial & Industrial Equipment | 05/13/2019 |  | 05/28/2019
FHP Manufacturing Company | GEOEXCEL | RD048-3VT/CFC-***T/A*B-**T/G |  | Ground-Source | WBAHP: Heat Pump Packaged Unit | Heat Pump | 208 | 3 |  |  |  | Single-Speed |  |  |  | 49600 | 3042 | 16.3 | 13.4 | 34600 | 2816 | 3.6 | 3.1 | Non Federally-Regulated | 05/13/2019 |  | 05/28/2019
FHP Manufacturing Company | GEOEXCEL | RD048-3VT/CFC-***T/A*B-**T/G |  | Water-Source | WBAHP: Heat Pump Packaged Unit | Heat Pump | 208 | 3 |  |  |  | Single-Speed |  |  |  | 46800 | 3295 | 14.2 | 11.2 | 55600 | 3621 | 4.5 | 4.2 | Federally-Regulated Commercial & Industrial Equipment | 05/13/2019 |  | 05/28/2019
FHP Manufacturing Company | GEOEXCEL | ES049-4CF/HZ/VT*-*****A |  | Ground-Source | WBAHP: Heat Pump Packaged Unit | Heat Pump | 460 | 3 |  |  |  | Dual-Speed |  |  |  | 49000 | 3161 | 15.5 | 13.4 | 38000 | 3093 | 3.6 | 3.1 | Non Federally-Regulated | 05/13/2019 |  | 05/28/2019
FHP Manufacturing Company | GEOEXCEL | ES049-4CF/HZ/VT*-*****A |  | Ground-Water-Source | WBAHP: Heat Pump Packaged Unit | Heat Pump | 460 | 3 |  |  |  | Dual-Speed |  |  |  | 54000 | 2842 | 19 | 16.2 | 48000 | 3349 | 4.2 | 3.6 | Non Federally-Regulated | 05/13/2019 |  | 05/28/2019
FHP Manufacturing Company | GEOEXCEL | ES049-4CF/HZ/VT*-*****A |  | Water-Source | WBAHP: Heat Pump Packaged Unit | Heat Pump | 460 | 3 |  |  |  | Dual-Speed |  |  |  | 48000 | 3636 | 13.2 | 11.2 | 58000 | 3541 | 4.8 | 4.2 | Federally-Regulated Commercial & Industrial Equipment | 05/13/2019 |  | 05/28/2019
FHP Manufacturing Company | GEOEXCEL | RD015-2HZC-***P*C-**T/G |  | Ground-Source | WBAHP: Heat Pump Packaged Unit | Heat Pump | 265 | 1 |  |  |  | Single-Speed |  |  |  | 14200 | 972 | 14.6 | 13.4 | 11300 | 1003 | 3.3 | 3.1 | Non Federally-Regulated | 05/13/2019 |  | 05/28/2019
FHP Manufacturing Company | GEOEXCEL | RD015-2HZC-***P*C-**T/G |  | Water-Source | WBAHP: Heat Pump Packaged Unit | Heat Pump | 265 | 1 |  |  |  | Single-Speed |  |  |  | 14200 | 1109 | 12.8 | 11.2 | 16100 | 1072 | 4.4 | 4.2 | Federally-Regulated Commercial & Industrial Equipment | 05/13/2019 |  | 05/28/2019
FHP Manufacturing Company | GEOEXCEL | RD048-4HZC-***P*B-**S |  | Water-Source | WBAHP: Heat Pump Packaged Unit | Heat Pump | 460 | 3 |  |  |  | Single-Speed |  |  |  | 45900 | 3530 | 13 | 11.2 | 56400 | 3844 | 4.3 | 4.2 | Federally-Regulated Commercial & Industrial Equipment | 05/13/2019 |  | 05/28/2019
FHP Manufacturing Company | GEOEXCEL | RD048-4VT/CFC-***T/A*B-**S |  | Water-Source | WBAHP: Heat Pump Packaged Unit | Heat Pump | 460 | 3 |  |  |  | Single-Speed |  |  |  | 46800 | 3342 | 14 | 11.2 | 55600 | 3621 | 4.5 | 4.2 | Federally-Regulated Commercial & Industrial Equipment | 05/13/2019 |  | 05/28/2019
FHP Manufacturing Company | GEOEXCEL | CU009-2**-*****B |  | Ground-Source | WBAHP-O: Heat Pump Packaged Un | Heat Pump | 265 | 1 |  |  |  | Single-Speed |  |  |  | 9100 | 587 | 15.5 | 13.4 | 6000 | 549 | 3.2 | 3.1 | Non Federally-Regulated | 05/13/2019 |  | 05/28/2019
FHP Manufacturing Company | GEOEXCEL | CU009-2**-*****B |  | Ground-Water-Source | WBAHP-O: Heat Pump Packaged Un | Heat Pump | 265 | 1 |  |  |  | Single-Speed |  |  |  | 10300 | 479 | 21.5 | 16.2 | 8000 | 601 | 3.9 | 3.6 | Non Federally-Regulated | 05/13/2019 |  | 05/28/2019
FHP Manufacturing Company | GEOEXCEL | CU009-2**-*****B |  | Water-Source | WBAHP-O: Heat Pump Packaged Un | Heat Pump | 265 | 1 |  |  |  | Single-Speed |  |  |  | 8700 | 669 | 13 | 11.2 | 9500 | 618 | 4.5 | 4.2 | Federally-Regulated Commercial & Industrial Equipment | 05/13/2019 |  | 05/28/2019
FHP Manufacturing Company | GEOEXCEL | RD042-3HZN-***P*B-**S |  | Water-Source | WBAHP: Heat Pump Packaged Unit | Heat Pump | 208 | 3 |  |  |  | Single-Speed |  |  |  | 40000 | 2919 | 13.7 | 11.2 | 43000 | 2930 | 4.3 | 4.2 | Federally-Regulated Commercial & Industrial Equipment | 05/13/2019 |  | 05/28/2019
FHP Manufacturing Company | GEOEXCEL | RD024-4VT/CFC-***T/A*B-**S |  | Water-Source | WBAHP: Heat Pump Packaged Unit | Heat Pump | 460 | 3 |  |  |  | Single-Speed |  |  |  | 23800 | 1687 | 14.1 | 11.2 | 26200 | 1706 | 4.5 | 4.2 | Federally-Regulated Commercial & Industrial Equipment | 05/13/2019 |  | 05/28/2019
FHP Manufacturing Company | GEOEXCEL | RD030-2VT/CFN-***T/A*C-**S |  | Water-Source | WBAHP: Heat Pump Packaged Unit | Heat Pump | 265 | 1 |  |  |  | Single-Speed |  |  |  | 30000 | 2181 | 13.75 | 11.2 | 32800 | 2089 | 4.6 | 4.2 | Federally-Regulated Commercial & Industrial Equipment | 05/13/2019 |  | 05/28/2019
FHP Manufacturing Company | GEOEXCEL | RD042-1VT/CFC-***T/A*B-**T/G |  | Ground-Source | WBAHP: Heat Pump Packaged Unit | Heat Pump | 208 | 1 |  |  |  | Single-Speed |  |  |  | 43500 | 2668 | 16.3 | 13.4 | 30100 | 2520 | 3.5 | 3.1 | Non Federally-Regulated | 05/13/2019 |  | 05/28/2019
FHP Manufacturing Company | GEOEXCEL | RD042-1VT/CFC-***T/A*B-**T/G |  | Water-Source | WBAHP: Heat Pump Packaged Unit | Heat Pump | 208 | 1 |  |  |  | Single-Speed |  |  |  | 40900 | 2900 | 14.1 | 11.2 | 45300 | 3017 | 4.4 | 4.2 | Federally-Regulated Commercial & Industrial Equipment | 05/13/2019 |  | 05/28/2019
FHP Manufacturing Company | GEOEXCEL | RD042-1HZN-***P*B-**S |  | Water-Source | WBAHP: Heat Pump Packaged Unit | Heat Pump | 208 | 1 |  |  |  | Single-Speed |  |  |  | 40000 | 2919 | 13.7 | 11.2 | 43000 | 2930 | 4.3 | 4.2 | Federally-Regulated Commercial & Industrial Equipment | 05/13/2019 |  | 05/28/2019
FHP Manufacturing Company | GEOEXCEL | EP012-2VTC |  | Ground-Source | WBAHP: Heat Pump Packaged Unit | Heat Pump | 265 | 1 |  |  |  | Single-Speed |  |  |  | 13000 | 742 | 17.5 | 13.4 | 10000 | 814 | 3.6 | 3.1 | Non Federally-Regulated | 05/13/2019 |  | 05/28/2019
FHP Manufacturing Company | GEOEXCEL | EP012-2VTC |  | Ground-Water-Source | WBAHP: Heat Pump Packaged Unit | Heat Pump | 265 | 1 |  |  |  | Single-Speed |  |  |  | 14600 | 643 | 22.7 | 16.2 | 13000 | 886 | 4.3 | 3.6 | Non Federally-Regulated | 05/13/2019 |  | 05/28/2019
FHP Manufacturing Company | GEOEXCEL | EP012-2VTC |  | Water-Source | WBAHP: Heat Pump Packaged Unit | Heat Pump | 265 | 1 |  |  |  | Single-Speed |  |  |  | 12200 | 818 | 14.9 | 11.2 | 16500 | 948 | 5.1 | 4.2 | Federally-Regulated Commercial & Industrial Equipment | 05/13/2019 |  | 05/28/2019
FHP Manufacturing Company | GEOEXCEL | RD048-3HZC-***T/A*B-**S |  | Water-Source | WBAHP: Heat Pump Packaged Unit | Heat Pump | 208 | 3 |  |  |  | Single-Speed |  |  |  | 46800 | 3342 | 14 | 11.2 | 55600 | 3621 | 4.5 | 4.2 | Federally-Regulated Commercial & Industrial Equipment | 05/13/2019 |  | 05/28/2019
FHP Manufacturing Company | GEOEXCEL | RD030-2VT/CFC-***T/A*C-**S |  | Water-Source | WBAHP: Heat Pump Packaged Unit | Heat Pump | 265 | 1 |  |  |  | Single-Speed |  |  |  | 30000 | 2105 | 14.25 | 11.2 | 32800 | 2089 | 4.6 | 4.2 | Federally-Regulated Commercial & Industrial Equipment | 05/13/2019 |  | 05/28/2019
FHP Manufacturing Company | GEOEXCEL | RD042-3HZC-***P*B-**T/G |  | Ground-Source | WBAHP: Heat Pump Packaged Unit | Heat Pump | 208 | 3 |  |  |  | Single-Speed |  |  |  | 42600 | 2878 | 14.8 | 13.4 | 31000 | 2753 | 3.3 | 3.1 | Non Federally-Regulated | 05/13/2019 |  | 05/28/2019
FHP Manufacturing Company | GEOEXCEL | RD042-3HZC-***P*B-**T/G |  | Water-Source | WBAHP: Heat Pump Packaged Unit | Heat Pump | 208 | 3 |  |  |  | Single-Speed |  |  |  | 40000 | 2919 | 13.7 | 11.2 | 46300 | 3155 | 4.3 | 4.2 | Federally-Regulated Commercial & Industrial Equipment | 05/13/2019 |  | 05/28/2019
FHP Manufacturing Company | GEOEXCEL | RD036-2VT/CFN-***T/A*B-**T/G |  | Ground-Source | WBAHP: Heat Pump Packaged Unit | Heat Pump | 265 | 1 |  |  |  | Single-Speed |  |  |  | 40200 | 2271 | 17.7 | 13.4 | 26500 | 2157 | 3.6 | 3.1 | Non Federally-Regulated | 05/13/2019 |  | 05/28/2019
FHP Manufacturing Company | GEOEXCEL | RD036-2VT/CFN-***T/A*B-**T/G |  | Water-Source | WBAHP: Heat Pump Packaged Unit | Heat Pump | 265 | 1 |  |  |  | Single-Speed |  |  |  | 38200 | 2758 | 13.85 | 11.2 | 41400 | 2666 | 4.6 | 4.2 | Federally-Regulated Commercial & Industrial Equipment | 05/13/2019 |  | 05/28/2019
FHP Manufacturing Company | GEOEXCEL | RD030-1HZN-***T/A*C-**S |  | Water-Source | WBAHP: Heat Pump Packaged Unit | Heat Pump | 208 | 1 |  |  |  | Single-Speed |  |  |  | 30000 | 2181 | 13.75 | 11.2 | 32800 | 2089 | 4.6 | 4.2 | Federally-Regulated Commercial & Industrial Equipment | 05/13/2019 |  | 05/28/2019
FHP Manufacturing Company | GEOEXCEL | RD018-1HZC-***P*B-**S |  | Water-Source | WBAHP: Heat Pump Packaged Unit | Heat Pump | 208 | 1 |  |  |  | Single-Speed |  |  |  | 19400 | 1447 | 13.4 | 11.2 | 22200 | 1414 | 4.6 | 4.2 | Federally-Regulated Commercial & Industrial Equipment | 05/13/2019 |  | 05/28/2019
FHP Manufacturing Company | GEOEXCEL | RD024-1HZN-***P*B-**T/G |  | Ground-Source | WBAHP: Heat Pump Packaged Unit | Heat Pump | 208 | 1 |  |  |  | Single-Speed |  |  |  | 25000 | 1612 | 15.5 | 13.4 | 17000 | 1465 | 3.4 | 3.1 | Non Federally-Regulated | 05/13/2019 |  | 05/28/2019
FHP Manufacturing Company | GEOEXCEL | RD024-1HZN-***P*B-**T/G |  | Water-Source | WBAHP: Heat Pump Packaged Unit | Heat Pump | 208 | 1 |  |  |  | Single-Speed |  |  |  | 23400 | 1779 | 13.15 | 11.2 | 26600 | 1771 | 4.4 | 4.2 | Federally-Regulated Commercial & Industrial Equipment | 05/13/2019 |  | 05/28/2019
FHP Manufacturing Company | GEOEXCEL | RD036-3VT/CFC-***T/A*B-**S |  | Water-Source | WBAHP: Heat Pump Packaged Unit | Heat Pump | 208 | 3 |  |  |  | Single-Speed |  |  |  | 38200 | 2607 | 14.65 | 11.2 | 41400 | 2726 | 4.5 | 4.2 | Federally-Regulated Commercial & Industrial Equipment | 05/13/2019 |  | 05/28/2019
FHP Manufacturing Company | GEOEXCEL | ES025-2CF/HZ/VT*-*****A |  | Ground-Source | WBAHP: Heat Pump Packaged Unit | Heat Pump | 265 | 1 |  |  |  | Dual-Speed |  |  |  | 27500 | 1470 | 18.7 | 13.4 | 19000 | 1465 | 3.8 | 3.1 | Non Federally-Regulated | 05/13/2019 |  | 05/28/2019
FHP Manufacturing Company | GEOEXCEL | ES025-2CF/HZ/VT*-*****A |  | Ground-Water-Source | WBAHP: Heat Pump Packaged Unit | Heat Pump | 265 | 1 |  |  |  | Dual-Speed |  |  |  | 29000 | 1208 | 24 | 16.2 | 25000 | 1592 | 4.6 | 3.6 | Non Federally-Regulated | 05/13/2019 |  | 05/28/2019
FHP Manufacturing Company | GEOEXCEL | ES025-2CF/HZ/VT*-*****A |  | Water-Source | WBAHP: Heat Pump Packaged Unit | Heat Pump | 265 | 1 |  |  |  | Dual-Speed |  |  |  | 26000 | 1625 | 16 | 11.2 | 27600 | 1617 | 5 | 4.2 | Federally-Regulated Commercial & Industrial Equipment | 05/13/2019 |  | 05/28/2019
FHP Manufacturing Company | GEOEXCEL | RD030-3VT/CFN-***T/A*C-**T/G |  | Ground-Source | WBAHP: Heat Pump Packaged Unit | Heat Pump | 208 | 3 |  |  |  | Single-Speed |  |  |  | 31600 | 1805 | 17.5 | 13.4 | 20400 | 1758 | 3.4 | 3.1 | Non Federally-Regulated | 05/13/2019 |  | 05/28/2019
FHP Manufacturing Company | GEOEXCEL | RD030-3VT/CFN-***T/A*C-**T/G |  | Water-Source | WBAHP: Heat Pump Packaged Unit | Heat Pump | 208 | 3 |  |  |  | Single-Speed |  |  |  | 30000 | 2272 | 13.2 | 11.2 | 32800 | 2089 | 4.6 | 4.2 | Federally-Regulated Commercial & Industrial Equipment | 05/13/2019 |  | 05/28/2019
FHP Manufacturing Company | GEOEXCEL | RD024-3VT/CFC-***T/A*B-**T/G |  | Ground-Source | WBAHP: Heat Pump Packaged Unit | Heat Pump | 208 | 3 |  |  |  | Single-Speed |  |  |  | 25400 | 1539 | 16.5 | 13.4 | 16700 | 1398 | 3.5 | 3.1 | Non Federally-Regulated | 05/13/2019 |  | 05/28/2019
FHP Manufacturing Company | GEOEXCEL | RD024-3VT/CFC-***T/A*B-**T/G |  | Water-Source | WBAHP: Heat Pump Packaged Unit | Heat Pump | 208 | 3 |  |  |  | Single-Speed |  |  |  | 23800 | 1687 | 14.1 | 11.2 | 26200 | 1706 | 4.5 | 4.2 | Federally-Regulated Commercial & Industrial Equipment | 05/13/2019 |  | 05/28/2019
FHP Manufacturing Company | GEOEXCEL | RD042-3VT/CFN-***T/A*B-**S |  | Water-Source | WBAHP: Heat Pump Packaged Unit | Heat Pump | 208 | 3 |  |  |  | Single-Speed |  |  |  | 40900 | 2900 | 14.1 | 11.2 | 43000 | 2864 | 4.4 | 4.2 | Federally-Regulated Commercial & Industrial Equipment | 05/13/2019 |  | 05/28/2019
FHP Manufacturing Company | GEOEXCEL | RD048-3VT/CFN-***P*B-**T/G |  | Ground-Source | WBAHP: Heat Pump Packaged Unit | Heat Pump | 208 | 3 |  |  |  | Single-Speed |  |  |  | 48800 | 3275 | 14.9 | 13.4 | 35400 | 3051 | 3.4 | 3.1 | Non Federally-Regulated | 05/13/2019 |  | 05/28/2019
FHP Manufacturing Company | GEOEXCEL | RD048-3VT/CFN-***P*B-**T/G |  | Water-Source | WBAHP: Heat Pump Packaged Unit | Heat Pump | 208 | 3 |  |  |  | Single-Speed |  |  |  | 45900 | 3530 | 13 | 11.2 | 56400 | 3844 | 4.3 | 4.2 | Federally-Regulated Commercial & Industrial Equipment | 05/13/2019 |  | 05/28/2019
FHP Manufacturing Company | GEOEXCEL | RD036-2VT/CFN-***P*B-**S |  | Water-Source | WBAHP: Heat Pump Packaged Unit | Heat Pump | 265 | 1 |  |  |  | Single-Speed |  |  |  | 37900 | 2766 | 13.7 | 11.2 | 41800 | 2848 | 4.3 | 4.2 | Federally-Regulated Commercial & Industrial Equipment | 05/13/2019 |  | 05/28/2019
FHP Manufacturing Company | GEOEXCEL | RD036-1VT/CFC-***T/A*B-**T/G |  | Ground-Source | WBAHP: Heat Pump Packaged Unit | Heat Pump | 208 | 1 |  |  |  | Single-Speed |  |  |  | 40200 | 2271 | 17.7 | 13.4 | 26500 | 2157 | 3.6 | 3.1 | Non Federally-Regulated | 05/13/2019 |  | 05/28/2019
FHP Manufacturing Company | GEOEXCEL | RD036-1VT/CFC-***T/A*B-**T/G |  | Water-Source | WBAHP: Heat Pump Packaged Unit | Heat Pump | 208 | 1 |  |  |  | Single-Speed |  |  |  | 38200 | 2625 | 14.55 | 11.2 | 41400 | 2637 | 4.6 | 4.2 | Federally-Regulated Commercial & Industrial Equipment | 05/13/2019 |  | 05/28/2019
FHP Manufacturing Company | GEOEXCEL | EP042-3HZ/VT |  | Ground-Source | WBAHP: Heat Pump Packaged Unit | Heat Pump | 208 | 3 |  |  |  | Single-Speed |  |  |  | 42200 | 2125 | 19.85 | 13.4 | 26800 | 2122 | 3.7 | 3.1 | Non Federally-Regulated | 05/13/2019 |  | 05/28/2019
FHP Manufacturing Company | GEOEXCEL | EP042-3HZ/VT |  | Ground-Water-Source | WBAHP: Heat Pump Packaged Unit | Heat Pump | 208 | 3 |  |  |  | Single-Speed |  |  |  | 45000 | 1757 | 25.6 | 16.2 | 35000 | 2205 | 4.7 | 3.6 | Non Federally-Regulated | 05/13/2019 |  | 05/28/2019
FHP Manufacturing Company | GEOEXCEL | EP042-3HZ/VT |  | Water-Source | WBAHP: Heat Pump Packaged Unit | Heat Pump | 208 | 3 |  |  |  | Single-Speed |  |  |  | 40600 | 2671 | 15.2 | 11.2 | 42400 | 2259 | 5.5 | 4.2 | Federally-Regulated Commercial & Industrial Equipment | 05/13/2019 |  | 05/28/2019
FHP Manufacturing Company | GEOEXCEL | RD048-1VT/CFC-***P*B-**S |  | Water-Source | WBAHP: Heat Pump Packaged Unit | Heat Pump | 208 | 1 |  |  |  | Single-Speed |  |  |  | 45900 | 3530 | 13 | 11.2 | 56400 | 3844 | 4.3 | 4.2 | Federally-Regulated Commercial & Industrial Equipment | 05/13/2019 |  | 05/28/2019
FHP Manufacturing Company | GEOEXCEL | RD024-3HZC-***P*B-**S |  | Water-Source | WBAHP: Heat Pump Packaged Unit | Heat Pump | 208 | 3 |  |  |  | Single-Speed |  |  |  | 23400 | 1746 | 13.4 | 11.2 | 26600 | 1771 | 4.4 | 4.2 | Federally-Regulated Commercial & Industrial Equipment | 05/13/2019 |  | 05/28/2019
FHP Manufacturing Company | GEOEXCEL | RD012-2HZ*-***P*C-**T/G |  | Ground-Source | WBAHP: Heat Pump Packaged Unit | Heat Pump | 265 | 1 |  |  |  | Single-Speed |  |  |  | 11800 | 836 | 14.1 | 13.4 | 8700 | 796 | 3.2 | 3.1 | Non Federally-Regulated | 05/13/2019 |  | 05/28/2019
FHP Manufacturing Company | GEOEXCEL | RD012-2HZ*-***P*C-**T/G |  | Water-Source | WBAHP: Heat Pump Packaged Unit | Heat Pump | 265 | 1 |  |  |  | Single-Speed |  |  |  | 10900 | 893 | 12.2 | 11.2 | 13000 | 886 | 4.3 | 4.2 | Federally-Regulated Commercial & Industrial Equipment | 05/13/2019 |  | 05/28/2019
FHP Manufacturing Company | GEOEXCEL | EP015-1HZ/VT |  | Ground-Source | WBAHP: Heat Pump Packaged Unit | Heat Pump | 208 | 1 |  |  |  | Single-Speed |  |  |  | 16200 | 786 | 20.6 | 13.4 | 11000 | 826 | 3.9 | 3.1 | Non Federally-Regulated | 05/13/2019 |  | 05/28/2019
FHP Manufacturing Company | GEOEXCEL | EP015-1HZ/VT |  | Ground-Water-Source | WBAHP: Heat Pump Packaged Unit | Heat Pump | 208 | 1 |  |  |  | Single-Speed |  |  |  | 17000 | 590 | 28.8 | 16.2 | 13000 | 828 | 4.6 | 3.6 | Non Federally-Regulated | 05/13/2019 |  | 05/28/2019
FHP Manufacturing Company | GEOEXCEL | EP015-1HZ/VT |  | Water-Source | WBAHP: Heat Pump Packaged Unit | Heat Pump | 208 | 1 |  |  |  | Single-Speed |  |  |  | 15200 | 868 | 17.5 | 11.2 | 17500 | 915 | 5.6 | 4.2 | Federally-Regulated Commercial & Industrial Equipment | 05/13/2019 |  | 05/28/2019
FHP Manufacturing Company | GEOEXCEL | RD036-2HZC-***P*B-**T/G |  | Ground-Source | WBAHP: Heat Pump Packaged Unit | Heat Pump | 265 | 1 |  |  |  | Single-Speed |  |  |  | 39900 | 2360 | 16.9 | 13.4 | 26900 | 2252 | 3.5 | 3.1 | Non Federally-Regulated | 05/13/2019 |  | 05/28/2019
FHP Manufacturing Company | GEOEXCEL | RD036-2HZC-***P*B-**T/G |  | Water-Source | WBAHP: Heat Pump Packaged Unit | Heat Pump | 265 | 1 |  |  |  | Single-Speed |  |  |  | 37900 | 2678 | 14.15 | 11.2 | 41800 | 2722 | 4.5 | 4.2 | Federally-Regulated Commercial & Industrial Equipment | 05/13/2019 |  | 05/28/2019
FHP Manufacturing Company | GEOEXCEL | RD048-1VT/CFN-***P*B-**S |  | Water-Source | WBAHP: Heat Pump Packaged Unit | Heat Pump | 208 | 1 |  |  |  | Single-Speed |  |  |  | 45900 | 3530 | 13 | 11.2 | 56400 | 3844 | 4.3 | 4.2 | Federally-Regulated Commercial & Industrial Equipment | 05/13/2019 |  | 05/28/2019
FHP Manufacturing Company | GEOEXCEL | RD030-4HZN-***P*C-**S |  | Water-Source | WBAHP: Heat Pump Packaged Unit | Heat Pump | 460 | 3 |  |  |  | Single-Speed |  |  |  | 29200 | 2212 | 13.2 | 11.2 | 33400 | 2276 | 4.3 | 4.2 | Federally-Regulated Commercial & Industrial Equipment | 05/13/2019 |  | 05/28/2019
FHP Manufacturing Company | GEOEXCEL | RD048-3HZN-***T/A*B-**S |  | Water-Source | WBAHP: Heat Pump Packaged Unit | Heat Pump | 208 | 3 |  |  |  | Single-Speed |  |  |  | 46800 | 3479 | 13.45 | 11.2 | 55600 | 3703 | 4.4 | 4.2 | Federally-Regulated Commercial & Industrial Equipment | 05/13/2019 |  | 05/28/2019
FHP Manufacturing Company | GEOEXCEL | RD024-3HZN-***T/A*B-**S |  | Water-Source | WBAHP: Heat Pump Packaged Unit | Heat Pump | 208 | 3 |  |  |  | Single-Speed |  |  |  | 23800 | 1776 | 13.4 | 11.2 | 26200 | 1669 | 4.6 | 4.2 | Federally-Regulated Commercial & Industrial Equipment | 05/13/2019 |  | 05/28/2019
FHP Manufacturing Company | GEOEXCEL | RD018-1VT/CFN-***T/A*B-**S |  | Water-Source | WBAHP: Heat Pump Packaged Unit | Heat Pump | 208 | 1 |  |  |  | Single-Speed |  |  |  | 19700 | 1382 | 14.25 | 11.2 | 21900 | 1337 | 4.8 | 4.2 | Federally-Regulated Commercial & Industrial Equipment | 05/13/2019 |  | 05/28/2019
FHP Manufacturing Company | GEOEXCEL | RD015-1HZC-***P*C-**T/G |  | Ground-Source | WBAHP: Heat Pump Packaged Unit | Heat Pump | 208 | 1 |  |  |  | Single-Speed |  |  |  | 14200 | 972 | 14.6 | 13.4 | 11300 | 1003 | 3.3 | 3.1 | Non Federally-Regulated | 05/13/2019 |  | 05/28/2019
FHP Manufacturing Company | GEOEXCEL | RD015-1HZC-***P*C-**T/G |  | Water-Source | WBAHP: Heat Pump Packaged Unit | Heat Pump | 208 | 1 |  |  |  | Single-Speed |  |  |  | 14200 | 1109 | 12.8 | 11.2 | 16100 | 1072 | 4.4 | 4.2 | Federally-Regulated Commercial & Industrial Equipment | 05/13/2019 |  | 05/28/2019
FHP Manufacturing Company | GEOEXCEL | RD048-5VT/CFC-***P*B-**S |  | Water-Source | WBAHP: Heat Pump Packaged Unit | Heat Pump | 575 | 3 |  |  |  | Single-Speed |  |  |  | 45900 | 3530 | 13 | 11.2 | 56400 | 3844 | 4.3 | 4.2 | Federally-Regulated Commercial & Industrial Equipment | 05/13/2019 |  | 05/28/2019
FHP Manufacturing Company | GEOEXCEL | RD048-1HZN-***T/A*B-**T/G |  | Ground-Source | WBAHP: Heat Pump Packaged Unit | Heat Pump | 208 | 1 |  |  |  | Single-Speed |  |  |  | 49600 | 3042 | 16.3 | 13.4 | 34600 | 2816 | 3.6 | 3.1 | Non Federally-Regulated | 05/13/2019 |  | 05/28/2019
FHP Manufacturing Company | GEOEXCEL | RD048-1HZN-***T/A*B-**T/G |  | Water-Source | WBAHP: Heat Pump Packaged Unit | Heat Pump | 208 | 1 |  |  |  | Single-Speed |  |  |  | 46800 | 3391 | 13.8 | 11.2 | 55600 | 3621 | 4.5 | 4.2 | Federally-Regulated Commercial & Industrial Equipment | 05/13/2019 |  | 05/28/2019
FHP Manufacturing Company | GEOEXCEL | RD024-2VT/CFN-***T/A*B-**T/G |  | Ground-Source | WBAHP: Heat Pump Packaged Unit | Heat Pump | 265 | 1 |  |  |  | Single-Speed |  |  |  | 25400 | 1539 | 16.5 | 13.4 | 16700 | 1398 | 3.5 | 3.1 | Non Federally-Regulated | 05/13/2019 |  | 05/28/2019
FHP Manufacturing Company | GEOEXCEL | RD024-2VT/CFN-***T/A*B-**T/G |  | Water-Source | WBAHP: Heat Pump Packaged Unit | Heat Pump | 265 | 1 |  |  |  | Single-Speed |  |  |  | 23800 | 1769 | 13.45 | 11.2 | 26200 | 1706 | 4.5 | 4.2 | Federally-Regulated Commercial & Industrial Equipment | 05/13/2019 |  | 05/28/2019
FHP Manufacturing Company | GEOEXCEL | RD036-1HZC-***P*B-**S |  | Water-Source | WBAHP: Heat Pump Packaged Unit | Heat Pump | 208 | 1 |  |  |  | Single-Speed |  |  |  | 37900 | 2678 | 14.15 | 11.2 | 41800 | 2848 | 4.3 | 4.2 | Federally-Regulated Commercial & Industrial Equipment | 05/13/2019 |  | 05/28/2019
FHP Manufacturing Company | GEOEXCEL | RD015-2VT/CFC-***T/A*C-**S |  | Water-Source | WBAHP: Heat Pump Packaged Unit | Heat Pump | 265 | 1 |  |  |  | Single-Speed |  |  |  | 13700 | 985 | 13.9 | 11.2 | 15500 | 1032 | 4.4 | 4.2 | Federally-Regulated Commercial & Industrial Equipment | 05/13/2019 |  | 05/28/2019
FHP Manufacturing Company | GEOEXCEL | RD024-3VT/CFN-***T/A*B-**T/G |  | Ground-Source | WBAHP: Heat Pump Packaged Unit | Heat Pump | 208 | 3 |  |  |  | Single-Speed |  |  |  | 25400 | 1539 | 16.5 | 13.4 | 16700 | 1398 | 3.5 | 3.1 | Non Federally-Regulated | 05/13/2019 |  | 05/28/2019
FHP Manufacturing Company | GEOEXCEL | RD024-3VT/CFN-***T/A*B-**T/G |  | Water-Source | WBAHP: Heat Pump Packaged Unit | Heat Pump | 208 | 3 |  |  |  | Single-Speed |  |  |  | 23800 | 1769 | 13.45 | 11.2 | 26200 | 1706 | 4.5 | 4.2 | Federally-Regulated Commercial & Industrial Equipment | 05/13/2019 |  | 05/28/2019
FHP Manufacturing Company | GEOEXCEL | RD024-4HZN-***T/A*B-**T/G |  | Ground-Source | WBAHP: Heat Pump Packaged Unit | Heat Pump | 460 | 3 |  |  |  | Single-Speed |  |  |  | 25400 | 1539 | 16.5 | 13.4 | 16700 | 1398 | 3.5 | 3.1 | Non Federally-Regulated | 05/13/2019 |  | 05/28/2019
FHP Manufacturing Company | GEOEXCEL | RD024-4HZN-***T/A*B-**T/G |  | Water-Source | WBAHP: Heat Pump Packaged Unit | Heat Pump | 460 | 3 |  |  |  | Single-Speed |  |  |  | 23800 | 1769 | 13.45 | 11.2 | 26200 | 1706 | 4.5 | 4.2 | Federally-Regulated Commercial & Industrial Equipment | 05/13/2019 |  | 05/28/2019
FHP Manufacturing Company | GEOEXCEL | RD015-2HZC-***T/A*C-**S |  | Water-Source | WBAHP: Heat Pump Packaged Unit | Heat Pump | 265 | 1 |  |  |  | Single-Speed |  |  |  | 13700 | 985 | 13.9 | 11.2 | 15500 | 1032 | 4.4 | 4.2 | Federally-Regulated Commercial & Industrial Equipment | 05/13/2019 |  | 05/28/2019
FHP Manufacturing Company | GEOEXCEL | RD024-2HZC-***T/A*B-**S |  | Water-Source | WBAHP: Heat Pump Packaged Unit | Heat Pump | 265 | 1 |  |  |  | Single-Speed |  |  |  | 23800 | 1687 | 14.1 | 11.2 | 26200 | 1706 | 4.5 | 4.2 | Federally-Regulated Commercial & Industrial Equipment | 05/13/2019 |  | 05/28/2019
FHP Manufacturing Company | GEOEXCEL | RD018-2HZC-***P*B-**T/G |  | Ground-Source | WBAHP: Heat Pump Packaged Unit | Heat Pump | 265 | 1 |  |  |  | Single-Speed |  |  |  | 21200 | 1341 | 15.8 | 13.4 | 14300 | 1197 | 3.5 | 3.1 | Non Federally-Regulated | 05/13/2019 |  | 05/28/2019
FHP Manufacturing Company | GEOEXCEL | RD018-2HZC-***P*B-**T/G |  | Water-Source | WBAHP: Heat Pump Packaged Unit | Heat Pump | 265 | 1 |  |  |  | Single-Speed |  |  |  | 19400 | 1447 | 13.4 | 11.2 | 22200 | 1414 | 4.6 | 4.2 | Federally-Regulated Commercial & Industrial Equipment | 05/13/2019 |  | 05/28/2019
FHP Manufacturing Company | GEOEXCEL | RD048-1HZC-***T/A*B-**T/G |  | Ground-Source | WBAHP: Heat Pump Packaged Unit | Heat Pump | 208 | 1 |  |  |  | Single-Speed |  |  |  | 49600 | 3042 | 16.3 | 13.4 | 34600 | 2816 | 3.6 | 3.1 | Non Federally-Regulated | 05/13/2019 |  | 05/28/2019
FHP Manufacturing Company | GEOEXCEL | RD048-1HZC-***T/A*B-**T/G |  | Water-Source | WBAHP: Heat Pump Packaged Unit | Heat Pump | 208 | 1 |  |  |  | Single-Speed |  |  |  | 46800 | 3295 | 14.2 | 11.2 | 55600 | 3621 | 4.5 | 4.2 | Federally-Regulated Commercial & Industrial Equipment | 05/13/2019 |  | 05/28/2019
FHP Manufacturing Company | GEOEXCEL | RD007-2VTN-***P*C-**T/G |  | Ground-Source | WBAHP: Heat Pump Packaged Unit | Heat Pump | 265 | 1 |  |  |  | Single-Speed |  |  |  | 6800 | 450 | 15.1 | 13.4 | 4900 | 422 | 3.4 | 3.1 | Non Federally-Regulated | 05/13/2019 |  | 05/28/2019
FHP Manufacturing Company | GEOEXCEL | RD007-2VTN-***P*C-**T/G |  | Water-Source | WBAHP: Heat Pump Packaged Unit | Heat Pump | 265 | 1 |  |  |  | Single-Speed |  |  |  | 6100 | 465 | 13.1 | 11.2 | 7800 | 457 | 5 | 4.2 | Federally-Regulated Commercial & Industrial Equipment | 05/13/2019 |  | 05/28/2019
FHP Manufacturing Company | GEOEXCEL | RD042-3HZN-***T/A*B-**T/G |  | Ground-Source | WBAHP: Heat Pump Packaged Unit | Heat Pump | 208 | 3 |  |  |  | Single-Speed |  |  |  | 43500 | 2668 | 16.3 | 13.4 | 30100 | 2520 | 3.5 | 3.1 | Non Federally-Regulated | 05/13/2019 |  | 05/28/2019
FHP Manufacturing Company | GEOEXCEL | RD042-3HZN-***T/A*B-**T/G |  | Water-Source | WBAHP: Heat Pump Packaged Unit | Heat Pump | 208 | 3 |  |  |  | Single-Speed |  |  |  | 40900 | 2900 | 14.1 | 11.2 | 45300 | 3017 | 4.4 | 4.2 | Federally-Regulated Commercial & Industrial Equipment | 05/13/2019 |  | 05/28/2019
FHP Manufacturing Company | GEOEXCEL | RD048-3VT/CFC-***T/A*B-**S |  | Water-Source | WBAHP: Heat Pump Packaged Unit | Heat Pump | 208 | 3 |  |  |  | Single-Speed |  |  |  | 46800 | 3342 | 14 | 11.2 | 55600 | 3621 | 4.5 | 4.2 | Federally-Regulated Commercial & Industrial Equipment | 05/13/2019 |  | 05/28/2019
FHP Manufacturing Company | GEOEXCEL | RD015-2HZN-***T/A*C-**T/G |  | Ground-Source | WBAHP: Heat Pump Packaged Unit | Heat Pump | 265 | 1 |  |  |  | Single-Speed |  |  |  | 14400 | 888 | 16.2 | 13.4 | 10700 | 950 | 3.3 | 3.1 | Non Federally-Regulated | 05/13/2019 |  | 05/28/2019
FHP Manufacturing Company | GEOEXCEL | RD015-2HZN-***T/A*C-**T/G |  | Water-Source | WBAHP: Heat Pump Packaged Unit | Heat Pump | 265 | 1 |  |  |  | Single-Speed |  |  |  | 13700 | 985 | 13.9 | 11.2 | 15500 | 1032 | 4.4 | 4.2 | Federally-Regulated Commercial & Industrial Equipment | 05/13/2019 |  | 05/28/2019
FHP Manufacturing Company | GEOEXCEL | RD048-4VT/CFC-***T/A*B-**T/G |  | Ground-Source | WBAHP: Heat Pump Packaged Unit | Heat Pump | 460 | 3 |  |  |  | Single-Speed |  |  |  | 49600 | 3042 | 16.3 | 13.4 | 34600 | 2816 | 3.6 | 3.1 | Non Federally-Regulated | 05/13/2019 |  | 05/28/2019
FHP Manufacturing Company | GEOEXCEL | RD048-4VT/CFC-***T/A*B-**T/G |  | Water-Source | WBAHP: Heat Pump Packaged Unit | Heat Pump | 460 | 3 |  |  |  | Single-Speed |  |  |  | 46800 | 3295 | 14.2 | 11.2 | 55600 | 3621 | 4.5 | 4.2 | Federally-Regulated Commercial & Industrial Equipment | 05/13/2019 |  | 05/28/2019
FHP Manufacturing Company | GEOEXCEL | RD009-1HZ*-***P*C-**T/G |  | Water-Source | WBAHP: Heat Pump Packaged Unit | Heat Pump | 208 | 1 |  |  |  | Single-Speed |  |  |  | 8200 | 661 | 12.4 | 11.2 | 9900 | 617 | 4.7 | 4.2 | Federally-Regulated Commercial & Industrial Equipment | 05/13/2019 |  | 05/28/2019
FHP Manufacturing Company | GEOEXCEL | EP024-1HZ/VT |  | Ground-Source | WBAHP: Heat Pump Packaged Unit | Heat Pump | 208 | 1 |  |  |  | Single-Speed |  |  |  | 26000 | 1313 | 19.8 | 13.4 | 18000 | 1425 | 3.7 | 3.1 | Non Federally-Regulated | 05/13/2019 |  | 05/28/2019
FHP Manufacturing Company | GEOEXCEL | EP024-1HZ/VT |  | Ground-Water-Source | WBAHP: Heat Pump Packaged Unit | Heat Pump | 208 | 1 |  |  |  | Single-Speed |  |  |  | 28400 | 1038 | 27.35 | 16.2 | 23700 | 1543 | 4.5 | 3.6 | Non Federally-Regulated | 05/13/2019 |  | 05/28/2019
FHP Manufacturing Company | GEOEXCEL | EP024-1HZ/VT |  | Water-Source | WBAHP: Heat Pump Packaged Unit | Heat Pump | 208 | 1 |  |  |  | Single-Speed |  |  |  | 24500 | 1445 | 16.95 | 11.2 | 28500 | 1561 | 5.4 | 4.2 | Federally-Regulated Commercial & Industrial Equipment | 05/13/2019 |  | 05/28/2019
FHP Manufacturing Company | GEOEXCEL | RD015-1VT/CFC-***T/A*C-**T/G |  | Ground-Source | WBAHP: Heat Pump Packaged Unit | Heat Pump | 208 | 1 |  |  |  | Single-Speed |  |  |  | 14400 | 888 | 16.2 | 13.4 | 10700 | 950 | 3.3 | 3.1 | Non Federally-Regulated | 05/13/2019 |  | 05/28/2019
FHP Manufacturing Company | GEOEXCEL | RD015-1VT/CFC-***T/A*C-**T/G |  | Water-Source | WBAHP: Heat Pump Packaged Unit | Heat Pump | 208 | 1 |  |  |  | Single-Speed |  |  |  | 13700 | 985 | 13.9 | 11.2 | 15500 | 1032 | 4.4 | 4.2 | Federally-Regulated Commercial & Industrial Equipment | 05/13/2019 |  | 05/28/2019
FHP Manufacturing Company | GEOEXCEL | RD041-1VT/CFC-***T/A*B-**T/G |  | Ground-Source | WBAHP: Heat Pump Packaged Unit | Heat Pump | 208 | 1 |  |  |  | Single-Speed |  |  |  | 42200 | 2654 | 15.9 | 13.4 | 28500 | 2320 | 3.6 | 3.1 | Non Federally-Regulated | 05/13/2019 |  | 05/28/2019
FHP Manufacturing Company | GEOEXCEL | RD041-1VT/CFC-***T/A*B-**T/G |  | Water-Source | WBAHP: Heat Pump Packaged Unit | Heat Pump | 208 | 1 |  |  |  | Single-Speed |  |  |  | 40500 | 2977 | 13.6 | 11.2 | 43700 | 2910 | 4.4 | 4.2 | Federally-Regulated Commercial & Industrial Equipment | 05/13/2019 |  | 05/28/2019
FHP Manufacturing Company | GEOEXCEL | RD048-3VT/CFN-***T/A*B-**S |  | Water-Source | WBAHP: Heat Pump Packaged Unit | Heat Pump | 208 | 3 |  |  |  | Single-Speed |  |  |  | 46800 | 3479 | 13.45 | 11.2 | 55600 | 3703 | 4.4 | 4.2 | Federally-Regulated Commercial & Industrial Equipment | 05/13/2019 |  | 05/28/2019
FHP Manufacturing Company | GEOEXCEL | RD018-2HZC-***T/A*B-**T/G |  | Ground-Source | WBAHP: Heat Pump Packaged Unit | Heat Pump | 265 | 1 |  |  |  | Single-Speed |  |  |  | 21500 | 1352 | 15.9 | 13.4 | 14100 | 1116 | 3.7 | 3.1 | Non Federally-Regulated | 05/13/2019 |  | 05/28/2019
FHP Manufacturing Company | GEOEXCEL | RD018-2HZC-***T/A*B-**T/G |  | Water-Source | WBAHP: Heat Pump Packaged Unit | Heat Pump | 265 | 1 |  |  |  | Single-Speed |  |  |  | 19700 | 1382 | 14.25 | 11.2 | 21900 | 1337 | 4.8 | 4.2 | Federally-Regulated Commercial & Industrial Equipment | 05/13/2019 |  | 05/28/2019
FHP Manufacturing Company | GEOEXCEL | RD018-2VT/CFN-***P*B-**S |  | Water-Source | WBAHP: Heat Pump Packaged Unit | Heat Pump | 265 | 1 |  |  |  | Single-Speed |  |  |  | 19400 | 1469 | 13.2 | 11.2 | 22200 | 1414 | 4.6 | 4.2 | Federally-Regulated Commercial & Industrial Equipment | 05/13/2019 |  | 05/28/2019
FHP Manufacturing Company | GEOEXCEL | RD030-4HZC-***P*C-**S |  | Water-Source | WBAHP: Heat Pump Packaged Unit | Heat Pump | 460 | 3 |  |  |  | Single-Speed |  |  |  | 29200 | 2212 | 13.2 | 11.2 | 33400 | 2276 | 4.3 | 4.2 | Federally-Regulated Commercial & Industrial Equipment | 05/13/2019 |  | 05/28/2019
FHP Manufacturing Company | GEOEXCEL | RD024-1VT/CFC-***P*B-**T/G |  | Ground-Source | WBAHP: Heat Pump Packaged Unit | Heat Pump | 208 | 1 |  |  |  | Single-Speed |  |  |  | 25000 | 1612 | 15.5 | 13.4 | 17000 | 1465 | 3.4 | 3.1 | Non Federally-Regulated | 05/13/2019 |  | 05/28/2019
FHP Manufacturing Company | GEOEXCEL | RD024-1VT/CFC-***P*B-**T/G |  | Water-Source | WBAHP: Heat Pump Packaged Unit | Heat Pump | 208 | 1 |  |  |  | Single-Speed |  |  |  | 23400 | 1746 | 13.4 | 11.2 | 26600 | 1771 | 4.4 | 4.2 | Federally-Regulated Commercial & Industrial Equipment | 05/13/2019 |  | 05/28/2019
FHP Manufacturing Company | GEOEXCEL | RD042-4VT/CFN-***T/A*B-**S |  | Water-Source | WBAHP: Heat Pump Packaged Unit | Heat Pump | 460 | 3 |  |  |  | Single-Speed |  |  |  | 40900 | 2900 | 14.1 | 11.2 | 43000 | 2864 | 4.4 | 4.2 | Federally-Regulated Commercial & Industrial Equipment | 05/13/2019 |  | 05/28/2019
FHP Manufacturing Company | GEOEXCEL | RD024-2VT/CFC-***T/A*B-**S |  | Water-Source | WBAHP: Heat Pump Packaged Unit | Heat Pump | 265 | 1 |  |  |  | Single-Speed |  |  |  | 23800 | 1687 | 14.1 | 11.2 | 26200 | 1706 | 4.5 | 4.2 | Federally-Regulated Commercial & Industrial Equipment | 05/13/2019 |  | 05/28/2019
FHP Manufacturing Company | GEOEXCEL | RD030-4VT/CFC-***T/A*C-**S |  | Water-Source | WBAHP: Heat Pump Packaged Unit | Heat Pump | 460 | 3 |  |  |  | Single-Speed |  |  |  | 30000 | 2105 | 14.25 | 11.2 | 32800 | 2089 | 4.6 | 4.2 | Federally-Regulated Commercial & Industrial Equipment | 05/13/2019 |  | 05/28/2019
FHP Manufacturing Company | GEOEXCEL | RD048-5VT/CFC-***P*B-**T/G |  | Ground-Source | WBAHP: Heat Pump Packaged Unit | Heat Pump | 575 | 3 |  |  |  | Single-Speed |  |  |  | 48800 | 3275 | 14.9 | 13.4 | 35400 | 3051 | 3.4 | 3.1 | Non Federally-Regulated | 05/13/2019 |  | 05/28/2019
FHP Manufacturing Company | GEOEXCEL | RD048-5VT/CFC-***P*B-**T/G |  | Water-Source | WBAHP: Heat Pump Packaged Unit | Heat Pump | 575 | 3 |  |  |  | Single-Speed |  |  |  | 45900 | 3530 | 13 | 11.2 | 56400 | 3844 | 4.3 | 4.2 | Federally-Regulated Commercial & Industrial Equipment | 05/13/2019 |  | 05/28/2019
FHP Manufacturing Company | GEOEXCEL | RD036-4VT/CFN-***T/A*B-**T/G |  | Ground-Source | WBAHP: Heat Pump Packaged Unit | Heat Pump | 460 | 3 |  |  |  | Single-Speed |  |  |  | 40200 | 2271 | 17.7 | 13.4 | 26500 | 2157 | 3.6 | 3.1 | Non Federally-Regulated | 05/13/2019 |  | 05/28/2019
FHP Manufacturing Company | GEOEXCEL | RD036-4VT/CFN-***T/A*B-**T/G |  | Water-Source | WBAHP: Heat Pump Packaged Unit | Heat Pump | 460 | 3 |  |  |  | Single-Speed |  |  |  | 38200 | 2758 | 13.85 | 11.2 | 41400 | 2666 | 4.6 | 4.2 | Federally-Regulated Commercial & Industrial Equipment | 05/13/2019 |  | 05/28/2019
FHP Manufacturing Company | GEOEXCEL | RD030-3VT/CFN-***P*C-**S |  | Water-Source | WBAHP: Heat Pump Packaged Unit | Heat Pump | 208 | 3 |  |  |  | Single-Speed |  |  |  | 29200 | 2212 | 13.2 | 11.2 | 33400 | 2276 | 4.3 | 4.2 | Federally-Regulated Commercial & Industrial Equipment | 05/13/2019 |  | 05/28/2019
FHP Manufacturing Company | GEOEXCEL | CU012-0***-******C |  | Ground-Source | WBAHP-O: Heat Pump Packaged Un | Heat Pump | 115 | 1 |  |  |  | Single-Speed |  |  |  | 12200 | 813 | 15 | 13.4 | 8500 | 778 | 3.2 | 3.1 | Non Federally-Regulated | 05/13/2019 |  | 05/28/2019
FHP Manufacturing Company | GEOEXCEL | CU012-0***-******C |  | Ground-Water-Source | WBAHP-O: Heat Pump Packaged Un | Heat Pump | 115 | 1 |  |  |  | Single-Speed |  |  |  | 13700 | 691 | 19.8 | 16.2 | 11000 | 848 | 3.8 | 3.6 | Non Federally-Regulated | 05/13/2019 |  | 05/28/2019
FHP Manufacturing Company | GEOEXCEL | CU012-0***-******C |  | Water-Source | WBAHP-O: Heat Pump Packaged Un | Heat Pump | 115 | 1 |  |  |  | Single-Speed |  |  |  | 11700 | 921 | 12.7 | 11.2 | 12600 | 858 | 4.3 | 4.2 | Federally-Regulated Commercial & Industrial Equipment | 05/13/2019 |  | 05/28/2019
FHP Manufacturing Company | GEOEXCEL | RD030-4HZN-***P*C-**T/G |  | Ground-Source | WBAHP: Heat Pump Packaged Unit | Heat Pump | 460 | 3 |  |  |  | Single-Speed |  |  |  | 31000 | 2108 | 14.7 | 13.4 | 20900 | 1856 | 3.3 | 3.1 | Non Federally-Regulated | 05/13/2019 |  | 05/28/2019
FHP Manufacturing Company | GEOEXCEL | RD030-4HZN-***P*C-**T/G |  | Water-Source | WBAHP: Heat Pump Packaged Unit | Heat Pump | 460 | 3 |  |  |  | Single-Speed |  |  |  | 29200 | 2246 | 13 | 11.2 | 33400 | 2276 | 4.3 | 4.2 | Federally-Regulated Commercial & Industrial Equipment | 05/13/2019 |  | 05/28/2019
FHP Manufacturing Company | GEOEXCEL | RD024-3HZN-***T/A*B-**T/G |  | Ground-Source | WBAHP: Heat Pump Packaged Unit | Heat Pump | 208 | 3 |  |  |  | Single-Speed |  |  |  | 25400 | 1539 | 16.5 | 13.4 | 16700 | 1398 | 3.5 | 3.1 | Non Federally-Regulated | 05/13/2019 |  | 05/28/2019
FHP Manufacturing Company | GEOEXCEL | RD024-3HZN-***T/A*B-**T/G |  | Water-Source | WBAHP: Heat Pump Packaged Unit | Heat Pump | 208 | 3 |  |  |  | Single-Speed |  |  |  | 23800 | 1769 | 13.45 | 11.2 | 26200 | 1706 | 4.5 | 4.2 | Federally-Regulated Commercial & Industrial Equipment | 05/13/2019 |  | 05/28/2019
FHP Manufacturing Company | GEOEXCEL | RZ036-1VT/CF/HZ*-*****A |  | Ground-Source | WBAHP: Heat Pump Packaged Unit | Both Heat Pump and Electric Re | 208 | 1 |  |  |  | Dual-Speed |  |  |  | 40800 | 2019 | 20.2 | 13.4 | 28400 | 2107 | 4 | 3.1 | Non Federally-Regulated | 05/13/2019 |  | 05/28/2019
FHP Manufacturing Company | GEOEXCEL | RZ036-1VT/CF/HZ*-*****A |  | Ground-Water-Source | WBAHP: Heat Pump Packaged Unit | Both Heat Pump and Electric Re | 208 | 1 |  |  |  | Dual-Speed |  |  |  | 43300 | 1665 | 26 | 16.2 | 35900 | 2312 | 4.6 | 3.6 | Non Federally-Regulated | 05/13/2019 |  | 05/28/2019
FHP Manufacturing Company | GEOEXCEL | RZ036-1VT/CF/HZ*-*****A |  | Water-Source | WBAHP: Heat Pump Packaged Unit | Both Heat Pump and Electric Re | 208 | 1 |  |  |  | Dual-Speed |  |  |  | 39000 | 2142 | 18.2 | 11.2 | 42800 | 2459 | 5.1 | 4.2 | Federally-Regulated Commercial & Industrial Equipment | 05/13/2019 |  | 05/28/2019
FHP Manufacturing Company | GEOEXCEL | RD036-2HZN-***T/A*B-**T/G |  | Ground-Source | WBAHP: Heat Pump Packaged Unit | Heat Pump | 265 | 1 |  |  |  | Single-Speed |  |  |  | 40200 | 2271 | 17.7 | 13.4 | 26500 | 2157 | 3.6 | 3.1 | Non Federally-Regulated | 05/13/2019 |  | 05/28/2019
FHP Manufacturing Company | GEOEXCEL | RD036-2HZN-***T/A*B-**T/G |  | Water-Source | WBAHP: Heat Pump Packaged Unit | Heat Pump | 265 | 1 |  |  |  | Single-Speed |  |  |  | 38200 | 2758 | 13.85 | 11.2 | 41400 | 2666 | 4.6 | 4.2 | Federally-Regulated Commercial & Industrial Equipment | 05/13/2019 |  | 05/28/2019
FHP Manufacturing Company | GEOEXCEL | RD036-2HZC-***P*B-**S |  | Water-Source | WBAHP: Heat Pump Packaged Unit | Heat Pump | 265 | 1 |  |  |  | Single-Speed |  |  |  | 37900 | 2678 | 14.15 | 11.2 | 41800 | 2848 | 4.3 | 4.2 | Federally-Regulated Commercial & Industrial Equipment | 05/13/2019 |  | 05/28/2019
FHP Manufacturing Company | GEOEXCEL | RD036-3VT/CFC-***P*B-**T/G |  | Ground-Source | WBAHP: Heat Pump Packaged Unit | Heat Pump | 208 | 3 |  |  |  | Single-Speed |  |  |  | 39900 | 2360 | 16.9 | 13.4 | 26900 | 2252 | 3.5 | 3.1 | Non Federally-Regulated | 05/13/2019 |  | 05/28/2019
FHP Manufacturing Company | GEOEXCEL | RD036-3VT/CFC-***P*B-**T/G |  | Water-Source | WBAHP: Heat Pump Packaged Unit | Heat Pump | 208 | 3 |  |  |  | Single-Speed |  |  |  | 37900 | 2678 | 14.15 | 11.2 | 41800 | 2722 | 4.5 | 4.2 | Federally-Regulated Commercial & Industrial Equipment | 05/13/2019 |  | 05/28/2019
FHP Manufacturing Company | GEOEXCEL | RD036-1VT/CFN-***P*B-**S |  | Water-Source | WBAHP: Heat Pump Packaged Unit | Heat Pump | 208 | 1 |  |  |  | Single-Speed |  |  |  | 37900 | 2766 | 13.7 | 11.2 | 41800 | 2848 | 4.3 | 4.2 | Federally-Regulated Commercial & Industrial Equipment | 05/13/2019 |  | 05/28/2019
FHP Manufacturing Company | GEOEXCEL | RD036-4HZC-***P*B-**T/G |  | Ground-Source | WBAHP: Heat Pump Packaged Unit | Heat Pump | 460 | 3 |  |  |  | Single-Speed |  |  |  | 39900 | 2360 | 16.9 | 13.4 | 26900 | 2252 | 3.5 | 3.1 | Non Federally-Regulated | 05/13/2019 |  | 05/28/2019
FHP Manufacturing Company | GEOEXCEL | RD036-4HZC-***P*B-**T/G |  | Water-Source | WBAHP: Heat Pump Packaged Unit | Heat Pump | 460 | 3 |  |  |  | Single-Speed |  |  |  | 37900 | 2678 | 14.15 | 11.2 | 41800 | 2722 | 4.5 | 4.2 | Federally-Regulated Commercial & Industrial Equipment | 05/13/2019 |  | 05/28/2019
FHP Manufacturing Company | GEOEXCEL | RD048-4VT/CFN-***T/A*B-**T/G |  | Ground-Source | WBAHP: Heat Pump Packaged Unit | Heat Pump | 460 | 3 |  |  |  | Single-Speed |  |  |  | 49600 | 3042 | 16.3 | 13.4 | 34600 | 2816 | 3.6 | 3.1 | Non Federally-Regulated | 05/13/2019 |  | 05/28/2019
FHP Manufacturing Company | GEOEXCEL | RD048-4VT/CFN-***T/A*B-**T/G |  | Water-Source | WBAHP: Heat Pump Packaged Unit | Heat Pump | 460 | 3 |  |  |  | Single-Speed |  |  |  | 46800 | 3391 | 13.8 | 11.2 | 55600 | 3621 | 4.5 | 4.2 | Federally-Regulated Commercial & Industrial Equipment | 05/13/2019 |  | 05/28/2019
FHP Manufacturing Company | GEOEXCEL | RD048-1VT/CFN-***P*B-**T/G |  | Ground-Source | WBAHP: Heat Pump Packaged Unit | Heat Pump | 208 | 1 |  |  |  | Single-Speed |  |  |  | 48800 | 3275 | 14.9 | 13.4 | 35400 | 3051 | 3.4 | 3.1 | Non Federally-Regulated | 05/13/2019 |  | 05/28/2019
FHP Manufacturing Company | GEOEXCEL | RD048-1VT/CFN-***P*B-**T/G |  | Water-Source | WBAHP: Heat Pump Packaged Unit | Heat Pump | 208 | 1 |  |  |  | Single-Speed |  |  |  | 45900 | 3530 | 13 | 11.2 | 56400 | 3844 | 4.3 | 4.2 | Federally-Regulated Commercial & Industrial Equipment | 05/13/2019 |  | 05/28/2019
FHP Manufacturing Company | GEOEXCEL | RD024-2HZC-***P*B-**T/G |  | Ground-Source | WBAHP: Heat Pump Packaged Unit | Heat Pump | 265 | 1 |  |  |  | Single-Speed |  |  |  | 25000 | 1612 | 15.5 | 13.4 | 17000 | 1465 | 3.4 | 3.1 | Non Federally-Regulated | 05/13/2019 |  | 05/28/2019
FHP Manufacturing Company | GEOEXCEL | RD024-2HZC-***P*B-**T/G |  | Water-Source | WBAHP: Heat Pump Packaged Unit | Heat Pump | 265 | 1 |  |  |  | Single-Speed |  |  |  | 23400 | 1746 | 13.4 | 11.2 | 26600 | 1771 | 4.4 | 4.2 | Federally-Regulated Commercial & Industrial Equipment | 05/13/2019 |  | 05/28/2019
FHP Manufacturing Company | GEOEXCEL | EP018-1HZ/VT |  | Ground-Source | WBAHP: Heat Pump Packaged Unit | Heat Pump | 208 | 1 |  |  |  | Single-Speed |  |  |  | 20500 | 1078 | 19 | 13.4 | 14800 | 1141 | 3.8 | 3.1 | Non Federally-Regulated | 05/13/2019 |  | 05/28/2019
FHP Manufacturing Company | GEOEXCEL | EP018-1HZ/VT |  | Ground-Water-Source | WBAHP: Heat Pump Packaged Unit | Heat Pump | 208 | 1 |  |  |  | Single-Speed |  |  |  | 21300 | 832 | 25.6 | 16.2 | 17700 | 1152 | 4.5 | 3.6 | Non Federally-Regulated | 05/13/2019 |  | 05/28/2019
FHP Manufacturing Company | GEOEXCEL | EP018-1HZ/VT |  | Water-Source | WBAHP: Heat Pump Packaged Unit | Heat Pump | 208 | 1 |  |  |  | Single-Speed |  |  |  | 19500 | 1189 | 16.4 | 11.2 | 21300 | 1224 | 5.1 | 4.2 | Federally-Regulated Commercial & Industrial Equipment | 05/13/2019 |  | 05/28/2019
FHP Manufacturing Company | GEOEXCEL | RD042-1VT/CFC-***P*B-**S |  | Water-Source | WBAHP: Heat Pump Packaged Unit | Heat Pump | 208 | 1 |  |  |  | Single-Speed |  |  |  | 40000 | 2919 | 13.7 | 11.2 | 43000 | 2930 | 4.3 | 4.2 | Federally-Regulated Commercial & Industrial Equipment | 05/13/2019 |  | 05/28/2019
FHP Manufacturing Company | GEOEXCEL | RD018-2HZN-***P*B-**S |  | Water-Source | WBAHP: Heat Pump Packaged Unit | Heat Pump | 265 | 1 |  |  |  | Single-Speed |  |  |  | 19400 | 1469 | 13.2 | 11.2 | 22200 | 1414 | 4.6 | 4.2 | Federally-Regulated Commercial & Industrial Equipment | 05/13/2019 |  | 05/28/2019
FHP Manufacturing Company | GEOEXCEL | RD036-3HZN-***P*B-**T/G |  | Ground-Source | WBAHP: Heat Pump Packaged Unit | Heat Pump | 208 | 3 |  |  |  | Single-Speed |  |  |  | 39900 | 2360 | 16.9 | 13.4 | 26900 | 2252 | 3.5 | 3.1 | Non Federally-Regulated | 05/13/2019 |  | 05/28/2019
FHP Manufacturing Company | GEOEXCEL | RD036-3HZN-***P*B-**T/G |  | Water-Source | WBAHP: Heat Pump Packaged Unit | Heat Pump | 208 | 3 |  |  |  | Single-Speed |  |  |  | 37900 | 2817 | 13.45 | 11.2 | 41800 | 2784 | 4.4 | 4.2 | Federally-Regulated Commercial & Industrial Equipment | 05/13/2019 |  | 05/28/2019
FHP Manufacturing Company | GEOEXCEL | RD036-2VT/CFC-***T/A*B-**T/G |  | Ground-Source | WBAHP: Heat Pump Packaged Unit | Heat Pump | 265 | 1 |  |  |  | Single-Speed |  |  |  | 40200 | 2271 | 17.7 | 13.4 | 26500 | 2157 | 3.6 | 3.1 | Non Federally-Regulated | 05/13/2019 |  | 05/28/2019
FHP Manufacturing Company | GEOEXCEL | RD036-2VT/CFC-***T/A*B-**T/G |  | Water-Source | WBAHP: Heat Pump Packaged Unit | Heat Pump | 265 | 1 |  |  |  | Single-Speed |  |  |  | 38200 | 2625 | 14.55 | 11.2 | 41400 | 2637 | 4.6 | 4.2 | Federally-Regulated Commercial & Industrial Equipment | 05/13/2019 |  | 05/28/2019
FHP Manufacturing Company | GEOEXCEL | RD036-3VT/CFN-***P*B-**T/G |  | Ground-Source | WBAHP: Heat Pump Packaged Unit | Heat Pump | 208 | 3 |  |  |  | Single-Speed |  |  |  | 39900 | 2360 | 16.9 | 13.4 | 26900 | 2252 | 3.5 | 3.1 | Non Federally-Regulated | 05/13/2019 |  | 05/28/2019
FHP Manufacturing Company | GEOEXCEL | RD036-3VT/CFN-***P*B-**T/G |  | Water-Source | WBAHP: Heat Pump Packaged Unit | Heat Pump | 208 | 3 |  |  |  | Single-Speed |  |  |  | 37900 | 2817 | 13.45 | 11.2 | 41800 | 2784 | 4.4 | 4.2 | Federally-Regulated Commercial & Industrial Equipment | 05/13/2019 |  | 05/28/2019
FHP Manufacturing Company | GEOEXCEL | EP024-2HZ/VT |  | Ground-Source | WBAHP: Heat Pump Packaged Unit | Heat Pump | 265 | 1 |  |  |  | Single-Speed |  |  |  | 26000 | 1313 | 19.8 | 13.4 | 18000 | 1425 | 3.7 | 3.1 | Non Federally-Regulated | 05/13/2019 |  | 05/28/2019
FHP Manufacturing Company | GEOEXCEL | EP024-2HZ/VT |  | Ground-Water-Source | WBAHP: Heat Pump Packaged Unit | Heat Pump | 265 | 1 |  |  |  | Single-Speed |  |  |  | 28400 | 1038 | 27.35 | 16.2 | 23700 | 1543 | 4.5 | 3.6 | Non Federally-Regulated | 05/13/2019 |  | 05/28/2019
FHP Manufacturing Company | GEOEXCEL | EP024-2HZ/VT |  | Water-Source | WBAHP: Heat Pump Packaged Unit | Heat Pump | 265 | 1 |  |  |  | Single-Speed |  |  |  | 24500 | 1445 | 16.95 | 11.2 | 28500 | 1561 | 5.4 | 4.2 | Federally-Regulated Commercial & Industrial Equipment | 05/13/2019 |  | 05/28/2019
FHP Manufacturing Company | GEOEXCEL | RD048-3HZN-***P*B-**T/G |  | Ground-Source | WBAHP: Heat Pump Packaged Unit | Heat Pump | 208 | 3 |  |  |  | Single-Speed |  |  |  | 48800 | 3275 | 14.9 | 13.4 | 35400 | 3051 | 3.4 | 3.1 | Non Federally-Regulated | 05/13/2019 |  | 05/28/2019
FHP Manufacturing Company | GEOEXCEL | RD048-3HZN-***P*B-**T/G |  | Water-Source | WBAHP: Heat Pump Packaged Unit | Heat Pump | 208 | 3 |  |  |  | Single-Speed |  |  |  | 45900 | 3530 | 13 | 11.2 | 56400 | 3844 | 4.3 | 4.2 | Federally-Regulated Commercial & Industrial Equipment | 05/13/2019 |  | 05/28/2019
FHP Manufacturing Company | GEOEXCEL | RD024-2VT/CFN-***P*B-**T/G |  | Ground-Source | WBAHP: Heat Pump Packaged Unit | Heat Pump | 265 | 1 |  |  |  | Single-Speed |  |  |  | 25000 | 1612 | 15.5 | 13.4 | 17000 | 1465 | 3.4 | 3.1 | Non Federally-Regulated | 05/13/2019 |  | 05/28/2019
FHP Manufacturing Company | GEOEXCEL | RD024-2VT/CFN-***P*B-**T/G |  | Water-Source | WBAHP: Heat Pump Packaged Unit | Heat Pump | 265 | 1 |  |  |  | Single-Speed |  |  |  | 23400 | 1779 | 13.15 | 11.2 | 26600 | 1771 | 4.4 | 4.2 | Federally-Regulated Commercial & Industrial Equipment | 05/13/2019 |  | 05/28/2019
FHP Manufacturing Company | GEOEXCEL | RD015-1HZC-***T/A*C-**S |  | Water-Source | WBAHP: Heat Pump Packaged Unit | Heat Pump | 208 | 1 |  |  |  | Single-Speed |  |  |  | 13700 | 985 | 13.9 | 11.2 | 15500 | 1032 | 4.4 | 4.2 | Federally-Regulated Commercial & Industrial Equipment | 05/13/2019 |  | 05/28/2019
FHP Manufacturing Company | GEOEXCEL | RD048-3HZC-***P*B-**T/G |  | Ground-Source | WBAHP: Heat Pump Packaged Unit | Heat Pump | 208 | 3 |  |  |  | Single-Speed |  |  |  | 48800 | 3275 | 14.9 | 13.4 | 35400 | 3051 | 3.4 | 3.1 | Non Federally-Regulated | 05/13/2019 |  | 05/28/2019
FHP Manufacturing Company | GEOEXCEL | RD048-3HZC-***P*B-**T/G |  | Water-Source | WBAHP: Heat Pump Packaged Unit | Heat Pump | 208 | 3 |  |  |  | Single-Speed |  |  |  | 45900 | 3530 | 13 | 11.2 | 56400 | 3844 | 4.3 | 4.2 | Federally-Regulated Commercial & Industrial Equipment | 05/13/2019 |  | 05/28/2019
FHP Manufacturing Company | GEOEXCEL | RD024-2HZC-***T/A*B-**T/G |  | Ground-Source | WBAHP: Heat Pump Packaged Unit | Heat Pump | 265 | 1 |  |  |  | Single-Speed |  |  |  | 25400 | 1539 | 16.5 | 13.4 | 16700 | 1398 | 3.5 | 3.1 | Non Federally-Regulated | 05/13/2019 |  | 05/28/2019
FHP Manufacturing Company | GEOEXCEL | RD024-2HZC-***T/A*B-**T/G |  | Water-Source | WBAHP: Heat Pump Packaged Unit | Heat Pump | 265 | 1 |  |  |  | Single-Speed |  |  |  | 23800 | 1687 | 14.1 | 11.2 | 26200 | 1706 | 4.5 | 4.2 | Federally-Regulated Commercial & Industrial Equipment | 05/13/2019 |  | 05/28/2019
FHP Manufacturing Company | GEOEXCEL | RD030-3VT/CFC-***T/A*C-**T/G |  | Ground-Source | WBAHP: Heat Pump Packaged Unit | Heat Pump | 208 | 3 |  |  |  | Single-Speed |  |  |  | 31600 | 1805 | 17.5 | 13.4 | 20400 | 1758 | 3.4 | 3.1 | Non Federally-Regulated | 05/13/2019 |  | 05/28/2019
FHP Manufacturing Company | GEOEXCEL | RD030-3VT/CFC-***T/A*C-**T/G |  | Water-Source | WBAHP: Heat Pump Packaged Unit | Heat Pump | 208 | 3 |  |  |  | Single-Speed |  |  |  | 30000 | 2205 | 13.6 | 11.2 | 32800 | 2089 | 4.6 | 4.2 | Federally-Regulated Commercial & Industrial Equipment | 05/13/2019 |  | 05/28/2019
FHP Manufacturing Company | GEOEXCEL | RD015-2HZN-***P*C-**T/G |  | Ground-Source | WBAHP: Heat Pump Packaged Unit | Heat Pump | 265 | 1 |  |  |  | Single-Speed |  |  |  | 14200 | 972 | 14.6 | 13.4 | 11300 | 1003 | 3.3 | 3.1 | Non Federally-Regulated | 05/13/2019 |  | 05/28/2019
FHP Manufacturing Company | GEOEXCEL | RD015-2HZN-***P*C-**T/G |  | Water-Source | WBAHP: Heat Pump Packaged Unit | Heat Pump | 265 | 1 |  |  |  | Single-Speed |  |  |  | 14200 | 1109 | 12.8 | 11.2 | 16100 | 1097 | 4.3 | 4.2 | Federally-Regulated Commercial & Industrial Equipment | 05/13/2019 |  | 05/28/2019
FHP Manufacturing Company | GEOEXCEL | RD024-1HZC-***T/A*B-**S |  | Water-Source | WBAHP: Heat Pump Packaged Unit | Heat Pump | 208 | 1 |  |  |  | Single-Speed |  |  |  | 23800 | 1687 | 14.1 | 11.2 | 26200 | 1706 | 4.5 | 4.2 | Federally-Regulated Commercial & Industrial Equipment | 05/13/2019 |  | 05/28/2019
FHP Manufacturing Company | GEOEXCEL | RD015-2VT/CFC-***P*C-**T/G |  | Ground-Source | WBAHP: Heat Pump Packaged Unit | Heat Pump | 265 | 1 |  |  |  | Single-Speed |  |  |  | 14200 | 972 | 14.6 | 13.4 | 11300 | 1003 | 3.3 | 3.1 | Non Federally-Regulated | 05/13/2019 |  | 05/28/2019
FHP Manufacturing Company | GEOEXCEL | RD015-2VT/CFC-***P*C-**T/G |  | Water-Source | WBAHP: Heat Pump Packaged Unit | Heat Pump | 265 | 1 |  |  |  | Single-Speed |  |  |  | 14200 | 1109 | 12.8 | 11.2 | 16100 | 1072 | 4.4 | 4.2 | Federally-Regulated Commercial & Industrial Equipment | 05/13/2019 |  | 05/28/2019
FHP Manufacturing Company | GEOEXCEL | RD042-4VT/CFC-***P*B-**S |  | Water-Source | WBAHP: Heat Pump Packaged Unit | Heat Pump | 460 | 3 |  |  |  | Single-Speed |  |  |  | 40000 | 2919 | 13.7 | 11.2 | 43000 | 2930 | 4.3 | 4.2 | Federally-Regulated Commercial & Industrial Equipment | 05/13/2019 |  | 05/28/2019
FHP Manufacturing Company | GEOEXCEL | RD015-1VT/CFC-***P*C-**T/G |  | Ground-Source | WBAHP: Heat Pump Packaged Unit | Heat Pump | 208 | 1 |  |  |  | Single-Speed |  |  |  | 14200 | 972 | 14.6 | 13.4 | 11300 | 1003 | 3.3 | 3.1 | Non Federally-Regulated | 05/13/2019 |  | 05/28/2019
FHP Manufacturing Company | GEOEXCEL | RD015-1VT/CFC-***P*C-**T/G |  | Water-Source | WBAHP: Heat Pump Packaged Unit | Heat Pump | 208 | 1 |  |  |  | Single-Speed |  |  |  | 14200 | 1109 | 12.8 | 11.2 | 16100 | 1072 | 4.4 | 4.2 | Federally-Regulated Commercial & Industrial Equipment | 05/13/2019 |  | 05/28/2019
FHP Manufacturing Company | GEOEXCEL | RD041-3VT/CFN-***T/A*B-**S |  | Water-Source | WBAHP: Heat Pump Packaged Unit | Heat Pump | 208 | 3 |  |  |  | Single-Speed |  |  |  | 40500 | 2977 | 13.6 | 11.2 | 43700 | 2910 | 4.4 | 4.2 | Federally-Regulated Commercial & Industrial Equipment | 05/13/2019 |  | 05/28/2019
FHP Manufacturing Company | GEOEXCEL | RD048-1HZC-***T/A*B-**S |  | Water-Source | WBAHP: Heat Pump Packaged Unit | Heat Pump | 208 | 1 |  |  |  | Single-Speed |  |  |  | 46800 | 3342 | 14 | 11.2 | 55600 | 3621 | 4.5 | 4.2 | Federally-Regulated Commercial & Industrial Equipment | 05/13/2019 |  | 05/28/2019
FHP Manufacturing Company | GEOEXCEL | RD048-4HZN-***T/A*B-**T/G |  | Ground-Source | WBAHP: Heat Pump Packaged Unit | Heat Pump | 460 | 3 |  |  |  | Single-Speed |  |  |  | 49600 | 3042 | 16.3 | 13.4 | 34600 | 2816 | 3.6 | 3.1 | Non Federally-Regulated | 05/13/2019 |  | 05/28/2019
FHP Manufacturing Company | GEOEXCEL | RD048-4HZN-***T/A*B-**T/G |  | Water-Source | WBAHP: Heat Pump Packaged Unit | Heat Pump | 460 | 3 |  |  |  | Single-Speed |  |  |  | 46800 | 3391 | 13.8 | 11.2 | 55600 | 3621 | 4.5 | 4.2 | Federally-Regulated Commercial & Industrial Equipment | 05/13/2019 |  | 05/28/2019
FHP Manufacturing Company | GEOEXCEL | RD042-1HZC-***P*B-**S |  | Water-Source | WBAHP: Heat Pump Packaged Unit | Heat Pump | 208 | 1 |  |  |  | Single-Speed |  |  |  | 40000 | 2919 | 13.7 | 11.2 | 43000 | 2930 | 4.3 | 4.2 | Federally-Regulated Commercial & Industrial Equipment | 05/13/2019 |  | 05/28/2019
FHP Manufacturing Company | GEOEXCEL | RD041-1VT/CFN-***T/A*B-**S |  | Water-Source | WBAHP: Heat Pump Packaged Unit | Heat Pump | 208 | 1 |  |  |  | Single-Speed |  |  |  | 40500 | 2977 | 13.6 | 11.2 | 43700 | 2910 | 4.4 | 4.2 | Federally-Regulated Commercial & Industrial Equipment | 05/13/2019 |  | 05/28/2019
FHP Manufacturing Company | GEOEXCEL | RD018-1HZC-***T/A*B-**S |  | Water-Source | WBAHP: Heat Pump Packaged Unit | Heat Pump | 208 | 1 |  |  |  | Single-Speed |  |  |  | 19700 | 1377 | 14.3 | 11.2 | 21900 | 1337 | 4.8 | 4.2 | Federally-Regulated Commercial & Industrial Equipment | 05/13/2019 |  | 05/28/2019
FHP Manufacturing Company | GEOEXCEL | RD048-3VT/CFC-***P*B-**T/G |  | Ground-Source | WBAHP: Heat Pump Packaged Unit | Heat Pump | 208 | 3 |  |  |  | Single-Speed |  |  |  | 48800 | 3275 | 14.9 | 13.4 | 35400 | 3051 | 3.4 | 3.1 | Non Federally-Regulated | 05/13/2019 |  | 05/28/2019
FHP Manufacturing Company | GEOEXCEL | RD048-3VT/CFC-***P*B-**T/G |  | Water-Source | WBAHP: Heat Pump Packaged Unit | Heat Pump | 208 | 3 |  |  |  | Single-Speed |  |  |  | 45900 | 3530 | 13 | 11.2 | 56400 | 3844 | 4.3 | 4.2 | Federally-Regulated Commercial & Industrial Equipment | 05/13/2019 |  | 05/28/2019
FHP Manufacturing Company | GEOEXCEL | RD024-4VT/CFN-***T/A*B-**T/G |  | Ground-Source | WBAHP: Heat Pump Packaged Unit | Heat Pump | 460 | 3 |  |  |  | Single-Speed |  |  |  | 25400 | 1539 | 16.5 | 13.4 | 16700 | 1398 | 3.5 | 3.1 | Non Federally-Regulated | 05/13/2019 |  | 05/28/2019
FHP Manufacturing Company | GEOEXCEL | RD024-4VT/CFN-***T/A*B-**T/G |  | Water-Source | WBAHP: Heat Pump Packaged Unit | Heat Pump | 460 | 3 |  |  |  | Single-Speed |  |  |  | 23800 | 1769 | 13.45 | 11.2 | 26200 | 1706 | 4.5 | 4.2 | Federally-Regulated Commercial & Industrial Equipment | 05/13/2019 |  | 05/28/2019
FHP Manufacturing Company | GEOEXCEL | RD048-5HZC-***P*B-**T/G |  | Ground-Source | WBAHP: Heat Pump Packaged Unit | Heat Pump | 575 | 3 |  |  |  | Single-Speed |  |  |  | 48800 | 3275 | 14.9 | 13.4 | 35400 | 3051 | 3.4 | 3.1 | Non Federally-Regulated | 05/13/2019 |  | 05/28/2019
FHP Manufacturing Company | GEOEXCEL | RD048-5HZC-***P*B-**T/G |  | Water-Source | WBAHP: Heat Pump Packaged Unit | Heat Pump | 575 | 3 |  |  |  | Single-Speed |  |  |  | 45900 | 3530 | 13 | 11.2 | 56400 | 3844 | 4.3 | 4.2 | Federally-Regulated Commercial & Industrial Equipment | 05/13/2019 |  | 05/28/2019
FHP Manufacturing Company | GEOEXCEL | RD036-2VT/CFC-***T/A*B-**S |  | Water-Source | WBAHP: Heat Pump Packaged Unit | Heat Pump | 265 | 1 |  |  |  | Single-Speed |  |  |  | 38200 | 2607 | 14.65 | 11.2 | 41400 | 2726 | 4.5 | 4.2 | Federally-Regulated Commercial & Industrial Equipment | 05/13/2019 |  | 05/28/2019
FHP Manufacturing Company | GEOEXCEL | RD042-3VT/CFN-***T/A*B-**T/G |  | Ground-Source | WBAHP: Heat Pump Packaged Unit | Heat Pump | 208 | 3 |  |  |  | Single-Speed |  |  |  | 43500 | 2668 | 16.3 | 13.4 | 30100 | 2520 | 3.5 | 3.1 | Non Federally-Regulated | 05/13/2019 |  | 05/28/2019
FHP Manufacturing Company | GEOEXCEL | RD042-3VT/CFN-***T/A*B-**T/G |  | Water-Source | WBAHP: Heat Pump Packaged Unit | Heat Pump | 208 | 3 |  |  |  | Single-Speed |  |  |  | 40900 | 2900 | 14.1 | 11.2 | 45300 | 3017 | 4.4 | 4.2 | Federally-Regulated Commercial & Industrial Equipment | 05/13/2019 |  | 05/28/2019
FHP Manufacturing Company | GEOEXCEL | RD030-2HZC-***T/A*C-**T/G |  | Ground-Source | WBAHP: Heat Pump Packaged Unit | Heat Pump | 265 | 1 |  |  |  | Single-Speed |  |  |  | 31600 | 1805 | 17.5 | 13.4 | 20400 | 1758 | 3.4 | 3.1 | Non Federally-Regulated | 05/13/2019 |  | 05/28/2019
FHP Manufacturing Company | GEOEXCEL | RD030-2HZC-***T/A*C-**T/G |  | Water-Source | WBAHP: Heat Pump Packaged Unit | Heat Pump | 265 | 1 |  |  |  | Single-Speed |  |  |  | 30000 | 2205 | 13.6 | 11.2 | 32800 | 2089 | 4.6 | 4.2 | Federally-Regulated Commercial & Industrial Equipment | 05/13/2019 |  | 05/28/2019
FHP Manufacturing Company | GEOEXCEL | RD041-4VT/CFN-***T/A*B-**S |  | Water-Source | WBAHP: Heat Pump Packaged Unit | Heat Pump | 460 | 3 |  |  |  | Single-Speed |  |  |  | 40500 | 2977 | 13.6 | 11.2 | 43700 | 2910 | 4.4 | 4.2 | Federally-Regulated Commercial & Industrial Equipment | 05/13/2019 |  | 05/28/2019
FHP Manufacturing Company | GEOEXCEL | RD030-2VT/CFC-***T/A*C-**T/G |  | Ground-Source | WBAHP: Heat Pump Packaged Unit | Heat Pump | 265 | 1 |  |  |  | Single-Speed |  |  |  | 31600 | 1805 | 17.5 | 13.4 | 20400 | 1758 | 3.4 | 3.1 | Non Federally-Regulated | 05/13/2019 |  | 05/28/2019
FHP Manufacturing Company | GEOEXCEL | RD030-2VT/CFC-***T/A*C-**T/G |  | Water-Source | WBAHP: Heat Pump Packaged Unit | Heat Pump | 265 | 1 |  |  |  | Single-Speed |  |  |  | 30000 | 2205 | 13.6 | 11.2 | 32800 | 2089 | 4.6 | 4.2 | Federally-Regulated Commercial & Industrial Equipment | 05/13/2019 |  | 05/28/2019
FHP Manufacturing Company | GEOEXCEL | EP012-2HZN |  | Ground-Source | WBAHP: Heat Pump Packaged Unit | Heat Pump | 265 | 1 |  |  |  | Single-Speed |  |  |  | 13000 | 742 | 17.5 | 13.4 | 10000 | 814 | 3.6 | 3.1 | Non Federally-Regulated | 05/13/2019 |  | 05/28/2019
FHP Manufacturing Company | GEOEXCEL | EP012-2HZN |  | Ground-Water-Source | WBAHP: Heat Pump Packaged Unit | Heat Pump | 265 | 1 |  |  |  | Single-Speed |  |  |  | 14600 | 643 | 22.7 | 16.2 | 13000 | 886 | 4.3 | 3.6 | Non Federally-Regulated | 05/13/2019 |  | 05/28/2019
FHP Manufacturing Company | GEOEXCEL | EP012-2HZN |  | Water-Source | WBAHP: Heat Pump Packaged Unit | Heat Pump | 265 | 1 |  |  |  | Single-Speed |  |  |  | 12200 | 818 | 14.9 | 11.2 | 16500 | 948 | 5.1 | 4.2 | Federally-Regulated Commercial & Industrial Equipment | 05/13/2019 |  | 05/28/2019
FHP Manufacturing Company | GEOEXCEL | RD036-3VT/CFN-***T/A*B-**T/G |  | Ground-Source | WBAHP: Heat Pump Packaged Unit | Heat Pump | 208 | 3 |  |  |  | Single-Speed |  |  |  | 40200 | 2271 | 17.7 | 13.4 | 26500 | 2157 | 3.6 | 3.1 | Non Federally-Regulated | 05/13/2019 |  | 05/28/2019
FHP Manufacturing Company | GEOEXCEL | RD036-3VT/CFN-***T/A*B-**T/G |  | Water-Source | WBAHP: Heat Pump Packaged Unit | Heat Pump | 208 | 3 |  |  |  | Single-Speed |  |  |  | 38200 | 2758 | 13.85 | 11.2 | 41400 | 2666 | 4.6 | 4.2 | Federally-Regulated Commercial & Industrial Equipment | 05/13/2019 |  | 05/28/2019
FHP Manufacturing Company | GEOEXCEL | RD030-2HZN-***T/A*C-**S |  | Water-Source | WBAHP: Heat Pump Packaged Unit | Heat Pump | 265 | 1 |  |  |  | Single-Speed |  |  |  | 30000 | 2181 | 13.75 | 11.2 | 32800 | 2089 | 4.6 | 4.2 | Federally-Regulated Commercial & Industrial Equipment | 05/13/2019 |  | 05/28/2019
FHP Manufacturing Company | GEOEXCEL | RD030-1HZC-***T/A*C-**S |  | Water-Source | WBAHP: Heat Pump Packaged Unit | Heat Pump | 208 | 1 |  |  |  | Single-Speed |  |  |  | 30000 | 2105 | 14.25 | 11.2 | 32800 | 2089 | 4.6 | 4.2 | Federally-Regulated Commercial & Industrial Equipment | 05/13/2019 |  | 05/28/2019
FHP Manufacturing Company | GEOEXCEL | RD024-1VT/CFC-***T/A*B-**S |  | Water-Source | WBAHP: Heat Pump Packaged Unit | Heat Pump | 208 | 1 |  |  |  | Single-Speed |  |  |  | 23800 | 1687 | 14.1 | 11.2 | 26200 | 1706 | 4.5 | 4.2 | Federally-Regulated Commercial & Industrial Equipment | 05/13/2019 |  | 05/28/2019
FHP Manufacturing Company | GEOEXCEL | RD042-4VT/CFC-***T/A*B-**S |  | Water-Source | WBAHP: Heat Pump Packaged Unit | Heat Pump | 460 | 3 |  |  |  | Single-Speed |  |  |  | 40900 | 2900 | 14.1 | 11.2 | 43000 | 2864 | 4.4 | 4.2 | Federally-Regulated Commercial & Industrial Equipment | 05/13/2019 |  | 05/28/2019
FHP Manufacturing Company | GEOEXCEL | RD042-3VT/CFC-***P*B-**T/G |  | Ground-Source | WBAHP: Heat Pump Packaged Unit | Heat Pump | 208 | 3 |  |  |  | Single-Speed |  |  |  | 42600 | 2878 | 14.8 | 13.4 | 31000 | 2753 | 3.3 | 3.1 | Non Federally-Regulated | 05/13/2019 |  | 05/28/2019
FHP Manufacturing Company | GEOEXCEL | RD042-3VT/CFC-***P*B-**T/G |  | Water-Source | WBAHP: Heat Pump Packaged Unit | Heat Pump | 208 | 3 |  |  |  | Single-Speed |  |  |  | 40000 | 2919 | 13.7 | 11.2 | 46300 | 3155 | 4.3 | 4.2 | Federally-Regulated Commercial & Industrial Equipment | 05/13/2019 |  | 05/28/2019
FHP Manufacturing Company | GEOEXCEL | EP007-2HZ/VT |  | Ground-Source | WBAHP: Heat Pump Packaged Unit | Heat Pump | 265 | 1 |  |  |  | Single-Speed |  |  |  | 7400 | 400 | 18.5 | 13.4 | 5100 | 415 | 3.6 | 3.1 | Non Federally-Regulated | 05/13/2019 |  | 05/28/2019
FHP Manufacturing Company | GEOEXCEL | EP007-2HZ/VT |  | Ground-Water-Source | WBAHP: Heat Pump Packaged Unit | Heat Pump | 265 | 1 |  |  |  | Single-Speed |  |  |  | 8400 | 334 | 25.1 | 16.2 | 7000 | 418 | 4.9 | 3.6 | Non Federally-Regulated | 05/13/2019 |  | 05/28/2019
FHP Manufacturing Company | GEOEXCEL | EP007-2HZ/VT |  | Water-Source | WBAHP: Heat Pump Packaged Unit | Heat Pump | 265 | 1 |  |  |  | Single-Speed |  |  |  | 6800 | 433 | 15.7 | 11.2 | 8800 | 452 | 5.7 | 4.2 | Federally-Regulated Commercial & Industrial Equipment | 05/13/2019 |  | 05/28/2019
FHP Manufacturing Company | GEOEXCEL | RD015-2HZC-***P*C-**S |  | Water-Source | WBAHP: Heat Pump Packaged Unit | Heat Pump | 265 | 1 |  |  |  | Single-Speed |  |  |  | 14200 | 1109 | 12.8 | 11.2 | 16100 | 1097 | 4.3 | 4.2 | Federally-Regulated Commercial & Industrial Equipment | 05/13/2019 |  | 05/28/2019
FHP Manufacturing Company | GEOEXCEL | RD030-2HZC-***P*C-**S |  | Water-Source | WBAHP: Heat Pump Packaged Unit | Heat Pump | 265 | 1 |  |  |  | Single-Speed |  |  |  | 29200 | 2212 | 13.2 | 11.2 | 33400 | 2276 | 4.3 | 4.2 | Federally-Regulated Commercial & Industrial Equipment | 05/13/2019 |  | 05/28/2019
FHP Manufacturing Company | GEOEXCEL | RD070-1HZC-***P*B-**S |  | Water-Source | WBAHP: Heat Pump Packaged Unit | Heat Pump | 208 | 1 |  |  |  | Single-Speed |  |  |  | 64000 | 4812 | 13.3 | 11.2 | 72800 | 4849 | 4.4 | 4.2 | Federally-Regulated Commercial & Industrial Equipment | 05/13/2019 |  | 05/28/2019
FHP Manufacturing Company | GEOEXCEL | RD024-2VT/CFC-***T/A*B-**T/G |  | Ground-Source | WBAHP: Heat Pump Packaged Unit | Heat Pump | 265 | 1 |  |  |  | Single-Speed |  |  |  | 25400 | 1539 | 16.5 | 13.4 | 16700 | 1398 | 3.5 | 3.1 | Non Federally-Regulated | 05/13/2019 |  | 05/28/2019
FHP Manufacturing Company | GEOEXCEL | RD024-2VT/CFC-***T/A*B-**T/G |  | Water-Source | WBAHP: Heat Pump Packaged Unit | Heat Pump | 265 | 1 |  |  |  | Single-Speed |  |  |  | 23800 | 1687 | 14.1 | 11.2 | 26200 | 1706 | 4.5 | 4.2 | Federally-Regulated Commercial & Industrial Equipment | 05/13/2019 |  | 05/28/2019
FHP Manufacturing Company | GEOEXCEL | RD036-2HZC-***T/A*B-**T/G |  | Ground-Source | WBAHP: Heat Pump Packaged Unit | Heat Pump | 265 | 1 |  |  |  | Single-Speed |  |  |  | 40200 | 2271 | 17.7 | 13.4 | 26500 | 2157 | 3.6 | 3.1 | Non Federally-Regulated | 05/13/2019 |  | 05/28/2019
FHP Manufacturing Company | GEOEXCEL | RD036-2HZC-***T/A*B-**T/G |  | Water-Source | WBAHP: Heat Pump Packaged Unit | Heat Pump | 265 | 1 |  |  |  | Single-Speed |  |  |  | 38200 | 2625 | 14.55 | 11.2 | 41400 | 2637 | 4.6 | 4.2 | Federally-Regulated Commercial & Industrial Equipment | 05/13/2019 |  | 05/28/2019
FHP Manufacturing Company | GEOEXCEL | RD060-3HZC-***T/A*B-**T/G |  | Ground-Source | WBAHP: Heat Pump Packaged Unit | Heat Pump | 208 | 3 |  |  |  | Single-Speed |  |  |  | 61100 | 3725 | 16.4 | 13.4 | 46200 | 4103 | 3.3 | 3.1 | Non Federally-Regulated | 05/13/2019 |  | 05/28/2019
FHP Manufacturing Company | GEOEXCEL | RD060-3HZC-***T/A*B-**T/G |  | Water-Source | WBAHP: Heat Pump Packaged Unit | Heat Pump | 208 | 3 |  |  |  | Single-Speed |  |  |  | 59000 | 4125 | 14.3 | 11.2 | 66400 | 4525 | 4.3 | 4.2 | Federally-Regulated Commercial & Industrial Equipment | 05/13/2019 |  | 05/28/2019
FHP Manufacturing Company | GEOEXCEL | RD042-1HZN-***T/A*B-**S |  | Water-Source | WBAHP: Heat Pump Packaged Unit | Heat Pump | 208 | 1 |  |  |  | Single-Speed |  |  |  | 40900 | 2900 | 14.1 | 11.2 | 43000 | 2864 | 4.4 | 4.2 | Federally-Regulated Commercial & Industrial Equipment | 05/13/2019 |  | 05/28/2019
FHP Manufacturing Company | GEOEXCEL | RD018-1HZC-***P*B-**T/G |  | Ground-Source | WBAHP: Heat Pump Packaged Unit | Heat Pump | 208 | 1 |  |  |  | Single-Speed |  |  |  | 21200 | 1341 | 15.8 | 13.4 | 14300 | 1197 | 3.5 | 3.1 | Non Federally-Regulated | 05/13/2019 |  | 05/28/2019
FHP Manufacturing Company | GEOEXCEL | RD018-1HZC-***P*B-**T/G |  | Water-Source | WBAHP: Heat Pump Packaged Unit | Heat Pump | 208 | 1 |  |  |  | Single-Speed |  |  |  | 19400 | 1447 | 13.4 | 11.2 | 22200 | 1414 | 4.6 | 4.2 | Federally-Regulated Commercial & Industrial Equipment | 05/13/2019 |  | 05/28/2019
FHP Manufacturing Company | GEOEXCEL | EP030-3HZ/VT |  | Ground-Source | WBAHP: Heat Pump Packaged Unit | Heat Pump | 208 | 3 |  |  |  | Single-Speed |  |  |  | 28500 | 1469 | 19.4 | 13.4 | 20500 | 1521 | 4 | 3.1 | Non Federally-Regulated | 05/13/2019 |  | 05/28/2019
FHP Manufacturing Company | GEOEXCEL | EP030-3HZ/VT |  | Ground-Water-Source | WBAHP: Heat Pump Packaged Unit | Heat Pump | 208 | 3 |  |  |  | Single-Speed |  |  |  | 31700 | 1174 | 27 | 16.2 | 25000 | 1480 | 5 | 3.6 | Non Federally-Regulated | 05/13/2019 |  | 05/28/2019
FHP Manufacturing Company | GEOEXCEL | EP030-3HZ/VT |  | Water-Source | WBAHP: Heat Pump Packaged Unit | Heat Pump | 208 | 3 |  |  |  | Single-Speed |  |  |  | 27000 | 1626 | 16.6 | 11.2 | 31000 | 1593 | 5.7 | 4.2 | Federally-Regulated Commercial & Industrial Equipment | 05/13/2019 |  | 05/28/2019
FHP Manufacturing Company | GEOEXCEL | RD060-3HZN-***T/A*B-**T/G |  | Ground-Source | WBAHP: Heat Pump Packaged Unit | Heat Pump | 208 | 3 |  |  |  | Single-Speed |  |  |  | 61100 | 3725 | 16.4 | 13.4 | 46200 | 4103 | 3.3 | 3.1 | Non Federally-Regulated | 05/13/2019 |  | 05/28/2019
FHP Manufacturing Company | GEOEXCEL | RD060-3HZN-***T/A*B-**T/G |  | Water-Source | WBAHP: Heat Pump Packaged Unit | Heat Pump | 208 | 3 |  |  |  | Single-Speed |  |  |  | 59000 | 4125 | 14.3 | 11.2 | 66400 | 4525 | 4.3 | 4.2 | Federally-Regulated Commercial & Industrial Equipment | 05/13/2019 |  | 05/28/2019
FHP Manufacturing Company | GEOEXCEL | RD048-5HZN-***P*B-**S |  | Water-Source | WBAHP: Heat Pump Packaged Unit | Heat Pump | 575 | 3 |  |  |  | Single-Speed |  |  |  | 45900 | 3530 | 13 | 11.2 | 56400 | 3844 | 4.3 | 4.2 | Federally-Regulated Commercial & Industrial Equipment | 05/13/2019 |  | 05/28/2019
FHP Manufacturing Company | GEOEXCEL | RD041-4VT/CFC-***P*B-**S |  | Water-Source | WBAHP: Heat Pump Packaged Unit | Heat Pump | 460 | 3 |  |  |  | Single-Speed |  |  |  | 39500 | 3015 | 13.1 | 11.2 | 44600 | 3039 | 4.3 | 4.2 | Federally-Regulated Commercial & Industrial Equipment | 05/13/2019 |  | 05/28/2019
FHP Manufacturing Company | GEOEXCEL | RD036-4VT/CFC-***T/A*B-**T/G |  | Ground-Source | WBAHP: Heat Pump Packaged Unit | Heat Pump | 460 | 3 |  |  |  | Single-Speed |  |  |  | 40200 | 2271 | 17.7 | 13.4 | 26500 | 2157 | 3.6 | 3.1 | Non Federally-Regulated | 05/13/2019 |  | 05/28/2019
FHP Manufacturing Company | GEOEXCEL | RD036-4VT/CFC-***T/A*B-**T/G |  | Water-Source | WBAHP: Heat Pump Packaged Unit | Heat Pump | 460 | 3 |  |  |  | Single-Speed |  |  |  | 38200 | 2625 | 14.55 | 11.2 | 41400 | 2637 | 4.6 | 4.2 | Federally-Regulated Commercial & Industrial Equipment | 05/13/2019 |  | 05/28/2019
FHP Manufacturing Company | GEOEXCEL | RD030-3HZN-***P*C-**S |  | Water-Source | WBAHP: Heat Pump Packaged Unit | Heat Pump | 208 | 3 |  |  |  | Single-Speed |  |  |  | 29200 | 2212 | 13.2 | 11.2 | 33400 | 2276 | 4.3 | 4.2 | Federally-Regulated Commercial & Industrial Equipment | 05/13/2019 |  | 05/28/2019
FHP Manufacturing Company | GEOEXCEL | RD018-1VT/CFC-***T/A*B-**T/G |  | Ground-Source | WBAHP: Heat Pump Packaged Unit | Heat Pump | 208 | 1 |  |  |  | Single-Speed |  |  |  | 21500 | 1352 | 15.9 | 13.4 | 14100 | 1116 | 3.7 | 3.1 | Non Federally-Regulated | 05/13/2019 |  | 05/28/2019
FHP Manufacturing Company | GEOEXCEL | RD018-1VT/CFC-***T/A*B-**T/G |  | Water-Source | WBAHP: Heat Pump Packaged Unit | Heat Pump | 208 | 1 |  |  |  | Single-Speed |  |  |  | 19700 | 1382 | 14.25 | 11.2 | 21900 | 1337 | 4.8 | 4.2 | Federally-Regulated Commercial & Industrial Equipment | 05/13/2019 |  | 05/28/2019
FHP Manufacturing Company | GEOEXCEL | RD018-1HZN-***P*B-**T/G |  | Ground-Source | WBAHP: Heat Pump Packaged Unit | Heat Pump | 208 | 1 |  |  |  | Single-Speed |  |  |  | 21200 | 1341 | 15.8 | 13.4 | 14300 | 1197 | 3.5 | 3.1 | Non Federally-Regulated | 05/13/2019 |  | 05/28/2019
FHP Manufacturing Company | GEOEXCEL | RD018-1HZN-***P*B-**T/G |  | Water-Source | WBAHP: Heat Pump Packaged Unit | Heat Pump | 208 | 1 |  |  |  | Single-Speed |  |  |  | 19400 | 1492 | 13 | 11.2 | 22200 | 1429 | 4.6 | 4.2 | Federally-Regulated Commercial & Industrial Equipment | 05/13/2019 |  | 05/28/2019
FHP Manufacturing Company | GEOEXCEL | RD048-3VT/CFN-***T/A*B-**T/G |  | Ground-Source | WBAHP: Heat Pump Packaged Unit | Heat Pump | 208 | 3 |  |  |  | Single-Speed |  |  |  | 49600 | 3042 | 16.3 | 13.4 | 34600 | 2816 | 3.6 | 3.1 | Non Federally-Regulated | 05/13/2019 |  | 05/28/2019
FHP Manufacturing Company | GEOEXCEL | RD048-3VT/CFN-***T/A*B-**T/G |  | Water-Source | WBAHP: Heat Pump Packaged Unit | Heat Pump | 208 | 3 |  |  |  | Single-Speed |  |  |  | 46800 | 3391 | 13.8 | 11.2 | 55600 | 3621 | 4.5 | 4.2 | Federally-Regulated Commercial & Industrial Equipment | 05/13/2019 |  | 05/28/2019
FHP Manufacturing Company | GEOEXCEL | RD030-4VT/CFN-***T/A*C-**S |  | Water-Source | WBAHP: Heat Pump Packaged Unit | Heat Pump | 460 | 3 |  |  |  | Single-Speed |  |  |  | 30000 | 2181 | 13.75 | 11.2 | 32800 | 2089 | 4.6 | 4.2 | Federally-Regulated Commercial & Industrial Equipment | 05/13/2019 |  | 05/28/2019
FHP Manufacturing Company | GEOEXCEL | RD048-4HZC-***T/A*B-**T/G |  | Ground-Source | WBAHP: Heat Pump Packaged Unit | Heat Pump | 460 | 3 |  |  |  | Single-Speed |  |  |  | 49600 | 3042 | 16.3 | 13.4 | 34600 | 2816 | 3.6 | 3.1 | Non Federally-Regulated | 05/13/2019 |  | 05/28/2019
FHP Manufacturing Company | GEOEXCEL | RD048-4HZC-***T/A*B-**T/G |  | Water-Source | WBAHP: Heat Pump Packaged Unit | Heat Pump | 460 | 3 |  |  |  | Single-Speed |  |  |  | 46800 | 3295 | 14.2 | 11.2 | 55600 | 3621 | 4.5 | 4.2 | Federally-Regulated Commercial & Industrial Equipment | 05/13/2019 |  | 05/28/2019
FHP Manufacturing Company | GEOEXCEL | RD024-3VT/CFN-***P*B-**T/G |  | Ground-Source | WBAHP: Heat Pump Packaged Unit | Heat Pump | 208 | 3 |  |  |  | Single-Speed |  |  |  | 25000 | 1612 | 15.5 | 13.4 | 17000 | 1465 | 3.4 | 3.1 | Non Federally-Regulated | 05/13/2019 |  | 05/28/2019
FHP Manufacturing Company | GEOEXCEL | RD024-3VT/CFN-***P*B-**T/G |  | Water-Source | WBAHP: Heat Pump Packaged Unit | Heat Pump | 208 | 3 |  |  |  | Single-Speed |  |  |  | 23400 | 1779 | 13.15 | 11.2 | 26600 | 1771 | 4.4 | 4.2 | Federally-Regulated Commercial & Industrial Equipment | 05/13/2019 |  | 05/28/2019
FHP Manufacturing Company | GEOEXCEL | RD036-1HZN-***T/A*B-**T/G |  | Ground-Source | WBAHP: Heat Pump Packaged Unit | Heat Pump | 208 | 1 |  |  |  | Single-Speed |  |  |  | 40200 | 2271 | 17.7 | 13.4 | 26500 | 2157 | 3.6 | 3.1 | Non Federally-Regulated | 05/13/2019 |  | 05/28/2019
FHP Manufacturing Company | GEOEXCEL | RD036-1HZN-***T/A*B-**T/G |  | Water-Source | WBAHP: Heat Pump Packaged Unit | Heat Pump | 208 | 1 |  |  |  | Single-Speed |  |  |  | 38200 | 2758 | 13.85 | 11.2 | 41400 | 2666 | 4.6 | 4.2 | Federally-Regulated Commercial & Industrial Equipment | 05/13/2019 |  | 05/28/2019
FHP Manufacturing Company | GEOEXCEL | RD015-1HZC-***P*C-**S |  | Water-Source | WBAHP: Heat Pump Packaged Unit | Heat Pump | 208 | 1 |  |  |  | Single-Speed |  |  |  | 14200 | 1109 | 12.8 | 11.2 | 16100 | 1097 | 4.3 | 4.2 | Federally-Regulated Commercial & Industrial Equipment | 05/13/2019 |  | 05/28/2019
FHP Manufacturing Company | GEOEXCEL | RD048-4HZN-***P*B-**T/G |  | Ground-Source | WBAHP: Heat Pump Packaged Unit | Heat Pump | 460 | 3 |  |  |  | Single-Speed |  |  |  | 48800 | 3275 | 14.9 | 13.4 | 35400 | 3051 | 3.4 | 3.1 | Non Federally-Regulated | 05/13/2019 |  | 05/28/2019
FHP Manufacturing Company | GEOEXCEL | RD048-4HZN-***P*B-**T/G |  | Water-Source | WBAHP: Heat Pump Packaged Unit | Heat Pump | 460 | 3 |  |  |  | Single-Speed |  |  |  | 45900 | 3530 | 13 | 11.2 | 56400 | 3844 | 4.3 | 4.2 | Federally-Regulated Commercial & Industrial Equipment | 05/13/2019 |  | 05/28/2019
FHP Manufacturing Company | GEOEXCEL | RD036-1VT/CFN-***P*B-**T/G |  | Ground-Source | WBAHP: Heat Pump Packaged Unit | Heat Pump | 208 | 1 |  |  |  | Single-Speed |  |  |  | 39900 | 2360 | 16.9 | 13.4 | 26900 | 2252 | 3.5 | 3.1 | Non Federally-Regulated | 05/13/2019 |  | 05/28/2019
FHP Manufacturing Company | GEOEXCEL | RD036-1VT/CFN-***P*B-**T/G |  | Water-Source | WBAHP: Heat Pump Packaged Unit | Heat Pump | 208 | 1 |  |  |  | Single-Speed |  |  |  | 37900 | 2817 | 13.45 | 11.2 | 41800 | 2784 | 4.4 | 4.2 | Federally-Regulated Commercial & Industrial Equipment | 05/13/2019 |  | 05/28/2019
FHP Manufacturing Company | GEOEXCEL | RD024-3VT/CFN-***P*B-**S |  | Water-Source | WBAHP: Heat Pump Packaged Unit | Heat Pump | 208 | 3 |  |  |  | Single-Speed |  |  |  | 23400 | 1759 | 13.3 | 11.2 | 26600 | 1771 | 4.4 | 4.2 | Federally-Regulated Commercial & Industrial Equipment | 05/13/2019 |  | 05/28/2019
FHP Manufacturing Company | GEOEXCEL | RD015-1HZN-***T/A*C-**T/G |  | Ground-Source | WBAHP: Heat Pump Packaged Unit | Heat Pump | 208 | 1 |  |  |  | Single-Speed |  |  |  | 14400 | 888 | 16.2 | 13.4 | 10700 | 950 | 3.3 | 3.1 | Non Federally-Regulated | 05/13/2019 |  | 05/28/2019
FHP Manufacturing Company | GEOEXCEL | RD015-1HZN-***T/A*C-**T/G |  | Water-Source | WBAHP: Heat Pump Packaged Unit | Heat Pump | 208 | 1 |  |  |  | Single-Speed |  |  |  | 13700 | 985 | 13.9 | 11.2 | 15500 | 1032 | 4.4 | 4.2 | Federally-Regulated Commercial & Industrial Equipment | 05/13/2019 |  | 05/28/2019
FHP Manufacturing Company | GEOEXCEL | RD042-1HZN-***P*B-**T/G |  | Ground-Source | WBAHP: Heat Pump Packaged Unit | Heat Pump | 208 | 1 |  |  |  | Single-Speed |  |  |  | 42600 | 2878 | 14.8 | 13.4 | 31000 | 2753 | 3.3 | 3.1 | Non Federally-Regulated | 05/13/2019 |  | 05/28/2019
FHP Manufacturing Company | GEOEXCEL | RD042-1HZN-***P*B-**T/G |  | Water-Source | WBAHP: Heat Pump Packaged Unit | Heat Pump | 208 | 1 |  |  |  | Single-Speed |  |  |  | 40000 | 2996 | 13.35 | 11.2 | 46300 | 3155 | 4.3 | 4.2 | Federally-Regulated Commercial & Industrial Equipment | 05/13/2019 |  | 05/28/2019
FHP Manufacturing Company | GEOEXCEL | RD024-1VT/CFC-***P*B-**S |  | Water-Source | WBAHP: Heat Pump Packaged Unit | Heat Pump | 208 | 1 |  |  |  | Single-Speed |  |  |  | 23400 | 1746 | 13.4 | 11.2 | 26600 | 1771 | 4.4 | 4.2 | Federally-Regulated Commercial & Industrial Equipment | 05/13/2019 |  | 05/28/2019
FHP Manufacturing Company | GEOEXCEL | RD030-4HZC-***P*C-**T/G |  | Ground-Source | WBAHP: Heat Pump Packaged Unit | Heat Pump | 460 | 3 |  |  |  | Single-Speed |  |  |  | 31000 | 2108 | 14.7 | 13.4 | 20900 | 1856 | 3.3 | 3.1 | Non Federally-Regulated | 05/13/2019 |  | 05/28/2019
FHP Manufacturing Company | GEOEXCEL | RD030-4HZC-***P*C-**T/G |  | Water-Source | WBAHP: Heat Pump Packaged Unit | Heat Pump | 460 | 3 |  |  |  | Single-Speed |  |  |  | 29200 | 2212 | 13.2 | 11.2 | 33400 | 2276 | 4.3 | 4.2 | Federally-Regulated Commercial & Industrial Equipment | 05/13/2019 |  | 05/28/2019
FHP Manufacturing Company | GEOEXCEL | RD024-3HZC-***P*B-**T/G |  | Ground-Source | WBAHP: Heat Pump Packaged Unit | Heat Pump | 208 | 3 |  |  |  | Single-Speed |  |  |  | 25000 | 1612 | 15.5 | 13.4 | 17000 | 1465 | 3.4 | 3.1 | Non Federally-Regulated | 05/13/2019 |  | 05/28/2019
FHP Manufacturing Company | GEOEXCEL | RD024-3HZC-***P*B-**T/G |  | Water-Source | WBAHP: Heat Pump Packaged Unit | Heat Pump | 208 | 3 |  |  |  | Single-Speed |  |  |  | 23400 | 1746 | 13.4 | 11.2 | 26600 | 1771 | 4.4 | 4.2 | Federally-Regulated Commercial & Industrial Equipment | 05/13/2019 |  | 05/28/2019
FHP Manufacturing Company | GEOEXCEL | RD048-1VT/CFC-***T/A*B-**T/G |  | Ground-Source | WBAHP: Heat Pump Packaged Unit | Heat Pump | 208 | 1 |  |  |  | Single-Speed |  |  |  | 49600 | 3042 | 16.3 | 13.4 | 34600 | 2816 | 3.6 | 3.1 | Non Federally-Regulated | 05/13/2019 |  | 05/28/2019
FHP Manufacturing Company | GEOEXCEL | RD048-1VT/CFC-***T/A*B-**T/G |  | Water-Source | WBAHP: Heat Pump Packaged Unit | Heat Pump | 208 | 1 |  |  |  | Single-Speed |  |  |  | 46800 | 3295 | 14.2 | 11.2 | 55600 | 3621 | 4.5 | 4.2 | Federally-Regulated Commercial & Industrial Equipment | 05/13/2019 |  | 05/28/2019
FHP Manufacturing Company | GEOEXCEL | RD042-4HZC-***T/A*B-**T/G |  | Ground-Source | WBAHP: Heat Pump Packaged Unit | Heat Pump | 460 | 3 |  |  |  | Single-Speed |  |  |  | 43500 | 2668 | 16.3 | 13.4 | 30100 | 2520 | 3.5 | 3.1 | Non Federally-Regulated | 05/13/2019 |  | 05/28/2019
FHP Manufacturing Company | GEOEXCEL | RD042-4HZC-***T/A*B-**T/G |  | Water-Source | WBAHP: Heat Pump Packaged Unit | Heat Pump | 460 | 3 |  |  |  | Single-Speed |  |  |  | 40900 | 2900 | 14.1 | 11.2 | 45300 | 3017 | 4.4 | 4.2 | Federally-Regulated Commercial & Industrial Equipment | 05/13/2019 |  | 05/28/2019
FHP Manufacturing Company | GEOEXCEL | RD070-5HZC-***P*B-**S |  | Water-Source | WBAHP: Heat Pump Packaged Unit | Heat Pump | 575 | 3 |  |  |  | Single-Speed |  |  |  | 64000 | 4812 | 13.3 | 11.2 | 72800 | 4849 | 4.4 | 4.2 | Federally-Regulated Commercial & Industrial Equipment | 05/13/2019 |  | 05/28/2019
FHP Manufacturing Company | GEOEXCEL | RD024-2VT/CFC-***P*B-**T/G |  | Ground-Source | WBAHP: Heat Pump Packaged Unit | Heat Pump | 265 | 1 |  |  |  | Single-Speed |  |  |  | 25000 | 1612 | 15.5 | 13.4 | 17000 | 1465 | 3.4 | 3.1 | Non Federally-Regulated | 05/13/2019 |  | 05/28/2019
FHP Manufacturing Company | GEOEXCEL | RD024-2VT/CFC-***P*B-**T/G |  | Water-Source | WBAHP: Heat Pump Packaged Unit | Heat Pump | 265 | 1 |  |  |  | Single-Speed |  |  |  | 23400 | 1746 | 13.4 | 11.2 | 26600 | 1771 | 4.4 | 4.2 | Federally-Regulated Commercial & Industrial Equipment | 05/13/2019 |  | 05/28/2019
FHP Manufacturing Company | GEOEXCEL | RD030-2VT/CFC-***P*C-**S |  | Water-Source | WBAHP: Heat Pump Packaged Unit | Heat Pump | 265 | 1 |  |  |  | Single-Speed |  |  |  | 29200 | 2212 | 13.2 | 11.2 | 33400 | 2276 | 4.3 | 4.2 | Federally-Regulated Commercial & Industrial Equipment | 05/13/2019 |  | 05/28/2019
FHP Manufacturing Company | GEOEXCEL | RD048-1HZC-***P*B-**T/G |  | Ground-Source | WBAHP: Heat Pump Packaged Unit | Heat Pump | 208 | 1 |  |  |  | Single-Speed |  |  |  | 48800 | 3275 | 14.9 | 13.4 | 35400 | 3051 | 3.4 | 3.1 | Non Federally-Regulated | 05/13/2019 |  | 05/28/2019
FHP Manufacturing Company | GEOEXCEL | RD048-1HZC-***P*B-**T/G |  | Water-Source | WBAHP: Heat Pump Packaged Unit | Heat Pump | 208 | 1 |  |  |  | Single-Speed |  |  |  | 45900 | 3530 | 13 | 11.2 | 56400 | 3844 | 4.3 | 4.2 | Federally-Regulated Commercial & Industrial Equipment | 05/13/2019 |  | 05/28/2019
FHP Manufacturing Company | GEOEXCEL | RD036-2VT/CFN-***P*B-**T/G |  | Ground-Source | WBAHP: Heat Pump Packaged Unit | Heat Pump | 265 | 1 |  |  |  | Single-Speed |  |  |  | 39900 | 2360 | 16.9 | 13.4 | 26900 | 2252 | 3.5 | 3.1 | Non Federally-Regulated | 05/13/2019 |  | 05/28/2019
FHP Manufacturing Company | GEOEXCEL | RD036-2VT/CFN-***P*B-**T/G |  | Water-Source | WBAHP: Heat Pump Packaged Unit | Heat Pump | 265 | 1 |  |  |  | Single-Speed |  |  |  | 37900 | 2817 | 13.45 | 11.2 | 41800 | 2784 | 4.4 | 4.2 | Federally-Regulated Commercial & Industrial Equipment | 05/13/2019 |  | 05/28/2019
FHP Manufacturing Company | GEOEXCEL | RD042-4HZN-***P*B-**T/G |  | Ground-Source | WBAHP: Heat Pump Packaged Unit | Heat Pump | 460 | 3 |  |  |  | Single-Speed |  |  |  | 42600 | 2878 | 14.8 | 13.4 | 31000 | 2753 | 3.3 | 3.1 | Non Federally-Regulated | 05/13/2019 |  | 05/28/2019
FHP Manufacturing Company | GEOEXCEL | RD042-4HZN-***P*B-**T/G |  | Water-Source | WBAHP: Heat Pump Packaged Unit | Heat Pump | 460 | 3 |  |  |  | Single-Speed |  |  |  | 40000 | 2996 | 13.35 | 11.2 | 46300 | 3155 | 4.3 | 4.2 | Federally-Regulated Commercial & Industrial Equipment | 05/13/2019 |  | 05/28/2019
FHP Manufacturing Company | GEOEXCEL | RD015-1HZN-***P*C-**T/G |  | Ground-Source | WBAHP: Heat Pump Packaged Unit | Heat Pump | 208 | 1 |  |  |  | Single-Speed |  |  |  | 14200 | 972 | 14.6 | 13.4 | 11300 | 1003 | 3.3 | 3.1 | Non Federally-Regulated | 05/13/2019 |  | 05/28/2019
FHP Manufacturing Company | GEOEXCEL | RD015-1HZN-***P*C-**T/G |  | Water-Source | WBAHP: Heat Pump Packaged Unit | Heat Pump | 208 | 1 |  |  |  | Single-Speed |  |  |  | 14200 | 1109 | 12.8 | 11.2 | 16100 | 1097 | 4.3 | 4.2 | Federally-Regulated Commercial & Industrial Equipment | 05/13/2019 |  | 05/28/2019
FHP Manufacturing Company | GEOEXCEL | RD042-4HZC-***T/A*B-**S |  | Water-Source | WBAHP: Heat Pump Packaged Unit | Heat Pump | 460 | 3 |  |  |  | Single-Speed |  |  |  | 40900 | 2900 | 14.1 | 11.2 | 43000 | 2864 | 4.4 | 4.2 | Federally-Regulated Commercial & Industrial Equipment | 05/13/2019 |  | 05/28/2019
FHP Manufacturing Company | GEOEXCEL | RD048-4VT/CFC-***P*B-**T/G |  | Ground-Source | WBAHP: Heat Pump Packaged Unit | Heat Pump | 460 | 3 |  |  |  | Single-Speed |  |  |  | 48800 | 3275 | 14.9 | 13.4 | 35400 | 3051 | 3.4 | 3.1 | Non Federally-Regulated | 05/13/2019 |  | 05/28/2019
FHP Manufacturing Company | GEOEXCEL | RD048-4VT/CFC-***P*B-**T/G |  | Water-Source | WBAHP: Heat Pump Packaged Unit | Heat Pump | 460 | 3 |  |  |  | Single-Speed |  |  |  | 45900 | 3530 | 13 | 11.2 | 56400 | 3844 | 4.3 | 4.2 | Federally-Regulated Commercial & Industrial Equipment | 05/13/2019 |  | 05/28/2019
FHP Manufacturing Company | GEOEXCEL | RD048-5VT/CFN-***P*B-**S |  | Water-Source | WBAHP: Heat Pump Packaged Unit | Heat Pump | 575 | 3 |  |  |  | Single-Speed |  |  |  | 45900 | 3530 | 13 | 11.2 | 56400 | 3844 | 4.3 | 4.2 | Federally-Regulated Commercial & Industrial Equipment | 05/13/2019 |  | 05/28/2019
FHP Manufacturing Company | GEOEXCEL | RD018-2HZC-***T/A*B-**S |  | Water-Source | WBAHP: Heat Pump Packaged Unit | Heat Pump | 265 | 1 |  |  |  | Single-Speed |  |  |  | 19700 | 1377 | 14.3 | 11.2 | 21900 | 1337 | 4.8 | 4.2 | Federally-Regulated Commercial & Industrial Equipment | 05/13/2019 |  | 05/28/2019
FHP Manufacturing Company | GEOEXCEL | RD036-1VT/CFN-***T/A*B-**T/G |  | Ground-Source | WBAHP: Heat Pump Packaged Unit | Heat Pump | 208 | 1 |  |  |  | Single-Speed |  |  |  | 40200 | 2271 | 17.7 | 13.4 | 26500 | 2157 | 3.6 | 3.1 | Non Federally-Regulated | 05/13/2019 |  | 05/28/2019
FHP Manufacturing Company | GEOEXCEL | RD036-1VT/CFN-***T/A*B-**T/G |  | Water-Source | WBAHP: Heat Pump Packaged Unit | Heat Pump | 208 | 1 |  |  |  | Single-Speed |  |  |  | 38200 | 2758 | 13.85 | 11.2 | 41400 | 2666 | 4.6 | 4.2 | Federally-Regulated Commercial & Industrial Equipment | 05/13/2019 |  | 05/28/2019
FHP Manufacturing Company | GEOEXCEL | RD048-4HZC-***T/A*B-**S |  | Water-Source | WBAHP: Heat Pump Packaged Unit | Heat Pump | 460 | 3 |  |  |  | Single-Speed |  |  |  | 46800 | 3342 | 14 | 11.2 | 55600 | 3621 | 4.5 | 4.2 | Federally-Regulated Commercial & Industrial Equipment | 05/13/2019 |  | 05/28/2019
FHP Manufacturing Company | GEOEXCEL | RD024-3VT/CFC-***T/A*B-**S |  | Water-Source | WBAHP: Heat Pump Packaged Unit | Heat Pump | 208 | 3 |  |  |  | Single-Speed |  |  |  | 23800 | 1687 | 14.1 | 11.2 | 26200 | 1706 | 4.5 | 4.2 | Federally-Regulated Commercial & Industrial Equipment | 05/13/2019 |  | 05/28/2019
FHP Manufacturing Company | GEOEXCEL | EP009-1HZ/VT |  | Ground-Source | WBAHP: Heat Pump Packaged Unit | Heat Pump | 208 | 1 |  |  |  | Single-Speed |  |  |  | 9500 | 492 | 19.3 | 13.4 | 6800 | 553 | 3.6 | 3.1 | Non Federally-Regulated | 05/13/2019 |  | 05/28/2019
FHP Manufacturing Company | GEOEXCEL | EP009-1HZ/VT |  | Ground-Water-Source | WBAHP: Heat Pump Packaged Unit | Heat Pump | 208 | 1 |  |  |  | Single-Speed |  |  |  | 10500 | 411 | 25.5 | 16.2 | 9000 | 586 | 4.5 | 3.6 | Non Federally-Regulated | 05/13/2019 |  | 05/28/2019
FHP Manufacturing Company | GEOEXCEL | EP009-1HZ/VT |  | Water-Source | WBAHP: Heat Pump Packaged Unit | Heat Pump | 208 | 1 |  |  |  | Single-Speed |  |  |  | 9000 | 555 | 16.2 | 11.2 | 11200 | 596 | 5.5 | 4.2 | Federally-Regulated Commercial & Industrial Equipment | 05/13/2019 |  | 05/28/2019
FHP Manufacturing Company | GEOEXCEL | RD030-3HZN-***P*C-**T/G |  | Ground-Source | WBAHP: Heat Pump Packaged Unit | Heat Pump | 208 | 3 |  |  |  | Single-Speed |  |  |  | 31000 | 2108 | 14.7 | 13.4 | 20900 | 1856 | 3.3 | 3.1 | Non Federally-Regulated | 05/13/2019 |  | 05/28/2019
FHP Manufacturing Company | GEOEXCEL | RD030-3HZN-***P*C-**T/G |  | Water-Source | WBAHP: Heat Pump Packaged Unit | Heat Pump | 208 | 3 |  |  |  | Single-Speed |  |  |  | 29200 | 2246 | 13 | 11.2 | 33400 | 2276 | 4.3 | 4.2 | Federally-Regulated Commercial & Industrial Equipment | 05/13/2019 |  | 05/28/2019
FHP Manufacturing Company | GEOEXCEL | RD042-4HZC-***P*B-**T/G |  | Ground-Source | WBAHP: Heat Pump Packaged Unit | Heat Pump | 460 | 3 |  |  |  | Single-Speed |  |  |  | 42600 | 2878 | 14.8 | 13.4 | 31000 | 2753 | 3.3 | 3.1 | Non Federally-Regulated | 05/13/2019 |  | 05/28/2019
FHP Manufacturing Company | GEOEXCEL | RD042-4HZC-***P*B-**T/G |  | Water-Source | WBAHP: Heat Pump Packaged Unit | Heat Pump | 460 | 3 |  |  |  | Single-Speed |  |  |  | 40000 | 2919 | 13.7 | 11.2 | 46300 | 3155 | 4.3 | 4.2 | Federally-Regulated Commercial & Industrial Equipment | 05/13/2019 |  | 05/28/2019
FHP Manufacturing Company | GEOEXCEL | RD018-2HZC-***P*B-**S |  | Water-Source | WBAHP: Heat Pump Packaged Unit | Heat Pump | 265 | 1 |  |  |  | Single-Speed |  |  |  | 19400 | 1447 | 13.4 | 11.2 | 22200 | 1414 | 4.6 | 4.2 | Federally-Regulated Commercial & Industrial Equipment | 05/13/2019 |  | 05/28/2019
FHP Manufacturing Company | GEOEXCEL | RD030-4HZN-***T/A*C-**S |  | Water-Source | WBAHP: Heat Pump Packaged Unit | Heat Pump | 460 | 3 |  |  |  | Single-Speed |  |  |  | 30000 | 2181 | 13.75 | 11.2 | 32800 | 2089 | 4.6 | 4.2 | Federally-Regulated Commercial & Industrial Equipment | 05/13/2019 |  | 05/28/2019
FHP Manufacturing Company | GEOEXCEL | RD036-1VT/CFC-***T/A*B-**S |  | Water-Source | WBAHP: Heat Pump Packaged Unit | Heat Pump | 208 | 1 |  |  |  | Single-Speed |  |  |  | 38200 | 2607 | 14.65 | 11.2 | 41400 | 2726 | 4.5 | 4.2 | Federally-Regulated Commercial & Industrial Equipment | 05/13/2019 |  | 05/28/2019
FHP Manufacturing Company | GEOEXCEL | RD041-4VT/CFC-***T/A*B-**T/G |  | Ground-Source | WBAHP: Heat Pump Packaged Unit | Heat Pump | 460 | 3 |  |  |  | Single-Speed |  |  |  | 42200 | 2654 | 15.9 | 13.4 | 28500 | 2320 | 3.6 | 3.1 | Non Federally-Regulated | 05/13/2019 |  | 05/28/2019
FHP Manufacturing Company | GEOEXCEL | RD041-4VT/CFC-***T/A*B-**T/G |  | Water-Source | WBAHP: Heat Pump Packaged Unit | Heat Pump | 460 | 3 |  |  |  | Single-Speed |  |  |  | 40500 | 2977 | 13.6 | 11.2 | 43700 | 2910 | 4.4 | 4.2 | Federally-Regulated Commercial & Industrial Equipment | 05/13/2019 |  | 05/28/2019
FHP Manufacturing Company | GEOEXCEL | RD024-4HZN-***P*B-**T/G |  | Ground-Source | WBAHP: Heat Pump Packaged Unit | Heat Pump | 460 | 3 |  |  |  | Single-Speed |  |  |  | 25000 | 1612 | 15.5 | 13.4 | 17000 | 1465 | 3.4 | 3.1 | Non Federally-Regulated | 05/13/2019 |  | 05/28/2019
FHP Manufacturing Company | GEOEXCEL | RD024-4HZN-***P*B-**T/G |  | Water-Source | WBAHP: Heat Pump Packaged Unit | Heat Pump | 460 | 3 |  |  |  | Single-Speed |  |  |  | 23400 | 1779 | 13.15 | 11.2 | 26600 | 1771 | 4.4 | 4.2 | Federally-Regulated Commercial & Industrial Equipment | 05/13/2019 |  | 05/28/2019
FHP Manufacturing Company | GEOEXCEL | RD030-3VT/CFC-***P*C-**T/G |  | Ground-Source | WBAHP: Heat Pump Packaged Unit | Heat Pump | 208 | 3 |  |  |  | Single-Speed |  |  |  | 31000 | 2108 | 14.7 | 13.4 | 20900 | 1856 | 3.3 | 3.1 | Non Federally-Regulated | 05/13/2019 |  | 05/28/2019
FHP Manufacturing Company | GEOEXCEL | RD030-3VT/CFC-***P*C-**T/G |  | Water-Source | WBAHP: Heat Pump Packaged Unit | Heat Pump | 208 | 3 |  |  |  | Single-Speed |  |  |  | 29200 | 2212 | 13.2 | 11.2 | 33400 | 2276 | 4.3 | 4.2 | Federally-Regulated Commercial & Industrial Equipment | 05/13/2019 |  | 05/28/2019
FHP Manufacturing Company | GEOEXCEL | RD070-1HZN-***P*B-**T/G |  | Water-Source | WBAHP: Heat Pump Packaged Unit | Heat Pump | 208 | 1 |  |  |  | Single-Speed |  |  |  | 64000 | 4848 | 13.2 | 11.2 | 72800 | 4849 | 4.4 | 4.2 | Federally-Regulated Commercial & Industrial Equipment | 05/13/2019 |  | 05/28/2019
FHP Manufacturing Company | GEOEXCEL | RD070-3HZC-***P*B-**T/G |  | Water-Source | WBAHP: Heat Pump Packaged Unit | Heat Pump | 208 | 3 |  |  |  | Single-Speed |  |  |  | 64000 | 4812 | 13.3 | 11.2 | 72800 | 4849 | 4.4 | 4.2 | Federally-Regulated Commercial & Industrial Equipment | 05/13/2019 |  | 05/28/2019
FHP Manufacturing Company | GEOEXCEL | RD070-3HZN-***P*B-**T/G |  | Water-Source | WBAHP: Heat Pump Packaged Unit | Heat Pump | 208 | 3 |  |  |  | Single-Speed |  |  |  | 64000 | 4848 | 13.2 | 11.2 | 72800 | 4849 | 4.4 | 4.2 | Federally-Regulated Commercial & Industrial Equipment | 05/13/2019 |  | 05/28/2019
FHP Manufacturing Company | GEOEXCEL | RD070-3VT/CFC-***P*B-**T/G |  | Water-Source | WBAHP: Heat Pump Packaged Unit | Heat Pump | 208 | 3 |  |  |  | Single-Speed |  |  |  | 64000 | 4812 | 13.3 | 11.2 | 72800 | 4849 | 4.4 | 4.2 | Federally-Regulated Commercial & Industrial Equipment | 05/13/2019 |  | 05/28/2019
FHP Manufacturing Company | GEOEXCEL | RD070-4VT/CFN-***P*B-**T/G |  | Water-Source | WBAHP: Heat Pump Packaged Unit | Heat Pump | 460 | 3 |  |  |  | Single-Speed |  |  |  | 64000 | 4848 | 13.2 | 11.2 | 72800 | 4849 | 4.4 | 4.2 | Federally-Regulated Commercial & Industrial Equipment | 05/13/2019 |  | 05/28/2019
FHP Manufacturing Company | GEOEXCEL | RD070-5HZC-***P*B-**T/G |  | Water-Source | WBAHP: Heat Pump Packaged Unit | Heat Pump | 575 | 3 |  |  |  | Single-Speed |  |  |  | 64000 | 4812 | 13.3 | 11.2 | 72800 | 4849 | 4.4 | 4.2 | Federally-Regulated Commercial & Industrial Equipment | 05/13/2019 |  | 05/28/2019
FHP Manufacturing Company | GEOEXCEL | EP060-1HZ/VT |  | Ground-Source | WBAHP: Heat Pump Packaged Unit | Heat Pump | 208 | 1 |  |  |  | Single-Speed |  |  |  | 61500 | 3324 | 18.5 | 13.4 | 47000 | 3279 | 4.2 | 3.1 | Non Federally-Regulated | 05/13/2019 |  | 05/28/2019
FHP Manufacturing Company | GEOEXCEL | EP060-1HZ/VT |  | Water-Source | WBAHP: Heat Pump Packaged Unit | Heat Pump | 208 | 1 |  |  |  | Single-Speed |  |  |  | 60400 | 3728 | 16.2 | 11.2 | 71500 | 3676 | 5.7 | 4.2 | Federally-Regulated Commercial & Industrial Equipment | 05/13/2019 |  | 05/28/2019
FHP Manufacturing Company | GEOEXCEL | EP060-3HZ/VT |  | Ground-Source | WBAHP: Heat Pump Packaged Unit | Heat Pump | 208 | 3 |  |  |  | Single-Speed |  |  |  | 61500 | 3324 | 18.5 | 13.4 | 47000 | 3279 | 4.2 | 3.1 | Non Federally-Regulated | 05/13/2019 |  | 05/28/2019
FHP Manufacturing Company | GEOEXCEL | EP060-3HZ/VT |  | Water-Source | WBAHP: Heat Pump Packaged Unit | Heat Pump | 208 | 3 |  |  |  | Single-Speed |  |  |  | 60400 | 3728 | 16.2 | 11.2 | 71500 | 3676 | 5.7 | 4.2 | Federally-Regulated Commercial & Industrial Equipment | 05/13/2019 |  | 05/28/2019
FHP Manufacturing Company | GEOEXCEL | ES061-3CF/HZ/VT*-*****A |  | Ground-Source | WBAHP: Heat Pump Packaged Unit | Heat Pump | 208 | 3 |  |  |  | Dual-Speed |  |  |  | 62000 | 3949 | 15.7 | 13.4 | 49000 | 3989 | 3.6 | 3.1 | Non Federally-Regulated | 05/13/2019 |  | 05/28/2019
FHP Manufacturing Company | GEOEXCEL | ES061-3CF/HZ/VT*-*****A |  | Water-Source | WBAHP: Heat Pump Packaged Unit | Heat Pump | 208 | 3 |  |  |  | Dual-Speed |  |  |  | 60000 | 4285 | 14 | 11.2 | 72000 | 4489 | 4.7 | 4.2 | Federally-Regulated Commercial & Industrial Equipment | 05/13/2019 |  | 05/28/2019
FHP Manufacturing Company | GEOEXCEL | ES061-4CF/HZ/VT*-*****A |  | Ground-Source | WBAHP: Heat Pump Packaged Unit | Heat Pump | 460 | 3 |  |  |  | Dual-Speed |  |  |  | 62000 | 3949 | 15.7 | 13.4 | 49000 | 3989 | 3.6 | 3.1 | Non Federally-Regulated | 05/13/2019 |  | 05/28/2019
FHP Manufacturing Company | GEOEXCEL | ES061-4CF/HZ/VT*-*****A |  | Water-Source | WBAHP: Heat Pump Packaged Unit | Heat Pump | 460 | 3 |  |  |  | Dual-Speed |  |  |  | 60000 | 4285 | 14 | 11.2 | 72000 | 4489 | 4.7 | 4.2 | Federally-Regulated Commercial & Industrial Equipment | 05/13/2019 |  | 05/28/2019
FHP Manufacturing Company | GEOEXCEL | RD070-5HZN-***P*B-**T/G |  | Water-Source | WBAHP: Heat Pump Packaged Unit | Heat Pump | 575 | 3 |  |  |  | Single-Speed |  |  |  | 64000 | 4848 | 13.2 | 11.2 | 72800 | 4849 | 4.4 | 4.2 | Federally-Regulated Commercial & Industrial Equipment | 05/13/2019 |  | 05/28/2019
FHP Manufacturing Company | GEOEXCEL | RD070-5VT/CFC-***P*B-**T/G |  | Water-Source | WBAHP: Heat Pump Packaged Unit | Heat Pump | 575 | 3 |  |  |  | Single-Speed |  |  |  | 64000 | 4812 | 13.3 | 11.2 | 72800 | 4849 | 4.4 | 4.2 | Federally-Regulated Commercial & Industrial Equipment | 05/13/2019 |  | 05/28/2019
FHP Manufacturing Company | GEOEXCEL | RD070-5VT/CFN-***P*B-**T/G |  | Water-Source | WBAHP: Heat Pump Packaged Unit | Heat Pump | 575 | 3 |  |  |  | Single-Speed |  |  |  | 64000 | 4848 | 13.2 | 11.2 | 72800 | 4849 | 4.4 | 4.2 | Federally-Regulated Commercial & Industrial Equipment | 05/13/2019 |  | 05/28/2019
FHP Manufacturing Company | GEOEXCEL | RZ060-1VT/CF/HZ*-*****A |  | Water-Source | WBAHP: Heat Pump Packaged Unit | Both Heat Pump and Electric Re | 208 | 1 |  |  |  | Dual-Speed |  |  |  | 63800 | 4129 | 15.45 | 11.2 | 73300 | 4475 | 4.8 | 4.2 | Federally-Regulated Commercial & Industrial Equipment | 05/13/2019 |  | 05/28/2019
FHP Manufacturing Company | GEOEXCEL | RD009-2VT*-***P*C-**T/G |  | Water-Source | WBAHP: Heat Pump Packaged Unit | Heat Pump | 265 | 1 |  |  |  | Single-Speed |  |  |  | 8200 | 661 | 12.4 | 11.2 | 9900 | 617 | 4.7 | 4.2 | Federally-Regulated Commercial & Industrial Equipment | 05/13/2019 |  | 05/28/2019
FHP Manufacturing Company | GEOEXCEL | EP012-0HZC |  | Ground-Source | WBAHP: Heat Pump Packaged Unit | Heat Pump | 115 | 1 |  |  |  | Single-Speed |  |  |  | 13000 | 742 | 17.5 | 13.4 | 10000 | 814 | 3.6 | 3.1 | Non Federally-Regulated | 05/13/2019 |  | 05/28/2019
FHP Manufacturing Company | GEOEXCEL | EP012-0HZC |  | Ground-Water-Source | WBAHP: Heat Pump Packaged Unit | Heat Pump | 115 | 1 |  |  |  | Single-Speed |  |  |  | 14600 | 643 | 22.7 | 16.2 | 13000 | 886 | 4.3 | 3.6 | Non Federally-Regulated | 05/13/2019 |  | 05/28/2019
FHP Manufacturing Company | GEOEXCEL | EP012-0HZC |  | Water-Source | WBAHP: Heat Pump Packaged Unit | Heat Pump | 115 | 1 |  |  |  | Single-Speed |  |  |  | 12200 | 818 | 14.9 | 11.2 | 16500 | 948 | 5.1 | 4.2 | Federally-Regulated Commercial & Industrial Equipment | 05/13/2019 |  | 05/28/2019
FHP Manufacturing Company | GEOEXCEL | RD030-1HZC-***P*C-**S |  | Water-Source | WBAHP: Heat Pump Packaged Unit | Heat Pump | 208 | 1 |  |  |  | Single-Speed |  |  |  | 29200 | 2212 | 13.2 | 11.2 | 33400 | 2276 | 4.3 | 4.2 | Federally-Regulated Commercial & Industrial Equipment | 05/13/2019 |  | 05/28/2019
FHP Manufacturing Company | GEOEXCEL | RD024-4VT/CFC-***P*B-**S |  | Water-Source | WBAHP: Heat Pump Packaged Unit | Heat Pump | 460 | 3 |  |  |  | Single-Speed |  |  |  | 23400 | 1746 | 13.4 | 11.2 | 26600 | 1771 | 4.4 | 4.2 | Federally-Regulated Commercial & Industrial Equipment | 05/13/2019 |  | 05/28/2019
FHP Manufacturing Company | GEOEXCEL | RD042-4VT/CFC-***P*B-**T/G |  | Ground-Source | WBAHP: Heat Pump Packaged Unit | Heat Pump | 460 | 3 |  |  |  | Single-Speed |  |  |  | 42600 | 2878 | 14.8 | 13.4 | 31000 | 2753 | 3.3 | 3.1 | Non Federally-Regulated | 05/13/2019 |  | 05/28/2019
FHP Manufacturing Company | GEOEXCEL | RD042-4VT/CFC-***P*B-**T/G |  | Water-Source | WBAHP: Heat Pump Packaged Unit | Heat Pump | 460 | 3 |  |  |  | Single-Speed |  |  |  | 40000 | 2919 | 13.7 | 11.2 | 46300 | 3155 | 4.3 | 4.2 | Federally-Regulated Commercial & Industrial Equipment | 05/13/2019 |  | 05/28/2019
FHP Manufacturing Company | GEOEXCEL | RD024-1VT/CFC-***T/A*B-**T/G |  | Ground-Source | WBAHP: Heat Pump Packaged Unit | Heat Pump | 208 | 1 |  |  |  | Single-Speed |  |  |  | 25400 | 1539 | 16.5 | 13.4 | 16700 | 1398 | 3.5 | 3.1 | Non Federally-Regulated | 05/13/2019 |  | 05/28/2019
FHP Manufacturing Company | GEOEXCEL | RD024-1VT/CFC-***T/A*B-**T/G |  | Water-Source | WBAHP: Heat Pump Packaged Unit | Heat Pump | 208 | 1 |  |  |  | Single-Speed |  |  |  | 23800 | 1687 | 14.1 | 11.2 | 26200 | 1706 | 4.5 | 4.2 | Federally-Regulated Commercial & Industrial Equipment | 05/13/2019 |  | 05/28/2019
FHP Manufacturing Company | GEOEXCEL | RD048-4HZN-***T/A*B-**S |  | Water-Source | WBAHP: Heat Pump Packaged Unit | Heat Pump | 460 | 3 |  |  |  | Single-Speed |  |  |  | 46800 | 3479 | 13.45 | 11.2 | 55600 | 3703 | 4.4 | 4.2 | Federally-Regulated Commercial & Industrial Equipment | 05/13/2019 |  | 05/28/2019
FHP Manufacturing Company | GEOEXCEL | RD024-2HZC-***P*B-**S |  | Water-Source | WBAHP: Heat Pump Packaged Unit | Heat Pump | 265 | 1 |  |  |  | Single-Speed |  |  |  | 23400 | 1746 | 13.4 | 11.2 | 26600 | 1771 | 4.4 | 4.2 | Federally-Regulated Commercial & Industrial Equipment | 05/13/2019 |  | 05/28/2019
FHP Manufacturing Company | GEOEXCEL | CU012-2***-******C |  | Ground-Source | WBAHP-O: Heat Pump Packaged Un | Heat Pump | 265 | 1 |  |  |  | Single-Speed |  |  |  | 12200 | 813 | 15 | 13.4 | 8500 | 778 | 3.2 | 3.1 | Non Federally-Regulated | 05/13/2019 |  | 05/28/2019
FHP Manufacturing Company | GEOEXCEL | CU012-2***-******C |  | Ground-Water-Source | WBAHP-O: Heat Pump Packaged Un | Heat Pump | 265 | 1 |  |  |  | Single-Speed |  |  |  | 13700 | 691 | 19.8 | 16.2 | 11000 | 848 | 3.8 | 3.6 | Non Federally-Regulated | 05/13/2019 |  | 05/28/2019
FHP Manufacturing Company | GEOEXCEL | CU012-2***-******C |  | Water-Source | WBAHP-O: Heat Pump Packaged Un | Heat Pump | 265 | 1 |  |  |  | Single-Speed |  |  |  | 11700 | 921 | 12.7 | 11.2 | 12600 | 858 | 4.3 | 4.2 | Federally-Regulated Commercial & Industrial Equipment | 05/13/2019 |  | 05/28/2019
FHP Manufacturing Company | GEOEXCEL | RD042-3VT/CFN-***P*B-**S |  | Water-Source | WBAHP: Heat Pump Packaged Unit | Heat Pump | 208 | 3 |  |  |  | Single-Speed |  |  |  | 40000 | 2919 | 13.7 | 11.2 | 43000 | 2930 | 4.3 | 4.2 | Federally-Regulated Commercial & Industrial Equipment | 05/13/2019 |  | 05/28/2019
FHP Manufacturing Company | GEOEXCEL | EP042-4HZ/VT |  | Ground-Source | WBAHP: Heat Pump Packaged Unit | Heat Pump | 460 | 3 |  |  |  | Single-Speed |  |  |  | 42200 | 2125 | 19.85 | 13.4 | 26800 | 2122 | 3.7 | 3.1 | Non Federally-Regulated | 05/13/2019 |  | 05/28/2019
FHP Manufacturing Company | GEOEXCEL | EP042-4HZ/VT |  | Ground-Water-Source | WBAHP: Heat Pump Packaged Unit | Heat Pump | 460 | 3 |  |  |  | Single-Speed |  |  |  | 45000 | 1757 | 25.6 | 16.2 | 35000 | 2205 | 4.7 | 3.6 | Non Federally-Regulated | 05/13/2019 |  | 05/28/2019
FHP Manufacturing Company | GEOEXCEL | EP042-4HZ/VT |  | Water-Source | WBAHP: Heat Pump Packaged Unit | Heat Pump | 460 | 3 |  |  |  | Single-Speed |  |  |  | 40600 | 2671 | 15.2 | 11.2 | 42000 | 2238 | 5.5 | 4.2 | Federally-Regulated Commercial & Industrial Equipment | 05/13/2019 |  | 05/28/2019
FHP Manufacturing Company | GEOEXCEL | RD036-1VT/CFC-***P*B-**T/G |  | Ground-Source | WBAHP: Heat Pump Packaged Unit | Heat Pump | 208 | 1 |  |  |  | Single-Speed |  |  |  | 39900 | 2360 | 16.9 | 13.4 | 26900 | 2252 | 3.5 | 3.1 | Non Federally-Regulated | 05/13/2019 |  | 05/28/2019
FHP Manufacturing Company | GEOEXCEL | RD036-1VT/CFC-***P*B-**T/G |  | Water-Source | WBAHP: Heat Pump Packaged Unit | Heat Pump | 208 | 1 |  |  |  | Single-Speed |  |  |  | 37900 | 2678 | 14.15 | 11.2 | 41800 | 2722 | 4.5 | 4.2 | Federally-Regulated Commercial & Industrial Equipment | 05/13/2019 |  | 05/28/2019
FHP Manufacturing Company | GEOEXCEL | RD041-4VT/CFC-***T/A*B-**S |  | Water-Source | WBAHP: Heat Pump Packaged Unit | Heat Pump | 460 | 3 |  |  |  | Single-Speed |  |  |  | 40500 | 2977 | 13.6 | 11.2 | 43700 | 2910 | 4.4 | 4.2 | Federally-Regulated Commercial & Industrial Equipment | 05/13/2019 |  | 05/28/2019
FHP Manufacturing Company | GEOEXCEL | RD036-3VT/CFC-***P*B-**S |  | Water-Source | WBAHP: Heat Pump Packaged Unit | Heat Pump | 208 | 3 |  |  |  | Single-Speed |  |  |  | 37900 | 2678 | 14.15 | 11.2 | 41800 | 2848 | 4.3 | 4.2 | Federally-Regulated Commercial & Industrial Equipment | 05/13/2019 |  | 05/28/2019
FHP Manufacturing Company | GEOEXCEL | RD036-3HZC-***P*B-**S |  | Water-Source | WBAHP: Heat Pump Packaged Unit | Heat Pump | 208 | 3 |  |  |  | Single-Speed |  |  |  | 37900 | 2678 | 14.15 | 11.2 | 41800 | 2848 | 4.3 | 4.2 | Federally-Regulated Commercial & Industrial Equipment | 05/13/2019 |  | 05/28/2019
FHP Manufacturing Company | GEOEXCEL | RD018-2VT/CFC-***P*B-**T/G |  | Ground-Source | WBAHP: Heat Pump Packaged Unit | Heat Pump | 265 | 1 |  |  |  | Single-Speed |  |  |  | 21200 | 1341 | 15.8 | 13.4 | 14300 | 1197 | 3.5 | 3.1 | Non Federally-Regulated | 05/13/2019 |  | 05/28/2019
FHP Manufacturing Company | GEOEXCEL | RD018-2VT/CFC-***P*B-**T/G |  | Water-Source | WBAHP: Heat Pump Packaged Unit | Heat Pump | 265 | 1 |  |  |  | Single-Speed |  |  |  | 19400 | 1447 | 13.4 | 11.2 | 22200 | 1414 | 4.6 | 4.2 | Federally-Regulated Commercial & Industrial Equipment | 05/13/2019 |  | 05/28/2019
FHP Manufacturing Company | GEOEXCEL | RD024-4HZN-***T/A*B-**S |  | Water-Source | WBAHP: Heat Pump Packaged Unit | Heat Pump | 460 | 3 |  |  |  | Single-Speed |  |  |  | 23800 | 1776 | 13.4 | 11.2 | 26200 | 1669 | 4.6 | 4.2 | Federally-Regulated Commercial & Industrial Equipment | 05/13/2019 |  | 05/28/2019
FHP Manufacturing Company | GEOEXCEL | RD030-2HZN-***P*C-**S |  | Water-Source | WBAHP: Heat Pump Packaged Unit | Heat Pump | 265 | 1 |  |  |  | Single-Speed |  |  |  | 29200 | 2212 | 13.2 | 11.2 | 33400 | 2276 | 4.3 | 4.2 | Federally-Regulated Commercial & Industrial Equipment | 05/13/2019 |  | 05/28/2019
FHP Manufacturing Company | GEOEXCEL | RD007-1HZC-***P*C-**T/G |  | Ground-Source | WBAHP: Heat Pump Packaged Unit | Heat Pump | 208 | 1 |  |  |  | Single-Speed |  |  |  | 6800 | 450 | 15.1 | 13.4 | 4900 | 422 | 3.4 | 3.1 | Non Federally-Regulated | 05/13/2019 |  | 05/28/2019
FHP Manufacturing Company | GEOEXCEL | RD007-1HZC-***P*C-**T/G |  | Water-Source | WBAHP: Heat Pump Packaged Unit | Heat Pump | 208 | 1 |  |  |  | Single-Speed |  |  |  | 6100 | 462 | 13.2 | 11.2 | 7800 | 448 | 5.1 | 4.2 | Federally-Regulated Commercial & Industrial Equipment | 05/13/2019 |  | 05/28/2019
FHP Manufacturing Company | GEOEXCEL | ES035-3CF/HZ/VT*-*****A |  | Ground-Source | WBAHP: Heat Pump Packaged Unit | Heat Pump | 208 | 3 |  |  |  | Dual-Speed |  |  |  | 38000 | 2420 | 15.7 | 13.4 | 28000 | 2311 | 3.6 | 3.1 | Non Federally-Regulated | 05/13/2019 |  | 05/28/2019
FHP Manufacturing Company | GEOEXCEL | ES035-3CF/HZ/VT*-*****A |  | Ground-Water-Source | WBAHP: Heat Pump Packaged Unit | Heat Pump | 208 | 3 |  |  |  | Dual-Speed |  |  |  | 42000 | 2009 | 20.9 | 16.2 | 36000 | 2512 | 4.2 | 3.6 | Non Federally-Regulated | 05/13/2019 |  | 05/28/2019
FHP Manufacturing Company | GEOEXCEL | ES035-3CF/HZ/VT*-*****A |  | Water-Source | WBAHP: Heat Pump Packaged Unit | Heat Pump | 208 | 3 |  |  |  | Dual-Speed |  |  |  | 36000 | 2571 | 14 | 11.2 | 43000 | 2739 | 4.6 | 4.2 | Federally-Regulated Commercial & Industrial Equipment | 05/13/2019 |  | 05/28/2019
FHP Manufacturing Company | GEOEXCEL | RD048-4VT/CFC-***P*B-**S |  | Water-Source | WBAHP: Heat Pump Packaged Unit | Heat Pump | 460 | 3 |  |  |  | Single-Speed |  |  |  | 45900 | 3530 | 13 | 11.2 | 56400 | 3844 | 4.3 | 4.2 | Federally-Regulated Commercial & Industrial Equipment | 05/13/2019 |  | 05/28/2019
FHP Manufacturing Company | GEOEXCEL | RD024-1VT/CFN-***P*B-**S |  | Water-Source | WBAHP: Heat Pump Packaged Unit | Heat Pump | 208 | 1 |  |  |  | Single-Speed |  |  |  | 23400 | 1759 | 13.3 | 11.2 | 26600 | 1771 | 4.4 | 4.2 | Federally-Regulated Commercial & Industrial Equipment | 05/13/2019 |  | 05/28/2019
FHP Manufacturing Company | GEOEXCEL | RD024-2VT/CFN-***T/A*B-**S |  | Water-Source | WBAHP: Heat Pump Packaged Unit | Heat Pump | 265 | 1 |  |  |  | Single-Speed |  |  |  | 23800 | 1776 | 13.4 | 11.2 | 26200 | 1669 | 4.6 | 4.2 | Federally-Regulated Commercial & Industrial Equipment | 05/13/2019 |  | 05/28/2019
FHP Manufacturing Company | GEOEXCEL | RD030-2HZC-***T/A*C-**S |  | Water-Source | WBAHP: Heat Pump Packaged Unit | Heat Pump | 265 | 1 |  |  |  | Single-Speed |  |  |  | 30000 | 2105 | 14.25 | 11.2 | 32800 | 2089 | 4.6 | 4.2 | Federally-Regulated Commercial & Industrial Equipment | 05/13/2019 |  | 05/28/2019
FHP Manufacturing Company | GEOEXCEL | RD048-3HZC-***T/A*B-**T/G |  | Ground-Source | WBAHP: Heat Pump Packaged Unit | Heat Pump | 208 | 3 |  |  |  | Single-Speed |  |  |  | 49600 | 3042 | 16.3 | 13.4 | 34600 | 2816 | 3.6 | 3.1 | Non Federally-Regulated | 05/13/2019 |  | 05/28/2019
FHP Manufacturing Company | GEOEXCEL | RD048-3HZC-***T/A*B-**T/G |  | Water-Source | WBAHP: Heat Pump Packaged Unit | Heat Pump | 208 | 3 |  |  |  | Single-Speed |  |  |  | 46800 | 3295 | 14.2 | 11.2 | 55600 | 3621 | 4.5 | 4.2 | Federally-Regulated Commercial & Industrial Equipment | 05/13/2019 |  | 05/28/2019
FHP Manufacturing Company | GEOEXCEL | RD007-1VTN-***P*C-**T/G |  | Ground-Source | WBAHP: Heat Pump Packaged Unit | Heat Pump | 208 | 1 |  |  |  | Single-Speed |  |  |  | 6800 | 450 | 15.1 | 13.4 | 4900 | 422 | 3.4 | 3.1 | Non Federally-Regulated | 05/13/2019 |  | 05/28/2019
FHP Manufacturing Company | GEOEXCEL | RD007-1VTN-***P*C-**T/G |  | Water-Source | WBAHP: Heat Pump Packaged Unit | Heat Pump | 208 | 1 |  |  |  | Single-Speed |  |  |  | 6100 | 465 | 13.1 | 11.2 | 7800 | 457 | 5 | 4.2 | Federally-Regulated Commercial & Industrial Equipment | 05/13/2019 |  | 05/28/2019
FHP Manufacturing Company | GEOEXCEL | RD036-2HZC-***T/A*B-**S |  | Water-Source | WBAHP: Heat Pump Packaged Unit | Heat Pump | 265 | 1 |  |  |  | Single-Speed |  |  |  | 38200 | 2607 | 14.65 | 11.2 | 41400 | 2726 | 4.5 | 4.2 | Federally-Regulated Commercial & Industrial Equipment | 05/13/2019 |  | 05/28/2019
FHP Manufacturing Company | GEOEXCEL | RD015-1VT/CFC-***T/A*C-**S |  | Water-Source | WBAHP: Heat Pump Packaged Unit | Heat Pump | 208 | 1 |  |  |  | Single-Speed |  |  |  | 13700 | 985 | 13.9 | 11.2 | 15500 | 1032 | 4.4 | 4.2 | Federally-Regulated Commercial & Industrial Equipment | 05/13/2019 |  | 05/28/2019
FHP Manufacturing Company | GEOEXCEL | RD012-2VT*-***P*C-**T/G |  | Ground-Source | WBAHP: Heat Pump Packaged Unit | Heat Pump | 265 | 1 |  |  |  | Single-Speed |  |  |  | 11800 | 836 | 14.1 | 13.4 | 8700 | 796 | 3.2 | 3.1 | Non Federally-Regulated | 05/13/2019 |  | 05/28/2019
FHP Manufacturing Company | GEOEXCEL | RD012-2VT*-***P*C-**T/G |  | Water-Source | WBAHP: Heat Pump Packaged Unit | Heat Pump | 265 | 1 |  |  |  | Single-Speed |  |  |  | 10900 | 893 | 12.2 | 11.2 | 13000 | 886 | 4.3 | 4.2 | Federally-Regulated Commercial & Industrial Equipment | 05/13/2019 |  | 05/28/2019
FHP Manufacturing Company | GEOEXCEL | RD018-1VT/CFC-***T/A*B-**S |  | Water-Source | WBAHP: Heat Pump Packaged Unit | Heat Pump | 208 | 1 |  |  |  | Single-Speed |  |  |  | 19700 | 1377 | 14.3 | 11.2 | 21900 | 1337 | 4.8 | 4.2 | Federally-Regulated Commercial & Industrial Equipment | 05/13/2019 |  | 05/28/2019
FHP Manufacturing Company | GEOEXCEL | RD024-4VT/CFN-***T/A*B-**S |  | Water-Source | WBAHP: Heat Pump Packaged Unit | Heat Pump | 460 | 3 |  |  |  | Single-Speed |  |  |  | 23800 | 1776 | 13.4 | 11.2 | 26200 | 1669 | 4.6 | 4.2 | Federally-Regulated Commercial & Industrial Equipment | 05/13/2019 |  | 05/28/2019
FHP Manufacturing Company | GEOEXCEL | RD018-1VT/CFN-***T/A*B-**T/G |  | Ground-Source | WBAHP: Heat Pump Packaged Unit | Heat Pump | 208 | 1 |  |  |  | Single-Speed |  |  |  | 21500 | 1352 | 15.9 | 13.4 | 14100 | 1116 | 3.7 | 3.1 | Non Federally-Regulated | 05/13/2019 |  | 05/28/2019
FHP Manufacturing Company | GEOEXCEL | RD018-1VT/CFN-***T/A*B-**T/G |  | Water-Source | WBAHP: Heat Pump Packaged Unit | Heat Pump | 208 | 1 |  |  |  | Single-Speed |  |  |  | 19700 | 1448 | 13.6 | 11.2 | 21900 | 1351 | 4.8 | 4.2 | Federally-Regulated Commercial & Industrial Equipment | 05/13/2019 |  | 05/28/2019
FHP Manufacturing Company | GEOEXCEL | RD015-1VT/CFN-***T/A*C-**T/G |  | Ground-Source | WBAHP: Heat Pump Packaged Unit | Heat Pump | 208 | 1 |  |  |  | Single-Speed |  |  |  | 14400 | 888 | 16.2 | 13.4 | 10700 | 950 | 3.3 | 3.1 | Non Federally-Regulated | 05/13/2019 |  | 05/28/2019
FHP Manufacturing Company | GEOEXCEL | RD015-1VT/CFN-***T/A*C-**T/G |  | Water-Source | WBAHP: Heat Pump Packaged Unit | Heat Pump | 208 | 1 |  |  |  | Single-Speed |  |  |  | 13700 | 985 | 13.9 | 11.2 | 15500 | 1032 | 4.4 | 4.2 | Federally-Regulated Commercial & Industrial Equipment | 05/13/2019 |  | 05/28/2019
FHP Manufacturing Company | GEOEXCEL | RD042-4HZN-***T/A*B-**S |  | Water-Source | WBAHP: Heat Pump Packaged Unit | Heat Pump | 460 | 3 |  |  |  | Single-Speed |  |  |  | 40900 | 2900 | 14.1 | 11.2 | 43000 | 2864 | 4.4 | 4.2 | Federally-Regulated Commercial & Industrial Equipment | 05/13/2019 |  | 05/28/2019
FHP Manufacturing Company | GEOEXCEL | EP012-1HZ/VT |  | Ground-Source | WBAHP: Heat Pump Packaged Unit | Heat Pump | 208 | 1 |  |  |  | Single-Speed |  |  |  | 13000 | 742 | 17.5 | 13.4 | 10000 | 814 | 3.6 | 3.1 | Non Federally-Regulated | 05/13/2019 |  | 05/28/2019
FHP Manufacturing Company | GEOEXCEL | EP012-1HZ/VT |  | Ground-Water-Source | WBAHP: Heat Pump Packaged Unit | Heat Pump | 208 | 1 |  |  |  | Single-Speed |  |  |  | 14600 | 643 | 22.7 | 16.2 | 13000 | 886 | 4.3 | 3.6 | Non Federally-Regulated | 05/13/2019 |  | 05/28/2019
FHP Manufacturing Company | GEOEXCEL | EP012-1HZ/VT |  | Water-Source | WBAHP: Heat Pump Packaged Unit | Heat Pump | 208 | 1 |  |  |  | Single-Speed |  |  |  | 12200 | 818 | 14.9 | 11.2 | 16500 | 948 | 5.1 | 4.2 | Federally-Regulated Commercial & Industrial Equipment | 05/13/2019 |  | 05/28/2019
FHP Manufacturing Company | GEOEXCEL | RD042-1HZN-***T/A*B-**T/G |  | Ground-Source | WBAHP: Heat Pump Packaged Unit | Heat Pump | 208 | 1 |  |  |  | Single-Speed |  |  |  | 43500 | 2668 | 16.3 | 13.4 | 30100 | 2520 | 3.5 | 3.1 | Non Federally-Regulated | 05/13/2019 |  | 05/28/2019
FHP Manufacturing Company | GEOEXCEL | RD042-1HZN-***T/A*B-**T/G |  | Water-Source | WBAHP: Heat Pump Packaged Unit | Heat Pump | 208 | 1 |  |  |  | Single-Speed |  |  |  | 40900 | 2900 | 14.1 | 11.2 | 45300 | 3017 | 4.4 | 4.2 | Federally-Regulated Commercial & Industrial Equipment | 05/13/2019 |  | 05/28/2019
FHP Manufacturing Company | GEOEXCEL | RD015-1VT/CFC-***P*C-**S |  | Water-Source | WBAHP: Heat Pump Packaged Unit | Heat Pump | 208 | 1 |  |  |  | Single-Speed |  |  |  | 14200 | 1109 | 12.8 | 11.2 | 16100 | 1097 | 4.3 | 4.2 | Federally-Regulated Commercial & Industrial Equipment | 05/13/2019 |  | 05/28/2019
FHP Manufacturing Company | GEOEXCEL | RD048-4VT/CFN-***T/A*B-**S |  | Water-Source | WBAHP: Heat Pump Packaged Unit | Heat Pump | 460 | 3 |  |  |  | Single-Speed |  |  |  | 46800 | 3479 | 13.45 | 11.2 | 55600 | 3703 | 4.4 | 4.2 | Federally-Regulated Commercial & Industrial Equipment | 05/13/2019 |  | 05/28/2019
FHP Manufacturing Company | GEOEXCEL | RZ060-1CS*-*****A | RZ060-1AV/AH*-***A*A | Ground-Source | WBAHP-CB: Heat Pump Split Syst | Both Heat Pump and Electric Re | 208 | 1 | False |  |  | Dual-Speed |  |  |  | 58900 | 3658 | 16.1 | 13.4 | 49000 | 3779 | 3.8 | 3.1 | Non Federally-Regulated | 05/13/2019 |  | 05/28/2019
FHP Manufacturing Company | GEOEXCEL | RZ060-1CS*-*****A | RZ060-1AV/AH*-***A*A | Ground-Water-Source | WBAHP-CB: Heat Pump Split Syst | Both Heat Pump and Electric Re | 208 | 1 | False |  |  | Dual-Speed |  |  |  | 64500 | 3146 | 20.5 | 16.2 | 60500 | 4029 | 4.4 | 3.6 | Non Federally-Regulated | 05/13/2019 |  | 05/28/2019
FHP Manufacturing Company | GEOEXCEL | RZ060-1CS*-*****A | RZ060-1AV/AH*-***A*A | Water-Source | WBAHP-CB: Heat Pump Split Syst | Both Heat Pump and Electric Re | 208 | 1 | False |  |  | Dual-Speed |  |  |  | 56100 | 3978 | 14.1 | 12 | 74500 | 4366 | 5 | 4.2 | Federally-Regulated Commercial & Industrial Equipment | 05/13/2019 |  | 05/28/2019
FHP Manufacturing Company | GEOEXCEL | RD042-4HZC-***P*B-**S |  | Water-Source | WBAHP: Heat Pump Packaged Unit | Heat Pump | 460 | 3 |  |  |  | Single-Speed |  |  |  | 40000 | 2919 | 13.7 | 11.2 | 43000 | 2930 | 4.3 | 4.2 | Federally-Regulated Commercial & Industrial Equipment | 05/13/2019 |  | 05/28/2019
FHP Manufacturing Company | GEOEXCEL | RD036-4VT/CFC-***P*B-**S |  | Water-Source | WBAHP: Heat Pump Packaged Unit | Heat Pump | 460 | 3 |  |  |  | Single-Speed |  |  |  | 37900 | 2678 | 14.15 | 11.2 | 41800 | 2848 | 4.3 | 4.2 | Federally-Regulated Commercial & Industrial Equipment | 05/13/2019 |  | 05/28/2019
FHP Manufacturing Company | GEOEXCEL | RD042-4HZN-***T/A*B-**T/G |  | Ground-Source | WBAHP: Heat Pump Packaged Unit | Heat Pump | 460 | 3 |  |  |  | Single-Speed |  |  |  | 43500 | 2668 | 16.3 | 13.4 | 30100 | 2520 | 3.5 | 3.1 | Non Federally-Regulated | 05/13/2019 |  | 05/28/2019
FHP Manufacturing Company | GEOEXCEL | RD042-4HZN-***T/A*B-**T/G |  | Water-Source | WBAHP: Heat Pump Packaged Unit | Heat Pump | 460 | 3 |  |  |  | Single-Speed |  |  |  | 40900 | 2900 | 14.1 | 11.2 | 45300 | 3017 | 4.4 | 4.2 | Federally-Regulated Commercial & Industrial Equipment | 05/13/2019 |  | 05/28/2019
FHP Manufacturing Company | GEOEXCEL | RD036-1VT/CFC-***P*B-**S |  | Water-Source | WBAHP: Heat Pump Packaged Unit | Heat Pump | 208 | 1 |  |  |  | Single-Speed |  |  |  | 37900 | 2678 | 14.15 | 11.2 | 41800 | 2848 | 4.3 | 4.2 | Federally-Regulated Commercial & Industrial Equipment | 05/13/2019 |  | 05/28/2019
FHP Manufacturing Company | GEOEXCEL | RD024-3VT/CFC-***P*B-**T/G |  | Ground-Source | WBAHP: Heat Pump Packaged Unit | Heat Pump | 208 | 3 |  |  |  | Single-Speed |  |  |  | 25000 | 1612 | 15.5 | 13.4 | 17000 | 1465 | 3.4 | 3.1 | Non Federally-Regulated | 05/13/2019 |  | 05/28/2019
FHP Manufacturing Company | GEOEXCEL | RD024-3VT/CFC-***P*B-**T/G |  | Water-Source | WBAHP: Heat Pump Packaged Unit | Heat Pump | 208 | 3 |  |  |  | Single-Speed |  |  |  | 23400 | 1746 | 13.4 | 11.2 | 26600 | 1771 | 4.4 | 4.2 | Federally-Regulated Commercial & Industrial Equipment | 05/13/2019 |  | 05/28/2019
FHP Manufacturing Company | GEOEXCEL | RD018-1VT/CFN-***P*B-**T/G |  | Ground-Source | WBAHP: Heat Pump Packaged Unit | Heat Pump | 208 | 1 |  |  |  | Single-Speed |  |  |  | 21200 | 1341 | 15.8 | 13.4 | 14300 | 1197 | 3.5 | 3.1 | Non Federally-Regulated | 05/13/2019 |  | 05/28/2019
FHP Manufacturing Company | GEOEXCEL | RD018-1VT/CFN-***P*B-**T/G |  | Water-Source | WBAHP: Heat Pump Packaged Unit | Heat Pump | 208 | 1 |  |  |  | Single-Speed |  |  |  | 19400 | 1492 | 13 | 11.2 | 22200 | 1429 | 4.6 | 4.2 | Federally-Regulated Commercial & Industrial Equipment | 05/13/2019 |  | 05/28/2019
FHP Manufacturing Company | GEOEXCEL | RD030-1HZC-***T/A*C-**T/G |  | Ground-Source | WBAHP: Heat Pump Packaged Unit | Heat Pump | 208 | 1 |  |  |  | Single-Speed |  |  |  | 31600 | 1805 | 17.5 | 13.4 | 20400 | 1758 | 3.4 | 3.1 | Non Federally-Regulated | 05/13/2019 |  | 05/28/2019
FHP Manufacturing Company | GEOEXCEL | RD030-1HZC-***T/A*C-**T/G |  | Water-Source | WBAHP: Heat Pump Packaged Unit | Heat Pump | 208 | 1 |  |  |  | Single-Speed |  |  |  | 30000 | 2205 | 13.6 | 11.2 | 32800 | 2089 | 4.6 | 4.2 | Federally-Regulated Commercial & Industrial Equipment | 05/13/2019 |  | 05/28/2019
FHP Manufacturing Company | GEOEXCEL | RD024-2VT/CFC-***P*B-**S |  | Water-Source | WBAHP: Heat Pump Packaged Unit | Heat Pump | 265 | 1 |  |  |  | Single-Speed |  |  |  | 23400 | 1746 | 13.4 | 11.2 | 26600 | 1771 | 4.4 | 4.2 | Federally-Regulated Commercial & Industrial Equipment | 05/13/2019 |  | 05/28/2019
FHP Manufacturing Company | GEOEXCEL | ES035-4CF/HZ/VT*-*****A |  | Ground-Source | WBAHP: Heat Pump Packaged Unit | Heat Pump | 460 | 3 |  |  |  | Dual-Speed |  |  |  | 38000 | 2209 | 17.2 | 13.4 | 28000 | 2159 | 3.8 | 3.1 | Non Federally-Regulated | 05/13/2019 |  | 05/28/2019
FHP Manufacturing Company | GEOEXCEL | ES035-4CF/HZ/VT*-*****A |  | Ground-Water-Source | WBAHP: Heat Pump Packaged Unit | Heat Pump | 460 | 3 |  |  |  | Dual-Speed |  |  |  | 42000 | 1944 | 21.6 | 16.2 | 36000 | 2512 | 4.2 | 3.6 | Non Federally-Regulated | 05/13/2019 |  | 05/28/2019
FHP Manufacturing Company | GEOEXCEL | ES035-4CF/HZ/VT*-*****A |  | Water-Source | WBAHP: Heat Pump Packaged Unit | Heat Pump | 460 | 3 |  |  |  | Dual-Speed |  |  |  | 36000 | 2465 | 14.6 | 11.2 | 43000 | 2625 | 4.8 | 4.2 | Federally-Regulated Commercial & Industrial Equipment | 05/13/2019 |  | 05/28/2019
FHP Manufacturing Company | GEOEXCEL | RD030-1HZN-***T/A*C-**T/G |  | Ground-Source | WBAHP: Heat Pump Packaged Unit | Heat Pump | 208 | 1 |  |  |  | Single-Speed |  |  |  | 31600 | 1805 | 17.5 | 13.4 | 20400 | 1758 | 3.4 | 3.1 | Non Federally-Regulated | 05/13/2019 |  | 05/28/2019
FHP Manufacturing Company | GEOEXCEL | RD030-1HZN-***T/A*C-**T/G |  | Water-Source | WBAHP: Heat Pump Packaged Unit | Heat Pump | 208 | 1 |  |  |  | Single-Speed |  |  |  | 30000 | 2272 | 13.2 | 11.2 | 32800 | 2089 | 4.6 | 4.2 | Federally-Regulated Commercial & Industrial Equipment | 05/13/2019 |  | 05/28/2019
FHP Manufacturing Company | GEOEXCEL | RD042-1VT/CFN-***P*B-**S |  | Water-Source | WBAHP: Heat Pump Packaged Unit | Heat Pump | 208 | 1 |  |  |  | Single-Speed |  |  |  | 40000 | 2919 | 13.7 | 11.2 | 43000 | 2930 | 4.3 | 4.2 | Federally-Regulated Commercial & Industrial Equipment | 05/13/2019 |  | 05/28/2019
FHP Manufacturing Company | GEOEXCEL | RD009-2HZ*-***P*C-**T/G |  | Water-Source | WBAHP: Heat Pump Packaged Unit | Heat Pump | 265 | 1 |  |  |  | Single-Speed |  |  |  | 8200 | 661 | 12.4 | 11.2 | 9900 | 617 | 4.7 | 4.2 | Federally-Regulated Commercial & Industrial Equipment | 05/13/2019 |  | 05/28/2019
FHP Manufacturing Company | GEOEXCEL | RD030-3VT/CFC-***T/A*C-**S |  | Water-Source | WBAHP: Heat Pump Packaged Unit | Heat Pump | 208 | 3 |  |  |  | Single-Speed |  |  |  | 30000 | 2105 | 14.25 | 11.2 | 32800 | 2089 | 4.6 | 4.2 | Federally-Regulated Commercial & Industrial Equipment | 05/13/2019 |  | 05/28/2019
FHP Manufacturing Company | GEOEXCEL | RD030-3HZC-***T/A*C-**S |  | Water-Source | WBAHP: Heat Pump Packaged Unit | Heat Pump | 208 | 3 |  |  |  | Single-Speed |  |  |  | 30000 | 2105 | 14.25 | 11.2 | 32800 | 2089 | 4.6 | 4.2 | Federally-Regulated Commercial & Industrial Equipment | 05/13/2019 |  | 05/28/2019
FHP Manufacturing Company | GEOEXCEL | RD018-1VT/CFN-***P*B-**S |  | Water-Source | WBAHP: Heat Pump Packaged Unit | Heat Pump | 208 | 1 |  |  |  | Single-Speed |  |  |  | 19400 | 1469 | 13.2 | 11.2 | 22200 | 1414 | 4.6 | 4.2 | Federally-Regulated Commercial & Industrial Equipment | 05/13/2019 |  | 05/28/2019
FHP Manufacturing Company | GEOEXCEL | ES049-3CF/HZ/VT*-*****A |  | Ground-Source | WBAHP: Heat Pump Packaged Unit | Heat Pump | 208 | 3 |  |  |  | Dual-Speed |  |  |  | 49000 | 3161 | 15.5 | 13.4 | 38000 | 3093 | 3.6 | 3.1 | Non Federally-Regulated | 05/13/2019 |  | 05/28/2019
FHP Manufacturing Company | GEOEXCEL | ES049-3CF/HZ/VT*-*****A |  | Ground-Water-Source | WBAHP: Heat Pump Packaged Unit | Heat Pump | 208 | 3 |  |  |  | Dual-Speed |  |  |  | 54000 | 2842 | 19 | 16.2 | 48000 | 3349 | 4.2 | 3.6 | Non Federally-Regulated | 05/13/2019 |  | 05/28/2019
FHP Manufacturing Company | GEOEXCEL | ES049-3CF/HZ/VT*-*****A |  | Water-Source | WBAHP: Heat Pump Packaged Unit | Heat Pump | 208 | 3 |  |  |  | Dual-Speed |  |  |  | 48000 | 3636 | 13.2 | 11.2 | 58000 | 3541 | 4.8 | 4.2 | Federally-Regulated Commercial & Industrial Equipment | 05/13/2019 |  | 05/28/2019
FHP Manufacturing Company | GEOEXCEL | RD036-1HZC-***T/A*B-**S |  | Water-Source | WBAHP: Heat Pump Packaged Unit | Heat Pump | 208 | 1 |  |  |  | Single-Speed |  |  |  | 38200 | 2607 | 14.65 | 11.2 | 41400 | 2726 | 4.5 | 4.2 | Federally-Regulated Commercial & Industrial Equipment | 05/13/2019 |  | 05/28/2019
FHP Manufacturing Company | GEOEXCEL | RD041-1VT/CFC-***P*B-**S |  | Water-Source | WBAHP: Heat Pump Packaged Unit | Heat Pump | 208 | 1 |  |  |  | Single-Speed |  |  |  | 39500 | 3015 | 13.1 | 11.2 | 44600 | 3039 | 4.3 | 4.2 | Federally-Regulated Commercial & Industrial Equipment | 05/13/2019 |  | 05/28/2019
FHP Manufacturing Company | GEOEXCEL | RD024-1HZN-***T/A*B-**T/G |  | Ground-Source | WBAHP: Heat Pump Packaged Unit | Heat Pump | 208 | 1 |  |  |  | Single-Speed |  |  |  | 25400 | 1539 | 16.5 | 13.4 | 16700 | 1398 | 3.5 | 3.1 | Non Federally-Regulated | 05/13/2019 |  | 05/28/2019
FHP Manufacturing Company | GEOEXCEL | RD024-1HZN-***T/A*B-**T/G |  | Water-Source | WBAHP: Heat Pump Packaged Unit | Heat Pump | 208 | 1 |  |  |  | Single-Speed |  |  |  | 23800 | 1769 | 13.45 | 11.2 | 26200 | 1706 | 4.5 | 4.2 | Federally-Regulated Commercial & Industrial Equipment | 05/13/2019 |  | 05/28/2019
FHP Manufacturing Company | GEOEXCEL | RD060-4HZC-***T/A*B-**T/G |  | Ground-Source | WBAHP: Heat Pump Packaged Unit | Heat Pump | 460 | 3 |  |  |  | Single-Speed |  |  |  | 61100 | 3725 | 16.4 | 13.4 | 46200 | 4103 | 3.3 | 3.1 | Non Federally-Regulated | 05/13/2019 |  | 05/28/2019
FHP Manufacturing Company | GEOEXCEL | RD060-4HZC-***T/A*B-**T/G |  | Water-Source | WBAHP: Heat Pump Packaged Unit | Heat Pump | 460 | 3 |  |  |  | Single-Speed |  |  |  | 59000 | 4125 | 14.3 | 11.2 | 66400 | 4525 | 4.3 | 4.2 | Federally-Regulated Commercial & Industrial Equipment | 05/13/2019 |  | 05/28/2019
FHP Manufacturing Company | GEOEXCEL | EP015-2HZ/VT |  | Ground-Source | WBAHP: Heat Pump Packaged Unit | Heat Pump | 265 | 1 |  |  |  | Single-Speed |  |  |  | 16200 | 786 | 20.6 | 13.4 | 11000 | 826 | 3.9 | 3.1 | Non Federally-Regulated | 05/13/2019 |  | 05/28/2019
FHP Manufacturing Company | GEOEXCEL | EP015-2HZ/VT |  | Ground-Water-Source | WBAHP: Heat Pump Packaged Unit | Heat Pump | 265 | 1 |  |  |  | Single-Speed |  |  |  | 17000 | 590 | 28.8 | 16.2 | 13000 | 828 | 4.6 | 3.6 | Non Federally-Regulated | 05/13/2019 |  | 05/28/2019
FHP Manufacturing Company | GEOEXCEL | EP015-2HZ/VT |  | Water-Source | WBAHP: Heat Pump Packaged Unit | Heat Pump | 265 | 1 |  |  |  | Single-Speed |  |  |  | 15200 | 868 | 17.5 | 11.2 | 17500 | 915 | 5.6 | 4.2 | Federally-Regulated Commercial & Industrial Equipment | 05/13/2019 |  | 05/28/2019
FHP Manufacturing Company | GEOEXCEL | RD036-1VT/CFN-***T/A*B-**S |  | Water-Source | WBAHP: Heat Pump Packaged Unit | Heat Pump | 208 | 1 |  |  |  | Single-Speed |  |  |  | 38200 | 2699 | 14.15 | 11.2 | 41400 | 2757 | 4.4 | 4.2 | Federally-Regulated Commercial & Industrial Equipment | 05/13/2019 |  | 05/28/2019
FHP Manufacturing Company | GEOEXCEL | RD036-4HZN-***T/A*B-**T/G |  | Ground-Source | WBAHP: Heat Pump Packaged Unit | Heat Pump | 460 | 3 |  |  |  | Single-Speed |  |  |  | 40200 | 2271 | 17.7 | 13.4 | 26500 | 2157 | 3.6 | 3.1 | Non Federally-Regulated | 05/13/2019 |  | 05/28/2019
FHP Manufacturing Company | GEOEXCEL | RD036-4HZN-***T/A*B-**T/G |  | Water-Source | WBAHP: Heat Pump Packaged Unit | Heat Pump | 460 | 3 |  |  |  | Single-Speed |  |  |  | 38200 | 2758 | 13.85 | 11.2 | 41400 | 2666 | 4.6 | 4.2 | Federally-Regulated Commercial & Industrial Equipment | 05/13/2019 |  | 05/28/2019
FHP Manufacturing Company | GEOEXCEL | RD018-1HZN-***T/A*B-**T/G |  | Ground-Source | WBAHP: Heat Pump Packaged Unit | Heat Pump | 208 | 1 |  |  |  | Single-Speed |  |  |  | 21500 | 1352 | 15.9 | 13.4 | 14100 | 1116 | 3.7 | 3.1 | Non Federally-Regulated | 05/13/2019 |  | 05/28/2019
FHP Manufacturing Company | GEOEXCEL | RD018-1HZN-***T/A*B-**T/G |  | Water-Source | WBAHP: Heat Pump Packaged Unit | Heat Pump | 208 | 1 |  |  |  | Single-Speed |  |  |  | 19700 | 1448 | 13.6 | 11.2 | 21900 | 1351 | 4.8 | 4.2 | Federally-Regulated Commercial & Industrial Equipment | 05/13/2019 |  | 05/28/2019
FHP Manufacturing Company | GEOEXCEL | RD036-3HZC-***T/A*B-**T/G |  | Ground-Source | WBAHP: Heat Pump Packaged Unit | Heat Pump | 208 | 3 |  |  |  | Single-Speed |  |  |  | 40200 | 2271 | 17.7 | 13.4 | 26500 | 2157 | 3.6 | 3.1 | Non Federally-Regulated | 05/13/2019 |  | 05/28/2019
FHP Manufacturing Company | GEOEXCEL | RD036-3HZC-***T/A*B-**T/G |  | Water-Source | WBAHP: Heat Pump Packaged Unit | Heat Pump | 208 | 3 |  |  |  | Single-Speed |  |  |  | 38200 | 2625 | 14.55 | 11.2 | 41400 | 2637 | 4.6 | 4.2 | Federally-Regulated Commercial & Industrial Equipment | 05/13/2019 |  | 05/28/2019
FHP Manufacturing Company | GEOEXCEL | RD024-1VT/CFN-***T/A*B-**T/G |  | Ground-Source | WBAHP: Heat Pump Packaged Unit | Heat Pump | 208 | 1 |  |  |  | Single-Speed |  |  |  | 25400 | 1539 | 16.5 | 13.4 | 16700 | 1398 | 3.5 | 3.1 | Non Federally-Regulated | 05/13/2019 |  | 05/28/2019
FHP Manufacturing Company | GEOEXCEL | RD024-1VT/CFN-***T/A*B-**T/G |  | Water-Source | WBAHP: Heat Pump Packaged Unit | Heat Pump | 208 | 1 |  |  |  | Single-Speed |  |  |  | 23800 | 1769 | 13.45 | 11.2 | 26200 | 1706 | 4.5 | 4.2 | Federally-Regulated Commercial & Industrial Equipment | 05/13/2019 |  | 05/28/2019
FHP Manufacturing Company | GEOEXCEL | RZ036-1CS*-*****A | RZ036-1AV/AH*-***A*A | Ground-Source | WBAHP-CB: Heat Pump Split Syst | Both Heat Pump and Electric Re | 208 | 1 | False |  |  | Dual-Speed |  |  |  | 37900 | 2190 | 17.3 | 13.4 | 27400 | 2113 | 3.8 | 3.1 | Non Federally-Regulated | 05/13/2019 |  | 05/28/2019
FHP Manufacturing Company | GEOEXCEL | RZ036-1CS*-*****A | RZ036-1AV/AH*-***A*A | Ground-Water-Source | WBAHP-CB: Heat Pump Split Syst | Both Heat Pump and Electric Re | 208 | 1 | False |  |  | Dual-Speed |  |  |  | 40900 | 1817 | 22.5 | 16.2 | 35200 | 2292 | 4.5 | 3.6 | Non Federally-Regulated | 05/13/2019 |  | 05/28/2019
FHP Manufacturing Company | GEOEXCEL | RZ036-1CS*-*****A | RZ036-1AV/AH*-***A*A | Water-Source | WBAHP-CB: Heat Pump Split Syst | Both Heat Pump and Electric Re | 208 | 1 | False |  |  | Dual-Speed |  |  |  | 36100 | 2406 | 15 | 12 | 44100 | 2534 | 5.1 | 4.2 | Federally-Regulated Commercial & Industrial Equipment | 05/13/2019 |  | 05/28/2019
FHP Manufacturing Company | GEOEXCEL | RD048-5VT/CFN-***P*B-**T/G |  | Ground-Source | WBAHP: Heat Pump Packaged Unit | Heat Pump | 575 | 3 |  |  |  | Single-Speed |  |  |  | 48800 | 3275 | 14.9 | 13.4 | 35400 | 3051 | 3.4 | 3.1 | Non Federally-Regulated | 05/13/2019 |  | 05/28/2019
FHP Manufacturing Company | GEOEXCEL | RD048-5VT/CFN-***P*B-**T/G |  | Water-Source | WBAHP: Heat Pump Packaged Unit | Heat Pump | 575 | 3 |  |  |  | Single-Speed |  |  |  | 45900 | 3530 | 13 | 11.2 | 56400 | 3844 | 4.3 | 4.2 | Federally-Regulated Commercial & Industrial Equipment | 05/13/2019 |  | 05/28/2019
FHP Manufacturing Company | GEOEXCEL | RD024-3HZC-***T/A*B-**T/G |  | Ground-Source | WBAHP: Heat Pump Packaged Unit | Heat Pump | 208 | 3 |  |  |  | Single-Speed |  |  |  | 25400 | 1539 | 16.5 | 13.4 | 16700 | 1398 | 3.5 | 3.1 | Non Federally-Regulated | 05/13/2019 |  | 05/28/2019
FHP Manufacturing Company | GEOEXCEL | RD024-3HZC-***T/A*B-**T/G |  | Water-Source | WBAHP: Heat Pump Packaged Unit | Heat Pump | 208 | 3 |  |  |  | Single-Speed |  |  |  | 23800 | 1687 | 14.1 | 11.2 | 26200 | 1706 | 4.5 | 4.2 | Federally-Regulated Commercial & Industrial Equipment | 05/13/2019 |  | 05/28/2019
FHP Manufacturing Company | GEOEXCEL | RD042-3VT/CFC-***P*B-**S |  | Water-Source | WBAHP: Heat Pump Packaged Unit | Heat Pump | 208 | 3 |  |  |  | Single-Speed |  |  |  | 40000 | 2919 | 13.7 | 11.2 | 43000 | 2930 | 4.3 | 4.2 | Federally-Regulated Commercial & Industrial Equipment | 05/13/2019 |  | 05/28/2019
FHP Manufacturing Company | GEOEXCEL | RD036-3HZN-***T/A*B-**S |  | Water-Source | WBAHP: Heat Pump Packaged Unit | Heat Pump | 208 | 3 |  |  |  | Single-Speed |  |  |  | 38200 | 2699 | 14.15 | 11.2 | 41400 | 2757 | 4.4 | 4.2 | Federally-Regulated Commercial & Industrial Equipment | 05/13/2019 |  | 05/28/2019
FHP Manufacturing Company | GEOEXCEL | RD007-2VTC-***P*C-**T/G |  | Ground-Source | WBAHP: Heat Pump Packaged Unit | Heat Pump | 265 | 1 |  |  |  | Single-Speed |  |  |  | 6800 | 450 | 15.1 | 13.4 | 4900 | 422 | 3.4 | 3.1 | Non Federally-Regulated | 05/13/2019 |  | 05/28/2019
FHP Manufacturing Company | GEOEXCEL | RD007-2VTC-***P*C-**T/G |  | Water-Source | WBAHP: Heat Pump Packaged Unit | Heat Pump | 265 | 1 |  |  |  | Single-Speed |  |  |  | 6100 | 462 | 13.2 | 11.2 | 7800 | 448 | 5.1 | 4.2 | Federally-Regulated Commercial & Industrial Equipment | 05/13/2019 |  | 05/28/2019
FHP Manufacturing Company | GEOEXCEL | EP012-2HZC |  | Ground-Source | WBAHP: Heat Pump Packaged Unit | Heat Pump | 265 | 1 |  |  |  | Single-Speed |  |  |  | 13000 | 742 | 17.5 | 13.4 | 10000 | 814 | 3.6 | 3.1 | Non Federally-Regulated | 05/13/2019 |  | 05/28/2019
FHP Manufacturing Company | GEOEXCEL | EP012-2HZC |  | Ground-Water-Source | WBAHP: Heat Pump Packaged Unit | Heat Pump | 265 | 1 |  |  |  | Single-Speed |  |  |  | 14600 | 643 | 22.7 | 16.2 | 13000 | 886 | 4.3 | 3.6 | Non Federally-Regulated | 05/13/2019 |  | 05/28/2019
FHP Manufacturing Company | GEOEXCEL | EP012-2HZC |  | Water-Source | WBAHP: Heat Pump Packaged Unit | Heat Pump | 265 | 1 |  |  |  | Single-Speed |  |  |  | 12200 | 818 | 14.9 | 11.2 | 16500 | 948 | 5.1 | 4.2 | Federally-Regulated Commercial & Industrial Equipment | 05/13/2019 |  | 05/28/2019
FHP Manufacturing Company | GEOEXCEL | RD018-1VT/CFC-***P*B-**T/G |  | Ground-Source | WBAHP: Heat Pump Packaged Unit | Heat Pump | 208 | 1 |  |  |  | Single-Speed |  |  |  | 21200 | 1341 | 15.8 | 13.4 | 14300 | 1197 | 3.5 | 3.1 | Non Federally-Regulated | 05/13/2019 |  | 05/28/2019
FHP Manufacturing Company | GEOEXCEL | RD018-1VT/CFC-***P*B-**T/G |  | Water-Source | WBAHP: Heat Pump Packaged Unit | Heat Pump | 208 | 1 |  |  |  | Single-Speed |  |  |  | 19400 | 1447 | 13.4 | 11.2 | 22200 | 1414 | 4.6 | 4.2 | Federally-Regulated Commercial & Industrial Equipment | 05/13/2019 |  | 05/28/2019
FHP Manufacturing Company | GEOEXCEL | RD012-1VT*-***P*C-**T/G |  | Ground-Source | WBAHP: Heat Pump Packaged Unit | Heat Pump | 208 | 1 |  |  |  | Single-Speed |  |  |  | 11800 | 836 | 14.1 | 13.4 | 8700 | 796 | 3.2 | 3.1 | Non Federally-Regulated | 05/13/2019 |  | 05/28/2019
FHP Manufacturing Company | GEOEXCEL | RD012-1VT*-***P*C-**T/G |  | Water-Source | WBAHP: Heat Pump Packaged Unit | Heat Pump | 208 | 1 |  |  |  | Single-Speed |  |  |  | 10900 | 893 | 12.2 | 11.2 | 13000 | 886 | 4.3 | 4.2 | Federally-Regulated Commercial & Industrial Equipment | 05/13/2019 |  | 05/28/2019
FHP Manufacturing Company | GEOEXCEL | RD036-4HZC-***T/A*B-**S |  | Water-Source | WBAHP: Heat Pump Packaged Unit | Heat Pump | 460 | 3 |  |  |  | Single-Speed |  |  |  | 38200 | 2607 | 14.65 | 11.2 | 41400 | 2726 | 4.5 | 4.2 | Federally-Regulated Commercial & Industrial Equipment | 05/13/2019 |  | 05/28/2019
FHP Manufacturing Company | GEOEXCEL | RD048-3VT/CFC-***P*B-**S |  | Water-Source | WBAHP: Heat Pump Packaged Unit | Heat Pump | 208 | 3 |  |  |  | Single-Speed |  |  |  | 45900 | 3530 | 13 | 11.2 | 56400 | 3844 | 4.3 | 4.2 | Federally-Regulated Commercial & Industrial Equipment | 05/13/2019 |  | 05/28/2019
FHP Manufacturing Company | GEOEXCEL | RD036-4VT/CFN-***T/A*B-**S |  | Water-Source | WBAHP: Heat Pump Packaged Unit | Heat Pump | 460 | 3 |  |  |  | Single-Speed |  |  |  | 38200 | 2699 | 14.15 | 11.2 | 41400 | 2757 | 4.4 | 4.2 | Federally-Regulated Commercial & Industrial Equipment | 05/13/2019 |  | 05/28/2019
FHP Manufacturing Company | GEOEXCEL | RD030-1VT/CFN-***P*C-**S |  | Water-Source | WBAHP: Heat Pump Packaged Unit | Heat Pump | 208 | 1 |  |  |  | Single-Speed |  |  |  | 29200 | 2212 | 13.2 | 11.2 | 33400 | 2276 | 4.3 | 4.2 | Federally-Regulated Commercial & Industrial Equipment | 05/13/2019 |  | 05/28/2019
FHP Manufacturing Company | GEOEXCEL | RD018-2VT/CFC-***T/A*B-**S |  | Water-Source | WBAHP: Heat Pump Packaged Unit | Heat Pump | 265 | 1 |  |  |  | Single-Speed |  |  |  | 19700 | 1377 | 14.3 | 11.2 | 21900 | 1337 | 4.8 | 4.2 | Federally-Regulated Commercial & Industrial Equipment | 05/13/2019 |  | 05/28/2019
FHP Manufacturing Company | GEOEXCEL | RD018-2VT/CFC-***P*B-**S |  | Water-Source | WBAHP: Heat Pump Packaged Unit | Heat Pump | 265 | 1 |  |  |  | Single-Speed |  |  |  | 19400 | 1447 | 13.4 | 11.2 | 22200 | 1414 | 4.6 | 4.2 | Federally-Regulated Commercial & Industrial Equipment | 05/13/2019 |  | 05/28/2019
FHP Manufacturing Company | GEOEXCEL | EP030-1HZ/VT |  | Ground-Source | WBAHP: Heat Pump Packaged Unit | Heat Pump | 208 | 1 |  |  |  | Single-Speed |  |  |  | 28500 | 1469 | 19.4 | 13.4 | 20500 | 1521 | 4 | 3.1 | Non Federally-Regulated | 05/13/2019 |  | 05/28/2019
FHP Manufacturing Company | GEOEXCEL | EP030-1HZ/VT |  | Ground-Water-Source | WBAHP: Heat Pump Packaged Unit | Heat Pump | 208 | 1 |  |  |  | Single-Speed |  |  |  | 31700 | 1174 | 27 | 16.2 | 25000 | 1480 | 5 | 3.6 | Non Federally-Regulated | 05/13/2019 |  | 05/28/2019
FHP Manufacturing Company | GEOEXCEL | EP030-1HZ/VT |  | Water-Source | WBAHP: Heat Pump Packaged Unit | Heat Pump | 208 | 1 |  |  |  | Single-Speed |  |  |  | 27000 | 1626 | 16.6 | 11.2 | 31000 | 1593 | 5.7 | 4.2 | Federally-Regulated Commercial & Industrial Equipment | 05/13/2019 |  | 05/28/2019
FHP Manufacturing Company | GEOEXCEL | RD030-4VT/CFC-***T/A*C-**T/G |  | Ground-Source | WBAHP: Heat Pump Packaged Unit | Heat Pump | 460 | 3 |  |  |  | Single-Speed |  |  |  | 31600 | 1805 | 17.5 | 13.4 | 20400 | 1758 | 3.4 | 3.1 | Non Federally-Regulated | 05/13/2019 |  | 05/28/2019
FHP Manufacturing Company | GEOEXCEL | RD030-4VT/CFC-***T/A*C-**T/G |  | Water-Source | WBAHP: Heat Pump Packaged Unit | Heat Pump | 460 | 3 |  |  |  | Single-Speed |  |  |  | 30000 | 2205 | 13.6 | 11.2 | 32800 | 2089 | 4.6 | 4.2 | Federally-Regulated Commercial & Industrial Equipment | 05/13/2019 |  | 05/28/2019
FHP Manufacturing Company | GEOEXCEL | RD015-2VT/CFN-***T/A*C-**T/G |  | Ground-Source | WBAHP: Heat Pump Packaged Unit | Heat Pump | 265 | 1 |  |  |  | Single-Speed |  |  |  | 14400 | 888 | 16.2 | 13.4 | 10700 | 950 | 3.3 | 3.1 | Non Federally-Regulated | 05/13/2019 |  | 05/28/2019
FHP Manufacturing Company | GEOEXCEL | RD015-2VT/CFN-***T/A*C-**T/G |  | Water-Source | WBAHP: Heat Pump Packaged Unit | Heat Pump | 265 | 1 |  |  |  | Single-Speed |  |  |  | 13700 | 985 | 13.9 | 11.2 | 15500 | 1032 | 4.4 | 4.2 | Federally-Regulated Commercial & Industrial Equipment | 05/13/2019 |  | 05/28/2019
FHP Manufacturing Company | GEOEXCEL | RD048-3HZC-***P*B-**S |  | Water-Source | WBAHP: Heat Pump Packaged Unit | Heat Pump | 208 | 3 |  |  |  | Single-Speed |  |  |  | 45900 | 3530 | 13 | 11.2 | 56400 | 3844 | 4.3 | 4.2 | Federally-Regulated Commercial & Industrial Equipment | 05/13/2019 |  | 05/28/2019
FHP Manufacturing Company | GEOEXCEL | RD042-3HZC-***P*B-**S |  | Water-Source | WBAHP: Heat Pump Packaged Unit | Heat Pump | 208 | 3 |  |  |  | Single-Speed |  |  |  | 40000 | 2919 | 13.7 | 11.2 | 43000 | 2930 | 4.3 | 4.2 | Federally-Regulated Commercial & Industrial Equipment | 05/13/2019 |  | 05/28/2019
FHP Manufacturing Company | GEOEXCEL | RD024-4VT/CFN-***P*B-**S |  | Water-Source | WBAHP: Heat Pump Packaged Unit | Heat Pump | 460 | 3 |  |  |  | Single-Speed |  |  |  | 23400 | 1759 | 13.3 | 11.2 | 26600 | 1771 | 4.4 | 4.2 | Federally-Regulated Commercial & Industrial Equipment | 05/13/2019 |  | 05/28/2019
FHP Manufacturing Company | GEOEXCEL | RD048-1HZN-***P*B-**S |  | Water-Source | WBAHP: Heat Pump Packaged Unit | Heat Pump | 208 | 1 |  |  |  | Single-Speed |  |  |  | 45900 | 3530 | 13 | 11.2 | 56400 | 3844 | 4.3 | 4.2 | Federally-Regulated Commercial & Industrial Equipment | 05/13/2019 |  | 05/28/2019
FHP Manufacturing Company | GEOEXCEL | RD036-2HZN-***T/A*B-**S |  | Water-Source | WBAHP: Heat Pump Packaged Unit | Heat Pump | 265 | 1 |  |  |  | Single-Speed |  |  |  | 38200 | 2699 | 14.15 | 11.2 | 41400 | 2757 | 4.4 | 4.2 | Federally-Regulated Commercial & Industrial Equipment | 05/13/2019 |  | 05/28/2019
FHP Manufacturing Company | GEOEXCEL | RD015-1VT/CFN-***P*C-**T/G |  | Ground-Source | WBAHP: Heat Pump Packaged Unit | Heat Pump | 208 | 1 |  |  |  | Single-Speed |  |  |  | 14200 | 972 | 14.6 | 13.4 | 11300 | 1003 | 3.3 | 3.1 | Non Federally-Regulated | 05/13/2019 |  | 05/28/2019
FHP Manufacturing Company | GEOEXCEL | RD015-1VT/CFN-***P*C-**T/G |  | Water-Source | WBAHP: Heat Pump Packaged Unit | Heat Pump | 208 | 1 |  |  |  | Single-Speed |  |  |  | 14200 | 1109 | 12.8 | 11.2 | 16100 | 1097 | 4.3 | 4.2 | Federally-Regulated Commercial & Industrial Equipment | 05/13/2019 |  | 05/28/2019
FHP Manufacturing Company | GEOEXCEL | RD048-4HZC-***P*B-**T/G |  | Ground-Source | WBAHP: Heat Pump Packaged Unit | Heat Pump | 460 | 3 |  |  |  | Single-Speed |  |  |  | 48800 | 3275 | 14.9 | 13.4 | 35400 | 3051 | 3.4 | 3.1 | Non Federally-Regulated | 05/13/2019 |  | 05/28/2019
FHP Manufacturing Company | GEOEXCEL | RD048-4HZC-***P*B-**T/G |  | Water-Source | WBAHP: Heat Pump Packaged Unit | Heat Pump | 460 | 3 |  |  |  | Single-Speed |  |  |  | 45900 | 3530 | 13 | 11.2 | 56400 | 3844 | 4.3 | 4.2 | Federally-Regulated Commercial & Industrial Equipment | 05/13/2019 |  | 05/28/2019
FHP Manufacturing Company | GEOEXCEL | ES025-1CF/HZ/VT*-*****A |  | Ground-Source | WBAHP: Heat Pump Packaged Unit | Heat Pump | 208 | 1 |  |  |  | Dual-Speed |  |  |  | 27500 | 1470 | 18.7 | 13.4 | 19000 | 1465 | 3.8 | 3.1 | Non Federally-Regulated | 05/13/2019 |  | 05/28/2019
FHP Manufacturing Company | GEOEXCEL | ES025-1CF/HZ/VT*-*****A |  | Ground-Water-Source | WBAHP: Heat Pump Packaged Unit | Heat Pump | 208 | 1 |  |  |  | Dual-Speed |  |  |  | 29000 | 1208 | 24 | 16.2 | 25000 | 1592 | 4.6 | 3.6 | Non Federally-Regulated | 05/13/2019 |  | 05/28/2019
FHP Manufacturing Company | GEOEXCEL | ES025-1CF/HZ/VT*-*****A |  | Water-Source | WBAHP: Heat Pump Packaged Unit | Heat Pump | 208 | 1 |  |  |  | Dual-Speed |  |  |  | 26000 | 1625 | 16 | 11.2 | 27600 | 1617 | 5 | 4.2 | Federally-Regulated Commercial & Industrial Equipment | 05/13/2019 |  | 05/28/2019
FHP Manufacturing Company | GEOEXCEL | RD018-2VT/CFN-***P*B-**T/G |  | Ground-Source | WBAHP: Heat Pump Packaged Unit | Heat Pump | 265 | 1 |  |  |  | Single-Speed |  |  |  | 21200 | 1341 | 15.8 | 13.4 | 14300 | 1197 | 3.5 | 3.1 | Non Federally-Regulated | 05/13/2019 |  | 05/28/2019
FHP Manufacturing Company | GEOEXCEL | RD018-2VT/CFN-***P*B-**T/G |  | Water-Source | WBAHP: Heat Pump Packaged Unit | Heat Pump | 265 | 1 |  |  |  | Single-Speed |  |  |  | 19400 | 1492 | 13 | 11.2 | 22200 | 1429 | 4.6 | 4.2 | Federally-Regulated Commercial & Industrial Equipment | 05/13/2019 |  | 05/28/2019
FHP Manufacturing Company | GEOEXCEL | RD042-4HZN-***P*B-**S |  | Water-Source | WBAHP: Heat Pump Packaged Unit | Heat Pump | 460 | 3 |  |  |  | Single-Speed |  |  |  | 40000 | 2919 | 13.7 | 11.2 | 43000 | 2930 | 4.3 | 4.2 | Federally-Regulated Commercial & Industrial Equipment | 05/13/2019 |  | 05/28/2019
FHP Manufacturing Company | GEOEXCEL | RD048-1VT/CFN-***T/A*B-**T/G |  | Ground-Source | WBAHP: Heat Pump Packaged Unit | Heat Pump | 208 | 1 |  |  |  | Single-Speed |  |  |  | 49600 | 3042 | 16.3 | 13.4 | 34600 | 2816 | 3.6 | 3.1 | Non Federally-Regulated | 05/13/2019 |  | 05/28/2019
FHP Manufacturing Company | GEOEXCEL | RD048-1VT/CFN-***T/A*B-**T/G |  | Water-Source | WBAHP: Heat Pump Packaged Unit | Heat Pump | 208 | 1 |  |  |  | Single-Speed |  |  |  | 46800 | 3391 | 13.8 | 11.2 | 55600 | 3621 | 4.5 | 4.2 | Federally-Regulated Commercial & Industrial Equipment | 05/13/2019 |  | 05/28/2019
FHP Manufacturing Company | GEOEXCEL | EP012-1VTC |  | Ground-Source | WBAHP: Heat Pump Packaged Unit | Heat Pump | 208 | 1 |  |  |  | Single-Speed |  |  |  | 13000 | 742 | 17.5 | 13.4 | 10000 | 814 | 3.6 | 3.1 | Non Federally-Regulated | 05/13/2019 |  | 05/28/2019
FHP Manufacturing Company | GEOEXCEL | EP012-1VTC |  | Ground-Water-Source | WBAHP: Heat Pump Packaged Unit | Heat Pump | 208 | 1 |  |  |  | Single-Speed |  |  |  | 14600 | 643 | 22.7 | 16.2 | 13000 | 886 | 4.3 | 3.6 | Non Federally-Regulated | 05/13/2019 |  | 05/28/2019
FHP Manufacturing Company | GEOEXCEL | EP012-1VTC |  | Water-Source | WBAHP: Heat Pump Packaged Unit | Heat Pump | 208 | 1 |  |  |  | Single-Speed |  |  |  | 12200 | 818 | 14.9 | 11.2 | 16500 | 948 | 5.1 | 4.2 | Federally-Regulated Commercial & Industrial Equipment | 05/13/2019 |  | 05/28/2019
FHP Manufacturing Company | GEOEXCEL | RD024-3HZN-***P*B-**T/G |  | Ground-Source | WBAHP: Heat Pump Packaged Unit | Heat Pump | 208 | 3 |  |  |  | Single-Speed |  |  |  | 25000 | 1612 | 15.5 | 13.4 | 17000 | 1465 | 3.4 | 3.1 | Non Federally-Regulated | 05/13/2019 |  | 05/28/2019
FHP Manufacturing Company | GEOEXCEL | RD024-3HZN-***P*B-**T/G |  | Water-Source | WBAHP: Heat Pump Packaged Unit | Heat Pump | 208 | 3 |  |  |  | Single-Speed |  |  |  | 23400 | 1779 | 13.15 | 11.2 | 26600 | 1771 | 4.4 | 4.2 | Federally-Regulated Commercial & Industrial Equipment | 05/13/2019 |  | 05/28/2019
FHP Manufacturing Company | GEOEXCEL | RD036-4VT/CFC-***T/A*B-**S |  | Water-Source | WBAHP: Heat Pump Packaged Unit | Heat Pump | 460 | 3 |  |  |  | Single-Speed |  |  |  | 38200 | 2607 | 14.65 | 11.2 | 41400 | 2726 | 4.5 | 4.2 | Federally-Regulated Commercial & Industrial Equipment | 05/13/2019 |  | 05/28/2019
FHP Manufacturing Company | GEOEXCEL | CU018-2**-*****B |  | Ground-Source | WBAHP-O: Heat Pump Packaged Un | Heat Pump | 265 | 1 |  |  |  | Single-Speed |  |  |  | 17900 | 1260 | 14.2 | 13.4 | 13900 | 1273 | 3.2 | 3.1 | Non Federally-Regulated | 05/13/2019 |  | 05/28/2019
FHP Manufacturing Company | GEOEXCEL | CU018-2**-*****B |  | Ground-Water-Source | WBAHP-O: Heat Pump Packaged Un | Heat Pump | 265 | 1 |  |  |  | Single-Speed |  |  |  | 20100 | 1104 | 18.2 | 16.2 | 17500 | 1424 | 3.6 | 3.6 | Non Federally-Regulated | 05/13/2019 |  | 05/28/2019
FHP Manufacturing Company | GEOEXCEL | CU018-2**-*****B |  | Water-Source | WBAHP-O: Heat Pump Packaged Un | Heat Pump | 265 | 1 |  |  |  | Single-Speed |  |  |  | 16900 | 1385 | 12.2 | 11.2 | 20800 | 1417 | 4.3 | 4.2 | Federally-Regulated Commercial & Industrial Equipment | 05/13/2019 |  | 05/28/2019
FHP Manufacturing Company | GEOEXCEL | RD030-1HZN-***P*C-**S |  | Water-Source | WBAHP: Heat Pump Packaged Unit | Heat Pump | 208 | 1 |  |  |  | Single-Speed |  |  |  | 29200 | 2212 | 13.2 | 11.2 | 33400 | 2276 | 4.3 | 4.2 | Federally-Regulated Commercial & Industrial Equipment | 05/13/2019 |  | 05/28/2019
FHP Manufacturing Company | GEOEXCEL | EP012-0HZN |  | Ground-Source | WBAHP: Heat Pump Packaged Unit | Heat Pump | 115 | 1 |  |  |  | Single-Speed |  |  |  | 13000 | 742 | 17.5 | 13.4 | 10000 | 814 | 3.6 | 3.1 | Non Federally-Regulated | 05/13/2019 |  | 05/28/2019
FHP Manufacturing Company | GEOEXCEL | EP012-0HZN |  | Ground-Water-Source | WBAHP: Heat Pump Packaged Unit | Heat Pump | 115 | 1 |  |  |  | Single-Speed |  |  |  | 14600 | 643 | 22.7 | 16.2 | 13000 | 886 | 4.3 | 3.6 | Non Federally-Regulated | 05/13/2019 |  | 05/28/2019
FHP Manufacturing Company | GEOEXCEL | EP012-0HZN |  | Water-Source | WBAHP: Heat Pump Packaged Unit | Heat Pump | 115 | 1 |  |  |  | Single-Speed |  |  |  | 12200 | 818 | 14.9 | 11.2 | 16500 | 948 | 5.1 | 4.2 | Federally-Regulated Commercial & Industrial Equipment | 05/13/2019 |  | 05/28/2019
FHP Manufacturing Company | GEOEXCEL | RD042-1VT/CFN-***T/A*B-**T/G |  | Ground-Source | WBAHP: Heat Pump Packaged Unit | Heat Pump | 208 | 1 |  |  |  | Single-Speed |  |  |  | 43500 | 2668 | 16.3 | 13.4 | 30100 | 2520 | 3.5 | 3.1 | Non Federally-Regulated | 05/13/2019 |  | 05/28/2019
FHP Manufacturing Company | GEOEXCEL | RD042-1VT/CFN-***T/A*B-**T/G |  | Water-Source | WBAHP: Heat Pump Packaged Unit | Heat Pump | 208 | 1 |  |  |  | Single-Speed |  |  |  | 40900 | 2900 | 14.1 | 11.2 | 45300 | 3017 | 4.4 | 4.2 | Federally-Regulated Commercial & Industrial Equipment | 05/13/2019 |  | 05/28/2019
FHP Manufacturing Company | GEOEXCEL | EP042-1HZ/VT |  | Ground-Source | WBAHP: Heat Pump Packaged Unit | Heat Pump | 208 | 1 |  |  |  | Single-Speed |  |  |  | 42200 | 2125 | 19.85 | 13.4 | 26800 | 2122 | 3.7 | 3.1 | Non Federally-Regulated | 05/13/2019 |  | 05/28/2019
FHP Manufacturing Company | GEOEXCEL | EP042-1HZ/VT |  | Ground-Water-Source | WBAHP: Heat Pump Packaged Unit | Heat Pump | 208 | 1 |  |  |  | Single-Speed |  |  |  | 45000 | 1757 | 25.6 | 16.2 | 35000 | 2205 | 4.7 | 3.6 | Non Federally-Regulated | 05/13/2019 |  | 05/28/2019
FHP Manufacturing Company | GEOEXCEL | EP042-1HZ/VT |  | Water-Source | WBAHP: Heat Pump Packaged Unit | Heat Pump | 208 | 1 |  |  |  | Single-Speed |  |  |  | 40600 | 2671 | 15.2 | 11.2 | 42400 | 2259 | 5.5 | 4.2 | Federally-Regulated Commercial & Industrial Equipment | 05/13/2019 |  | 05/28/2019
FHP Manufacturing Company | GEOEXCEL | RD030-3VT/CFC-***P*C-**S |  | Water-Source | WBAHP: Heat Pump Packaged Unit | Heat Pump | 208 | 3 |  |  |  | Single-Speed |  |  |  | 29200 | 2212 | 13.2 | 11.2 | 33400 | 2276 | 4.3 | 4.2 | Federally-Regulated Commercial & Industrial Equipment | 05/13/2019 |  | 05/28/2019
FHP Manufacturing Company | GEOEXCEL | RD036-4VT/CFN-***P*B-**T/G |  | Ground-Source | WBAHP: Heat Pump Packaged Unit | Heat Pump | 460 | 3 |  |  |  | Single-Speed |  |  |  | 39900 | 2360 | 16.9 | 13.4 | 26900 | 2252 | 3.5 | 3.1 | Non Federally-Regulated | 05/13/2019 |  | 05/28/2019
FHP Manufacturing Company | GEOEXCEL | RD036-4VT/CFN-***P*B-**T/G |  | Water-Source | WBAHP: Heat Pump Packaged Unit | Heat Pump | 460 | 3 |  |  |  | Single-Speed |  |  |  | 37900 | 2817 | 13.45 | 11.2 | 41800 | 2784 | 4.4 | 4.2 | Federally-Regulated Commercial & Industrial Equipment | 05/13/2019 |  | 05/28/2019
FHP Manufacturing Company | GEOEXCEL | RD042-1HZC-***P*B-**T/G |  | Ground-Source | WBAHP: Heat Pump Packaged Unit | Heat Pump | 208 | 1 |  |  |  | Single-Speed |  |  |  | 42600 | 2878 | 14.8 | 13.4 | 31000 | 2753 | 3.3 | 3.1 | Non Federally-Regulated | 05/13/2019 |  | 05/28/2019
FHP Manufacturing Company | GEOEXCEL | RD042-1HZC-***P*B-**T/G |  | Water-Source | WBAHP: Heat Pump Packaged Unit | Heat Pump | 208 | 1 |  |  |  | Single-Speed |  |  |  | 40000 | 2919 | 13.7 | 11.2 | 46300 | 3155 | 4.3 | 4.2 | Federally-Regulated Commercial & Industrial Equipment | 05/13/2019 |  | 05/28/2019
FHP Manufacturing Company | GEOEXCEL | RD015-2HZC-***T/A*C-**T/G |  | Ground-Source | WBAHP: Heat Pump Packaged Unit | Heat Pump | 265 | 1 |  |  |  | Single-Speed |  |  |  | 14400 | 888 | 16.2 | 13.4 | 10700 | 950 | 3.3 | 3.1 | Non Federally-Regulated | 05/13/2019 |  | 05/28/2019
FHP Manufacturing Company | GEOEXCEL | RD015-2HZC-***T/A*C-**T/G |  | Water-Source | WBAHP: Heat Pump Packaged Unit | Heat Pump | 265 | 1 |  |  |  | Single-Speed |  |  |  | 13700 | 985 | 13.9 | 11.2 | 15500 | 1032 | 4.4 | 4.2 | Federally-Regulated Commercial & Industrial Equipment | 05/13/2019 |  | 05/28/2019
FHP Manufacturing Company | GEOEXCEL | RD030-1HZC-***P*C-**T/G |  | Ground-Source | WBAHP: Heat Pump Packaged Unit | Heat Pump | 208 | 1 |  |  |  | Single-Speed |  |  |  | 31000 | 2108 | 14.7 | 13.4 | 20900 | 1856 | 3.3 | 3.1 | Non Federally-Regulated | 05/13/2019 |  | 05/28/2019
FHP Manufacturing Company | GEOEXCEL | RD030-1HZC-***P*C-**T/G |  | Water-Source | WBAHP: Heat Pump Packaged Unit | Heat Pump | 208 | 1 |  |  |  | Single-Speed |  |  |  | 29200 | 2212 | 13.2 | 11.2 | 33400 | 2276 | 4.3 | 4.2 | Federally-Regulated Commercial & Industrial Equipment | 05/13/2019 |  | 05/28/2019
FHP Manufacturing Company | GEOEXCEL | RD024-3VT/CFC-***P*B-**S |  | Water-Source | WBAHP: Heat Pump Packaged Unit | Heat Pump | 208 | 3 |  |  |  | Single-Speed |  |  |  | 23400 | 1746 | 13.4 | 11.2 | 26600 | 1771 | 4.4 | 4.2 | Federally-Regulated Commercial & Industrial Equipment | 05/13/2019 |  | 05/28/2019
FHP Manufacturing Company | GEOEXCEL | RZ048-1VT/CF/HZ*-*****A |  | Ground-Source | WBAHP: Heat Pump Packaged Unit | Both Heat Pump and Electric Re | 208 | 1 |  |  |  | Dual-Speed |  |  |  | 51300 | 2850 | 18 | 13.4 | 36900 | 2772 | 3.9 | 3.1 | Non Federally-Regulated | 05/13/2019 |  | 05/28/2019
FHP Manufacturing Company | GEOEXCEL | RZ048-1VT/CF/HZ*-*****A |  | Ground-Water-Source | WBAHP: Heat Pump Packaged Unit | Both Heat Pump and Electric Re | 208 | 1 |  |  |  | Dual-Speed |  |  |  | 55300 | 2323 | 23.8 | 16.2 | 46300 | 2982 | 4.6 | 3.6 | Non Federally-Regulated | 05/13/2019 |  | 05/28/2019
FHP Manufacturing Company | GEOEXCEL | RZ048-1VT/CF/HZ*-*****A |  | Water-Source | WBAHP: Heat Pump Packaged Unit | Both Heat Pump and Electric Re | 208 | 1 |  |  |  | Dual-Speed |  |  |  | 49200 | 3174 | 15.5 | 11.2 | 56100 | 3255 | 5.1 | 4.2 | Federally-Regulated Commercial & Industrial Equipment | 05/13/2019 |  | 05/28/2019
FHP Manufacturing Company | GEOEXCEL | RZ048-1CS*-*****A | RZ048-1AV/AH*-***A*A | Ground-Source | WBAHP-CB: Heat Pump Split Syst | Both Heat Pump and Electric Re | 208 | 1 | False |  |  | Dual-Speed |  |  |  | 48900 | 2859 | 17.1 | 13.4 | 37800 | 2840 | 3.9 | 3.1 | Non Federally-Regulated | 05/13/2019 |  | 05/28/2019
FHP Manufacturing Company | GEOEXCEL | RZ048-1CS*-*****A | RZ048-1AV/AH*-***A*A | Ground-Water-Source | WBAHP-CB: Heat Pump Split Syst | Both Heat Pump and Electric Re | 208 | 1 | False |  |  | Dual-Speed |  |  |  | 52800 | 2433 | 21.7 | 16.2 | 46600 | 2968 | 4.6 | 3.6 | Non Federally-Regulated | 05/13/2019 |  | 05/28/2019
FHP Manufacturing Company | GEOEXCEL | RZ048-1CS*-*****A | RZ048-1AV/AH*-***A*A | Water-Source | WBAHP-CB: Heat Pump Split Syst | Both Heat Pump and Electric Re | 208 | 1 | False |  |  | Dual-Speed |  |  |  | 46900 | 3147 | 14.9 | 12 | 56800 | 3140 | 5.3 | 4.2 | Federally-Regulated Commercial & Industrial Equipment | 05/13/2019 |  | 05/28/2019
FHP Manufacturing Company | GEOEXCEL | RD042-1VT/CFC-***P*B-**T/G |  | Ground-Source | WBAHP: Heat Pump Packaged Unit | Heat Pump | 208 | 1 |  |  |  | Single-Speed |  |  |  | 42600 | 2878 | 14.8 | 13.4 | 31000 | 2753 | 3.3 | 3.1 | Non Federally-Regulated | 05/13/2019 |  | 05/28/2019
FHP Manufacturing Company | GEOEXCEL | RD042-1VT/CFC-***P*B-**T/G |  | Water-Source | WBAHP: Heat Pump Packaged Unit | Heat Pump | 208 | 1 |  |  |  | Single-Speed |  |  |  | 40000 | 2919 | 13.7 | 11.2 | 46300 | 3155 | 4.3 | 4.2 | Federally-Regulated Commercial & Industrial Equipment | 05/13/2019 |  | 05/28/2019
FHP Manufacturing Company | GEOEXCEL | ES049-1CF/HZ/VT*-*****A |  | Ground-Source | WBAHP: Heat Pump Packaged Unit | Heat Pump | 208 | 1 |  |  |  | Dual-Speed |  |  |  | 49000 | 3161 | 15.5 | 13.4 | 38000 | 3093 | 3.6 | 3.1 | Non Federally-Regulated | 05/13/2019 |  | 05/28/2019
FHP Manufacturing Company | GEOEXCEL | ES049-1CF/HZ/VT*-*****A |  | Ground-Water-Source | WBAHP: Heat Pump Packaged Unit | Heat Pump | 208 | 1 |  |  |  | Dual-Speed |  |  |  | 54000 | 2842 | 19 | 16.2 | 48000 | 3349 | 4.2 | 3.6 | Non Federally-Regulated | 05/13/2019 |  | 05/28/2019
FHP Manufacturing Company | GEOEXCEL | ES049-1CF/HZ/VT*-*****A |  | Water-Source | WBAHP: Heat Pump Packaged Unit | Heat Pump | 208 | 1 |  |  |  | Dual-Speed |  |  |  | 48000 | 3636 | 13.2 | 11.2 | 58000 | 3541 | 4.8 | 4.2 | Federally-Regulated Commercial & Industrial Equipment | 05/13/2019 |  | 05/28/2019
FHP Manufacturing Company | GEOEXCEL | RD060-1HZC-***T/A*B-**T/G |  | Ground-Source | WBAHP: Heat Pump Packaged Unit | Heat Pump | 208 | 1 |  |  |  | Single-Speed |  |  |  | 61100 | 3725 | 16.4 | 13.4 | 46200 | 4103 | 3.3 | 3.1 | Non Federally-Regulated | 05/13/2019 |  | 05/28/2019
FHP Manufacturing Company | GEOEXCEL | RD060-1HZC-***T/A*B-**T/G |  | Water-Source | WBAHP: Heat Pump Packaged Unit | Heat Pump | 208 | 1 |  |  |  | Single-Speed |  |  |  | 59000 | 4125 | 14.3 | 11.2 | 66400 | 4525 | 4.3 | 4.2 | Federally-Regulated Commercial & Industrial Equipment | 05/13/2019 |  | 05/28/2019
FHP Manufacturing Company | GEOEXCEL | RD041-1VT/CFC-***T/A*B-**S |  | Water-Source | WBAHP: Heat Pump Packaged Unit | Heat Pump | 208 | 1 |  |  |  | Single-Speed |  |  |  | 40500 | 2977 | 13.6 | 11.2 | 43700 | 2910 | 4.4 | 4.2 | Federally-Regulated Commercial & Industrial Equipment | 05/13/2019 |  | 05/28/2019
FHP Manufacturing Company | GEOEXCEL | RD036-3VT/CFN-***T/A*B-**S |  | Water-Source | WBAHP: Heat Pump Packaged Unit | Heat Pump | 208 | 3 |  |  |  | Single-Speed |  |  |  | 38200 | 2699 | 14.15 | 11.2 | 41400 | 2757 | 4.4 | 4.2 | Federally-Regulated Commercial & Industrial Equipment | 05/13/2019 |  | 05/28/2019
FHP Manufacturing Company | GEOEXCEL | RD024-2HZN-***T/A*B-**T/G |  | Ground-Source | WBAHP: Heat Pump Packaged Unit | Heat Pump | 265 | 1 |  |  |  | Single-Speed |  |  |  | 25400 | 1539 | 16.5 | 13.4 | 16700 | 1398 | 3.5 | 3.1 | Non Federally-Regulated | 05/13/2019 |  | 05/28/2019
FHP Manufacturing Company | GEOEXCEL | RD024-2HZN-***T/A*B-**T/G |  | Water-Source | WBAHP: Heat Pump Packaged Unit | Heat Pump | 265 | 1 |  |  |  | Single-Speed |  |  |  | 23800 | 1769 | 13.45 | 11.2 | 26200 | 1706 | 4.5 | 4.2 | Federally-Regulated Commercial & Industrial Equipment | 05/13/2019 |  | 05/28/2019
FHP Manufacturing Company | GEOEXCEL | RD036-4HZC-***T/A*B-**T/G |  | Ground-Source | WBAHP: Heat Pump Packaged Unit | Heat Pump | 460 | 3 |  |  |  | Single-Speed |  |  |  | 40200 | 2271 | 17.7 | 13.4 | 26500 | 2157 | 3.6 | 3.1 | Non Federally-Regulated | 05/13/2019 |  | 05/28/2019
FHP Manufacturing Company | GEOEXCEL | RD036-4HZC-***T/A*B-**T/G |  | Water-Source | WBAHP: Heat Pump Packaged Unit | Heat Pump | 460 | 3 |  |  |  | Single-Speed |  |  |  | 38200 | 2625 | 14.55 | 11.2 | 41400 | 2637 | 4.6 | 4.2 | Federally-Regulated Commercial & Industrial Equipment | 05/13/2019 |  | 05/28/2019
FHP Manufacturing Company | GEOEXCEL | RD024-1HZC-***P*B-**S |  | Water-Source | WBAHP: Heat Pump Packaged Unit | Heat Pump | 208 | 1 |  |  |  | Single-Speed |  |  |  | 23400 | 1746 | 13.4 | 11.2 | 26600 | 1771 | 4.4 | 4.2 | Federally-Regulated Commercial & Industrial Equipment | 05/13/2019 |  | 05/28/2019
FHP Manufacturing Company | GEOEXCEL | RD018-1HZN-***T/A*B-**S |  | Water-Source | WBAHP: Heat Pump Packaged Unit | Heat Pump | 208 | 1 |  |  |  | Single-Speed |  |  |  | 19700 | 1382 | 14.25 | 11.2 | 21900 | 1337 | 4.8 | 4.2 | Federally-Regulated Commercial & Industrial Equipment | 05/13/2019 |  | 05/28/2019
FHP Manufacturing Company | GEOEXCEL | RD030-3VT/CFN-***T/A*C-**S |  | Water-Source | WBAHP: Heat Pump Packaged Unit | Heat Pump | 208 | 3 |  |  |  | Single-Speed |  |  |  | 30000 | 2181 | 13.75 | 11.2 | 32800 | 2089 | 4.6 | 4.2 | Federally-Regulated Commercial & Industrial Equipment | 05/13/2019 |  | 05/28/2019
FHP Manufacturing Company | GEOEXCEL | RD036-4VT/CFN-***P*B-**S |  | Water-Source | WBAHP: Heat Pump Packaged Unit | Heat Pump | 460 | 3 |  |  |  | Single-Speed |  |  |  | 37900 | 2766 | 13.7 | 11.2 | 41800 | 2848 | 4.3 | 4.2 | Federally-Regulated Commercial & Industrial Equipment | 05/13/2019 |  | 05/28/2019
FHP Manufacturing Company | GEOEXCEL | RD036-2VT/CFC-***P*B-**T/G |  | Ground-Source | WBAHP: Heat Pump Packaged Unit | Heat Pump | 265 | 1 |  |  |  | Single-Speed |  |  |  | 39900 | 2360 | 16.9 | 13.4 | 26900 | 2252 | 3.5 | 3.1 | Non Federally-Regulated | 05/13/2019 |  | 05/28/2019
FHP Manufacturing Company | GEOEXCEL | RD036-2VT/CFC-***P*B-**T/G |  | Water-Source | WBAHP: Heat Pump Packaged Unit | Heat Pump | 265 | 1 |  |  |  | Single-Speed |  |  |  | 37900 | 2678 | 14.15 | 11.2 | 41800 | 2722 | 4.5 | 4.2 | Federally-Regulated Commercial & Industrial Equipment | 05/13/2019 |  | 05/28/2019
FHP Manufacturing Company | GEOEXCEL | RD048-1HZN-***T/A*B-**S |  | Water-Source | WBAHP: Heat Pump Packaged Unit | Heat Pump | 208 | 1 |  |  |  | Single-Speed |  |  |  | 46800 | 3479 | 13.45 | 11.2 | 55600 | 3703 | 4.4 | 4.2 | Federally-Regulated Commercial & Industrial Equipment | 05/13/2019 |  | 05/28/2019
FHP Manufacturing Company | GEOEXCEL | RD024-1HZN-***T/A*B-**S |  | Water-Source | WBAHP: Heat Pump Packaged Unit | Heat Pump | 208 | 1 |  |  |  | Single-Speed |  |  |  | 23800 | 1776 | 13.4 | 11.2 | 26200 | 1669 | 4.6 | 4.2 | Federally-Regulated Commercial & Industrial Equipment | 05/13/2019 |  | 05/28/2019
FHP Manufacturing Company | GEOEXCEL | RD018-2VT/CFN-***T/A*B-**S |  | Water-Source | WBAHP: Heat Pump Packaged Unit | Heat Pump | 265 | 1 |  |  |  | Single-Speed |  |  |  | 19700 | 1382 | 14.25 | 11.2 | 21900 | 1337 | 4.8 | 4.2 | Federally-Regulated Commercial & Industrial Equipment | 05/13/2019 |  | 05/28/2019
FHP Manufacturing Company | GEOEXCEL | RD024-4HZC-***T/A*B-**T/G |  | Ground-Source | WBAHP: Heat Pump Packaged Unit | Heat Pump | 460 | 3 |  |  |  | Single-Speed |  |  |  | 25400 | 1539 | 16.5 | 13.4 | 16700 | 1398 | 3.5 | 3.1 | Non Federally-Regulated | 05/13/2019 |  | 05/28/2019
FHP Manufacturing Company | GEOEXCEL | RD024-4HZC-***T/A*B-**T/G |  | Water-Source | WBAHP: Heat Pump Packaged Unit | Heat Pump | 460 | 3 |  |  |  | Single-Speed |  |  |  | 23800 | 1687 | 14.1 | 11.2 | 26200 | 1706 | 4.5 | 4.2 | Federally-Regulated Commercial & Industrial Equipment | 05/13/2019 |  | 05/28/2019
FHP Manufacturing Company | GEOEXCEL | RD036-2HZN-***P*B-**T/G |  | Ground-Source | WBAHP: Heat Pump Packaged Unit | Heat Pump | 265 | 1 |  |  |  | Single-Speed |  |  |  | 39900 | 2360 | 16.9 | 13.4 | 26900 | 2252 | 3.5 | 3.1 | Non Federally-Regulated | 05/13/2019 |  | 05/28/2019
FHP Manufacturing Company | GEOEXCEL | RD036-2HZN-***P*B-**T/G |  | Water-Source | WBAHP: Heat Pump Packaged Unit | Heat Pump | 265 | 1 |  |  |  | Single-Speed |  |  |  | 37900 | 2817 | 13.45 | 11.2 | 41800 | 2784 | 4.4 | 4.2 | Federally-Regulated Commercial & Industrial Equipment | 05/13/2019 |  | 05/28/2019
FHP Manufacturing Company | GEOEXCEL | RD024-2VT/CFN-***P*B-**S |  | Water-Source | WBAHP: Heat Pump Packaged Unit | Heat Pump | 265 | 1 |  |  |  | Single-Speed |  |  |  | 23400 | 1759 | 13.3 | 11.2 | 26600 | 1771 | 4.4 | 4.2 | Federally-Regulated Commercial & Industrial Equipment | 05/13/2019 |  | 05/28/2019
FHP Manufacturing Company | GEOEXCEL | RD015-2VT/CFC-***P*C-**S |  | Water-Source | WBAHP: Heat Pump Packaged Unit | Heat Pump | 265 | 1 |  |  |  | Single-Speed |  |  |  | 14200 | 1109 | 12.8 | 11.2 | 16100 | 1097 | 4.3 | 4.2 | Federally-Regulated Commercial & Industrial Equipment | 05/13/2019 |  | 05/28/2019
FHP Manufacturing Company | GEOEXCEL | RD015-2VT/CFN-***P*C-**T/G |  | Ground-Source | WBAHP: Heat Pump Packaged Unit | Heat Pump | 265 | 1 |  |  |  | Single-Speed |  |  |  | 14200 | 972 | 14.6 | 13.4 | 11300 | 1003 | 3.3 | 3.1 | Non Federally-Regulated | 05/13/2019 |  | 05/28/2019
FHP Manufacturing Company | GEOEXCEL | RD015-2VT/CFN-***P*C-**T/G |  | Water-Source | WBAHP: Heat Pump Packaged Unit | Heat Pump | 265 | 1 |  |  |  | Single-Speed |  |  |  | 14200 | 1109 | 12.8 | 11.2 | 16100 | 1097 | 4.3 | 4.2 | Federally-Regulated Commercial & Industrial Equipment | 05/13/2019 |  | 05/28/2019
FHP Manufacturing Company | GEOEXCEL | RD048-3HZN-***T/A*B-**T/G |  | Ground-Source | WBAHP: Heat Pump Packaged Unit | Heat Pump | 208 | 3 |  |  |  | Single-Speed |  |  |  | 49600 | 3042 | 16.3 | 13.4 | 34600 | 2816 | 3.6 | 3.1 | Non Federally-Regulated | 05/13/2019 |  | 05/28/2019
FHP Manufacturing Company | GEOEXCEL | RD048-3HZN-***T/A*B-**T/G |  | Water-Source | WBAHP: Heat Pump Packaged Unit | Heat Pump | 208 | 3 |  |  |  | Single-Speed |  |  |  | 46800 | 3391 | 13.8 | 11.2 | 55600 | 3621 | 4.5 | 4.2 | Federally-Regulated Commercial & Industrial Equipment | 05/13/2019 |  | 05/28/2019
FHP Manufacturing Company | GEOEXCEL | RD048-1VT/CFC-***T/A*B-**S |  | Water-Source | WBAHP: Heat Pump Packaged Unit | Heat Pump | 208 | 1 |  |  |  | Single-Speed |  |  |  | 46800 | 3342 | 14 | 11.2 | 55600 | 3621 | 4.5 | 4.2 | Federally-Regulated Commercial & Industrial Equipment | 05/13/2019 |  | 05/28/2019
FHP Manufacturing Company | GEOEXCEL | RD030-2HZC-***P*C-**T/G |  | Ground-Source | WBAHP: Heat Pump Packaged Unit | Heat Pump | 265 | 1 |  |  |  | Single-Speed |  |  |  | 31000 | 2108 | 14.7 | 13.4 | 20900 | 1856 | 3.3 | 3.1 | Non Federally-Regulated | 05/13/2019 |  | 05/28/2019
FHP Manufacturing Company | GEOEXCEL | RD030-2HZC-***P*C-**T/G |  | Water-Source | WBAHP: Heat Pump Packaged Unit | Heat Pump | 265 | 1 |  |  |  | Single-Speed |  |  |  | 29200 | 2212 | 13.2 | 11.2 | 33400 | 2276 | 4.3 | 4.2 | Federally-Regulated Commercial & Industrial Equipment | 05/13/2019 |  | 05/28/2019
FHP Manufacturing Company | GEOEXCEL | RD042-1VT/CFN-***T/A*B-**S |  | Water-Source | WBAHP: Heat Pump Packaged Unit | Heat Pump | 208 | 1 |  |  |  | Single-Speed |  |  |  | 40900 | 2900 | 14.1 | 11.2 | 43000 | 2864 | 4.4 | 4.2 | Federally-Regulated Commercial & Industrial Equipment | 05/13/2019 |  | 05/28/2019
FHP Manufacturing Company | GEOEXCEL | RD030-4VT/CFN-***T/A*C-**T/G |  | Ground-Source | WBAHP: Heat Pump Packaged Unit | Heat Pump | 460 | 3 |  |  |  | Single-Speed |  |  |  | 31600 | 1805 | 17.5 | 13.4 | 20400 | 1758 | 3.4 | 3.1 | Non Federally-Regulated | 05/13/2019 |  | 05/28/2019
FHP Manufacturing Company | GEOEXCEL | RD030-4VT/CFN-***T/A*C-**T/G |  | Water-Source | WBAHP: Heat Pump Packaged Unit | Heat Pump | 460 | 3 |  |  |  | Single-Speed |  |  |  | 30000 | 2272 | 13.2 | 11.2 | 32800 | 2089 | 4.6 | 4.2 | Federally-Regulated Commercial & Industrial Equipment | 05/13/2019 |  | 05/28/2019
FHP Manufacturing Company | GEOEXCEL | RD024-4HZC-***T/A*B-**S |  | Water-Source | WBAHP: Heat Pump Packaged Unit | Heat Pump | 460 | 3 |  |  |  | Single-Speed |  |  |  | 23800 | 1687 | 14.1 | 11.2 | 26200 | 1706 | 4.5 | 4.2 | Federally-Regulated Commercial & Industrial Equipment | 05/13/2019 |  | 05/28/2019
FHP Manufacturing Company | GEOEXCEL | RD018-1VT/CFC-***P*B-**S |  | Water-Source | WBAHP: Heat Pump Packaged Unit | Heat Pump | 208 | 1 |  |  |  | Single-Speed |  |  |  | 19400 | 1447 | 13.4 | 11.2 | 22200 | 1414 | 4.6 | 4.2 | Federally-Regulated Commercial & Industrial Equipment | 05/13/2019 |  | 05/28/2019
FHP Manufacturing Company | GEOEXCEL | RD030-1VT/CFN-***T/A*C-**T/G |  | Ground-Source | WBAHP: Heat Pump Packaged Unit | Heat Pump | 208 | 1 |  |  |  | Single-Speed |  |  |  | 31600 | 1805 | 17.5 | 13.4 | 20400 | 1758 | 3.4 | 3.1 | Non Federally-Regulated | 05/13/2019 |  | 05/28/2019
FHP Manufacturing Company | GEOEXCEL | RD030-1VT/CFN-***T/A*C-**T/G |  | Water-Source | WBAHP: Heat Pump Packaged Unit | Heat Pump | 208 | 1 |  |  |  | Single-Speed |  |  |  | 30000 | 2272 | 13.2 | 11.2 | 32800 | 2089 | 4.6 | 4.2 | Federally-Regulated Commercial & Industrial Equipment | 05/13/2019 |  | 05/28/2019
FHP Manufacturing Company | GEOEXCEL | RD048-1VT/CFN-***T/A*B-**S |  | Water-Source | WBAHP: Heat Pump Packaged Unit | Heat Pump | 208 | 1 |  |  |  | Single-Speed |  |  |  | 46800 | 3479 | 13.45 | 11.2 | 55600 | 3703 | 4.4 | 4.2 | Federally-Regulated Commercial & Industrial Equipment | 05/13/2019 |  | 05/28/2019
FHP Manufacturing Company | GEOEXCEL | EP009-2HZ/VT |  | Ground-Source | WBAHP: Heat Pump Packaged Unit | Heat Pump | 265 | 1 |  |  |  | Single-Speed |  |  |  | 9500 | 492 | 19.3 | 13.4 | 6800 | 553 | 3.6 | 3.1 | Non Federally-Regulated | 05/13/2019 |  | 05/28/2019
FHP Manufacturing Company | GEOEXCEL | EP009-2HZ/VT |  | Ground-Water-Source | WBAHP: Heat Pump Packaged Unit | Heat Pump | 265 | 1 |  |  |  | Single-Speed |  |  |  | 10500 | 411 | 25.5 | 16.2 | 9000 | 586 | 4.5 | 3.6 | Non Federally-Regulated | 05/13/2019 |  | 05/28/2019
FHP Manufacturing Company | GEOEXCEL | EP009-2HZ/VT |  | Water-Source | WBAHP: Heat Pump Packaged Unit | Heat Pump | 265 | 1 |  |  |  | Single-Speed |  |  |  | 9000 | 555 | 16.2 | 11.2 | 11200 | 596 | 5.5 | 4.2 | Federally-Regulated Commercial & Industrial Equipment | 05/13/2019 |  | 05/28/2019
FHP Manufacturing Company | GEOEXCEL | EP048-1HZ/VT |  | Ground-Source | WBAHP: Heat Pump Packaged Unit | Heat Pump | 208 | 1 |  |  |  | Single-Speed |  |  |  | 49500 | 2788 | 17.75 | 13.4 | 33400 | 2645 | 3.7 | 3.1 | Non Federally-Regulated | 05/13/2019 |  | 05/28/2019
FHP Manufacturing Company | GEOEXCEL | EP048-1HZ/VT |  | Ground-Water-Source | WBAHP: Heat Pump Packaged Unit | Heat Pump | 208 | 1 |  |  |  | Single-Speed |  |  |  | 52900 | 2190 | 24.15 | 16.2 | 40500 | 2760 | 4.3 | 3.6 | Non Federally-Regulated | 05/13/2019 |  | 05/28/2019
FHP Manufacturing Company | GEOEXCEL | EP048-1HZ/VT |  | Water-Source | WBAHP: Heat Pump Packaged Unit | Heat Pump | 208 | 1 |  |  |  | Single-Speed |  |  |  | 47400 | 3160 | 15 | 11.2 | 50000 | 2764 | 5.3 | 4.2 | Federally-Regulated Commercial & Industrial Equipment | 05/13/2019 |  | 05/28/2019
FHP Manufacturing Company | GEOEXCEL | RD070-4HZC-***P*B-**S |  | Water-Source | WBAHP: Heat Pump Packaged Unit | Heat Pump | 460 | 3 |  |  |  | Single-Speed |  |  |  | 64000 | 4812 | 13.3 | 11.2 | 72800 | 4849 | 4.4 | 4.2 | Federally-Regulated Commercial & Industrial Equipment | 05/13/2019 |  | 05/28/2019
FHP Manufacturing Company | GEOEXCEL | RD042-3HZN-***P*B-**T/G |  | Ground-Source | WBAHP: Heat Pump Packaged Unit | Heat Pump | 208 | 3 |  |  |  | Single-Speed |  |  |  | 42600 | 2878 | 14.8 | 13.4 | 31000 | 2753 | 3.3 | 3.1 | Non Federally-Regulated | 05/13/2019 |  | 05/28/2019
FHP Manufacturing Company | GEOEXCEL | RD042-3HZN-***P*B-**T/G |  | Water-Source | WBAHP: Heat Pump Packaged Unit | Heat Pump | 208 | 3 |  |  |  | Single-Speed |  |  |  | 40000 | 2996 | 13.35 | 11.2 | 46300 | 3155 | 4.3 | 4.2 | Federally-Regulated Commercial & Industrial Equipment | 05/13/2019 |  | 05/28/2019
FHP Manufacturing Company | GEOEXCEL | RD009-1VT*-***P*C-**T/G |  | Water-Source | WBAHP: Heat Pump Packaged Unit | Heat Pump | 208 | 1 |  |  |  | Single-Speed |  |  |  | 8200 | 661 | 12.4 | 11.2 | 9900 | 617 | 4.7 | 4.2 | Federally-Regulated Commercial & Industrial Equipment | 05/13/2019 |  | 05/28/2019
FHP Manufacturing Company | GEOEXCEL | RD030-1VT/CFC-***P*C-**T/G |  | Ground-Source | WBAHP: Heat Pump Packaged Unit | Heat Pump | 208 | 1 |  |  |  | Single-Speed |  |  |  | 31000 | 2108 | 14.7 | 13.4 | 20900 | 1856 | 3.3 | 3.1 | Non Federally-Regulated | 05/13/2019 |  | 05/28/2019
FHP Manufacturing Company | GEOEXCEL | RD030-1VT/CFC-***P*C-**T/G |  | Water-Source | WBAHP: Heat Pump Packaged Unit | Heat Pump | 208 | 1 |  |  |  | Single-Speed |  |  |  | 29200 | 2212 | 13.2 | 11.2 | 33400 | 2276 | 4.3 | 4.2 | Federally-Regulated Commercial & Industrial Equipment | 05/13/2019 |  | 05/28/2019
FHP Manufacturing Company | GEOEXCEL | RD042-3HZC-***T/A*B-**T/G |  | Ground-Source | WBAHP: Heat Pump Packaged Unit | Heat Pump | 208 | 3 |  |  |  | Single-Speed |  |  |  | 43500 | 2668 | 16.3 | 13.4 | 30100 | 2520 | 3.5 | 3.1 | Non Federally-Regulated | 05/13/2019 |  | 05/28/2019
FHP Manufacturing Company | GEOEXCEL | RD042-3HZC-***T/A*B-**T/G |  | Water-Source | WBAHP: Heat Pump Packaged Unit | Heat Pump | 208 | 3 |  |  |  | Single-Speed |  |  |  | 40900 | 2900 | 14.1 | 11.2 | 45300 | 3017 | 4.4 | 4.2 | Federally-Regulated Commercial & Industrial Equipment | 05/13/2019 |  | 05/28/2019
FHP Manufacturing Company | GEOEXCEL | RD030-4HZC-***T/A*C-**T/G |  | Ground-Source | WBAHP: Heat Pump Packaged Unit | Heat Pump | 460 | 3 |  |  |  | Single-Speed |  |  |  | 31600 | 1805 | 17.5 | 13.4 | 20400 | 1758 | 3.4 | 3.1 | Non Federally-Regulated | 05/13/2019 |  | 05/28/2019
FHP Manufacturing Company | GEOEXCEL | RD030-4HZC-***T/A*C-**T/G |  | Water-Source | WBAHP: Heat Pump Packaged Unit | Heat Pump | 460 | 3 |  |  |  | Single-Speed |  |  |  | 30000 | 2205 | 13.6 | 11.2 | 32800 | 2089 | 4.6 | 4.2 | Federally-Regulated Commercial & Industrial Equipment | 05/13/2019 |  | 05/28/2019
FHP Manufacturing Company | GEOEXCEL | EP018-2HZ/VT |  | Ground-Source | WBAHP: Heat Pump Packaged Unit | Heat Pump | 265 | 1 |  |  |  | Single-Speed |  |  |  | 20500 | 1078 | 19 | 13.4 | 14800 | 1141 | 3.8 | 3.1 | Non Federally-Regulated | 05/13/2019 |  | 05/28/2019
FHP Manufacturing Company | GEOEXCEL | EP018-2HZ/VT |  | Ground-Water-Source | WBAHP: Heat Pump Packaged Unit | Heat Pump | 265 | 1 |  |  |  | Single-Speed |  |  |  | 21300 | 832 | 25.6 | 16.2 | 17700 | 1152 | 4.5 | 3.6 | Non Federally-Regulated | 05/13/2019 |  | 05/28/2019
FHP Manufacturing Company | GEOEXCEL | EP018-2HZ/VT |  | Water-Source | WBAHP: Heat Pump Packaged Unit | Heat Pump | 265 | 1 |  |  |  | Single-Speed |  |  |  | 19500 | 1189 | 16.4 | 11.2 | 21300 | 1224 | 5.1 | 4.2 | Federally-Regulated Commercial & Industrial Equipment | 05/13/2019 |  | 05/28/2019
FHP Manufacturing Company | GEOEXCEL | RD042-3HZC-***T/A*B-**S |  | Water-Source | WBAHP: Heat Pump Packaged Unit | Heat Pump | 208 | 3 |  |  |  | Single-Speed |  |  |  | 40900 | 2900 | 14.1 | 11.2 | 43000 | 2864 | 4.4 | 4.2 | Federally-Regulated Commercial & Industrial Equipment | 05/13/2019 |  | 05/28/2019
FHP Manufacturing Company | GEOEXCEL | RD030-3HZC-***T/A*C-**T/G |  | Ground-Source | WBAHP: Heat Pump Packaged Unit | Heat Pump | 208 | 3 |  |  |  | Single-Speed |  |  |  | 31600 | 1805 | 17.5 | 13.4 | 20400 | 1758 | 3.4 | 3.1 | Non Federally-Regulated | 05/13/2019 |  | 05/28/2019
FHP Manufacturing Company | GEOEXCEL | RD030-3HZC-***T/A*C-**T/G |  | Water-Source | WBAHP: Heat Pump Packaged Unit | Heat Pump | 208 | 3 |  |  |  | Single-Speed |  |  |  | 30000 | 2205 | 13.6 | 11.2 | 32800 | 2089 | 4.6 | 4.2 | Federally-Regulated Commercial & Industrial Equipment | 05/13/2019 |  | 05/28/2019
FHP Manufacturing Company | GEOEXCEL | RD042-1HZC-***T/A*B-**T/G |  | Ground-Source | WBAHP: Heat Pump Packaged Unit | Heat Pump | 208 | 1 |  |  |  | Single-Speed |  |  |  | 43500 | 2668 | 16.3 | 13.4 | 30100 | 2520 | 3.5 | 3.1 | Non Federally-Regulated | 05/13/2019 |  | 05/28/2019
FHP Manufacturing Company | GEOEXCEL | RD042-1HZC-***T/A*B-**T/G |  | Water-Source | WBAHP: Heat Pump Packaged Unit | Heat Pump | 208 | 1 |  |  |  | Single-Speed |  |  |  | 40900 | 2900 | 14.1 | 11.2 | 45300 | 3017 | 4.4 | 4.2 | Federally-Regulated Commercial & Industrial Equipment | 05/13/2019 |  | 05/28/2019
FHP Manufacturing Company | GEOEXCEL | RD048-3HZN-***P*B-**S |  | Water-Source | WBAHP: Heat Pump Packaged Unit | Heat Pump | 208 | 3 |  |  |  | Single-Speed |  |  |  | 45900 | 3530 | 13 | 11.2 | 56400 | 3844 | 4.3 | 4.2 | Federally-Regulated Commercial & Industrial Equipment | 05/13/2019 |  | 05/28/2019
FHP Manufacturing Company | GEOEXCEL | RD024-2HZN-***T/A*B-**S |  | Water-Source | WBAHP: Heat Pump Packaged Unit | Heat Pump | 265 | 1 |  |  |  | Single-Speed |  |  |  | 23800 | 1776 | 13.4 | 11.2 | 26200 | 1669 | 4.6 | 4.2 | Federally-Regulated Commercial & Industrial Equipment | 05/13/2019 |  | 05/28/2019
FHP Manufacturing Company | GEOEXCEL | RD030-1VT/CFN-***T/A*C-**S |  | Water-Source | WBAHP: Heat Pump Packaged Unit | Heat Pump | 208 | 1 |  |  |  | Single-Speed |  |  |  | 30000 | 2181 | 13.75 | 11.2 | 32800 | 2089 | 4.6 | 4.2 | Federally-Regulated Commercial & Industrial Equipment | 05/13/2019 |  | 05/28/2019
FHP Manufacturing Company | GEOEXCEL | RD018-1HZC-***T/A*B-**T/G |  | Ground-Source | WBAHP: Heat Pump Packaged Unit | Heat Pump | 208 | 1 |  |  |  | Single-Speed |  |  |  | 21500 | 1352 | 15.9 | 13.4 | 14100 | 1116 | 3.7 | 3.1 | Non Federally-Regulated | 05/13/2019 |  | 05/28/2019
FHP Manufacturing Company | GEOEXCEL | RD018-1HZC-***T/A*B-**T/G |  | Water-Source | WBAHP: Heat Pump Packaged Unit | Heat Pump | 208 | 1 |  |  |  | Single-Speed |  |  |  | 19700 | 1382 | 14.25 | 11.2 | 21900 | 1337 | 4.8 | 4.2 | Federally-Regulated Commercial & Industrial Equipment | 05/13/2019 |  | 05/28/2019
FHP Manufacturing Company | GEOEXCEL | RD030-3HZN-***T/A*C-**S |  | Water-Source | WBAHP: Heat Pump Packaged Unit | Heat Pump | 208 | 3 |  |  |  | Single-Speed |  |  |  | 30000 | 2181 | 13.75 | 11.2 | 32800 | 2089 | 4.6 | 4.2 | Federally-Regulated Commercial & Industrial Equipment | 05/13/2019 |  | 05/28/2019
FHP Manufacturing Company | GEOEXCEL | RD030-1VT/CFC-***T/A*C-**S |  | Water-Source | WBAHP: Heat Pump Packaged Unit | Heat Pump | 208 | 1 |  |  |  | Single-Speed |  |  |  | 30000 | 2105 | 14.25 | 11.2 | 32800 | 2089 | 4.6 | 4.2 | Federally-Regulated Commercial & Industrial Equipment | 05/13/2019 |  | 05/28/2019
FHP Manufacturing Company | GEOEXCEL | RD036-3HZC-***P*B-**T/G |  | Ground-Source | WBAHP: Heat Pump Packaged Unit | Heat Pump | 208 | 3 |  |  |  | Single-Speed |  |  |  | 39900 | 2360 | 16.9 | 13.4 | 26900 | 2252 | 3.5 | 3.1 | Non Federally-Regulated | 05/13/2019 |  | 05/28/2019
FHP Manufacturing Company | GEOEXCEL | RD036-3HZC-***P*B-**T/G |  | Water-Source | WBAHP: Heat Pump Packaged Unit | Heat Pump | 208 | 3 |  |  |  | Single-Speed |  |  |  | 37900 | 2678 | 14.15 | 11.2 | 41800 | 2722 | 4.5 | 4.2 | Federally-Regulated Commercial & Industrial Equipment | 05/13/2019 |  | 05/28/2019
FHP Manufacturing Company | GEOEXCEL | RD024-1HZC-***P*B-**T/G |  | Ground-Source | WBAHP: Heat Pump Packaged Unit | Heat Pump | 208 | 1 |  |  |  | Single-Speed |  |  |  | 25000 | 1612 | 15.5 | 13.4 | 17000 | 1465 | 3.4 | 3.1 | Non Federally-Regulated | 05/13/2019 |  | 05/28/2019
FHP Manufacturing Company | GEOEXCEL | RD024-1HZC-***P*B-**T/G |  | Water-Source | WBAHP: Heat Pump Packaged Unit | Heat Pump | 208 | 1 |  |  |  | Single-Speed |  |  |  | 23400 | 1746 | 13.4 | 11.2 | 26600 | 1771 | 4.4 | 4.2 | Federally-Regulated Commercial & Industrial Equipment | 05/13/2019 |  | 05/28/2019
FHP Manufacturing Company | GEOEXCEL | RD024-4VT/CFC-***P*B-**T/G |  | Ground-Source | WBAHP: Heat Pump Packaged Unit | Heat Pump | 460 | 3 |  |  |  | Single-Speed |  |  |  | 25000 | 1612 | 15.5 | 13.4 | 17000 | 1465 | 3.4 | 3.1 | Non Federally-Regulated | 05/13/2019 |  | 05/28/2019
FHP Manufacturing Company | GEOEXCEL | RD024-4VT/CFC-***P*B-**T/G |  | Water-Source | WBAHP: Heat Pump Packaged Unit | Heat Pump | 460 | 3 |  |  |  | Single-Speed |  |  |  | 23400 | 1746 | 13.4 | 11.2 | 26600 | 1771 | 4.4 | 4.2 | Federally-Regulated Commercial & Industrial Equipment | 05/13/2019 |  | 05/28/2019
FHP Manufacturing Company | GEOEXCEL | RD030-2VT/CFN-***T/A*C-**T/G |  | Ground-Source | WBAHP: Heat Pump Packaged Unit | Heat Pump | 265 | 1 |  |  |  | Single-Speed |  |  |  | 31600 | 1805 | 17.5 | 13.4 | 20400 | 1758 | 3.4 | 3.1 | Non Federally-Regulated | 05/13/2019 |  | 05/28/2019
FHP Manufacturing Company | GEOEXCEL | RD030-2VT/CFN-***T/A*C-**T/G |  | Water-Source | WBAHP: Heat Pump Packaged Unit | Heat Pump | 265 | 1 |  |  |  | Single-Speed |  |  |  | 30000 | 2272 | 13.2 | 11.2 | 32800 | 2089 | 4.6 | 4.2 | Federally-Regulated Commercial & Industrial Equipment | 05/13/2019 |  | 05/28/2019
FHP Manufacturing Company | GEOEXCEL | CU012-1***-******C |  | Ground-Source | WBAHP-O: Heat Pump Packaged Un | Heat Pump | 208 | 1 |  |  |  | Single-Speed |  |  |  | 12200 | 813 | 15 | 13.4 | 8500 | 778 | 3.2 | 3.1 | Non Federally-Regulated | 05/13/2019 |  | 05/28/2019
FHP Manufacturing Company | GEOEXCEL | CU012-1***-******C |  | Ground-Water-Source | WBAHP-O: Heat Pump Packaged Un | Heat Pump | 208 | 1 |  |  |  | Single-Speed |  |  |  | 13700 | 691 | 19.8 | 16.2 | 11000 | 848 | 3.8 | 3.6 | Non Federally-Regulated | 05/13/2019 |  | 05/28/2019
FHP Manufacturing Company | GEOEXCEL | CU012-1***-******C |  | Water-Source | WBAHP-O: Heat Pump Packaged Un | Heat Pump | 208 | 1 |  |  |  | Single-Speed |  |  |  | 11700 | 921 | 12.7 | 11.2 | 12600 | 858 | 4.3 | 4.2 | Federally-Regulated Commercial & Industrial Equipment | 05/13/2019 |  | 05/28/2019
FHP Manufacturing Company | GEOEXCEL | RD030-2VT/CFC-***P*C-**T/G |  | Ground-Source | WBAHP: Heat Pump Packaged Unit | Heat Pump | 265 | 1 |  |  |  | Single-Speed |  |  |  | 31000 | 2108 | 14.7 | 13.4 | 20900 | 1856 | 3.3 | 3.1 | Non Federally-Regulated | 05/13/2019 |  | 05/28/2019
FHP Manufacturing Company | GEOEXCEL | RD030-2VT/CFC-***P*C-**T/G |  | Water-Source | WBAHP: Heat Pump Packaged Unit | Heat Pump | 265 | 1 |  |  |  | Single-Speed |  |  |  | 29200 | 2212 | 13.2 | 11.2 | 33400 | 2276 | 4.3 | 4.2 | Federally-Regulated Commercial & Industrial Equipment | 05/13/2019 |  | 05/28/2019
FHP Manufacturing Company | GEOEXCEL | RD042-4VT/CFC-***T/A*B-**T/G |  | Ground-Source | WBAHP: Heat Pump Packaged Unit | Heat Pump | 460 | 3 |  |  |  | Single-Speed |  |  |  | 43500 | 2668 | 16.3 | 13.4 | 30100 | 2520 | 3.5 | 3.1 | Non Federally-Regulated | 05/13/2019 |  | 05/28/2019
FHP Manufacturing Company | GEOEXCEL | RD042-4VT/CFC-***T/A*B-**T/G |  | Water-Source | WBAHP: Heat Pump Packaged Unit | Heat Pump | 460 | 3 |  |  |  | Single-Speed |  |  |  | 40900 | 2900 | 14.1 | 11.2 | 45300 | 3017 | 4.4 | 4.2 | Federally-Regulated Commercial & Industrial Equipment | 05/13/2019 |  | 05/28/2019
FHP Manufacturing Company | GEOEXCEL | RD030-3HZN-***T/A*C-**T/G |  | Ground-Source | WBAHP: Heat Pump Packaged Unit | Heat Pump | 208 | 3 |  |  |  | Single-Speed |  |  |  | 31600 | 1805 | 17.5 | 13.4 | 20400 | 1758 | 3.4 | 3.1 | Non Federally-Regulated | 05/13/2019 |  | 05/28/2019
FHP Manufacturing Company | GEOEXCEL | RD030-3HZN-***T/A*C-**T/G |  | Water-Source | WBAHP: Heat Pump Packaged Unit | Heat Pump | 208 | 3 |  |  |  | Single-Speed |  |  |  | 30000 | 2272 | 13.2 | 11.2 | 32800 | 2089 | 4.6 | 4.2 | Federally-Regulated Commercial & Industrial Equipment | 05/13/2019 |  | 05/28/2019
FHP Manufacturing Company | GEOEXCEL | EP012-1HZN |  | Ground-Source | WBAHP: Heat Pump Packaged Unit | Heat Pump | 208 | 1 |  |  |  | Single-Speed |  |  |  | 13000 | 742 | 17.5 | 13.4 | 10000 | 814 | 3.6 | 3.1 | Non Federally-Regulated | 05/13/2019 |  | 05/28/2019
FHP Manufacturing Company | GEOEXCEL | EP012-1HZN |  | Ground-Water-Source | WBAHP: Heat Pump Packaged Unit | Heat Pump | 208 | 1 |  |  |  | Single-Speed |  |  |  | 14600 | 643 | 22.7 | 16.2 | 13000 | 886 | 4.3 | 3.6 | Non Federally-Regulated | 05/13/2019 |  | 05/28/2019
FHP Manufacturing Company | GEOEXCEL | EP012-1HZN |  | Water-Source | WBAHP: Heat Pump Packaged Unit | Heat Pump | 208 | 1 |  |  |  | Single-Speed |  |  |  | 12200 | 818 | 14.9 | 11.2 | 16500 | 948 | 5.1 | 4.2 | Federally-Regulated Commercial & Industrial Equipment | 05/13/2019 |  | 05/28/2019
FHP Manufacturing Company | GEOEXCEL | RD024-2HZN-***P*B-**T/G |  | Ground-Source | WBAHP: Heat Pump Packaged Unit | Heat Pump | 265 | 1 |  |  |  | Single-Speed |  |  |  | 25000 | 1612 | 15.5 | 13.4 | 17000 | 1465 | 3.4 | 3.1 | Non Federally-Regulated | 05/13/2019 |  | 05/28/2019
FHP Manufacturing Company | GEOEXCEL | RD024-2HZN-***P*B-**T/G |  | Water-Source | WBAHP: Heat Pump Packaged Unit | Heat Pump | 265 | 1 |  |  |  | Single-Speed |  |  |  | 23400 | 1779 | 13.15 | 11.2 | 26600 | 1771 | 4.4 | 4.2 | Federally-Regulated Commercial & Industrial Equipment | 05/13/2019 |  | 05/28/2019
FHP Manufacturing Company | GEOEXCEL | RD036-2VT/CFC-***P*B-**S |  | Water-Source | WBAHP: Heat Pump Packaged Unit | Heat Pump | 265 | 1 |  |  |  | Single-Speed |  |  |  | 37900 | 2678 | 14.15 | 11.2 | 41800 | 2848 | 4.3 | 4.2 | Federally-Regulated Commercial & Industrial Equipment | 05/13/2019 |  | 05/28/2019
FHP Manufacturing Company | GEOEXCEL | RD042-1VT/CFC-***T/A*B-**S |  | Water-Source | WBAHP: Heat Pump Packaged Unit | Heat Pump | 208 | 1 |  |  |  | Single-Speed |  |  |  | 40900 | 2900 | 14.1 | 11.2 | 43000 | 2864 | 4.4 | 4.2 | Federally-Regulated Commercial & Industrial Equipment | 05/13/2019 |  | 05/28/2019
FHP Manufacturing Company | GEOEXCEL | RD030-4VT/CFN-***P*C-**S |  | Water-Source | WBAHP: Heat Pump Packaged Unit | Heat Pump | 460 | 3 |  |  |  | Single-Speed |  |  |  | 29200 | 2212 | 13.2 | 11.2 | 33400 | 2276 | 4.3 | 4.2 | Federally-Regulated Commercial & Industrial Equipment | 05/13/2019 |  | 05/28/2019
FHP Manufacturing Company | GEOEXCEL | RD036-3VT/CFN-***P*B-**S |  | Water-Source | WBAHP: Heat Pump Packaged Unit | Heat Pump | 208 | 3 |  |  |  | Single-Speed |  |  |  | 37900 | 2766 | 13.7 | 11.2 | 41800 | 2848 | 4.3 | 4.2 | Federally-Regulated Commercial & Industrial Equipment | 05/13/2019 |  | 05/28/2019
FHP Manufacturing Company | GEOEXCEL | RD036-4VT/CFC-***P*B-**T/G |  | Ground-Source | WBAHP: Heat Pump Packaged Unit | Heat Pump | 460 | 3 |  |  |  | Single-Speed |  |  |  | 39900 | 2360 | 16.9 | 13.4 | 26900 | 2252 | 3.5 | 3.1 | Non Federally-Regulated | 05/13/2019 |  | 05/28/2019
FHP Manufacturing Company | GEOEXCEL | RD036-4VT/CFC-***P*B-**T/G |  | Water-Source | WBAHP: Heat Pump Packaged Unit | Heat Pump | 460 | 3 |  |  |  | Single-Speed |  |  |  | 37900 | 2678 | 14.15 | 11.2 | 41800 | 2722 | 4.5 | 4.2 | Federally-Regulated Commercial & Industrial Equipment | 05/13/2019 |  | 05/28/2019
FHP Manufacturing Company | GEOEXCEL | RD007-2HZC-***P*C-**T/G |  | Ground-Source | WBAHP: Heat Pump Packaged Unit | Heat Pump | 265 | 1 |  |  |  | Single-Speed |  |  |  | 6800 | 450 | 15.1 | 13.4 | 4900 | 422 | 3.4 | 3.1 | Non Federally-Regulated | 05/13/2019 |  | 05/28/2019
FHP Manufacturing Company | GEOEXCEL | RD007-2HZC-***P*C-**T/G |  | Water-Source | WBAHP: Heat Pump Packaged Unit | Heat Pump | 265 | 1 |  |  |  | Single-Speed |  |  |  | 6100 | 462 | 13.2 | 11.2 | 7800 | 448 | 5.1 | 4.2 | Federally-Regulated Commercial & Industrial Equipment | 05/13/2019 |  | 05/28/2019
FHP Manufacturing Company | GEOEXCEL | RD018-1HZN-***P*B-**S |  | Water-Source | WBAHP: Heat Pump Packaged Unit | Heat Pump | 208 | 1 |  |  |  | Single-Speed |  |  |  | 19400 | 1469 | 13.2 | 11.2 | 22200 | 1414 | 4.6 | 4.2 | Federally-Regulated Commercial & Industrial Equipment | 05/13/2019 |  | 05/28/2019
FHP Manufacturing Company | GEOEXCEL | RD024-4HZC-***P*B-**T/G |  | Ground-Source | WBAHP: Heat Pump Packaged Unit | Heat Pump | 460 | 3 |  |  |  | Single-Speed |  |  |  | 25000 | 1612 | 15.5 | 13.4 | 17000 | 1465 | 3.4 | 3.1 | Non Federally-Regulated | 05/13/2019 |  | 05/28/2019
FHP Manufacturing Company | GEOEXCEL | RD024-4HZC-***P*B-**T/G |  | Water-Source | WBAHP: Heat Pump Packaged Unit | Heat Pump | 460 | 3 |  |  |  | Single-Speed |  |  |  | 23400 | 1746 | 13.4 | 11.2 | 26600 | 1771 | 4.4 | 4.2 | Federally-Regulated Commercial & Industrial Equipment | 05/13/2019 |  | 05/28/2019
FHP Manufacturing Company | GEOEXCEL | EP048-4HZ/VT |  | Ground-Source | WBAHP: Heat Pump Packaged Unit | Heat Pump | 460 | 3 |  |  |  | Single-Speed |  |  |  | 49500 | 2788 | 17.75 | 13.4 | 33400 | 2645 | 3.7 | 3.1 | Non Federally-Regulated | 05/13/2019 |  | 05/28/2019
FHP Manufacturing Company | GEOEXCEL | EP048-4HZ/VT |  | Ground-Water-Source | WBAHP: Heat Pump Packaged Unit | Heat Pump | 460 | 3 |  |  |  | Single-Speed |  |  |  | 52900 | 2190 | 24.15 | 16.2 | 40500 | 2760 | 4.3 | 3.6 | Non Federally-Regulated | 05/13/2019 |  | 05/28/2019
FHP Manufacturing Company | GEOEXCEL | EP048-4HZ/VT |  | Water-Source | WBAHP: Heat Pump Packaged Unit | Heat Pump | 460 | 3 |  |  |  | Single-Speed |  |  |  | 47400 | 3160 | 15 | 11.2 | 50000 | 2764 | 5.3 | 4.2 | Federally-Regulated Commercial & Industrial Equipment | 05/13/2019 |  | 05/28/2019
FHP Manufacturing Company | GEOEXCEL | RD042-4VT/CFN-***P*B-**S |  | Water-Source | WBAHP: Heat Pump Packaged Unit | Heat Pump | 460 | 3 |  |  |  | Single-Speed |  |  |  | 40000 | 2919 | 13.7 | 11.2 | 43000 | 2930 | 4.3 | 4.2 | Federally-Regulated Commercial & Industrial Equipment | 05/13/2019 |  | 05/28/2019
FHP Manufacturing Company | GEOEXCEL | EP012-1HZC |  | Ground-Source | WBAHP: Heat Pump Packaged Unit | Heat Pump | 208 | 1 |  |  |  | Single-Speed |  |  |  | 13000 | 742 | 17.5 | 13.4 | 10000 | 814 | 3.6 | 3.1 | Non Federally-Regulated | 05/13/2019 |  | 05/28/2019
FHP Manufacturing Company | GEOEXCEL | EP012-1HZC |  | Ground-Water-Source | WBAHP: Heat Pump Packaged Unit | Heat Pump | 208 | 1 |  |  |  | Single-Speed |  |  |  | 14600 | 643 | 22.7 | 16.2 | 13000 | 886 | 4.3 | 3.6 | Non Federally-Regulated | 05/13/2019 |  | 05/28/2019
FHP Manufacturing Company | GEOEXCEL | EP012-1HZC |  | Water-Source | WBAHP: Heat Pump Packaged Unit | Heat Pump | 208 | 1 |  |  |  | Single-Speed |  |  |  | 12200 | 818 | 14.9 | 11.2 | 16500 | 948 | 5.1 | 4.2 | Federally-Regulated Commercial & Industrial Equipment | 05/13/2019 |  | 05/28/2019
FHP Manufacturing Company | GEOEXCEL | RD041-3VT/CFC-***T/A*B-**T/G |  | Ground-Source | WBAHP: Heat Pump Packaged Unit | Heat Pump | 208 | 3 |  |  |  | Single-Speed |  |  |  | 42200 | 2654 | 15.9 | 13.4 | 28500 | 2320 | 3.6 | 3.1 | Non Federally-Regulated | 05/13/2019 |  | 05/28/2019
FHP Manufacturing Company | GEOEXCEL | RD041-3VT/CFC-***T/A*B-**T/G |  | Water-Source | WBAHP: Heat Pump Packaged Unit | Heat Pump | 208 | 3 |  |  |  | Single-Speed |  |  |  | 40500 | 2977 | 13.6 | 11.2 | 43700 | 2910 | 4.4 | 4.2 | Federally-Regulated Commercial & Industrial Equipment | 05/13/2019 |  | 05/28/2019
FHP Manufacturing Company | GEOEXCEL | RD048-4VT/CFN-***P*B-**S |  | Water-Source | WBAHP: Heat Pump Packaged Unit | Heat Pump | 460 | 3 |  |  |  | Single-Speed |  |  |  | 45900 | 3530 | 13 | 11.2 | 56400 | 3844 | 4.3 | 4.2 | Federally-Regulated Commercial & Industrial Equipment | 05/13/2019 |  | 05/28/2019
FHP Manufacturing Company | GEOEXCEL | RD036-4HZC-***P*B-**S |  | Water-Source | WBAHP: Heat Pump Packaged Unit | Heat Pump | 460 | 3 |  |  |  | Single-Speed |  |  |  | 37900 | 2678 | 14.15 | 11.2 | 41800 | 2848 | 4.3 | 4.2 | Federally-Regulated Commercial & Industrial Equipment | 05/13/2019 |  | 05/28/2019
FHP Manufacturing Company | GEOEXCEL | RD042-4VT/CFN-***P*B-**T/G |  | Ground-Source | WBAHP: Heat Pump Packaged Unit | Heat Pump | 460 | 3 |  |  |  | Single-Speed |  |  |  | 42600 | 2878 | 14.8 | 13.4 | 31000 | 2753 | 3.3 | 3.1 | Non Federally-Regulated | 05/13/2019 |  | 05/28/2019
FHP Manufacturing Company | GEOEXCEL | RD042-4VT/CFN-***P*B-**T/G |  | Water-Source | WBAHP: Heat Pump Packaged Unit | Heat Pump | 460 | 3 |  |  |  | Single-Speed |  |  |  | 40000 | 2996 | 13.35 | 11.2 | 46300 | 3155 | 4.3 | 4.2 | Federally-Regulated Commercial & Industrial Equipment | 05/13/2019 |  | 05/28/2019
FHP Manufacturing Company | GEOEXCEL | RD041-3VT/CFC-***T/A*B-**S |  | Water-Source | WBAHP: Heat Pump Packaged Unit | Heat Pump | 208 | 3 |  |  |  | Single-Speed |  |  |  | 40500 | 2977 | 13.6 | 11.2 | 43700 | 2910 | 4.4 | 4.2 | Federally-Regulated Commercial & Industrial Equipment | 05/13/2019 |  | 05/28/2019
FHP Manufacturing Company | GEOEXCEL | RD036-1HZN-***P*B-**T/G |  | Ground-Source | WBAHP: Heat Pump Packaged Unit | Heat Pump | 208 | 1 |  |  |  | Single-Speed |  |  |  | 39900 | 2360 | 16.9 | 13.4 | 26900 | 2252 | 3.5 | 3.1 | Non Federally-Regulated | 05/13/2019 |  | 05/28/2019
FHP Manufacturing Company | GEOEXCEL | RD036-1HZN-***P*B-**T/G |  | Water-Source | WBAHP: Heat Pump Packaged Unit | Heat Pump | 208 | 1 |  |  |  | Single-Speed |  |  |  | 37900 | 2817 | 13.45 | 11.2 | 41800 | 2784 | 4.4 | 4.2 | Federally-Regulated Commercial & Industrial Equipment | 05/13/2019 |  | 05/28/2019
FHP Manufacturing Company | GEOEXCEL | RZ024-1CS*-*****A | RZ024-1AV/AH*-***A*A | Ground-Source | WBAHP-CB: Heat Pump Split Syst | Both Heat Pump and Electric Re | 208 | 1 | False |  |  | Dual-Speed |  |  |  | 26200 | 1357 | 19.3 | 13.4 | 17700 | 1365 | 3.8 | 3.1 | Non Federally-Regulated | 05/13/2019 |  | 05/28/2019
FHP Manufacturing Company | GEOEXCEL | RZ024-1CS*-*****A | RZ024-1AV/AH*-***A*A | Ground-Water-Source | WBAHP-CB: Heat Pump Split Syst | Both Heat Pump and Electric Re | 208 | 1 | False |  |  | Dual-Speed |  |  |  | 28500 | 1144 | 24.9 | 16.2 | 22200 | 1445 | 4.5 | 3.6 | Non Federally-Regulated | 05/13/2019 |  | 05/28/2019
FHP Manufacturing Company | GEOEXCEL | RZ024-1CS*-*****A | RZ024-1AV/AH*-***A*A | Water-Source | WBAHP-CB: Heat Pump Split Syst | Both Heat Pump and Electric Re | 208 | 1 | False |  |  | Dual-Speed |  |  |  | 23100 | 1509 | 15.3 | 12 | 26400 | 1487 | 5.2 | 4.2 | Federally-Regulated Commercial & Industrial Equipment | 05/13/2019 |  | 05/28/2019
FHP Manufacturing Company | GEOEXCEL | EP060-4HZ/VT |  | Ground-Source | WBAHP: Heat Pump Packaged Unit | Heat Pump | 460 | 3 |  |  |  | Single-Speed |  |  |  | 61500 | 3324 | 18.5 | 13.4 | 47000 | 3279 | 4.2 | 3.1 | Non Federally-Regulated | 05/13/2019 |  | 05/28/2019
FHP Manufacturing Company | GEOEXCEL | EP060-4HZ/VT |  | Water-Source | WBAHP: Heat Pump Packaged Unit | Heat Pump | 460 | 3 |  |  |  | Single-Speed |  |  |  | 60400 | 3728 | 16.2 | 11.2 | 71500 | 3676 | 5.7 | 4.2 | Federally-Regulated Commercial & Industrial Equipment | 05/13/2019 |  | 05/28/2019
FHP Manufacturing Company | GEOEXCEL | ES061-1CF/HZ/VT*-*****A |  | Ground-Source | WBAHP: Heat Pump Packaged Unit | Heat Pump | 208 | 1 |  |  |  | Dual-Speed |  |  |  | 62000 | 3949 | 15.7 | 13.4 | 49000 | 3989 | 3.6 | 3.1 | Non Federally-Regulated | 05/13/2019 |  | 05/28/2019
FHP Manufacturing Company | GEOEXCEL | ES061-1CF/HZ/VT*-*****A |  | Water-Source | WBAHP: Heat Pump Packaged Unit | Heat Pump | 208 | 1 |  |  |  | Dual-Speed |  |  |  | 60000 | 4285 | 14 | 11.2 | 72000 | 4489 | 4.7 | 4.2 | Federally-Regulated Commercial & Industrial Equipment | 05/13/2019 |  | 05/28/2019
FHP Manufacturing Company | GEOEXCEL | RD070-1HZC-***P*B-**T/G |  | Water-Source | WBAHP: Heat Pump Packaged Unit | Heat Pump | 208 | 1 |  |  |  | Single-Speed |  |  |  | 64000 | 4812 | 13.3 | 11.2 | 72800 | 4849 | 4.4 | 4.2 | Federally-Regulated Commercial & Industrial Equipment | 05/13/2019 |  | 05/28/2019
FHP Manufacturing Company | GEOEXCEL | RD070-4HZC-***P*B-**T/G |  | Water-Source | WBAHP: Heat Pump Packaged Unit | Heat Pump | 460 | 3 |  |  |  | Single-Speed |  |  |  | 64000 | 4812 | 13.3 | 11.2 | 72800 | 4849 | 4.4 | 4.2 | Federally-Regulated Commercial & Industrial Equipment | 05/13/2019 |  | 05/28/2019
FHP Manufacturing Company | GEOEXCEL | RD070-4HZN-***P*B-**T/G |  | Water-Source | WBAHP: Heat Pump Packaged Unit | Heat Pump | 460 | 3 |  |  |  | Single-Speed |  |  |  | 64000 | 4848 | 13.2 | 11.2 | 72800 | 4849 | 4.4 | 4.2 | Federally-Regulated Commercial & Industrial Equipment | 05/13/2019 |  | 05/28/2019
FHP Manufacturing Company | GEOEXCEL | RD070-4VT/CFC-***P*B-**T/G |  | Water-Source | WBAHP: Heat Pump Packaged Unit | Heat Pump | 460 | 3 |  |  |  | Single-Speed |  |  |  | 64000 | 4812 | 13.3 | 11.2 | 72800 | 4849 | 4.4 | 4.2 | Federally-Regulated Commercial & Industrial Equipment | 05/13/2019 |  | 05/28/2019
FHP Manufacturing Company | GEOEXCEL | RD070-3VT/CFN-***P*B-**T/G |  | Water-Source | WBAHP: Heat Pump Packaged Unit | Heat Pump | 208 | 3 |  |  |  | Single-Speed |  |  |  | 64000 | 4848 | 13.2 | 11.2 | 72800 | 4849 | 4.4 | 4.2 | Federally-Regulated Commercial & Industrial Equipment | 05/13/2019 |  | 05/28/2019
Enertech Global, LLC | GEOCOMFORT | GVT024 |  | Water-Source | WBAHP: Heat Pump Packaged Unit | Heat Pump | 208 | 1 |  |  |  | Single-Speed |  |  |  | 24600 | 1527 | 16.1 | 11.2 | 29100 | 1640 | 5.2 | 4.2 | Federally-Regulated Commercial & Industrial Equipment | 05/10/2019 |  | 06/10/2019
Enertech Global, LLC | GEOCOMFORT | GVT024 |  | Ground-Water-Source | WBAHP: Heat Pump Packaged Unit | Heat Pump | 208 | 1 |  |  |  | Single-Speed |  |  |  | 27600 | 1159 | 23.8 | 16.2 | 23900 | 1522 | 4.6 | 3.6 | Non Federally-Regulated | 05/10/2019 |  | 06/10/2019
Enertech Global, LLC | GEOCOMFORT | GVT024 |  | Ground-Source | WBAHP: Heat Pump Packaged Unit | Heat Pump | 208 | 1 |  |  |  | Single-Speed |  |  |  | 25800 | 1387 | 18.6 | 13.4 | 19400 | 1421 | 4 | 3.1 | Non Federally-Regulated | 05/10/2019 |  | 06/10/2019
Enertech Global, LLC | GEOCOMFORT | GZT048 |  | Water-Source | WBAHP: Heat Pump Packaged Unit | Heat Pump | 208 | 1 |  |  |  | Single-Speed |  |  |  | 46500 | 3079 | 15.1 | 11.2 | 55300 | 3376 | 4.8 | 4.2 | Federally-Regulated Commercial & Industrial Equipment | 04/24/2019 |  | 06/10/2019
Enertech Global, LLC | GEOCOMFORT | GZT048 |  | Ground-Water-Source | WBAHP: Heat Pump Packaged Unit | Heat Pump | 208 | 1 |  |  |  | Single-Speed |  |  |  | 52200 | 2361 | 22.1 | 16.2 | 45900 | 3128 | 4.3 | 3.6 | Non Federally-Regulated | 04/24/2019 |  | 06/10/2019
Enertech Global, LLC | GEOCOMFORT | GZT048 |  | Ground-Source | WBAHP: Heat Pump Packaged Unit | Heat Pump | 208 | 1 |  |  |  | Single-Speed |  |  |  | 48700 | 2815 | 17.3 | 13.4 | 36900 | 3004 | 3.6 | 3.1 | Non Federally-Regulated | 04/24/2019 |  | 06/10/2019
Enertech Global, LLC | GEOCOMFORT | GZT042*3 |  | Water-Source | WBAHP: Heat Pump Packaged Unit | Heat Pump | 460 | 3 |  |  |  | Single-Speed |  |  |  | 41200 | 2658 | 15.5 | 11.2 | 49500 | 3086 | 4.7 | 4.2 | Federally-Regulated Commercial & Industrial Equipment | 05/10/2019 |  | 06/10/2019
Enertech Global, LLC | GEOCOMFORT | GZT042*3 |  | Ground-Water-Source | WBAHP: Heat Pump Packaged Unit | Heat Pump | 460 | 3 |  |  |  | Single-Speed |  |  |  | 46000 | 1965 | 23.4 | 16.2 | 40100 | 2670 | 4.4 | 3.6 | Non Federally-Regulated | 05/10/2019 |  | 06/10/2019
Enertech Global, LLC | GEOCOMFORT | GZT042*3 |  | Ground-Source | WBAHP: Heat Pump Packaged Unit | Heat Pump | 460 | 3 |  |  |  | Single-Speed |  |  |  | 43000 | 2388 | 18 | 13.4 | 32900 | 2678 | 3.6 | 3.1 | Non Federally-Regulated | 05/10/2019 |  | 06/10/2019
Enertech Global, LLC | GEOCOMFORT | GZT042*2 |  | Water-Source | WBAHP: Heat Pump Packaged Unit | Heat Pump | 208 | 3 |  |  |  | Single-Speed |  |  |  | 41200 | 2658 | 15.5 | 11.2 | 49500 | 3086 | 4.7 | 4.2 | Federally-Regulated Commercial & Industrial Equipment | 05/10/2019 |  | 06/10/2019
Enertech Global, LLC | GEOCOMFORT | GZT042*2 |  | Ground-Water-Source | WBAHP: Heat Pump Packaged Unit | Heat Pump | 208 | 3 |  |  |  | Single-Speed |  |  |  | 46000 | 1965 | 23.4 | 16.2 | 40100 | 2670 | 4.4 | 3.6 | Non Federally-Regulated | 05/10/2019 |  | 06/10/2019
Enertech Global, LLC | GEOCOMFORT | GZT042*2 |  | Ground-Source | WBAHP: Heat Pump Packaged Unit | Heat Pump | 208 | 3 |  |  |  | Single-Speed |  |  |  | 43000 | 2388 | 18 | 13.4 | 32900 | 2678 | 3.6 | 3.1 | Non Federally-Regulated | 05/10/2019 |  | 06/10/2019
FHP Manufacturing Company | Day & Night | HP024V/H/C******1**1 |  | Water-Source | WBAHP: Heat Pump Packaged Unit | Heat Pump | 208 | 1 |  |  |  | Dual-Speed |  |  |  | 26000 | 1721 | 15.1 | 11.2 | 27600 | 1586 | 5.1 | 4.2 | Federally-Regulated Commercial & Industrial Equipment | 05/13/2019 |  | 06/10/2019
FHP Manufacturing Company | Day & Night | HP024V/H/C******1**1 |  | Ground-Water-Source | WBAHP: Heat Pump Packaged Unit | Heat Pump | 208 | 1 |  |  |  | Dual-Speed |  |  |  | 29000 | 1250 | 23.2 | 16.2 | 25000 | 1628 | 4.5 | 3.6 | Non Federally-Regulated | 05/13/2019 |  | 06/10/2019
FHP Manufacturing Company | Day & Night | HP024V/H/C******1**1 |  | Ground-Source | WBAHP: Heat Pump Packaged Unit | Heat Pump | 208 | 1 |  |  |  | Dual-Speed |  |  |  | 27500 | 1553 | 17.7 | 13.4 | 19000 | 1546 | 3.6 | 3.1 | Non Federally-Regulated | 05/13/2019 |  | 06/10/2019
FHP Manufacturing Company | Day & Night | HS024* | FVM4X3600BL | Water-Source | WBAHP-CB: Heat Pump Split Syst | Both Heat Pump and Electric Re | 208 | 1 | False |  |  | Dual-Speed |  |  |  | 25000 | 1712 | 14.6 | 12 | 28000 | 1609 | 5.1 | 4.2 | Federally-Regulated Commercial & Industrial Equipment | 05/22/2019 |  | 06/10/2019
FHP Manufacturing Company | Day & Night | HS024* | FVM4X3600BL | Ground-Water-Source | WBAHP-CB: Heat Pump Split Syst | Both Heat Pump and Electric Re | 208 | 1 | False |  |  | Dual-Speed |  |  |  | 28200 | 1281 | 22 | 16.2 | 23500 | 1547 | 4.5 | 3.6 | Non Federally-Regulated | 05/22/2019 |  | 06/10/2019
FHP Manufacturing Company | Day & Night | HS024* | FVM4X3600BL | Ground-Source | WBAHP-CB: Heat Pump Split Syst | Both Heat Pump and Electric Re | 208 | 1 | False |  |  | Dual-Speed |  |  |  | 26000 | 1547 | 16.8 | 13.4 | 18900 | 1477 | 3.8 | 3.1 | Non Federally-Regulated | 05/22/2019 |  | 06/10/2019
Enertech Global, LLC | GEOCOMFORT | GST024A | MPD024 | Ground-Water-Source | WBAHP-CB: Heat Pump Split Syst | Heat Pump | 208 | 1 | False |  |  | Single-Speed |  |  |  | 26800 | 1326 | 20.2 | 16.2 | 23100 | 1611 | 4.2 | 3.6 | Non Federally-Regulated | 08/08/2017 |  | 06/10/2019
Enertech Global, LLC | GEOCOMFORT | GST024A | MPD024 | Ground-Source | WBAHP-CB: Heat Pump Split Syst | Heat Pump | 208 | 1 | False |  |  | Single-Speed |  |  |  | 24900 | 1616 | 15.4 | 13.4 | 17800 | 1534 | 3.4 | 3.1 | Non Federally-Regulated | 08/08/2017 |  | 06/10/2019
Enertech Global, LLC | GEOCOMFORT | GST048A | MCD060 | Ground-Water-Source | WBAHP-C: Heat Pump Split Syste | Heat Pump | 208 | 1 | False |  |  | Single-Speed |  |  |  | 54700 | 2347 | 23.3 | 16.2 | 45500 | 2898 | 4.6 | 3.6 | Non Federally-Regulated | 02/08/2019 |  | 06/10/2019
Enertech Global, LLC | GEOCOMFORT | GST048A | MCD060 | Ground-Source | WBAHP-C: Heat Pump Split Syste | Heat Pump | 208 | 1 | False |  |  | Single-Speed |  |  |  | 51900 | 2820 | 18.4 | 13.4 | 36700 | 2757 | 3.9 | 3.1 | Non Federally-Regulated | 02/08/2019 |  | 06/10/2019
Enertech Global, LLC | GEOCOMFORT | GST060A | ACD060 | Ground-Water-Source | WBAHP-C: Heat Pump Split Syste | Heat Pump | 208 | 1 | False |  |  | Single-Speed |  |  |  | 61100 | 3039 | 20.1 | 16.2 | 53300 | 3809 | 4.1 | 3.6 | Non Federally-Regulated | 02/08/2019 |  | 06/10/2019
Enertech Global, LLC | GEOCOMFORT | GST060A | ACD060 | Ground-Source | WBAHP-C: Heat Pump Split Syste | Heat Pump | 208 | 1 | False |  |  | Single-Speed |  |  |  | 60600 | 3607 | 16.8 | 13.4 | 44100 | 3590 | 3.6 | 3.1 | Non Federally-Regulated | 02/08/2019 |  | 06/10/2019
Enertech Global, LLC | GEOCOMFORT | GST060A | MPD060 | Ground-Water-Source | WBAHP-CB: Heat Pump Split Syst | Heat Pump | 208 | 1 | False |  |  | Single-Speed | 2495 | 644 | 1 | 65900 | 3138 | 21 | 16.2 | 54900 | 3924 | 4.1 | 3.6 | Non Federally-Regulated | 08/08/2017 |  | 06/10/2019
Enertech Global, LLC | GEOCOMFORT | GST060A | MPD060 | Ground-Source | WBAHP-CB: Heat Pump Split Syst | Heat Pump | 208 | 1 | False |  |  | Single-Speed |  |  |  | 62200 | 3702 | 16.8 | 13.4 | 44200 | 3701 | 3.5 | 3.1 | Non Federally-Regulated | 02/08/2019 |  | 06/10/2019
Enertech Global, LLC | GEOCOMFORT | GST048A | ACD060 | Ground-Water-Source | WBAHP-C: Heat Pump Split Syste | Heat Pump | 208 | 1 | False |  |  | Single-Speed |  |  |  | 54700 | 2347 | 23.3 | 16.2 | 45500 | 2898 | 4.6 | 3.6 | Non Federally-Regulated | 02/08/2019 |  | 06/10/2019
Enertech Global, LLC | GEOCOMFORT | GST048A | ACD060 | Ground-Source | WBAHP-C: Heat Pump Split Syste | Heat Pump | 208 | 1 | False |  |  | Single-Speed |  |  |  | 51900 | 2820 | 18.4 | 13.4 | 36700 | 2757 | 3.9 | 3.1 | Non Federally-Regulated | 02/08/2019 |  | 06/10/2019
Enertech Global, LLC | GEOCOMFORT | GST024A | MCD024 | Ground-Water-Source | WBAHP-C: Heat Pump Split Syste | Heat Pump | 208 | 1 | False |  |  | Single-Speed |  |  |  | 27300 | 1246 | 21.9 | 16.2 | 23100 | 1538 | 4.4 | 3.6 | Non Federally-Regulated | 02/08/2019 |  | 06/10/2019
Enertech Global, LLC | GEOCOMFORT | GST024A | MCD024 | Ground-Source | WBAHP-C: Heat Pump Split Syste | Heat Pump | 208 | 1 | False |  |  | Single-Speed |  |  |  | 25300 | 1497 | 16.9 | 13.4 | 18100 | 1433 | 3.7 | 3.1 | Non Federally-Regulated | 02/08/2019 |  | 06/10/2019
Enertech Global, LLC | GEOCOMFORT | GST024A | ACD024 | Ground-Water-Source | WBAHP-C: Heat Pump Split Syste | Heat Pump | 208 | 1 | False |  |  | Single-Speed |  |  |  | 27300 | 1246 | 21.9 | 16.2 | 23100 | 1538 | 4.4 | 3.6 | Non Federally-Regulated | 02/08/2019 |  | 06/10/2019
Enertech Global, LLC | GEOCOMFORT | GST024A | ACD024 | Ground-Source | WBAHP-C: Heat Pump Split Syste | Heat Pump | 208 | 1 | False |  |  | Single-Speed |  |  |  | 25300 | 1497 | 16.9 | 13.4 | 18100 | 1433 | 3.7 | 3.1 | Non Federally-Regulated | 02/08/2019 |  | 06/10/2019
Enertech Global, LLC | GEOCOMFORT | GST060A | MCD060 | Ground-Water-Source | WBAHP-C: Heat Pump Split Syste | Heat Pump | 208 | 1 | False |  |  | Single-Speed |  |  |  | 61100 | 3039 | 20.1 | 16.2 | 53300 | 3809 | 4.1 | 3.6 | Non Federally-Regulated | 02/08/2019 |  | 06/10/2019
Enertech Global, LLC | GEOCOMFORT | GST060A | MCD060 | Ground-Source | WBAHP-C: Heat Pump Split Syste | Heat Pump | 208 | 1 | False |  |  | Single-Speed |  |  |  | 60600 | 3607 | 16.8 | 13.4 | 44100 | 3590 | 3.6 | 3.1 | Non Federally-Regulated | 02/08/2019 |  | 06/10/2019
Enertech Global, LLC | GEOCOMFORT | GST048A | MPD060 | Ground-Water-Source | WBAHP-CB: Heat Pump Split Syst | Heat Pump | 208 | 1 | False |  |  | Single-Speed |  |  |  | 55400 | 2308 | 24 | 16.2 | 44400 | 2891 | 4.5 | 3.6 | Non Federally-Regulated | 02/08/2019 |  | 06/10/2019
Enertech Global, LLC | GEOCOMFORT | GST048A | MPD060 | Ground-Source | WBAHP-CB: Heat Pump Split Syst | Heat Pump | 208 | 1 | False |  |  | Single-Speed |  |  |  | 52000 | 2780 | 18.7 | 13.4 | 35900 | 2768 | 3.8 | 3.1 | Non Federally-Regulated | 02/08/2019 |  | 06/10/2019
Enertech Global, LLC | GEOCOMFORT | GST036A | MPD036 | Ground-Water-Source | WBAHP-CB: Heat Pump Split Syst | Heat Pump | 208 | 1 | False |  |  | Single-Speed |  |  |  | 40000 | 1851 | 21.6 | 16.2 | 35800 | 2440 | 4.3 | 3.6 | Non Federally-Regulated | 02/08/2019 |  | 06/10/2019
Enertech Global, LLC | GEOCOMFORT | GST036A | MPD036 | Ground-Source | WBAHP-CB: Heat Pump Split Syst | Heat Pump | 208 | 1 | False |  |  | Single-Speed |  |  |  | 37400 | 2294 | 16.3 | 13.4 | 28000 | 2279 | 3.6 | 3.1 | Non Federally-Regulated | 02/08/2019 |  | 06/10/2019
Enertech Global, LLC | GEOCOMFORT | GST036A | ACD036 | Ground-Water-Source | WBAHP-C: Heat Pump Split Syste | Heat Pump | 208 | 1 | False |  |  | Single-Speed |  |  |  | 38800 | 1813 | 21.4 | 16.2 | 35700 | 2325 | 4.5 | 3.6 | Non Federally-Regulated | 02/08/2019 |  | 06/10/2019
Enertech Global, LLC | GEOCOMFORT | GST036A | ACD036 | Ground-Source | WBAHP-C: Heat Pump Split Syste | Heat Pump | 208 | 1 | False |  |  | Single-Speed |  |  |  | 36700 | 2171 | 16.9 | 13.4 | 28000 | 2159 | 3.8 | 3.1 | Non Federally-Regulated | 02/08/2019 |  | 06/10/2019
Enertech Global, LLC | GEOCOMFORT | GST036A | MCD036 | Ground-Water-Source | WBAHP-C: Heat Pump Split Syste | Heat Pump | 208 | 1 | False |  |  | Single-Speed |  |  |  | 38800 | 1813 | 21.4 | 16.2 | 35700 | 2325 | 4.5 | 3.6 | Non Federally-Regulated | 02/08/2019 |  | 06/10/2019
Enertech Global, LLC | GEOCOMFORT | GST036A | MCD036 | Ground-Source | WBAHP-C: Heat Pump Split Syste | Heat Pump | 208 | 1 | False |  |  | Single-Speed |  |  |  | 36700 | 2171 | 16.9 | 13.4 | 28000 | 2159 | 3.8 | 3.1 | Non Federally-Regulated | 02/08/2019 |  | 06/10/2019
Enertech Global, LLC | GEOCOMFORT | GST024A2 | ACD024 | Ground-Water-Source | WBAHP-C: Heat Pump Split Syste | Heat Pump | 208 | 3 | False |  |  | Single-Speed |  |  |  | 27300 | 1246 | 21.9 | 16.2 | 23100 | 1538 | 4.4 | 3.6 | Non Federally-Regulated | 08/08/2017 |  | 06/10/2019
Enertech Global, LLC | GEOCOMFORT | GST024A2 | ACD024 | Ground-Source | WBAHP-C: Heat Pump Split Syste | Heat Pump | 208 | 3 | False |  |  | Single-Speed |  |  |  | 25300 | 1497 | 16.9 | 13.4 | 18100 | 1433 | 3.7 | 3.1 | Non Federally-Regulated | 08/08/2017 |  | 06/10/2019
Enertech Global, LLC | GEOCOMFORT | GST024A2 | MPD024 | Ground-Water-Source | WBAHP-CB: Heat Pump Split Syst | Heat Pump | 208 | 3 | False |  |  | Single-Speed |  |  |  | 26800 | 1326 | 20.2 | 16.2 | 23100 | 1611 | 4.2 | 3.6 | Non Federally-Regulated | 08/08/2017 |  | 06/10/2019
Enertech Global, LLC | GEOCOMFORT | GST024A2 | MPD024 | Ground-Source | WBAHP-CB: Heat Pump Split Syst | Heat Pump | 208 | 3 | False |  |  | Single-Speed |  |  |  | 24900 | 1616 | 15.4 | 13.4 | 17800 | 1534 | 3.4 | 3.1 | Non Federally-Regulated | 08/08/2017 |  | 06/10/2019
Enertech Global, LLC | GEOCOMFORT | GST036A2 | ACD036 | Ground-Water-Source | WBAHP-C: Heat Pump Split Syste | Heat Pump | 208 | 3 | False |  |  | Single-Speed |  |  |  | 38800 | 1813 | 21.4 | 16.2 | 35700 | 2325 | 4.5 | 3.6 | Non Federally-Regulated | 08/08/2017 |  | 06/10/2019
Enertech Global, LLC | GEOCOMFORT | GST036A2 | ACD036 | Ground-Source | WBAHP-C: Heat Pump Split Syste | Heat Pump | 208 | 3 | False |  |  | Single-Speed |  |  |  | 36700 | 2171 | 16.9 | 13.4 | 28000 | 2159 | 3.8 | 3.1 | Non Federally-Regulated | 08/08/2017 |  | 06/10/2019
Enertech Global, LLC | GEOCOMFORT | GST036A2 | MPD036 | Ground-Water-Source | WBAHP-CB: Heat Pump Split Syst | Heat Pump | 208 | 3 | False |  |  | Single-Speed |  |  |  | 40000 | 1851 | 21.6 | 16.2 | 35800 | 2440 | 4.3 | 3.6 | Non Federally-Regulated | 08/08/2017 |  | 06/10/2019
Enertech Global, LLC | GEOCOMFORT | GST036A2 | MPD036 | Ground-Source | WBAHP-CB: Heat Pump Split Syst | Heat Pump | 208 | 3 | False |  |  | Single-Speed |  |  |  | 37400 | 2294 | 16.3 | 13.4 | 28000 | 2279 | 3.6 | 3.1 | Non Federally-Regulated | 08/08/2017 |  | 06/10/2019
Enertech Global, LLC | GEOCOMFORT | GST048A2 | ACD060 | Ground-Water-Source | WBAHP-C: Heat Pump Split Syste | Heat Pump | 208 | 3 | False |  |  | Single-Speed |  |  |  | 54700 | 2347 | 23.3 | 16.2 | 45500 | 2898 | 4.6 | 3.6 | Non Federally-Regulated | 08/08/2017 |  | 06/10/2019
Enertech Global, LLC | GEOCOMFORT | GST048A2 | ACD060 | Ground-Source | WBAHP-C: Heat Pump Split Syste | Heat Pump | 208 | 3 | False |  |  | Single-Speed |  |  |  | 51900 | 2820 | 18.4 | 13.4 | 36700 | 2757 | 3.9 | 3.1 | Non Federally-Regulated | 08/08/2017 |  | 06/10/2019
Enertech Global, LLC | GEOCOMFORT | GST048A2 | MPD060 | Ground-Water-Source | WBAHP-CB: Heat Pump Split Syst | Heat Pump | 208 | 3 | False |  |  | Single-Speed |  |  |  | 55400 | 2308 | 24 | 16.2 | 44400 | 2891 | 4.5 | 3.6 | Non Federally-Regulated | 08/08/2017 |  | 06/10/2019
Enertech Global, LLC | GEOCOMFORT | GST048A2 | MPD060 | Ground-Source | WBAHP-CB: Heat Pump Split Syst | Heat Pump | 208 | 3 | False |  |  | Single-Speed |  |  |  | 52000 | 2780 | 18.7 | 13.4 | 35900 | 2768 | 3.8 | 3.1 | Non Federally-Regulated | 08/08/2017 |  | 06/10/2019
Enertech Global, LLC | GEOCOMFORT | GST060A2 | ACD060 | Ground-Water-Source | WBAHP-C: Heat Pump Split Syste | Heat Pump | 208 | 3 | False |  |  | Single-Speed |  |  |  | 61100 | 3039 | 20.1 | 16.2 | 53300 | 3809 | 4.1 | 3.6 | Non Federally-Regulated | 08/08/2017 |  | 06/10/2019
Enertech Global, LLC | GEOCOMFORT | GST060A2 | ACD060 | Ground-Source | WBAHP-C: Heat Pump Split Syste | Heat Pump | 208 | 3 | False |  |  | Single-Speed |  |  |  | 60600 | 3607 | 16.8 | 13.4 | 44100 | 3590 | 3.6 | 3.1 | Non Federally-Regulated | 08/08/2017 |  | 06/10/2019
Enertech Global, LLC | GEOCOMFORT | GST060A2 | MPD060 | Ground-Water-Source | WBAHP-CB: Heat Pump Split Syst | Heat Pump | 208 | 3 | False |  |  | Single-Speed | 2495 | 644 | 1 | 65900 | 3138 | 21 | 16.2 | 54900 | 3924 | 4.1 | 3.6 | Non Federally-Regulated | 08/08/2017 |  | 06/10/2019
Enertech Global, LLC | GEOCOMFORT | GST060A2 | MPD060 | Ground-Source | WBAHP-CB: Heat Pump Split Syst | Heat Pump | 208 | 3 | False |  |  | Single-Speed |  |  |  | 62200 | 3702 | 16.8 | 13.4 | 44200 | 3701 | 3.5 | 3.1 | Non Federally-Regulated | 08/08/2017 |  | 06/10/2019
FHP Manufacturing Company | GEOEXCEL | ES025-2CF/HZ/VT*-*****A |  | Water-Source | WBAHP: Heat Pump Packaged Unit | Heat Pump | 265 | 1 |  |  |  | Dual-Speed |  |  |  | 26000 | 1625 | 16 | 11.2 | 27600 | 1617 | 5 | 4.2 | Federally-Regulated Commercial & Industrial Equipment | 05/28/2019 |  | 06/10/2019
FHP Manufacturing Company | GEOEXCEL | ES025-2CF/HZ/VT*-*****A |  | Ground-Water-Source | WBAHP: Heat Pump Packaged Unit | Heat Pump | 265 | 1 |  |  |  | Dual-Speed |  |  |  | 29000 | 1208 | 24 | 16.2 | 25000 | 1592 | 4.6 | 3.6 | Non Federally-Regulated | 05/28/2019 |  | 06/10/2019
FHP Manufacturing Company | GEOEXCEL | ES025-2CF/HZ/VT*-*****A |  | Ground-Source | WBAHP: Heat Pump Packaged Unit | Heat Pump | 265 | 1 |  |  |  | Dual-Speed |  |  |  | 27500 | 1470 | 18.7 | 13.4 | 19000 | 1465 | 3.8 | 3.1 | Non Federally-Regulated | 05/28/2019 |  | 06/10/2019
FHP Manufacturing Company | GEOEXCEL | ES025-1CF/HZ/VT*-*****A |  | Water-Source | WBAHP: Heat Pump Packaged Unit | Heat Pump | 208 | 1 |  |  |  | Dual-Speed |  |  |  | 26000 | 1625 | 16 | 11.2 | 27600 | 1617 | 5 | 4.2 | Federally-Regulated Commercial & Industrial Equipment | 05/28/2019 |  | 06/10/2019
FHP Manufacturing Company | GEOEXCEL | ES025-1CF/HZ/VT*-*****A |  | Ground-Water-Source | WBAHP: Heat Pump Packaged Unit | Heat Pump | 208 | 1 |  |  |  | Dual-Speed |  |  |  | 29000 | 1208 | 24 | 16.2 | 25000 | 1592 | 4.6 | 3.6 | Non Federally-Regulated | 05/28/2019 |  | 06/10/2019
FHP Manufacturing Company | GEOEXCEL | ES025-1CF/HZ/VT*-*****A |  | Ground-Source | WBAHP: Heat Pump Packaged Unit | Heat Pump | 208 | 1 |  |  |  | Dual-Speed |  |  |  | 27500 | 1470 | 18.7 | 13.4 | 19000 | 1465 | 3.8 | 3.1 | Non Federally-Regulated | 05/28/2019 |  | 06/10/2019
FHP Manufacturing Company | GEOEXCEL | RZ024-1CS*-*****A | RZ024-1AV/AH*-***A*A | Water-Source | WBAHP-CB: Heat Pump Split Syst | Both Heat Pump and Electric Re | 208 | 1 | False |  |  | Dual-Speed |  |  |  | 23100 | 1509 | 15.3 | 12 | 26400 | 1487 | 5.2 | 4.2 | Federally-Regulated Commercial & Industrial Equipment | 05/28/2019 |  | 06/10/2019
FHP Manufacturing Company | GEOEXCEL | RZ024-1CS*-*****A | RZ024-1AV/AH*-***A*A | Ground-Water-Source | WBAHP-CB: Heat Pump Split Syst | Both Heat Pump and Electric Re | 208 | 1 | False |  |  | Dual-Speed |  |  |  | 28500 | 1144 | 24.9 | 16.2 | 22200 | 1445 | 4.5 | 3.6 | Non Federally-Regulated | 05/28/2019 |  | 06/10/2019
FHP Manufacturing Company | GEOEXCEL | RZ060-1CS*-*****A | RZ060-1AV/AH*-***A*A | Water-Source | WBAHP-CB: Heat Pump Split Syst | Both Heat Pump and Electric Re | 208 | 1 | False |  |  | Dual-Speed |  |  |  | 56100 | 3978 | 14.1 | 12 | 74500 | 4366 | 5 | 4.2 | Federally-Regulated Commercial & Industrial Equipment | 05/28/2019 |  | 06/10/2019
FHP Manufacturing Company | GEOEXCEL | RZ024-1CS*-*****A | RZ024-1AV/AH*-***A*A | Ground-Source | WBAHP-CB: Heat Pump Split Syst | Both Heat Pump and Electric Re | 208 | 1 | False |  |  | Dual-Speed |  |  |  | 26200 | 1357 | 19.3 | 13.4 | 17700 | 1365 | 3.8 | 3.1 | Non Federally-Regulated | 05/28/2019 |  | 06/10/2019
FHP Manufacturing Company | GEOEXCEL | RZ036-1CS*-*****A | RZ036-1AV/AH*-***A*A | Water-Source | WBAHP-CB: Heat Pump Split Syst | Both Heat Pump and Electric Re | 208 | 1 | False |  |  | Dual-Speed |  |  |  | 36100 | 2406 | 15 | 12 | 44100 | 2534 | 5.1 | 4.2 | Federally-Regulated Commercial & Industrial Equipment | 05/28/2019 |  | 06/10/2019
FHP Manufacturing Company | GEOEXCEL | RZ060-1CS*-*****A | RZ060-1AV/AH*-***A*A | Ground-Water-Source | WBAHP-CB: Heat Pump Split Syst | Both Heat Pump and Electric Re | 208 | 1 | False |  |  | Dual-Speed |  |  |  | 64500 | 3146 | 20.5 | 16.2 | 60500 | 4029 | 4.4 | 3.6 | Non Federally-Regulated | 05/28/2019 |  | 06/10/2019
FHP Manufacturing Company | GEOEXCEL | RZ036-1CS*-*****A | RZ036-1AV/AH*-***A*A | Ground-Water-Source | WBAHP-CB: Heat Pump Split Syst | Both Heat Pump and Electric Re | 208 | 1 | False |  |  | Dual-Speed |  |  |  | 40900 | 1817 | 22.5 | 16.2 | 35200 | 2292 | 4.5 | 3.6 | Non Federally-Regulated | 05/28/2019 |  | 06/10/2019
FHP Manufacturing Company | GEOEXCEL | RZ060-1CS*-*****A | RZ060-1AV/AH*-***A*A | Ground-Source | WBAHP-CB: Heat Pump Split Syst | Both Heat Pump and Electric Re | 208 | 1 | False |  |  | Dual-Speed |  |  |  | 58900 | 3658 | 16.1 | 13.4 | 49000 | 3779 | 3.8 | 3.1 | Non Federally-Regulated | 05/28/2019 |  | 06/10/2019
FHP Manufacturing Company | GEOEXCEL | RZ036-1CS*-*****A | RZ036-1AV/AH*-***A*A | Ground-Source | WBAHP-CB: Heat Pump Split Syst | Both Heat Pump and Electric Re | 208 | 1 | False |  |  | Dual-Speed |  |  |  | 37900 | 2190 | 17.3 | 13.4 | 27400 | 2113 | 3.8 | 3.1 | Non Federally-Regulated | 05/28/2019 |  | 06/10/2019
FHP Manufacturing Company | GEOEXCEL | RZ048-1CS*-*****A | RZ048-1AV/AH*-***A*A | Water-Source | WBAHP-CB: Heat Pump Split Syst | Both Heat Pump and Electric Re | 208 | 1 | False |  |  | Dual-Speed |  |  |  | 46900 | 3147 | 14.9 | 12 | 56800 | 3140 | 5.3 | 4.2 | Federally-Regulated Commercial & Industrial Equipment | 05/28/2019 |  | 06/10/2019
FHP Manufacturing Company | GEOEXCEL | RZ048-1CS*-*****A | RZ048-1AV/AH*-***A*A | Ground-Water-Source | WBAHP-CB: Heat Pump Split Syst | Both Heat Pump and Electric Re | 208 | 1 | False |  |  | Dual-Speed |  |  |  | 52800 | 2433 | 21.7 | 16.2 | 46600 | 2968 | 4.6 | 3.6 | Non Federally-Regulated | 05/28/2019 |  | 06/10/2019
FHP Manufacturing Company | GEOEXCEL | RZ048-1CS*-*****A | RZ048-1AV/AH*-***A*A | Ground-Source | WBAHP-CB: Heat Pump Split Syst | Both Heat Pump and Electric Re | 208 | 1 | False |  |  | Dual-Speed |  |  |  | 48900 | 2859 | 17.1 | 13.4 | 37800 | 2840 | 3.9 | 3.1 | Non Federally-Regulated | 05/28/2019 |  | 06/10/2019
Enertech Global, LLC | GEOEXCEL | AVT024 |  | Water-Source | WBAHP: Heat Pump Packaged Unit | Heat Pump | 208 | 1 |  |  |  | Single-Speed |  |  |  | 24600 | 1527 | 16.1 | 11.2 | 29100 | 1640 | 5.2 | 4.2 | Federally-Regulated Commercial & Industrial Equipment | 05/28/2019 |  | 06/10/2019
Enertech Global, LLC | GEOEXCEL | AVT024 |  | Ground-Water-Source | WBAHP: Heat Pump Packaged Unit | Heat Pump | 208 | 1 |  |  |  | Single-Speed |  |  |  | 27600 | 1159 | 23.8 | 16.2 | 23900 | 1522 | 4.6 | 3.6 | Non Federally-Regulated | 05/28/2019 |  | 06/10/2019
Enertech Global, LLC | GEOEXCEL | AVT024 |  | Ground-Source | WBAHP: Heat Pump Packaged Unit | Heat Pump | 208 | 1 |  |  |  | Single-Speed |  |  |  | 25800 | 1387 | 18.6 | 13.4 | 19400 | 1421 | 4 | 3.1 | Non Federally-Regulated | 05/28/2019 |  | 06/10/2019
Enertech Global, LLC | GEOEXCEL | AZT048 |  | Water-Source | WBAHP: Heat Pump Packaged Unit | Heat Pump | 208 | 1 |  |  |  | Single-Speed |  |  |  | 46500 | 3079 | 15.1 | 11.2 | 55300 | 3376 | 4.8 | 4.2 | Federally-Regulated Commercial & Industrial Equipment | 05/28/2019 |  | 06/10/2019
Enertech Global, LLC | GEOEXCEL | AZT048 |  | Ground-Water-Source | WBAHP: Heat Pump Packaged Unit | Heat Pump | 208 | 1 |  |  |  | Single-Speed |  |  |  | 52200 | 2361 | 22.1 | 16.2 | 45900 | 3128 | 4.3 | 3.6 | Non Federally-Regulated | 05/28/2019 |  | 06/10/2019
Enertech Global, LLC | GEOEXCEL | AZT048 |  | Ground-Source | WBAHP: Heat Pump Packaged Unit | Heat Pump | 208 | 1 |  |  |  | Single-Speed |  |  |  | 48700 | 2815 | 17.3 | 13.4 | 36900 | 3004 | 3.6 | 3.1 | Non Federally-Regulated | 05/28/2019 |  | 06/10/2019
Enertech Global, LLC | GEOEXCEL | AZT042*3 |  | Water-Source | WBAHP: Heat Pump Packaged Unit | Heat Pump | 460 | 3 |  |  |  | Single-Speed |  |  |  | 41200 | 2658 | 15.5 | 11.2 | 49500 | 3086 | 4.7 | 4.2 | Federally-Regulated Commercial & Industrial Equipment | 05/28/2019 |  | 06/10/2019
Enertech Global, LLC | GEOEXCEL | AZT042*3 |  | Ground-Water-Source | WBAHP: Heat Pump Packaged Unit | Heat Pump | 460 | 3 |  |  |  | Single-Speed |  |  |  | 46000 | 1965 | 23.4 | 16.2 | 40100 | 2670 | 4.4 | 3.6 | Non Federally-Regulated | 05/28/2019 |  | 06/10/2019
Enertech Global, LLC | GEOEXCEL | AZT042*3 |  | Ground-Source | WBAHP: Heat Pump Packaged Unit | Heat Pump | 460 | 3 |  |  |  | Single-Speed |  |  |  | 43000 | 2388 | 18 | 13.4 | 32900 | 2678 | 3.6 | 3.1 | Non Federally-Regulated | 05/28/2019 |  | 06/10/2019
Enertech Global, LLC | GEOEXCEL | AZT042*2 |  | Water-Source | WBAHP: Heat Pump Packaged Unit | Heat Pump | 208 | 3 |  |  |  | Single-Speed |  |  |  | 41200 | 2658 | 15.5 | 11.2 | 49500 | 3086 | 4.7 | 4.2 | Federally-Regulated Commercial & Industrial Equipment | 05/28/2019 |  | 06/10/2019
Enertech Global, LLC | GEOEXCEL | AZT042*2 |  | Ground-Water-Source | WBAHP: Heat Pump Packaged Unit | Heat Pump | 208 | 3 |  |  |  | Single-Speed |  |  |  | 46000 | 1965 | 23.4 | 16.2 | 40100 | 2670 | 4.4 | 3.6 | Non Federally-Regulated | 05/28/2019 |  | 06/10/2019
Enertech Global, LLC | GEOEXCEL | AZT042*2 |  | Ground-Source | WBAHP: Heat Pump Packaged Unit | Heat Pump | 208 | 3 |  |  |  | Single-Speed |  |  |  | 43000 | 2388 | 18 | 13.4 | 32900 | 2678 | 3.6 | 3.1 | Non Federally-Regulated | 05/28/2019 |  | 06/10/2019
FHP Manufacturing Company | GEO-THERMAL SPLIT | GS024**1**1 | FE/V****003*** | Water-Source | WBAHP-CB: Heat Pump Split Syst | Both Heat Pump and Electric Re | 208 | 1 | False |  |  | Dual-Speed |  |  |  | 25000 | 1712 | 14.6 | 12 | 28000 | 1609 | 5.1 | 4.2 | Federally-Regulated Commercial & Industrial Equipment | 05/22/2019 |  | 06/10/2019
FHP Manufacturing Company | GEO-THERMAL SPLIT | GS024**1**1 | FE/V****003*** | Ground-Water-Source | WBAHP-CB: Heat Pump Split Syst | Both Heat Pump and Electric Re | 208 | 1 | False |  |  | Dual-Speed |  |  |  | 28200 | 1281 | 22 | 16.2 | 23500 | 1547 | 4.5 | 3.6 | Non Federally-Regulated | 05/22/2019 |  | 06/10/2019
FHP Manufacturing Company | GEO-THERMAL SPLIT | GS024**1**1 | FE/V****003*** | Ground-Source | WBAHP-CB: Heat Pump Split Syst | Both Heat Pump and Electric Re | 208 | 1 | False |  |  | Dual-Speed |  |  |  | 26000 | 1547 | 16.8 | 13.4 | 18900 | 1477 | 3.8 | 3.1 | Non Federally-Regulated | 05/22/2019 |  | 06/10/2019
Enertech Global, LLC | GEOEXCEL | AST060A | ACD060 | Ground-Water-Source | WBAHP-C: Heat Pump Split Syste | Heat Pump | 208 | 1 | False |  |  | Single-Speed |  |  |  | 61100 | 3039 | 20.1 | 16.2 | 53300 | 3809 | 4.1 | 3.6 | Non Federally-Regulated | 05/22/2019 |  | 06/10/2019
Enertech Global, LLC | GEOEXCEL | AST060A | ACD060 | Ground-Source | WBAHP-C: Heat Pump Split Syste | Heat Pump | 208 | 1 | False |  |  | Single-Speed |  |  |  | 60600 | 3607 | 16.8 | 13.4 | 44100 | 3590 | 3.6 | 3.1 | Non Federally-Regulated | 05/22/2019 |  | 06/10/2019
Enertech Global, LLC | GEOEXCEL | AST048A2 | MPD060 | Ground-Water-Source | WBAHP-CB: Heat Pump Split Syst | Heat Pump | 208 | 3 | False |  |  | Single-Speed |  |  |  | 55400 | 2308 | 24 | 16.2 | 44400 | 2891 | 4.5 | 3.6 | Non Federally-Regulated | 05/28/2019 |  | 06/10/2019
Enertech Global, LLC | GEOEXCEL | AST048A2 | MPD060 | Ground-Source | WBAHP-CB: Heat Pump Split Syst | Heat Pump | 208 | 3 | False |  |  | Single-Speed |  |  |  | 52000 | 2780 | 18.7 | 13.4 | 35900 | 2768 | 3.8 | 3.1 | Non Federally-Regulated | 05/28/2019 |  | 06/10/2019
Enertech Global, LLC | GEOEXCEL | AST024A2 | ACD024 | Ground-Water-Source | WBAHP-C: Heat Pump Split Syste | Heat Pump | 208 | 3 | False |  |  | Single-Speed |  |  |  | 27300 | 1246 | 21.9 | 16.2 | 23100 | 1538 | 4.4 | 3.6 | Non Federally-Regulated | 05/28/2019 |  | 06/10/2019
Enertech Global, LLC | GEOEXCEL | AST024A2 | ACD024 | Ground-Source | WBAHP-C: Heat Pump Split Syste | Heat Pump | 208 | 3 | False |  |  | Single-Speed |  |  |  | 25300 | 1497 | 16.9 | 13.4 | 18100 | 1433 | 3.7 | 3.1 | Non Federally-Regulated | 05/28/2019 |  | 06/10/2019
Enertech Global, LLC | GEOEXCEL | AST024A | ACD024 | Ground-Water-Source | WBAHP-C: Heat Pump Split Syste | Heat Pump | 208 | 1 | False |  |  | Single-Speed |  |  |  | 27300 | 1246 | 21.9 | 16.2 | 23100 | 1538 | 4.4 | 3.6 | Non Federally-Regulated | 05/28/2019 |  | 06/10/2019
Enertech Global, LLC | GEOEXCEL | AST024A | ACD024 | Ground-Source | WBAHP-C: Heat Pump Split Syste | Heat Pump | 208 | 1 | False |  |  | Single-Speed |  |  |  | 25300 | 1497 | 16.9 | 13.4 | 18100 | 1433 | 3.7 | 3.1 | Non Federally-Regulated | 05/28/2019 |  | 06/10/2019
Enertech Global, LLC | GEOEXCEL | AST048A | MCD060 | Ground-Water-Source | WBAHP-C: Heat Pump Split Syste | Heat Pump | 208 | 1 | False |  |  | Single-Speed |  |  |  | 54700 | 2347 | 23.3 | 16.2 | 45500 | 2898 | 4.6 | 3.6 | Non Federally-Regulated | 05/28/2019 |  | 06/10/2019
Enertech Global, LLC | GEOEXCEL | AST048A | MCD060 | Ground-Source | WBAHP-C: Heat Pump Split Syste | Heat Pump | 208 | 1 | False |  |  | Single-Speed |  |  |  | 51900 | 2820 | 18.4 | 13.4 | 36700 | 2757 | 3.9 | 3.1 | Non Federally-Regulated | 05/28/2019 |  | 06/10/2019
Enertech Global, LLC | GEOEXCEL | AST036A2 | MCD036 | Ground-Water-Source | WBAHP-C: Heat Pump Split Syste | Heat Pump | 208 | 3 | False |  |  | Single-Speed |  |  |  | 38800 | 1813 | 21.4 | 16.2 | 35700 | 2325 | 4.5 | 3.6 | Non Federally-Regulated | 05/28/2019 |  | 06/10/2019
Enertech Global, LLC | GEOEXCEL | AST036A2 | MCD036 | Ground-Source | WBAHP-C: Heat Pump Split Syste | Heat Pump | 208 | 3 | False |  |  | Single-Speed |  |  |  | 36700 | 2171 | 16.9 | 13.4 | 28000 | 2159 | 3.8 | 3.1 | Non Federally-Regulated | 05/28/2019 |  | 06/10/2019
Enertech Global, LLC | GEOEXCEL | AST036A | MPD036 | Ground-Water-Source | WBAHP-CB: Heat Pump Split Syst | Heat Pump | 208 | 1 | False |  |  | Single-Speed |  |  |  | 40000 | 1851 | 21.6 | 16.2 | 35800 | 2440 | 4.3 | 3.6 | Non Federally-Regulated | 05/28/2019 |  | 06/10/2019
Enertech Global, LLC | GEOEXCEL | AST036A | MPD036 | Ground-Source | WBAHP-CB: Heat Pump Split Syst | Heat Pump | 208 | 1 | False |  |  | Single-Speed |  |  |  | 37400 | 2294 | 16.3 | 13.4 | 28000 | 2279 | 3.6 | 3.1 | Non Federally-Regulated | 05/28/2019 |  | 06/10/2019
Enertech Global, LLC | GEOEXCEL | AST060A | MPD060 | Ground-Water-Source | WBAHP-CB: Heat Pump Split Syst | Heat Pump | 208 | 1 | False |  |  | Single-Speed | 2495 | 644 | 1 | 65900 | 3138 | 21 | 16.2 | 54900 | 3924 | 4.1 | 3.6 | Non Federally-Regulated | 08/08/2017 |  | 06/10/2019
Enertech Global, LLC | GEOEXCEL | AST060A | MPD060 | Ground-Source | WBAHP-CB: Heat Pump Split Syst | Heat Pump | 208 | 1 | False |  |  | Single-Speed |  |  |  | 62200 | 3702 | 16.8 | 13.4 | 44200 | 3701 | 3.5 | 3.1 | Non Federally-Regulated | 05/28/2019 |  | 06/10/2019
Enertech Global, LLC | GEOEXCEL | AST036A2 | MPD036 | Ground-Water-Source | WBAHP-CB: Heat Pump Split Syst | Heat Pump | 208 | 3 | False |  |  | Single-Speed |  |  |  | 40000 | 1851 | 21.6 | 16.2 | 35800 | 2440 | 4.3 | 3.6 | Non Federally-Regulated | 05/28/2019 |  | 06/10/2019
Enertech Global, LLC | GEOEXCEL | AST036A2 | MPD036 | Ground-Source | WBAHP-CB: Heat Pump Split Syst | Heat Pump | 208 | 3 | False |  |  | Single-Speed |  |  |  | 37400 | 2294 | 16.3 | 13.4 | 28000 | 2279 | 3.6 | 3.1 | Non Federally-Regulated | 05/28/2019 |  | 06/10/2019
Enertech Global, LLC | GEOEXCEL | AST036A | MCD036 | Ground-Water-Source | WBAHP-C: Heat Pump Split Syste | Heat Pump | 208 | 1 | False |  |  | Single-Speed |  |  |  | 38800 | 1813 | 21.4 | 16.2 | 35700 | 2325 | 4.5 | 3.6 | Non Federally-Regulated | 05/28/2019 |  | 06/10/2019
Enertech Global, LLC | GEOEXCEL | AST036A | MCD036 | Ground-Source | WBAHP-C: Heat Pump Split Syste | Heat Pump | 208 | 1 | False |  |  | Single-Speed |  |  |  | 36700 | 2171 | 16.9 | 13.4 | 28000 | 2159 | 3.8 | 3.1 | Non Federally-Regulated | 05/28/2019 |  | 06/10/2019
Enertech Global, LLC | GEOEXCEL | AST024A | MPD024 | Ground-Water-Source | WBAHP-CB: Heat Pump Split Syst | Heat Pump | 208 | 1 | False |  |  | Single-Speed |  |  |  | 26800 | 1326 | 20.2 | 16.2 | 23100 | 1611 | 4.2 | 3.6 | Non Federally-Regulated | 05/28/2019 |  | 06/10/2019
Enertech Global, LLC | GEOEXCEL | AST024A | MPD024 | Ground-Source | WBAHP-CB: Heat Pump Split Syst | Heat Pump | 208 | 1 | False |  |  | Single-Speed |  |  |  | 24900 | 1616 | 15.4 | 13.4 | 17800 | 1534 | 3.4 | 3.1 | Non Federally-Regulated | 05/28/2019 |  | 06/10/2019
Enertech Global, LLC | GEOEXCEL | AST036A2 | ACD036 | Ground-Water-Source | WBAHP-C: Heat Pump Split Syste | Heat Pump | 208 | 3 | False |  |  | Single-Speed |  |  |  | 38800 | 1813 | 21.4 | 16.2 | 35700 | 2325 | 4.5 | 3.6 | Non Federally-Regulated | 05/28/2019 |  | 06/10/2019
Enertech Global, LLC | GEOEXCEL | AST036A2 | ACD036 | Ground-Source | WBAHP-C: Heat Pump Split Syste | Heat Pump | 208 | 3 | False |  |  | Single-Speed |  |  |  | 36700 | 2171 | 16.9 | 13.4 | 28000 | 2159 | 3.8 | 3.1 | Non Federally-Regulated | 05/28/2019 |  | 06/10/2019
Enertech Global, LLC | GEOEXCEL | AST048A2 | ACD060 | Ground-Water-Source | WBAHP-C: Heat Pump Split Syste | Heat Pump | 208 | 3 | False |  |  | Single-Speed |  |  |  | 54700 | 2347 | 23.3 | 16.2 | 45500 | 2898 | 4.6 | 3.6 | Non Federally-Regulated | 05/28/2019 |  | 06/10/2019
Enertech Global, LLC | GEOEXCEL | AST048A2 | ACD060 | Ground-Source | WBAHP-C: Heat Pump Split Syste | Heat Pump | 208 | 3 | False |  |  | Single-Speed |  |  |  | 51900 | 2820 | 18.4 | 13.4 | 36700 | 2757 | 3.9 | 3.1 | Non Federally-Regulated | 05/28/2019 |  | 06/10/2019
Enertech Global, LLC | GEOEXCEL | AST036A | ACD036 | Ground-Water-Source | WBAHP-C: Heat Pump Split Syste | Heat Pump | 208 | 1 | False |  |  | Single-Speed |  |  |  | 38800 | 1813 | 21.4 | 16.2 | 35700 | 2325 | 4.5 | 3.6 | Non Federally-Regulated | 05/28/2019 |  | 06/10/2019
Enertech Global, LLC | GEOEXCEL | AST036A | ACD036 | Ground-Source | WBAHP-C: Heat Pump Split Syste | Heat Pump | 208 | 1 | False |  |  | Single-Speed |  |  |  | 36700 | 2171 | 16.9 | 13.4 | 28000 | 2159 | 3.8 | 3.1 | Non Federally-Regulated | 05/28/2019 |  | 06/10/2019
Enertech Global, LLC | GEOEXCEL | AST060A | MCD060 | Ground-Water-Source | WBAHP-C: Heat Pump Split Syste | Heat Pump | 208 | 1 | False |  |  | Single-Speed |  |  |  | 61100 | 3039 | 20.1 | 16.2 | 53300 | 3809 | 4.1 | 3.6 | Non Federally-Regulated | 05/28/2019 |  | 06/10/2019
Enertech Global, LLC | GEOEXCEL | AST060A | MCD060 | Ground-Source | WBAHP-C: Heat Pump Split Syste | Heat Pump | 208 | 1 | False |  |  | Single-Speed |  |  |  | 60600 | 3607 | 16.8 | 13.4 | 44100 | 3590 | 3.6 | 3.1 | Non Federally-Regulated | 05/28/2019 |  | 06/10/2019
Enertech Global, LLC | GEOEXCEL | AST060A2 | MCD060 | Ground-Water-Source | WBAHP-C: Heat Pump Split Syste | Heat Pump | 208 | 3 | False |  |  | Single-Speed |  |  |  | 61100 | 3039 | 20.1 | 16.2 | 53300 | 3809 | 4.1 | 3.6 | Non Federally-Regulated | 05/28/2019 |  | 06/10/2019
Enertech Global, LLC | GEOEXCEL | AST060A2 | MCD060 | Ground-Source | WBAHP-C: Heat Pump Split Syste | Heat Pump | 208 | 3 | False |  |  | Single-Speed |  |  |  | 60600 | 3607 | 16.8 | 13.4 | 44100 | 3590 | 3.6 | 3.1 | Non Federally-Regulated | 05/28/2019 |  | 06/10/2019
Enertech Global, LLC | GEOEXCEL | AST048A | MPD060 | Ground-Water-Source | WBAHP-CB: Heat Pump Split Syst | Heat Pump | 208 | 1 | False |  |  | Single-Speed |  |  |  | 55400 | 2308 | 24 | 16.2 | 44400 | 2891 | 4.5 | 3.6 | Non Federally-Regulated | 05/28/2019 |  | 06/10/2019
Enertech Global, LLC | GEOEXCEL | AST048A | MPD060 | Ground-Source | WBAHP-CB: Heat Pump Split Syst | Heat Pump | 208 | 1 | False |  |  | Single-Speed |  |  |  | 52000 | 2780 | 18.7 | 13.4 | 35900 | 2768 | 3.8 | 3.1 | Non Federally-Regulated | 05/28/2019 |  | 06/10/2019
Enertech Global, LLC | GEOEXCEL | AST024A2 | MCD024 | Ground-Water-Source | WBAHP-C: Heat Pump Split Syste | Heat Pump | 208 | 3 | False |  |  | Single-Speed |  |  |  | 27300 | 1246 | 21.9 | 16.2 | 23100 | 1538 | 4.4 | 3.6 | Non Federally-Regulated | 05/28/2019 |  | 06/10/2019
Enertech Global, LLC | GEOEXCEL | AST024A2 | MCD024 | Ground-Source | WBAHP-C: Heat Pump Split Syste | Heat Pump | 208 | 3 | False |  |  | Single-Speed |  |  |  | 25300 | 1497 | 16.9 | 13.4 | 18100 | 1433 | 3.7 | 3.1 | Non Federally-Regulated | 05/28/2019 |  | 06/10/2019
Enertech Global, LLC | GEOEXCEL | AST048A | ACD060 | Ground-Water-Source | WBAHP-C: Heat Pump Split Syste | Heat Pump | 208 | 1 | False |  |  | Single-Speed |  |  |  | 54700 | 2347 | 23.3 | 16.2 | 45500 | 2898 | 4.6 | 3.6 | Non Federally-Regulated | 05/28/2019 |  | 06/10/2019
Enertech Global, LLC | GEOEXCEL | AST048A | ACD060 | Ground-Source | WBAHP-C: Heat Pump Split Syste | Heat Pump | 208 | 1 | False |  |  | Single-Speed |  |  |  | 51900 | 2820 | 18.4 | 13.4 | 36700 | 2757 | 3.9 | 3.1 | Non Federally-Regulated | 05/28/2019 |  | 06/10/2019
Enertech Global, LLC | GEOEXCEL | AST060A2 | ACD060 | Ground-Water-Source | WBAHP-C: Heat Pump Split Syste | Heat Pump | 208 | 3 | False |  |  | Single-Speed |  |  |  | 61100 | 3039 | 20.1 | 16.2 | 53300 | 3809 | 4.1 | 3.6 | Non Federally-Regulated | 05/28/2019 |  | 06/10/2019
Enertech Global, LLC | GEOEXCEL | AST060A2 | ACD060 | Ground-Source | WBAHP-C: Heat Pump Split Syste | Heat Pump | 208 | 3 | False |  |  | Single-Speed |  |  |  | 60600 | 3607 | 16.8 | 13.4 | 44100 | 3590 | 3.6 | 3.1 | Non Federally-Regulated | 05/28/2019 |  | 06/10/2019
Enertech Global, LLC | GEOEXCEL | AST024A | MCD024 | Ground-Water-Source | WBAHP-C: Heat Pump Split Syste | Heat Pump | 208 | 1 | False |  |  | Single-Speed |  |  |  | 27300 | 1246 | 21.9 | 16.2 | 23100 | 1538 | 4.4 | 3.6 | Non Federally-Regulated | 05/28/2019 |  | 06/10/2019
Enertech Global, LLC | GEOEXCEL | AST024A | MCD024 | Ground-Source | WBAHP-C: Heat Pump Split Syste | Heat Pump | 208 | 1 | False |  |  | Single-Speed |  |  |  | 25300 | 1497 | 16.9 | 13.4 | 18100 | 1433 | 3.7 | 3.1 | Non Federally-Regulated | 05/28/2019 |  | 06/10/2019
Enertech Global, LLC | GEOEXCEL | AST060A2 | MPD060 | Ground-Water-Source | WBAHP-CB: Heat Pump Split Syst | Heat Pump | 208 | 3 | False |  |  | Single-Speed | 2495 | 644 | 1 | 65900 | 3138 | 21 | 16.2 | 54900 | 3924 | 4.1 | 3.6 | Non Federally-Regulated | 08/08/2017 |  | 06/10/2019
Enertech Global, LLC | GEOEXCEL | AST060A2 | MPD060 | Ground-Source | WBAHP-CB: Heat Pump Split Syst | Heat Pump | 208 | 3 | False |  |  | Single-Speed |  |  |  | 62200 | 3702 | 16.8 | 13.4 | 44200 | 3701 | 3.5 | 3.1 | Non Federally-Regulated | 05/28/2019 |  | 06/10/2019
Enertech Global, LLC | GEOEXCEL | AST024A2 | MPD024 | Ground-Water-Source | WBAHP-CB: Heat Pump Split Syst | Heat Pump | 208 | 3 | False |  |  | Single-Speed |  |  |  | 26800 | 1326 | 20.2 | 16.2 | 23100 | 1611 | 4.2 | 3.6 | Non Federally-Regulated | 05/28/2019 |  | 06/10/2019
Enertech Global, LLC | GEOEXCEL | AST024A2 | MPD024 | Ground-Source | WBAHP-CB: Heat Pump Split Syst | Heat Pump | 208 | 3 | False |  |  | Single-Speed |  |  |  | 24900 | 1616 | 15.4 | 13.4 | 17800 | 1534 | 3.4 | 3.1 | Non Federally-Regulated | 05/28/2019 |  | 06/10/2019
Enertech Global, LLC | GEOEXCEL | AST048A2 | MCD060 | Ground-Water-Source | WBAHP-C: Heat Pump Split Syste | Heat Pump | 208 | 3 | False |  |  | Single-Speed |  |  |  | 54700 | 2347 | 23.3 | 16.2 | 45500 | 2898 | 4.6 | 3.6 | Non Federally-Regulated | 05/28/2019 |  | 06/10/2019
Enertech Global, LLC | GEOEXCEL | AST048A2 | MCD060 | Ground-Source | WBAHP-C: Heat Pump Split Syste | Heat Pump | 208 | 3 | False |  |  | Single-Speed |  |  |  | 51900 | 2820 | 18.4 | 13.4 | 36700 | 2757 | 3.9 | 3.1 | Non Federally-Regulated | 05/28/2019 |  | 06/10/2019
Enertech Global, LLC | Hydron Module | HVT024 |  | Water-Source | WBAHP: Heat Pump Packaged Unit | Heat Pump | 208 | 1 |  |  |  | Single-Speed |  |  |  | 24600 | 1527 | 16.1 | 11.2 | 29100 | 1640 | 5.2 | 4.2 | Federally-Regulated Commercial & Industrial Equipment | 05/13/2019 |  | 06/10/2019
Enertech Global, LLC | Hydron Module | HVT024 |  | Ground-Water-Source | WBAHP: Heat Pump Packaged Unit | Heat Pump | 208 | 1 |  |  |  | Single-Speed |  |  |  | 27600 | 1159 | 23.8 | 16.2 | 23900 | 1522 | 4.6 | 3.6 | Non Federally-Regulated | 05/13/2019 |  | 06/10/2019
Enertech Global, LLC | Hydron Module | HVT024 |  | Ground-Source | WBAHP: Heat Pump Packaged Unit | Heat Pump | 208 | 1 |  |  |  | Single-Speed |  |  |  | 25800 | 1387 | 18.6 | 13.4 | 19400 | 1421 | 4 | 3.1 | Non Federally-Regulated | 05/13/2019 |  | 06/10/2019
Enertech Global, LLC | Hydron Module | HZT048 |  | Water-Source | WBAHP: Heat Pump Packaged Unit | Heat Pump | 208 | 1 |  |  |  | Single-Speed |  |  |  | 46500 | 3079 | 15.1 | 11.2 | 55300 | 3376 | 4.8 | 4.2 | Federally-Regulated Commercial & Industrial Equipment | 04/24/2019 |  | 06/10/2019
Enertech Global, LLC | Hydron Module | HZT048 |  | Ground-Water-Source | WBAHP: Heat Pump Packaged Unit | Heat Pump | 208 | 1 |  |  |  | Single-Speed |  |  |  | 52200 | 2361 | 22.1 | 16.2 | 45900 | 3128 | 4.3 | 3.6 | Non Federally-Regulated | 04/24/2019 |  | 06/10/2019
Enertech Global, LLC | Hydron Module | HZT048 |  | Ground-Source | WBAHP: Heat Pump Packaged Unit | Heat Pump | 208 | 1 |  |  |  | Single-Speed |  |  |  | 48700 | 2815 | 17.3 | 13.4 | 36900 | 3004 | 3.6 | 3.1 | Non Federally-Regulated | 04/24/2019 |  | 06/10/2019
Enertech Global, LLC | Hydron Module | HZT042*3 |  | Water-Source | WBAHP: Heat Pump Packaged Unit | Heat Pump | 460 | 3 |  |  |  | Single-Speed |  |  |  | 41200 | 2658 | 15.5 | 11.2 | 49500 | 3086 | 4.7 | 4.2 | Federally-Regulated Commercial & Industrial Equipment | 05/13/2019 |  | 06/10/2019
Enertech Global, LLC | Hydron Module | HZT042*3 |  | Ground-Water-Source | WBAHP: Heat Pump Packaged Unit | Heat Pump | 460 | 3 |  |  |  | Single-Speed |  |  |  | 46000 | 1965 | 23.4 | 16.2 | 40100 | 2670 | 4.4 | 3.6 | Non Federally-Regulated | 05/13/2019 |  | 06/10/2019
Enertech Global, LLC | Hydron Module | HZT042*3 |  | Ground-Source | WBAHP: Heat Pump Packaged Unit | Heat Pump | 460 | 3 |  |  |  | Single-Speed |  |  |  | 43000 | 2388 | 18 | 13.4 | 32900 | 2678 | 3.6 | 3.1 | Non Federally-Regulated | 05/13/2019 |  | 06/10/2019
Enertech Global, LLC | Hydron Module | HZT042*2 |  | Water-Source | WBAHP: Heat Pump Packaged Unit | Heat Pump | 208 | 3 |  |  |  | Single-Speed |  |  |  | 41200 | 2658 | 15.5 | 11.2 | 49500 | 3086 | 4.7 | 4.2 | Federally-Regulated Commercial & Industrial Equipment | 05/13/2019 |  | 06/10/2019
Enertech Global, LLC | Hydron Module | HZT042*2 |  | Ground-Water-Source | WBAHP: Heat Pump Packaged Unit | Heat Pump | 208 | 3 |  |  |  | Single-Speed |  |  |  | 46000 | 1965 | 23.4 | 16.2 | 40100 | 2670 | 4.4 | 3.6 | Non Federally-Regulated | 05/13/2019 |  | 06/10/2019
Enertech Global, LLC | Hydron Module | HZT042*2 |  | Ground-Source | WBAHP: Heat Pump Packaged Unit | Heat Pump | 208 | 3 |  |  |  | Single-Speed |  |  |  | 43000 | 2388 | 18 | 13.4 | 32900 | 2678 | 3.6 | 3.1 | Non Federally-Regulated | 05/13/2019 |  | 06/10/2019
FHP Manufacturing Company | Keeprite | HP024V/H/C******1**1 |  | Water-Source | WBAHP: Heat Pump Packaged Unit | Heat Pump | 208 | 1 |  |  |  | Dual-Speed |  |  |  | 26000 | 1721 | 15.1 | 11.2 | 27600 | 1586 | 5.1 | 4.2 | Federally-Regulated Commercial & Industrial Equipment | 05/10/2019 |  | 06/10/2019
FHP Manufacturing Company | Keeprite | HP024V/H/C******1**1 |  | Ground-Water-Source | WBAHP: Heat Pump Packaged Unit | Heat Pump | 208 | 1 |  |  |  | Dual-Speed |  |  |  | 29000 | 1250 | 23.2 | 16.2 | 25000 | 1628 | 4.5 | 3.6 | Non Federally-Regulated | 05/10/2019 |  | 06/10/2019
FHP Manufacturing Company | Keeprite | HP024V/H/C******1**1 |  | Ground-Source | WBAHP: Heat Pump Packaged Unit | Heat Pump | 208 | 1 |  |  |  | Dual-Speed |  |  |  | 27500 | 1553 | 17.7 | 13.4 | 19000 | 1546 | 3.6 | 3.1 | Non Federally-Regulated | 05/10/2019 |  | 06/10/2019
FHP Manufacturing Company | Keeprite | HS024* | FVM4X3600BL | Water-Source | WBAHP-CB: Heat Pump Split Syst | Both Heat Pump and Electric Re | 208 | 1 | False |  |  | Dual-Speed |  |  |  | 25000 | 1712 | 14.6 | 12 | 28000 | 1609 | 5.1 | 4.2 | Federally-Regulated Commercial & Industrial Equipment | 05/22/2019 |  | 06/10/2019
FHP Manufacturing Company | Keeprite | HS024* | FVM4X3600BL | Ground-Water-Source | WBAHP-CB: Heat Pump Split Syst | Both Heat Pump and Electric Re | 208 | 1 | False |  |  | Dual-Speed |  |  |  | 28200 | 1281 | 22 | 16.2 | 23500 | 1547 | 4.5 | 3.6 | Non Federally-Regulated | 05/22/2019 |  | 06/10/2019
FHP Manufacturing Company | Keeprite | HS024* | FVM4X3600BL | Ground-Source | WBAHP-CB: Heat Pump Split Syst | Both Heat Pump and Electric Re | 208 | 1 | False |  |  | Dual-Speed |  |  |  | 26000 | 1547 | 16.8 | 13.4 | 18900 | 1477 | 3.8 | 3.1 | Non Federally-Regulated | 05/22/2019 |  | 06/10/2019
Enertech Global, LLC | Tetco | TVT024 |  | Water-Source | WBAHP: Heat Pump Packaged Unit | Heat Pump | 208 | 1 |  |  |  | Single-Speed |  |  |  | 24600 | 1527 | 16.1 | 11.2 | 29100 | 1640 | 5.2 | 4.2 | Federally-Regulated Commercial & Industrial Equipment | 05/13/2019 |  | 06/10/2019
Enertech Global, LLC | Tetco | TVT024 |  | Ground-Water-Source | WBAHP: Heat Pump Packaged Unit | Heat Pump | 208 | 1 |  |  |  | Single-Speed |  |  |  | 27600 | 1159 | 23.8 | 16.2 | 23900 | 1522 | 4.6 | 3.6 | Non Federally-Regulated | 05/13/2019 |  | 06/10/2019
Enertech Global, LLC | Tetco | TVT024 |  | Ground-Source | WBAHP: Heat Pump Packaged Unit | Heat Pump | 208 | 1 |  |  |  | Single-Speed |  |  |  | 25800 | 1387 | 18.6 | 13.4 | 19400 | 1421 | 4 | 3.1 | Non Federally-Regulated | 05/13/2019 |  | 06/10/2019
Enertech Global, LLC | Tetco | TZT048 |  | Water-Source | WBAHP: Heat Pump Packaged Unit | Heat Pump | 208 | 1 |  |  |  | Single-Speed |  |  |  | 46500 | 3079 | 15.1 | 11.2 | 55300 | 3376 | 4.8 | 4.2 | Federally-Regulated Commercial & Industrial Equipment | 04/24/2019 |  | 06/10/2019
Enertech Global, LLC | Tetco | TZT048 |  | Ground-Water-Source | WBAHP: Heat Pump Packaged Unit | Heat Pump | 208 | 1 |  |  |  | Single-Speed |  |  |  | 52200 | 2361 | 22.1 | 16.2 | 45900 | 3128 | 4.3 | 3.6 | Non Federally-Regulated | 04/24/2019 |  | 06/10/2019
Enertech Global, LLC | Tetco | TZT048 |  | Ground-Source | WBAHP: Heat Pump Packaged Unit | Heat Pump | 208 | 1 |  |  |  | Single-Speed |  |  |  | 48700 | 2815 | 17.3 | 13.4 | 36900 | 3004 | 3.6 | 3.1 | Non Federally-Regulated | 04/24/2019 |  | 06/10/2019
Enertech Global, LLC | Tetco | TZT042*3 |  | Water-Source | WBAHP: Heat Pump Packaged Unit | Heat Pump | 460 | 3 |  |  |  | Single-Speed |  |  |  | 41200 | 2658 | 15.5 | 11.2 | 49500 | 3086 | 4.7 | 4.2 | Federally-Regulated Commercial & Industrial Equipment | 05/13/2019 |  | 06/10/2019
Enertech Global, LLC | Tetco | TZT042*3 |  | Ground-Water-Source | WBAHP: Heat Pump Packaged Unit | Heat Pump | 460 | 3 |  |  |  | Single-Speed |  |  |  | 46000 | 1965 | 23.4 | 16.2 | 40100 | 2670 | 4.4 | 3.6 | Non Federally-Regulated | 05/13/2019 |  | 06/10/2019
Enertech Global, LLC | Tetco | TZT042*3 |  | Ground-Source | WBAHP: Heat Pump Packaged Unit | Heat Pump | 460 | 3 |  |  |  | Single-Speed |  |  |  | 43000 | 2388 | 18 | 13.4 | 32900 | 2678 | 3.6 | 3.1 | Non Federally-Regulated | 05/13/2019 |  | 06/10/2019
Enertech Global, LLC | Tetco | TZT042*2 |  | Water-Source | WBAHP: Heat Pump Packaged Unit | Heat Pump | 208 | 3 |  |  |  | Single-Speed |  |  |  | 41200 | 2658 | 15.5 | 11.2 | 49500 | 3086 | 4.7 | 4.2 | Federally-Regulated Commercial & Industrial Equipment | 05/13/2019 |  | 06/10/2019
Enertech Global, LLC | Tetco | TZT042*2 |  | Ground-Water-Source | WBAHP: Heat Pump Packaged Unit | Heat Pump | 208 | 3 |  |  |  | Single-Speed |  |  |  | 46000 | 1965 | 23.4 | 16.2 | 40100 | 2670 | 4.4 | 3.6 | Non Federally-Regulated | 05/13/2019 |  | 06/10/2019
Enertech Global, LLC | Tetco | TZT042*2 |  | Ground-Source | WBAHP: Heat Pump Packaged Unit | Heat Pump | 208 | 3 |  |  |  | Single-Speed |  |  |  | 43000 | 2388 | 18 | 13.4 | 32900 | 2678 | 3.6 | 3.1 | Non Federally-Regulated | 05/13/2019 |  | 06/10/2019
FHP Manufacturing Company | Arcoaire | HP024V/H/C******1**1 |  | Water-Source | WBAHP: Heat Pump Packaged Unit | Heat Pump | 208 | 1 |  |  |  | Dual-Speed |  |  |  | 26000 | 1721 | 15.1 | 11.2 | 27600 | 1586 | 5.1 | 4.2 | Federally-Regulated Commercial & Industrial Equipment | 05/13/2019 |  | 06/10/2019
FHP Manufacturing Company | Arcoaire | HP024V/H/C******1**1 |  | Ground-Water-Source | WBAHP: Heat Pump Packaged Unit | Heat Pump | 208 | 1 |  |  |  | Dual-Speed |  |  |  | 29000 | 1250 | 23.2 | 16.2 | 25000 | 1628 | 4.5 | 3.6 | Non Federally-Regulated | 05/13/2019 |  | 06/10/2019
FHP Manufacturing Company | Arcoaire | HP024V/H/C******1**1 |  | Ground-Source | WBAHP: Heat Pump Packaged Unit | Heat Pump | 208 | 1 |  |  |  | Dual-Speed |  |  |  | 27500 | 1553 | 17.7 | 13.4 | 19000 | 1546 | 3.6 | 3.1 | Non Federally-Regulated | 05/13/2019 |  | 06/10/2019
FHP Manufacturing Company | Arcoaire | HS024* | FVM4X3600BL | Water-Source | WBAHP-CB: Heat Pump Split Syst | Both Heat Pump and Electric Re | 208 | 1 | False |  |  | Dual-Speed |  |  |  | 25000 | 1712 | 14.6 | 12 | 28000 | 1609 | 5.1 | 4.2 | Federally-Regulated Commercial & Industrial Equipment | 05/22/2019 |  | 06/10/2019
FHP Manufacturing Company | Arcoaire | HS024* | FVM4X3600BL | Ground-Water-Source | WBAHP-CB: Heat Pump Split Syst | Both Heat Pump and Electric Re | 208 | 1 | False |  |  | Dual-Speed |  |  |  | 28200 | 1281 | 22 | 16.2 | 23500 | 1547 | 4.5 | 3.6 | Non Federally-Regulated | 05/22/2019 |  | 06/10/2019
FHP Manufacturing Company | Arcoaire | HS024* | FVM4X3600BL | Ground-Source | WBAHP-CB: Heat Pump Split Syst | Both Heat Pump and Electric Re | 208 | 1 | False |  |  | Dual-Speed |  |  |  | 26000 | 1547 | 16.8 | 13.4 | 18900 | 1477 | 3.8 | 3.1 | Non Federally-Regulated | 05/22/2019 |  | 06/10/2019
FHP Manufacturing Company | Bosch | ES025-2CF/HZ/VT*-*****A |  | Water-Source | WBAHP: Heat Pump Packaged Unit | Heat Pump | 265 | 1 |  |  |  | Dual-Speed |  |  |  | 26000 | 1625 | 16 | 11.2 | 27600 | 1617 | 5 | 4.2 | Federally-Regulated Commercial & Industrial Equipment | 03/15/2019 |  | 06/10/2019
FHP Manufacturing Company | Bosch | ES025-2CF/HZ/VT*-*****A |  | Ground-Water-Source | WBAHP: Heat Pump Packaged Unit | Heat Pump | 265 | 1 |  |  |  | Dual-Speed |  |  |  | 29000 | 1208 | 24 | 16.2 | 25000 | 1592 | 4.6 | 3.6 | Non Federally-Regulated | 03/15/2019 |  | 06/10/2019
FHP Manufacturing Company | Bosch | ES025-2CF/HZ/VT*-*****A |  | Ground-Source | WBAHP: Heat Pump Packaged Unit | Heat Pump | 265 | 1 |  |  |  | Dual-Speed |  |  |  | 27500 | 1470 | 18.7 | 13.4 | 19000 | 1465 | 3.8 | 3.1 | Non Federally-Regulated | 03/15/2019 |  | 06/10/2019
FHP Manufacturing Company | Bosch | ES025-1CF/HZ/VT*-*****A |  | Water-Source | WBAHP: Heat Pump Packaged Unit | Heat Pump | 208 | 1 |  |  |  | Dual-Speed |  |  |  | 26000 | 1625 | 16 | 11.2 | 27600 | 1617 | 5 | 4.2 | Federally-Regulated Commercial & Industrial Equipment | 03/15/2019 |  | 06/10/2019
FHP Manufacturing Company | Bosch | ES025-1CF/HZ/VT*-*****A |  | Ground-Water-Source | WBAHP: Heat Pump Packaged Unit | Heat Pump | 208 | 1 |  |  |  | Dual-Speed |  |  |  | 29000 | 1208 | 24 | 16.2 | 25000 | 1592 | 4.6 | 3.6 | Non Federally-Regulated | 03/15/2019 |  | 06/10/2019
FHP Manufacturing Company | Bosch | ES025-1CF/HZ/VT*-*****A |  | Ground-Source | WBAHP: Heat Pump Packaged Unit | Heat Pump | 208 | 1 |  |  |  | Dual-Speed |  |  |  | 27500 | 1470 | 18.7 | 13.4 | 19000 | 1465 | 3.8 | 3.1 | Non Federally-Regulated | 03/15/2019 |  | 06/10/2019
FHP Manufacturing Company | Bosch | CE025-1VT/HZ/CF*-*****B |  | Water-Source | WBAHP: Heat Pump Packaged Unit | Heat Pump | 208 | 1 |  |  |  | Dual-Speed |  |  |  | 26000 | 1721 | 15.1 | 11.2 | 27600 | 1586 | 5.1 | 4.2 | Federally-Regulated Commercial & Industrial Equipment | 05/13/2019 |  | 06/10/2019
FHP Manufacturing Company | Bosch | CE025-1VT/HZ/CF*-*****B |  | Ground-Water-Source | WBAHP: Heat Pump Packaged Unit | Heat Pump | 208 | 1 |  |  |  | Dual-Speed |  |  |  | 29000 | 1250 | 23.2 | 16.2 | 25000 | 1628 | 4.5 | 3.6 | Non Federally-Regulated | 05/13/2019 |  | 06/10/2019
FHP Manufacturing Company | Bosch | CE025-1VT/HZ/CF*-*****B |  | Ground-Source | WBAHP: Heat Pump Packaged Unit | Heat Pump | 208 | 1 |  |  |  | Dual-Speed |  |  |  | 27500 | 1553 | 17.7 | 13.4 | 19000 | 1546 | 3.6 | 3.1 | Non Federally-Regulated | 05/13/2019 |  | 06/10/2019
FHP Manufacturing Company | BOSCH-GEO | CE025-1VT/HZ/CF*-*****B |  | Water-Source | WBAHP: Heat Pump Packaged Unit | Heat Pump | 208 | 1 |  |  |  | Dual-Speed |  |  |  | 26000 | 1721 | 15.1 | 11.2 | 27600 | 1586 | 5.1 | 4.2 | Federally-Regulated Commercial & Industrial Equipment | 05/13/2019 |  | 06/10/2019
FHP Manufacturing Company | BOSCH-GEO | CE025-1VT/HZ/CF*-*****B |  | Ground-Water-Source | WBAHP: Heat Pump Packaged Unit | Heat Pump | 208 | 1 |  |  |  | Dual-Speed |  |  |  | 29000 | 1250 | 23.2 | 16.2 | 25000 | 1628 | 4.5 | 3.6 | Non Federally-Regulated | 05/13/2019 |  | 06/10/2019
FHP Manufacturing Company | BOSCH-GEO | CE025-1VT/HZ/CF*-*****B |  | Ground-Source | WBAHP: Heat Pump Packaged Unit | Heat Pump | 208 | 1 |  |  |  | Dual-Speed |  |  |  | 27500 | 1553 | 17.7 | 13.4 | 19000 | 1546 | 3.6 | 3.1 | Non Federally-Regulated | 05/13/2019 |  | 06/10/2019
FHP Manufacturing Company | Bryant | GP024V/H/C******1**1 |  | Water-Source | WBAHP: Heat Pump Packaged Unit | Heat Pump | 208 | 1 |  |  |  | Dual-Speed |  |  |  | 26000 | 1721 | 15.1 | 11.2 | 27600 | 1586 | 5.1 | 4.2 | Federally-Regulated Commercial & Industrial Equipment | 05/13/2019 |  | 06/10/2019
FHP Manufacturing Company | Bryant | GP024V/H/C******1**1 |  | Ground-Water-Source | WBAHP: Heat Pump Packaged Unit | Heat Pump | 208 | 1 |  |  |  | Dual-Speed |  |  |  | 29000 | 1250 | 23.2 | 16.2 | 25000 | 1628 | 4.5 | 3.6 | Non Federally-Regulated | 05/13/2019 |  | 06/10/2019
FHP Manufacturing Company | Bryant | GP024V/H/C******1**1 |  | Ground-Source | WBAHP: Heat Pump Packaged Unit | Heat Pump | 208 | 1 |  |  |  | Dual-Speed |  |  |  | 27500 | 1553 | 17.7 | 13.4 | 19000 | 1546 | 3.6 | 3.1 | Non Federally-Regulated | 05/13/2019 |  | 06/10/2019
FHP Manufacturing Company | Bryant | GZ024******1*X1 | FE/V***F003*** | Water-Source | WBAHP-CB: Heat Pump Split Syst | Both Heat Pump and Electric Re | 208 | 1 | False |  |  | Dual-Speed |  |  |  | 25000 | 1712 | 14.6 | 12 | 28000 | 1609 | 5.1 | 4.2 | Federally-Regulated Commercial & Industrial Equipment | 05/22/2019 |  | 06/10/2019
FHP Manufacturing Company | Bryant | GZ024******1*X1 | FE/V***F003*** | Ground-Water-Source | WBAHP-CB: Heat Pump Split Syst | Both Heat Pump and Electric Re | 208 | 1 | False |  |  | Dual-Speed |  |  |  | 28200 | 1281 | 22 | 16.2 | 23500 | 1547 | 4.5 | 3.6 | Non Federally-Regulated | 05/22/2019 |  | 06/10/2019
FHP Manufacturing Company | Bryant | GZ024******1*X1 | FE/V***F003*** | Ground-Source | WBAHP-CB: Heat Pump Split Syst | Both Heat Pump and Electric Re | 208 | 1 | False |  |  | Dual-Speed |  |  |  | 26000 | 1547 | 16.8 | 13.4 | 18900 | 1477 | 3.8 | 3.1 | Non Federally-Regulated | 05/22/2019 |  | 06/10/2019
Waterfurnace International, Inc. | 5 SERIES | NDV/NDH049H1*(1,2,4) |  | Water-Source | WBAHP: Heat Pump Packaged Unit | Heat Pump | 208 | 1 |  |  |  | Dual-Speed |  |  |  | 49100 | 2854 | 17.2 | 11.2 | 59000 | 3143 | 5.5 | 4.2 | Federally-Regulated Commercial & Industrial Equipment | 04/24/2019 |  | 06/10/2019
Waterfurnace International, Inc. | 5 SERIES | NSV/NSH060H1*(1,4) |  | Water-Source | WBAHP: Heat Pump Packaged Unit | Heat Pump | 208 | 1 |  |  |  | Single-Speed |  |  |  | 61100 | 3725 | 16.4 | 11.2 | 74100 | 3948 | 5.5 | 4.2 | Federally-Regulated Commercial & Industrial Equipment | 02/07/2019 |  | 06/10/2019
Waterfurnace International, Inc. | 5 SERIES | NDV/NDH049H1*(1,2,4) |  | Ground-Water-Source | WBAHP: Heat Pump Packaged Unit | Heat Pump | 208 | 1 |  |  |  | Dual-Speed |  |  |  | 54100 | 2208 | 24.5 | 16.2 | 47200 | 3007 | 4.6 | 3.6 | Non Federally-Regulated | 04/24/2019 |  | 06/10/2019
Waterfurnace International, Inc. | 5 SERIES | NSV/NSH060H1*(1,4) |  | Ground-Water-Source | WBAHP: Heat Pump Packaged Unit | Heat Pump | 208 | 1 |  |  |  | Single-Speed | 2359 | 400 |  | 66900 | 2753 | 24.3 | 16.2 | 59200 | 3691 | 4.7 | 3.6 | Non Federally-Regulated | 06/03/2016 |  | 06/10/2019
Waterfurnace International, Inc. | 5 SERIES | NDV/NDH049H1*(1,2,4) |  | Ground-Source | WBAHP: Heat Pump Packaged Unit | Heat Pump | 208 | 1 |  |  |  | Dual-Speed |  |  |  | 50800 | 2632 | 19.3 | 13.4 | 38200 | 2798 | 4 | 3.1 | Non Federally-Regulated | 04/24/2019 |  | 06/10/2019
Waterfurnace International, Inc. | 5 SERIES | NSV/NSH060H1*(1,4) |  | Ground-Source | WBAHP: Heat Pump Packaged Unit | Heat Pump | 208 | 1 |  |  |  | Single-Speed |  |  |  | 62200 | 3380 | 18.4 | 13.4 | 47900 | 3509 | 4 | 3.1 | Non Federally-Regulated | 02/07/2019 |  | 06/10/2019
Waterfurnace International, Inc. | 5 SERIES | NSV/NSH048H1*(1,2,4) |  | Water-Source | WBAHP: Heat Pump Packaged Unit | Heat Pump | 208 | 1 |  |  |  | Single-Speed |  |  |  | 44100 | 2705 | 16.3 | 11.2 | 55600 | 3017 | 5.4 | 4.2 | Federally-Regulated Commercial & Industrial Equipment | 02/07/2019 |  | 06/10/2019
Waterfurnace International, Inc. | 5 SERIES | NSV/NSH048H1*(1,2,4) |  | Ground-Water-Source | WBAHP: Heat Pump Packaged Unit | Heat Pump | 208 | 1 |  |  |  | Single-Speed |  |  |  | 50300 | 1942 | 25.9 | 16.2 | 44700 | 2787 | 4.7 | 3.6 | Non Federally-Regulated | 02/07/2019 |  | 06/10/2019
Waterfurnace International, Inc. | 5 SERIES | NSV/NSH048H1*(1,2,4) |  | Ground-Source | WBAHP: Heat Pump Packaged Unit | Heat Pump | 208 | 1 |  |  |  | Single-Speed |  |  |  | 45900 | 2441 | 18.8 | 13.4 | 36400 | 2666 | 4 | 3.1 | Non Federally-Regulated | 02/07/2019 |  | 06/10/2019
Waterfurnace International, Inc. | 5 SERIES | NSV/NSH060H1*0 |  | Water-Source | WBAHP: Heat Pump Packaged Unit | Heat Pump | 208 | 1 |  |  |  | Single-Speed |  |  |  | 61000 | 4013 | 15.2 | 11.2 | 74100 | 4176 | 5.2 | 4.2 | Federally-Regulated Commercial & Industrial Equipment | 02/07/2019 |  | 06/10/2019
Waterfurnace International, Inc. | 5 SERIES | NSV/NSH060H1*0 |  | Ground-Water-Source | WBAHP: Heat Pump Packaged Unit | Heat Pump | 208 | 1 |  |  |  | Single-Speed | 2315 | 600 |  | 66600 | 2921 | 22.8 | 16.2 | 57300 | 3816 | 4.4 | 3.6 | Non Federally-Regulated | 04/01/2016 |  | 06/10/2019
Waterfurnace International, Inc. | 5 SERIES | NSV/NSH060H1*0 |  | Ground-Source | WBAHP: Heat Pump Packaged Unit | Heat Pump | 208 | 1 |  |  |  | Single-Speed |  |  |  | 62300 | 3580 | 17.4 | 13.4 | 46100 | 3651 | 3.7 | 3.1 | Non Federally-Regulated | 02/07/2019 |  | 06/10/2019
Waterfurnace International, Inc. | 5 SERIES | NSV/NSH048H1*(0,3) |  | Water-Source | WBAHP: Heat Pump Packaged Unit | Heat Pump | 208 | 1 |  |  |  | Single-Speed |  |  |  | 43200 | 3248 | 13.3 | 11.2 | 55600 | 3325 | 4.9 | 4.2 | Federally-Regulated Commercial & Industrial Equipment | 02/23/2016 |  | 06/10/2019
Waterfurnace International, Inc. | 5 SERIES | NSV/NSH048H1*(0,3) |  | Ground-Water-Source | WBAHP: Heat Pump Packaged Unit | Heat Pump | 208 | 1 |  |  |  | Single-Speed |  |  |  | 48900 | 2192 | 22.3 | 16.2 | 44700 | 3119 | 4.2 | 3.6 | Non Federally-Regulated | 02/23/2016 |  | 06/10/2019
Waterfurnace International, Inc. | 5 SERIES | NSV/NSH048H1*(0,3) |  | Ground-Source | WBAHP: Heat Pump Packaged Unit | Heat Pump | 208 | 1 |  |  |  | Single-Speed |  |  |  | 45500 | 2843 | 16 | 13.4 | 36400 | 2883 | 3.7 | 3.1 | Non Federally-Regulated | 02/23/2016 |  | 06/10/2019
FHP Manufacturing Company | Carrier | GZ024******1**1 | FE/V***F003*** | Water-Source | WBAHP-CB: Heat Pump Split Syst | Both Heat Pump and Electric Re | 208 | 1 | False |  |  | Dual-Speed |  |  |  | 25000 | 1712 | 14.6 | 12 | 28000 | 1609 | 5.1 | 4.2 | Federally-Regulated Commercial & Industrial Equipment | 05/22/2019 |  | 06/10/2019
FHP Manufacturing Company | Carrier | GZ024******1**1 | FE/V***F003*** | Ground-Water-Source | WBAHP-CB: Heat Pump Split Syst | Both Heat Pump and Electric Re | 208 | 1 | False |  |  | Dual-Speed |  |  |  | 28200 | 1281 | 22 | 16.2 | 23500 | 1547 | 4.5 | 3.6 | Non Federally-Regulated | 05/22/2019 |  | 06/10/2019
FHP Manufacturing Company | Carrier | GZ024******1**1 | FE/V***F003*** | Ground-Source | WBAHP-CB: Heat Pump Split Syst | Both Heat Pump and Electric Re | 208 | 1 | False |  |  | Dual-Speed |  |  |  | 26000 | 1547 | 16.8 | 13.4 | 18900 | 1477 | 3.8 | 3.1 | Non Federally-Regulated | 05/22/2019 |  | 06/10/2019
FHP Manufacturing Company | Comfortmaker | HP024V/H/C******1**1 |  | Water-Source | WBAHP: Heat Pump Packaged Unit | Heat Pump | 208 | 1 |  |  |  | Dual-Speed |  |  |  | 26000 | 1721 | 15.1 | 11.2 | 27600 | 1586 | 5.1 | 4.2 | Federally-Regulated Commercial & Industrial Equipment | 05/13/2019 |  | 06/10/2019
FHP Manufacturing Company | Comfortmaker | HP024V/H/C******1**1 |  | Ground-Water-Source | WBAHP: Heat Pump Packaged Unit | Heat Pump | 208 | 1 |  |  |  | Dual-Speed |  |  |  | 29000 | 1250 | 23.2 | 16.2 | 25000 | 1628 | 4.5 | 3.6 | Non Federally-Regulated | 05/13/2019 |  | 06/10/2019
FHP Manufacturing Company | Comfortmaker | HP024V/H/C******1**1 |  | Ground-Source | WBAHP: Heat Pump Packaged Unit | Heat Pump | 208 | 1 |  |  |  | Dual-Speed |  |  |  | 27500 | 1553 | 17.7 | 13.4 | 19000 | 1546 | 3.6 | 3.1 | Non Federally-Regulated | 05/13/2019 |  | 06/10/2019
FHP Manufacturing Company | Comfortmaker | HS024* | FVM4X3600BL | Water-Source | WBAHP-CB: Heat Pump Split Syst | Both Heat Pump and Electric Re | 208 | 1 | False |  |  | Dual-Speed |  |  |  | 25000 | 1712 | 14.6 | 12 | 28000 | 1609 | 5.1 | 4.2 | Federally-Regulated Commercial & Industrial Equipment | 05/22/2019 |  | 06/10/2019
FHP Manufacturing Company | Comfortmaker | HS024* | FVM4X3600BL | Ground-Water-Source | WBAHP-CB: Heat Pump Split Syst | Both Heat Pump and Electric Re | 208 | 1 | False |  |  | Dual-Speed |  |  |  | 28200 | 1281 | 22 | 16.2 | 23500 | 1547 | 4.5 | 3.6 | Non Federally-Regulated | 05/22/2019 |  | 06/10/2019
FHP Manufacturing Company | Comfortmaker | HS024* | FVM4X3600BL | Ground-Source | WBAHP-CB: Heat Pump Split Syst | Both Heat Pump and Electric Re | 208 | 1 | False |  |  | Dual-Speed |  |  |  | 26000 | 1547 | 16.8 | 13.4 | 18900 | 1477 | 3.8 | 3.1 | Non Federally-Regulated | 05/22/2019 |  | 06/10/2019
Waterfurnace International, Inc. | YORK BY JOHNSON CONTROLS | YAST049**1 | SAH048* | Water-Source | WBAHP-CB: Heat Pump Split Syst | Heat Pump | 208 | 1 | False |  |  | Dual-Speed |  |  |  | 43200 | 2805 | 15.4 | 12 | 56300 | 3235 | 5.1 | 4.2 | Federally-Regulated Commercial & Industrial Equipment | 11/28/2018 |  | 06/10/2019
Waterfurnace International, Inc. | YORK BY JOHNSON CONTROLS | YAST049**1 | SAH048* | Ground-Water-Source | WBAHP-CB: Heat Pump Split Syst | Heat Pump | 208 | 1 | False |  |  | Dual-Speed |  |  |  | 51000 | 2107 | 24.2 | 16.2 | 47100 | 3000 | 4.6 | 3.6 | Non Federally-Regulated | 11/28/2018 |  | 06/10/2019
Waterfurnace International, Inc. | YORK BY JOHNSON CONTROLS | YAST049**1 | SAH048* | Ground-Source | WBAHP-CB: Heat Pump Split Syst | Heat Pump | 208 | 1 | False |  |  | Dual-Speed |  |  |  | 46300 | 2572 | 18 | 13.4 | 37700 | 2833 | 3.9 | 3.1 | Non Federally-Regulated | 11/28/2018 |  | 06/10/2019
Waterfurnace International, Inc. | YORK BY JOHNSON CONTROLS | YAST049**1 | SRAA048* | Water-Source | WBAHP-C: Heat Pump Split Syste | Heat Pump | 208 | 1 | False |  |  | Dual-Speed |  |  |  | 43200 | 2805 | 15.4 | 12 | 56300 | 3235 | 5.1 | 4.2 | Federally-Regulated Commercial & Industrial Equipment | 06/26/2017 |  | 06/10/2019
Waterfurnace International, Inc. | YORK BY JOHNSON CONTROLS | YAST049**1 | SRAA048* | Ground-Water-Source | WBAHP-C: Heat Pump Split Syste | Heat Pump | 208 | 1 | False |  |  | Dual-Speed |  |  |  | 51000 | 2107 | 24.2 | 16.2 | 47100 | 3000 | 4.6 | 3.6 | Non Federally-Regulated | 06/26/2017 |  | 06/10/2019
Waterfurnace International, Inc. | YORK BY JOHNSON CONTROLS | YAST049**1 | SRAA048* | Ground-Source | WBAHP-C: Heat Pump Split Syste | Heat Pump | 208 | 1 | False |  |  | Dual-Speed |  |  |  | 46300 | 2572 | 18 | 13.4 | 37700 | 2833 | 3.9 | 3.1 | Non Federally-Regulated | 06/26/2017 |  | 06/10/2019
Waterfurnace International, Inc. | YORK BY JOHNSON CONTROLS | YAZT049**1 | SAH048* | Water-Source | WBAHP-CB: Heat Pump Split Syst | Heat Pump | 208 | 1 | False |  |  | Dual-Speed |  |  |  | 43200 | 2805 | 15.4 | 12 | 56300 | 3235 | 5.1 | 4.2 | Federally-Regulated Commercial & Industrial Equipment | 06/26/2017 |  | 06/10/2019
Waterfurnace International, Inc. | YORK BY JOHNSON CONTROLS | YAZT049**1 | SAH048* | Ground-Water-Source | WBAHP-CB: Heat Pump Split Syst | Heat Pump | 208 | 1 | False |  |  | Dual-Speed |  |  |  | 51000 | 2107 | 24.2 | 16.2 | 47100 | 3000 | 4.6 | 3.6 | Non Federally-Regulated | 06/26/2017 |  | 06/10/2019
Waterfurnace International, Inc. | YORK BY JOHNSON CONTROLS | YAZT049**1 | SAH048* | Ground-Source | WBAHP-CB: Heat Pump Split Syst | Heat Pump | 208 | 1 | False |  |  | Dual-Speed |  |  |  | 46300 | 2572 | 18 | 13.4 | 37700 | 2833 | 3.9 | 3.1 | Non Federally-Regulated | 06/26/2017 |  | 06/10/2019
Waterfurnace International, Inc. | YORK BY JOHNSON CONTROLS | YAZT049**1 | SRAA048* | Water-Source | WBAHP-C: Heat Pump Split Syste | Heat Pump | 208 | 1 | False |  |  | Dual-Speed |  |  |  | 43200 | 2805 | 15.4 | 12 | 56300 | 3235 | 5.1 | 4.2 | Federally-Regulated Commercial & Industrial Equipment | 06/26/2017 |  | 06/10/2019
Waterfurnace International, Inc. | YORK BY JOHNSON CONTROLS | YAZT049**1 | SRAA048* | Ground-Water-Source | WBAHP-C: Heat Pump Split Syste | Heat Pump | 208 | 1 | False |  |  | Dual-Speed |  |  |  | 51000 | 2107 | 24.2 | 16.2 | 47100 | 3000 | 4.6 | 3.6 | Non Federally-Regulated | 06/26/2017 |  | 06/10/2019
Waterfurnace International, Inc. | YORK BY JOHNSON CONTROLS | YAZT049**1 | SRAA048* | Ground-Source | WBAHP-C: Heat Pump Split Syste | Heat Pump | 208 | 1 | False |  |  | Dual-Speed |  |  |  | 46300 | 2572 | 18 | 13.4 | 37700 | 2833 | 3.9 | 3.1 | Non Federally-Regulated | 11/14/2018 |  | 06/10/2019
Waterfurnace International, Inc. | YORK BY JOHNSON CONTROLS | YAZS048**1 | SRAA048* | Water-Source | WBAHP-C: Heat Pump Split Syste | Heat Pump | 208 | 1 | False |  |  | Single-Speed |  |  |  | 39300 | 2568 | 15.3 | 12 | 50000 | 2764 | 5.3 | 4.2 | Federally-Regulated Commercial & Industrial Equipment | 06/26/2017 |  | 06/10/2019
Waterfurnace International, Inc. | YORK BY JOHNSON CONTROLS | YAZS048**1 | SRAA048* | Ground-Water-Source | WBAHP-C: Heat Pump Split Syste | Heat Pump | 208 | 1 | False |  |  | Single-Speed |  |  |  | 46900 | 1839 | 25.5 | 16.2 | 41900 | 2612 | 4.7 | 3.6 | Non Federally-Regulated | 06/26/2017 |  | 06/10/2019
Waterfurnace International, Inc. | YORK BY JOHNSON CONTROLS | YAZS048**1 | SRAA048* | Ground-Source | WBAHP-C: Heat Pump Split Syste | Heat Pump | 208 | 1 | False |  |  | Single-Speed |  |  |  | 42500 | 2272 | 18.7 | 13.4 | 33400 | 2447 | 4 | 3.1 | Non Federally-Regulated | 11/14/2018 |  | 06/10/2019
Waterfurnace International, Inc. | YORK BY JOHNSON CONTROLS | YAZS048**1 | SAH048* | Water-Source | WBAHP-CB: Heat Pump Split Syst | Heat Pump | 208 | 1 | False |  |  | Single-Speed |  |  |  | 39300 | 2568 | 15.3 | 12 | 50000 | 2764 | 5.3 | 4.2 | Federally-Regulated Commercial & Industrial Equipment | 06/26/2017 |  | 06/10/2019
Waterfurnace International, Inc. | YORK BY JOHNSON CONTROLS | YAZS048**1 | SAH048* | Ground-Water-Source | WBAHP-CB: Heat Pump Split Syst | Heat Pump | 208 | 1 | False |  |  | Single-Speed |  |  |  | 46900 | 1839 | 25.5 | 16.2 | 41900 | 2612 | 4.7 | 3.6 | Non Federally-Regulated | 06/26/2017 |  | 06/10/2019
Waterfurnace International, Inc. | YORK BY JOHNSON CONTROLS | YAZS048**1 | SAH048* | Ground-Source | WBAHP-CB: Heat Pump Split Syst | Heat Pump | 208 | 1 | False |  |  | Single-Speed |  |  |  | 42500 | 2272 | 18.7 | 13.4 | 33400 | 2447 | 4 | 3.1 | Non Federally-Regulated | 06/26/2017 |  | 06/10/2019
Waterfurnace International, Inc. | YORK BY JOHNSON CONTROLS | YAZS060**1 | SAH060* | Water-Source | WBAHP-CB: Heat Pump Split Syst | Heat Pump | 208 | 1 | False |  |  | Single-Speed |  |  |  | 53500 | 3590 | 14.9 | 12 | 64500 | 3938 | 4.8 | 4.2 | Federally-Regulated Commercial & Industrial Equipment | 06/26/2017 |  | 06/10/2019
Waterfurnace International, Inc. | YORK BY JOHNSON CONTROLS | YAZS060**1 | SAH060* | Ground-Water-Source | WBAHP-CB: Heat Pump Split Syst | Heat Pump | 208 | 1 | False |  |  | Single-Speed |  |  |  | 61700 | 2614 | 23.6 | 16.2 | 54500 | 3714 | 4.3 | 3.6 | Non Federally-Regulated | 06/26/2017 |  | 06/10/2019
Waterfurnace International, Inc. | YORK BY JOHNSON CONTROLS | YAZS060**1 | SAH060* | Ground-Source | WBAHP-CB: Heat Pump Split Syst | Heat Pump | 208 | 1 | False |  |  | Single-Speed |  |  |  | 56300 | 3180 | 17.7 | 13.4 | 44000 | 3485 | 3.7 | 3.1 | Non Federally-Regulated | 06/26/2017 |  | 06/10/2019
Waterfurnace International, Inc. | YORK BY JOHNSON CONTROLS | YAZS060**1 | SRAA060* | Water-Source | WBAHP-C: Heat Pump Split Syste | Heat Pump | 208 | 1 | False |  |  | Single-Speed |  |  |  | 53500 | 3590 | 14.9 | 12 | 64500 | 3938 | 4.8 | 4.2 | Federally-Regulated Commercial & Industrial Equipment | 06/26/2017 |  | 06/10/2019
Waterfurnace International, Inc. | YORK BY JOHNSON CONTROLS | YAZS060**1 | SRAA060* | Ground-Water-Source | WBAHP-C: Heat Pump Split Syste | Heat Pump | 208 | 1 | False |  |  | Single-Speed |  |  |  | 61700 | 2614 | 23.6 | 16.2 | 54500 | 3714 | 4.3 | 3.6 | Non Federally-Regulated | 06/26/2017 |  | 06/10/2019
Waterfurnace International, Inc. | YORK BY JOHNSON CONTROLS | YAZS060**1 | SRAA060* | Ground-Source | WBAHP-C: Heat Pump Split Syste | Heat Pump | 208 | 1 | False |  |  | Single-Speed |  |  |  | 56300 | 3180 | 17.7 | 13.4 | 44000 | 3485 | 3.7 | 3.1 | Non Federally-Regulated | 11/14/2018 |  | 06/10/2019
Waterfurnace International, Inc. | YORK BY JOHNSON CONTROLS | YAZS036**1 | SRAA036* | Water-Source | WBAHP-C: Heat Pump Split Syste | Heat Pump | 208 | 1 | False |  |  | Single-Speed |  |  |  | 29100 | 1672 | 17.4 | 12 | 35600 | 1798 | 5.8 | 4.2 | Federally-Regulated Commercial & Industrial Equipment | 06/26/2017 |  | 06/10/2019
Waterfurnace International, Inc. | YORK BY JOHNSON CONTROLS | YAZS036**1 | SAH036* | Water-Source | WBAHP-CB: Heat Pump Split Syst | Heat Pump | 208 | 1 | False |  |  | Single-Speed |  |  |  | 29100 | 1672 | 17.4 | 12 | 35600 | 1798 | 5.8 | 4.2 | Federally-Regulated Commercial & Industrial Equipment | 05/28/2019 |  | 06/10/2019
Waterfurnace International, Inc. | YORK BY JOHNSON CONTROLS | YAZS042**1 | SAH042* | Water-Source | WBAHP-CB: Heat Pump Split Syst | Heat Pump | 208 | 1 | False |  |  | Single-Speed |  |  |  | 36000 | 2155 | 16.7 | 12 | 43100 | 2296 | 5.5 | 4.2 | Federally-Regulated Commercial & Industrial Equipment | 05/28/2019 |  | 06/10/2019
Waterfurnace International, Inc. | YORK BY JOHNSON CONTROLS | YAZS036**1 | SRAA036* | Ground-Water-Source | WBAHP-C: Heat Pump Split Syste | Heat Pump | 208 | 1 | False |  |  | Single-Speed |  |  |  | 33200 | 1211 | 27.4 | 16.2 | 29600 | 1770 | 4.9 | 3.6 | Non Federally-Regulated | 05/28/2019 |  | 06/10/2019
Waterfurnace International, Inc. | YORK BY JOHNSON CONTROLS | YAZS036**1 | SAH036* | Ground-Water-Source | WBAHP-CB: Heat Pump Split Syst | Heat Pump | 208 | 1 | False |  |  | Single-Speed |  |  |  | 33200 | 1211 | 27.4 | 16.2 | 29600 | 1770 | 4.9 | 3.6 | Non Federally-Regulated | 05/28/2019 |  | 06/10/2019
Waterfurnace International, Inc. | YORK BY JOHNSON CONTROLS | YAZS042**1 | SAH042* | Ground-Water-Source | WBAHP-CB: Heat Pump Split Syst | Heat Pump | 208 | 1 | False |  |  | Single-Speed |  |  |  | 41300 | 1613 | 25.6 | 16.2 | 36000 | 2198 | 4.8 | 3.6 | Non Federally-Regulated | 05/28/2019 |  | 06/10/2019
Waterfurnace International, Inc. | YORK BY JOHNSON CONTROLS | YAZS036**1 | SAH036* | Ground-Source | WBAHP-CB: Heat Pump Split Syst | Heat Pump | 208 | 1 | False |  |  | Single-Speed |  |  |  | 30600 | 1500 | 20.4 | 13.4 | 23100 | 1692 | 4 | 3.1 | Non Federally-Regulated | 05/28/2019 |  | 06/10/2019
Waterfurnace International, Inc. | YORK BY JOHNSON CONTROLS | YAZS042**1 | SAH042* | Ground-Source | WBAHP-CB: Heat Pump Split Syst | Heat Pump | 208 | 1 | False |  |  | Single-Speed |  |  |  | 37800 | 1938 | 19.5 | 13.4 | 27400 | 2059 | 3.9 | 3.1 | Non Federally-Regulated | 05/28/2019 |  | 06/10/2019
Waterfurnace International, Inc. | YORK BY JOHNSON CONTROLS | YAZS042**1 | SRAA048* | Water-Source | WBAHP-C: Heat Pump Split Syste | Heat Pump | 208 | 1 | False |  |  | Single-Speed |  |  |  | 36000 | 2155 | 16.7 | 12 | 43100 | 2296 | 5.5 | 4.2 | Federally-Regulated Commercial & Industrial Equipment | 06/26/2017 |  | 06/10/2019
Waterfurnace International, Inc. | YORK BY JOHNSON CONTROLS | YAZS036**1 | SRAA036* | Ground-Source | WBAHP-C: Heat Pump Split Syste | Heat Pump | 208 | 1 | False |  |  | Single-Speed |  |  |  | 30600 | 1500 | 20.4 | 13.4 | 23100 | 1692 | 4 | 3.1 | Non Federally-Regulated | 05/28/2019 |  | 06/10/2019
Waterfurnace International, Inc. | YORK BY JOHNSON CONTROLS | YAZS042**1 | SRAA048* | Ground-Water-Source | WBAHP-C: Heat Pump Split Syste | Heat Pump | 208 | 1 | False |  |  | Single-Speed |  |  |  | 41300 | 1613 | 25.6 | 16.2 | 36000 | 2198 | 4.8 | 3.6 | Non Federally-Regulated | 05/28/2019 |  | 06/10/2019
Waterfurnace International, Inc. | YORK BY JOHNSON CONTROLS | YAZS042**1 | SRAA048* | Ground-Source | WBAHP-C: Heat Pump Split Syste | Heat Pump | 208 | 1 | False |  |  | Single-Speed |  |  |  | 37800 | 1938 | 19.5 | 13.4 | 27400 | 2059 | 3.9 | 3.1 | Non Federally-Regulated | 05/28/2019 |  | 06/10/2019
Waterfurnace International, Inc. | YORK BY JOHNSON CONTROLS | YAFS022**1*(0,3) |  | Water-Source | WBAHP: Heat Pump Packaged Unit | Heat Pump | 208 | 1 |  |  |  | Single-Speed |  |  |  | 21000 | 1200 | 17.5 | 11.2 | 22600 | 1182 | 5.6 | 4.2 | Federally-Regulated Commercial & Industrial Equipment | 05/28/2019 |  | 06/10/2019
Waterfurnace International, Inc. | YORK BY JOHNSON CONTROLS | YAZT038**1 | SRAA036* | Water-Source | WBAHP-C: Heat Pump Split Syste | Heat Pump | 208 | 1 | False |  |  | Dual-Speed |  |  |  | 34400 | 2110 | 16.3 | 12 | 41600 | 2344 | 5.2 | 4.2 | Federally-Regulated Commercial & Industrial Equipment | 06/26/2017 |  | 06/10/2019
Waterfurnace International, Inc. | YORK BY JOHNSON CONTROLS | YAFS022**1*(0,3) |  | Ground-Water-Source | WBAHP: Heat Pump Packaged Unit | Heat Pump | 208 | 1 |  |  |  | Single-Speed |  |  |  | 23000 | 821 | 28 | 16.2 | 18100 | 1153 | 4.6 | 3.6 | Non Federally-Regulated | 05/28/2019 |  | 06/10/2019
Waterfurnace International, Inc. | YORK BY JOHNSON CONTROLS | YAZT038**1 | SRAA036* | Ground-Water-Source | WBAHP-C: Heat Pump Split Syste | Heat Pump | 208 | 1 | False |  |  | Dual-Speed |  |  |  | 38200 | 1578 | 24.2 | 16.2 | 35100 | 2188 | 4.7 | 3.6 | Non Federally-Regulated | 05/28/2019 |  | 06/10/2019
Waterfurnace International, Inc. | YORK BY JOHNSON CONTROLS | YLFT060*A |  | Water-Source | WBAHP: Heat Pump Packaged Unit | Heat Pump | 208 | 1 |  |  |  | Dual-Speed |  |  |  | 57200 | 4000 | 14.3 | 11.2 | 69000 | 4493 | 4.5 | 4.2 | Federally-Regulated Commercial & Industrial Equipment | 05/28/2019 |  | 06/10/2019
Waterfurnace International, Inc. | YORK BY JOHNSON CONTROLS | YAFS022**1*(0,3) |  | Ground-Source | WBAHP: Heat Pump Packaged Unit | Heat Pump | 208 | 1 |  |  |  | Single-Speed |  |  |  | 21500 | 1048 | 20.5 | 13.4 | 14200 | 1124 | 3.7 | 3.1 | Non Federally-Regulated | 05/28/2019 |  | 06/10/2019
Waterfurnace International, Inc. | YORK BY JOHNSON CONTROLS | YAZT038**1 | SRAA036* | Ground-Source | WBAHP-C: Heat Pump Split Syste | Heat Pump | 208 | 1 | False |  |  | Dual-Speed |  |  |  | 36000 | 1894 | 19 | 13.4 | 27900 | 2044 | 4 | 3.1 | Non Federally-Regulated | 05/28/2019 |  | 06/10/2019
Waterfurnace International, Inc. | YORK BY JOHNSON CONTROLS | YLFT060*A |  | Ground-Water-Source | WBAHP: Heat Pump Packaged Unit | Heat Pump | 208 | 1 |  |  |  | Dual-Speed |  |  |  | 64100 | 3096 | 20.7 | 16.2 | 56500 | 4139 | 4 | 3.6 | Non Federally-Regulated | 05/28/2019 |  | 06/10/2019
Waterfurnace International, Inc. | YORK BY JOHNSON CONTROLS | YAZT038**1 | SAH036* | Water-Source | WBAHP-CB: Heat Pump Split Syst | Heat Pump | 208 | 1 | False |  |  | Dual-Speed |  |  |  | 34400 | 2110 | 16.3 | 12 | 41600 | 2344 | 5.2 | 4.2 | Federally-Regulated Commercial & Industrial Equipment | 05/28/2019 |  | 06/10/2019
Waterfurnace International, Inc. | YORK BY JOHNSON CONTROLS | YLFT060*A |  | Ground-Source | WBAHP: Heat Pump Packaged Unit | Heat Pump | 208 | 1 |  |  |  | Dual-Speed |  |  |  | 59900 | 3630 | 16.5 | 13.4 | 45300 | 3904 | 3.4 | 3.1 | Non Federally-Regulated | 05/28/2019 |  | 06/10/2019
Waterfurnace International, Inc. | YORK BY JOHNSON CONTROLS | YAZT038**1 | SAH036* | Ground-Water-Source | WBAHP-CB: Heat Pump Split Syst | Heat Pump | 208 | 1 | False |  |  | Dual-Speed |  |  |  | 38200 | 1578 | 24.2 | 16.2 | 35100 | 2188 | 4.7 | 3.6 | Non Federally-Regulated | 05/28/2019 |  | 06/10/2019
Waterfurnace International, Inc. | YORK BY JOHNSON CONTROLS | YAZT038**1 | SAH036* | Ground-Source | WBAHP-CB: Heat Pump Split Syst | Heat Pump | 208 | 1 | False |  |  | Dual-Speed |  |  |  | 36000 | 1894 | 19 | 13.4 | 27900 | 2044 | 4 | 3.1 | Non Federally-Regulated | 05/28/2019 |  | 06/10/2019
FHP Manufacturing Company | FHP | ES025-2CF/HZ/VT*-*****A |  | Water-Source | WBAHP: Heat Pump Packaged Unit | Heat Pump | 265 | 1 |  |  |  | Dual-Speed |  |  |  | 26000 | 1625 | 16 | 11.2 | 27600 | 1617 | 5 | 4.2 | Federally-Regulated Commercial & Industrial Equipment | 03/15/2019 |  | 06/10/2019
FHP Manufacturing Company | FHP | ES025-2CF/HZ/VT*-*****A |  | Ground-Water-Source | WBAHP: Heat Pump Packaged Unit | Heat Pump | 265 | 1 |  |  |  | Dual-Speed |  |  |  | 29000 | 1208 | 24 | 16.2 | 25000 | 1592 | 4.6 | 3.6 | Non Federally-Regulated | 03/15/2019 |  | 06/10/2019
FHP Manufacturing Company | FHP | ES025-2CF/HZ/VT*-*****A |  | Ground-Source | WBAHP: Heat Pump Packaged Unit | Heat Pump | 265 | 1 |  |  |  | Dual-Speed |  |  |  | 27500 | 1470 | 18.7 | 13.4 | 19000 | 1465 | 3.8 | 3.1 | Non Federally-Regulated | 03/15/2019 |  | 06/10/2019
FHP Manufacturing Company | FHP | ES025-1CF/HZ/VT*-*****A |  | Water-Source | WBAHP: Heat Pump Packaged Unit | Heat Pump | 208 | 1 |  |  |  | Dual-Speed |  |  |  | 26000 | 1625 | 16 | 11.2 | 27600 | 1617 | 5 | 4.2 | Federally-Regulated Commercial & Industrial Equipment | 03/15/2019 |  | 06/10/2019
FHP Manufacturing Company | FHP | ES025-1CF/HZ/VT*-*****A |  | Ground-Water-Source | WBAHP: Heat Pump Packaged Unit | Heat Pump | 208 | 1 |  |  |  | Dual-Speed |  |  |  | 29000 | 1208 | 24 | 16.2 | 25000 | 1592 | 4.6 | 3.6 | Non Federally-Regulated | 03/15/2019 |  | 06/10/2019
FHP Manufacturing Company | FHP | ES025-1CF/HZ/VT*-*****A |  | Ground-Source | WBAHP: Heat Pump Packaged Unit | Heat Pump | 208 | 1 |  |  |  | Dual-Speed |  |  |  | 27500 | 1470 | 18.7 | 13.4 | 19000 | 1465 | 3.8 | 3.1 | Non Federally-Regulated | 03/15/2019 |  | 06/10/2019
Waterfurnace International, Inc. | 5 SERIES INDOOR SPLITS | NSZ060H1 | SRAA060* | Ground-Water-Source | WBAHP-C: Heat Pump Split Syste | Heat Pump | 208 | 1 | False |  |  | Single-Speed |  |  |  | 61700 | 2614 | 23.6 | 16.2 | 54500 | 3714 | 4.3 | 3.6 | Non Federally-Regulated | 04/24/2019 |  | 06/10/2019
Waterfurnace International, Inc. | 5 SERIES INDOOR SPLITS | NSZ060H1 | SRAA060* | Ground-Source | WBAHP-C: Heat Pump Split Syste | Heat Pump | 208 | 1 | False |  |  | Single-Speed |  |  |  | 56300 | 3180 | 17.7 | 13.4 | 44000 | 3485 | 3.7 | 3.1 | Non Federally-Regulated | 04/24/2019 |  | 06/10/2019
Waterfurnace International, Inc. | 5 SERIES INDOOR SPLITS | NSZ060H1 | SAH060* | Water-Source | WBAHP-CB: Heat Pump Split Syst | Heat Pump | 208 | 1 | False |  |  | Single-Speed |  |  |  | 53500 | 3590 | 14.9 | 12 | 64500 | 3938 | 4.8 | 4.2 | Federally-Regulated Commercial & Industrial Equipment | 04/24/2019 |  | 06/10/2019
Waterfurnace International, Inc. | 5 SERIES INDOOR SPLITS | NSZ060H1 | SAH060* | Ground-Water-Source | WBAHP-CB: Heat Pump Split Syst | Heat Pump | 208 | 1 | False |  |  | Single-Speed |  |  |  | 61700 | 2614 | 23.6 | 16.2 | 54500 | 3714 | 4.3 | 3.6 | Non Federally-Regulated | 04/24/2019 |  | 06/10/2019
Waterfurnace International, Inc. | 5 SERIES INDOOR SPLITS | NSZ060H1 | SAH060* | Ground-Source | WBAHP-CB: Heat Pump Split Syst | Heat Pump | 208 | 1 | False |  |  | Single-Speed |  |  |  | 56300 | 3180 | 17.7 | 13.4 | 44000 | 3485 | 3.7 | 3.1 | Non Federally-Regulated | 04/24/2019 |  | 06/10/2019
Waterfurnace International, Inc. | 5 SERIES INDOOR SPLITS | NSZ048H1 | SRAA048* | Ground-Water-Source | WBAHP-C: Heat Pump Split Syste | Heat Pump | 208 | 1 | False |  |  | Single-Speed |  |  |  | 46900 | 1839 | 25.5 | 16.2 | 41900 | 2612 | 4.7 | 3.6 | Non Federally-Regulated | 04/24/2019 |  | 06/10/2019
Waterfurnace International, Inc. | 5 SERIES INDOOR SPLITS | NSZ048H1 | SRAA048* | Ground-Source | WBAHP-C: Heat Pump Split Syste | Heat Pump | 208 | 1 | False |  |  | Single-Speed |  |  |  | 42500 | 2272 | 18.7 | 13.4 | 33400 | 2447 | 4 | 3.1 | Non Federally-Regulated | 04/24/2019 |  | 06/10/2019
Waterfurnace International, Inc. | 5 SERIES INDOOR SPLITS | NSZ048H1 | SAH048* | Water-Source | WBAHP-CB: Heat Pump Split Syst | Heat Pump | 208 | 1 | False |  |  | Single-Speed |  |  |  | 39300 | 2568 | 15.3 | 12 | 50000 | 2764 | 5.3 | 4.2 | Federally-Regulated Commercial & Industrial Equipment | 04/24/2019 |  | 06/10/2019
Waterfurnace International, Inc. | 5 SERIES INDOOR SPLITS | NSZ048H1 | SAH048* | Ground-Water-Source | WBAHP-CB: Heat Pump Split Syst | Heat Pump | 208 | 1 | False |  |  | Single-Speed |  |  |  | 46900 | 1839 | 25.5 | 16.2 | 41900 | 2612 | 4.7 | 3.6 | Non Federally-Regulated | 04/24/2019 |  | 06/10/2019
Waterfurnace International, Inc. | 5 SERIES INDOOR SPLITS | NSZ048H1 | SAH048* | Ground-Source | WBAHP-CB: Heat Pump Split Syst | Heat Pump | 208 | 1 | False |  |  | Single-Speed |  |  |  | 42500 | 2272 | 18.7 | 13.4 | 33400 | 2447 | 4 | 3.1 | Non Federally-Regulated | 04/24/2019 |  | 06/10/2019
Waterfurnace International, Inc. | 5 SERIES INDOOR SPLITS | NSZ042H1 | SRAA048* | Ground-Water-Source | WBAHP-C: Heat Pump Split Syste | Heat Pump | 208 | 1 | False |  |  | Single-Speed |  |  |  | 41300 | 1613 | 25.6 | 16.2 | 36000 | 2198 | 4.8 | 3.6 | Non Federally-Regulated | 04/24/2019 |  | 06/10/2019
Waterfurnace International, Inc. | 5 SERIES INDOOR SPLITS | NSZ042H1 | SRAA048* | Ground-Source | WBAHP-C: Heat Pump Split Syste | Heat Pump | 208 | 1 | False |  |  | Single-Speed |  |  |  | 37800 | 1938 | 19.5 | 13.4 | 27400 | 2059 | 3.9 | 3.1 | Non Federally-Regulated | 04/24/2019 |  | 06/10/2019
Waterfurnace International, Inc. | 5 SERIES INDOOR SPLITS | NSZ042H1 | SAH042* | Water-Source | WBAHP-CB: Heat Pump Split Syst | Heat Pump | 208 | 1 | False |  |  | Single-Speed |  |  |  | 36000 | 2155 | 16.7 | 12 | 43100 | 2296 | 5.5 | 4.2 | Federally-Regulated Commercial & Industrial Equipment | 04/24/2019 |  | 06/10/2019
Waterfurnace International, Inc. | 5 SERIES INDOOR SPLITS | NSZ042H1 | SAH042* | Ground-Water-Source | WBAHP-CB: Heat Pump Split Syst | Heat Pump | 208 | 1 | False |  |  | Single-Speed |  |  |  | 41300 | 1613 | 25.6 | 16.2 | 36000 | 2198 | 4.8 | 3.6 | Non Federally-Regulated | 04/24/2019 |  | 06/10/2019
Waterfurnace International, Inc. | 5 SERIES INDOOR SPLITS | NSZ042H1 | SAH042* | Ground-Source | WBAHP-CB: Heat Pump Split Syst | Heat Pump | 208 | 1 | False |  |  | Single-Speed |  |  |  | 37800 | 1938 | 19.5 | 13.4 | 27400 | 2059 | 3.9 | 3.1 | Non Federally-Regulated | 04/24/2019 |  | 06/10/2019
Waterfurnace International, Inc. | 5 SERIES INDOOR SPLITS | NSZ036H1 | SRAA036* | Water-Source | WBAHP-C: Heat Pump Split Syste | Heat Pump | 208 | 1 | False |  |  | Single-Speed |  |  |  | 29100 | 1672 | 17.4 | 12 | 35600 | 1798 | 5.8 | 4.2 | Federally-Regulated Commercial & Industrial Equipment | 06/13/2017 |  | 06/10/2019
Waterfurnace International, Inc. | 5 SERIES INDOOR SPLITS | NSZ036H1 | SRAA036* | Ground-Water-Source | WBAHP-C: Heat Pump Split Syste | Heat Pump | 208 | 1 | False |  |  | Single-Speed |  |  |  | 33200 | 1211 | 27.4 | 16.2 | 29600 | 1770 | 4.9 | 3.6 | Non Federally-Regulated | 04/24/2019 |  | 06/10/2019
Waterfurnace International, Inc. | 5 SERIES INDOOR SPLITS | NSZ036H1 | SRAA036* | Ground-Source | WBAHP-C: Heat Pump Split Syste | Heat Pump | 208 | 1 | False |  |  | Single-Speed |  |  |  | 30600 | 1500 | 20.4 | 13.4 | 23100 | 1692 | 4 | 3.1 | Non Federally-Regulated | 04/24/2019 |  | 06/10/2019
Waterfurnace International, Inc. | 5 SERIES INDOOR SPLITS | NSZ036H1 | SAH036* | Water-Source | WBAHP-CB: Heat Pump Split Syst | Heat Pump | 208 | 1 | False |  |  | Single-Speed |  |  |  | 29100 | 1672 | 17.4 | 12 | 35600 | 1798 | 5.8 | 4.2 | Federally-Regulated Commercial & Industrial Equipment | 04/24/2019 |  | 06/10/2019
Waterfurnace International, Inc. | 5 SERIES INDOOR SPLITS | NSZ036H1 | SAH036* | Ground-Water-Source | WBAHP-CB: Heat Pump Split Syst | Heat Pump | 208 | 1 | False |  |  | Single-Speed |  |  |  | 33200 | 1211 | 27.4 | 16.2 | 29600 | 1770 | 4.9 | 3.6 | Non Federally-Regulated | 04/24/2019 |  | 06/10/2019
Waterfurnace International, Inc. | 5 SERIES INDOOR SPLITS | NSZ036H1 | SAH036* | Ground-Source | WBAHP-CB: Heat Pump Split Syst | Heat Pump | 208 | 1 | False |  |  | Single-Speed |  |  |  | 30600 | 1500 | 20.4 | 13.4 | 23100 | 1692 | 4 | 3.1 | Non Federally-Regulated | 04/24/2019 |  | 06/10/2019
Waterfurnace International, Inc. | 5 SERIES INDOOR SPLITS | NDZ049H1 | SRAA048* | Ground-Water-Source | WBAHP-C: Heat Pump Split Syste | Heat Pump | 208 | 1 | False |  |  | Dual-Speed |  |  |  | 51000 | 2107 | 24.2 | 16.2 | 47100 | 3000 | 4.6 | 3.6 | Non Federally-Regulated | 04/24/2019 |  | 06/10/2019
Waterfurnace International, Inc. | 5 SERIES INDOOR SPLITS | NDZ049H1 | SRAA048* | Ground-Source | WBAHP-C: Heat Pump Split Syste | Heat Pump | 208 | 1 | False |  |  | Dual-Speed |  |  |  | 46300 | 2572 | 18 | 13.4 | 37700 | 2833 | 3.9 | 3.1 | Non Federally-Regulated | 04/24/2019 |  | 06/10/2019
Waterfurnace International, Inc. | 5 SERIES INDOOR SPLITS | NDZ049H1 | SAH048* | Water-Source | WBAHP-CB: Heat Pump Split Syst | Heat Pump | 208 | 1 | False |  |  | Dual-Speed |  |  |  | 43200 | 2805 | 15.4 | 12 | 56300 | 3235 | 5.1 | 4.2 | Federally-Regulated Commercial & Industrial Equipment | 04/24/2019 |  | 06/10/2019
Waterfurnace International, Inc. | 5 SERIES INDOOR SPLITS | NDZ049H1 | SAH048* | Ground-Water-Source | WBAHP-CB: Heat Pump Split Syst | Heat Pump | 208 | 1 | False |  |  | Dual-Speed |  |  |  | 51000 | 2107 | 24.2 | 16.2 | 47100 | 3000 | 4.6 | 3.6 | Non Federally-Regulated | 04/24/2019 |  | 06/10/2019
Waterfurnace International, Inc. | 5 SERIES INDOOR SPLITS | NDZ049H1 | SAH048* | Ground-Source | WBAHP-CB: Heat Pump Split Syst | Heat Pump | 208 | 1 | False |  |  | Dual-Speed |  |  |  | 46300 | 2572 | 18 | 13.4 | 37700 | 2833 | 3.9 | 3.1 | Non Federally-Regulated | 04/24/2019 |  | 06/10/2019
Waterfurnace International, Inc. | 5 SERIES INDOOR SPLITS | NDZ038H1 | SRAA036* | Ground-Water-Source | WBAHP-C: Heat Pump Split Syste | Heat Pump | 208 | 1 | False |  |  | Dual-Speed |  |  |  | 38200 | 1578 | 24.2 | 16.2 | 35100 | 2188 | 4.7 | 3.6 | Non Federally-Regulated | 04/24/2019 |  | 06/10/2019
Waterfurnace International, Inc. | 5 SERIES INDOOR SPLITS | NDZ038H1 | SRAA036* | Ground-Source | WBAHP-C: Heat Pump Split Syste | Heat Pump | 208 | 1 | False |  |  | Dual-Speed |  |  |  | 36000 | 1894 | 19 | 13.4 | 27900 | 2044 | 4 | 3.1 | Non Federally-Regulated | 04/24/2019 |  | 06/10/2019
Waterfurnace International, Inc. | 5 SERIES INDOOR SPLITS | NDZ038H1 | SAH036* | Water-Source | WBAHP-CB: Heat Pump Split Syst | Heat Pump | 208 | 1 | False |  |  | Dual-Speed |  |  |  | 34400 | 2110 | 16.3 | 12 | 41600 | 2344 | 5.2 | 4.2 | Federally-Regulated Commercial & Industrial Equipment | 04/24/2019 |  | 06/10/2019
Waterfurnace International, Inc. | 5 SERIES INDOOR SPLITS | NDZ038H1 | SAH036* | Ground-Water-Source | WBAHP-CB: Heat Pump Split Syst | Heat Pump | 208 | 1 | False |  |  | Dual-Speed |  |  |  | 38200 | 1578 | 24.2 | 16.2 | 35100 | 2188 | 4.7 | 3.6 | Non Federally-Regulated | 04/24/2019 |  | 06/10/2019
Waterfurnace International, Inc. | 5 SERIES INDOOR SPLITS | NDZ038H1 | SAH036* | Ground-Source | WBAHP-CB: Heat Pump Split Syst | Heat Pump | 208 | 1 | False |  |  | Dual-Speed |  |  |  | 36000 | 1894 | 19 | 13.4 | 27900 | 2044 | 4 | 3.1 | Non Federally-Regulated | 04/24/2019 |  | 06/10/2019
FHP Manufacturing Company | FHP | BC018-2**-*****B |  | Water-Source | WBAHP-O: Heat Pump Packaged Un | Heat Pump | 265 | 1 |  |  |  | Single-Speed |  |  |  | 16900 | 1385 | 12.2 | 11.2 | 20800 | 1417 | 4.3 | 4.2 | Federally-Regulated Commercial & Industrial Equipment | 11/28/2018 |  | 06/10/2019
FHP Manufacturing Company | FHP | BC018-2**-*****B |  | Ground-Water-Source | WBAHP-O: Heat Pump Packaged Un | Heat Pump | 265 | 1 |  |  |  | Single-Speed |  |  |  | 20100 | 1104 | 18.2 | 16.2 | 17500 | 1424 | 3.6 | 3.6 | Non Federally-Regulated | 11/28/2018 |  | 06/10/2019
FHP Manufacturing Company | FHP | BC018-2**-*****B |  | Ground-Source | WBAHP-O: Heat Pump Packaged Un | Heat Pump | 265 | 1 |  |  |  | Single-Speed |  |  |  | 17900 | 1260 | 14.2 | 13.4 | 13900 | 1273 | 3.2 | 3.1 | Non Federally-Regulated | 11/28/2018 |  | 06/10/2019
FHP Manufacturing Company | FHP | BC018-1**-*****B |  | Water-Source | WBAHP-O: Heat Pump Packaged Un | Heat Pump | 208 | 1 |  |  |  | Single-Speed |  |  |  | 16900 | 1385 | 12.2 | 11.2 | 20800 | 1417 | 4.3 | 4.2 | Federally-Regulated Commercial & Industrial Equipment | 11/28/2018 |  | 06/10/2019
FHP Manufacturing Company | FHP | BC018-1**-*****B |  | Ground-Water-Source | WBAHP-O: Heat Pump Packaged Un | Heat Pump | 208 | 1 |  |  |  | Single-Speed |  |  |  | 20100 | 1104 | 18.2 | 16.2 | 17500 | 1424 | 3.6 | 3.6 | Non Federally-Regulated | 11/28/2018 |  | 06/10/2019
FHP Manufacturing Company | FHP | BC018-1**-*****B |  | Ground-Source | WBAHP-O: Heat Pump Packaged Un | Heat Pump | 208 | 1 |  |  |  | Single-Speed |  |  |  | 17900 | 1260 | 14.2 | 13.4 | 13900 | 1273 | 3.2 | 3.1 | Non Federally-Regulated | 11/28/2018 |  | 06/10/2019
FHP Manufacturing Company | FHP | BC009-2**-*****B |  | Water-Source | WBAHP-O: Heat Pump Packaged Un | Heat Pump | 265 | 1 |  |  |  | Single-Speed |  |  |  | 8700 | 669 | 13 | 11.2 | 9500 | 618 | 4.5 | 4.2 | Federally-Regulated Commercial & Industrial Equipment | 01/11/2019 |  | 06/10/2019
FHP Manufacturing Company | FHP | BC009-2**-*****B |  | Ground-Water-Source | WBAHP-O: Heat Pump Packaged Un | Heat Pump | 265 | 1 |  |  |  | Single-Speed |  |  |  | 10300 | 479 | 21.5 | 16.2 | 8000 | 601 | 3.9 | 3.6 | Non Federally-Regulated | 01/11/2019 |  | 06/10/2019
FHP Manufacturing Company | FHP | BC009-2**-*****B |  | Ground-Source | WBAHP-O: Heat Pump Packaged Un | Heat Pump | 265 | 1 |  |  |  | Single-Speed |  |  |  | 9100 | 587 | 15.5 | 13.4 | 6000 | 549 | 3.2 | 3.1 | Non Federally-Regulated | 01/11/2019 |  | 06/10/2019
FHP Manufacturing Company | FHP | BC009-1**-*****B |  | Water-Source | WBAHP-O: Heat Pump Packaged Un | Heat Pump | 200 | 1 |  |  |  | Single-Speed |  |  |  | 8700 | 669 | 13 | 11.2 | 9500 | 618 | 4.5 | 4.2 | Federally-Regulated Commercial & Industrial Equipment | 01/11/2019 |  | 06/10/2019
FHP Manufacturing Company | FHP | BC009-1**-*****B |  | Ground-Water-Source | WBAHP-O: Heat Pump Packaged Un | Heat Pump | 200 | 1 |  |  |  | Single-Speed |  |  |  | 10300 | 479 | 21.5 | 16.2 | 8000 | 601 | 3.9 | 3.6 | Non Federally-Regulated | 01/11/2019 |  | 06/10/2019
FHP Manufacturing Company | FHP | BC009-1**-*****B |  | Ground-Source | WBAHP-O: Heat Pump Packaged Un | Heat Pump | 200 | 1 |  |  |  | Single-Speed |  |  |  | 9100 | 587 | 15.5 | 13.4 | 6000 | 549 | 3.2 | 3.1 | Non Federally-Regulated | 01/11/2019 |  | 06/10/2019
Enertech Global, LLC | Tetco | TST048A | MCD060 | Ground-Water-Source | WBAHP-C: Heat Pump Split Syste | Heat Pump | 208 | 1 | False |  |  | Single-Speed |  |  |  | 54700 | 2347 | 23.3 | 16.2 | 45500 | 2898 | 4.6 | 3.6 | Non Federally-Regulated | 02/08/2019 |  | 06/10/2019
Enertech Global, LLC | Tetco | TST048A | MCD060 | Ground-Source | WBAHP-C: Heat Pump Split Syste | Heat Pump | 208 | 1 | False |  |  | Single-Speed |  |  |  | 51900 | 2820 | 18.4 | 13.4 | 36700 | 2757 | 3.9 | 3.1 | Non Federally-Regulated | 02/08/2019 |  | 06/10/2019
Enertech Global, LLC | Tetco | TST036A | ACD036 | Ground-Water-Source | WBAHP-C: Heat Pump Split Syste | Heat Pump | 208 | 1 | False |  |  | Single-Speed |  |  |  | 38800 | 1813 | 21.4 | 16.2 | 35700 | 2325 | 4.5 | 3.6 | Non Federally-Regulated | 02/08/2019 |  | 06/10/2019
Enertech Global, LLC | Tetco | TST036A | ACD036 | Ground-Source | WBAHP-C: Heat Pump Split Syste | Heat Pump | 208 | 1 | False |  |  | Single-Speed |  |  |  | 36700 | 2171 | 16.9 | 13.4 | 28000 | 2159 | 3.8 | 3.1 | Non Federally-Regulated | 02/08/2019 |  | 06/10/2019
Enertech Global, LLC | Tetco | TST048A | MPD060 | Ground-Water-Source | WBAHP-CB: Heat Pump Split Syst | Heat Pump | 208 | 1 | False |  |  | Single-Speed |  |  |  | 55400 | 2308 | 24 | 16.2 | 44400 | 2891 | 4.5 | 3.6 | Non Federally-Regulated | 02/08/2019 |  | 06/10/2019
Enertech Global, LLC | Tetco | TST048A | MPD060 | Ground-Source | WBAHP-CB: Heat Pump Split Syst | Heat Pump | 208 | 1 | False |  |  | Single-Speed |  |  |  | 52000 | 2780 | 18.7 | 13.4 | 35900 | 2768 | 3.8 | 3.1 | Non Federally-Regulated | 02/08/2019 |  | 06/10/2019
Enertech Global, LLC | Tetco | TST060A | MCD060 | Ground-Water-Source | WBAHP-C: Heat Pump Split Syste | Heat Pump | 208 | 1 | False |  |  | Single-Speed |  |  |  | 61100 | 3039 | 20.1 | 16.2 | 53300 | 3809 | 4.1 | 3.6 | Non Federally-Regulated | 02/08/2019 |  | 06/10/2019
Enertech Global, LLC | Tetco | TST060A | MCD060 | Ground-Source | WBAHP-C: Heat Pump Split Syste | Heat Pump | 208 | 1 | False |  |  | Single-Speed |  |  |  | 60600 | 3607 | 16.8 | 13.4 | 44100 | 3590 | 3.6 | 3.1 | Non Federally-Regulated | 02/08/2019 |  | 06/10/2019
Enertech Global, LLC | Tetco | TST024A | ACD024 | Ground-Water-Source | WBAHP-C: Heat Pump Split Syste | Heat Pump | 208 | 1 | False |  |  | Single-Speed |  |  |  | 27300 | 1246 | 21.9 | 16.2 | 23100 | 1538 | 4.4 | 3.6 | Non Federally-Regulated | 02/08/2019 |  | 06/10/2019
Enertech Global, LLC | Tetco | TST024A | ACD024 | Ground-Source | WBAHP-C: Heat Pump Split Syste | Heat Pump | 208 | 1 | False |  |  | Single-Speed |  |  |  | 25300 | 1497 | 16.9 | 13.4 | 18100 | 1433 | 3.7 | 3.1 | Non Federally-Regulated | 02/08/2019 |  | 06/10/2019
Enertech Global, LLC | Tetco | TST060A | MPD060 | Ground-Water-Source | WBAHP-CB: Heat Pump Split Syst | Heat Pump | 208 | 1 | False |  |  | Single-Speed | 2495 | 644 | 1 | 65900 | 3138 | 21 | 16.2 | 54900 | 3924 | 4.1 | 3.6 | Non Federally-Regulated | 08/08/2017 |  | 06/10/2019
Enertech Global, LLC | Tetco | TST060A | MPD060 | Ground-Source | WBAHP-CB: Heat Pump Split Syst | Heat Pump | 208 | 1 | False |  |  | Single-Speed |  |  |  | 62200 | 3702 | 16.8 | 13.4 | 44200 | 3701 | 3.5 | 3.1 | Non Federally-Regulated | 02/08/2019 |  | 06/10/2019
Enertech Global, LLC | Tetco | TST060A | ACD060 | Ground-Water-Source | WBAHP-C: Heat Pump Split Syste | Heat Pump | 208 | 1 | False |  |  | Single-Speed |  |  |  | 61100 | 3039 | 20.1 | 16.2 | 53300 | 3809 | 4.1 | 3.6 | Non Federally-Regulated | 02/08/2019 |  | 06/10/2019
Enertech Global, LLC | Tetco | TST060A | ACD060 | Ground-Source | WBAHP-C: Heat Pump Split Syste | Heat Pump | 208 | 1 | False |  |  | Single-Speed |  |  |  | 60600 | 3607 | 16.8 | 13.4 | 44100 | 3590 | 3.6 | 3.1 | Non Federally-Regulated | 02/08/2019 |  | 06/10/2019
Enertech Global, LLC | Tetco | TST024A | MCD024 | Ground-Water-Source | WBAHP-C: Heat Pump Split Syste | Heat Pump | 208 | 1 | False |  |  | Single-Speed |  |  |  | 27300 | 1246 | 21.9 | 16.2 | 23100 | 1538 | 4.4 | 3.6 | Non Federally-Regulated | 02/08/2019 |  | 06/10/2019
Enertech Global, LLC | Tetco | TST024A | MCD024 | Ground-Source | WBAHP-C: Heat Pump Split Syste | Heat Pump | 208 | 1 | False |  |  | Single-Speed |  |  |  | 25300 | 1497 | 16.9 | 13.4 | 18100 | 1433 | 3.7 | 3.1 | Non Federally-Regulated | 02/08/2019 |  | 06/10/2019
Enertech Global, LLC | Tetco | TST036A | MPD036 | Ground-Water-Source | WBAHP-CB: Heat Pump Split Syst | Heat Pump | 208 | 1 | False |  |  | Single-Speed |  |  |  | 40000 | 1851 | 21.6 | 16.2 | 35800 | 2440 | 4.3 | 3.6 | Non Federally-Regulated | 02/08/2019 |  | 06/10/2019
Enertech Global, LLC | Tetco | TST036A | MPD036 | Ground-Source | WBAHP-CB: Heat Pump Split Syst | Heat Pump | 208 | 1 | False |  |  | Single-Speed |  |  |  | 37400 | 2294 | 16.3 | 13.4 | 28000 | 2279 | 3.6 | 3.1 | Non Federally-Regulated | 02/08/2019 |  | 06/10/2019
Enertech Global, LLC | Tetco | TST036A | MCD036 | Ground-Water-Source | WBAHP-C: Heat Pump Split Syste | Heat Pump | 208 | 1 | False |  |  | Single-Speed |  |  |  | 38800 | 1813 | 21.4 | 16.2 | 35700 | 2325 | 4.5 | 3.6 | Non Federally-Regulated | 02/08/2019 |  | 06/10/2019
Enertech Global, LLC | Tetco | TST036A | MCD036 | Ground-Source | WBAHP-C: Heat Pump Split Syste | Heat Pump | 208 | 1 | False |  |  | Single-Speed |  |  |  | 36700 | 2171 | 16.9 | 13.4 | 28000 | 2159 | 3.8 | 3.1 | Non Federally-Regulated | 02/08/2019 |  | 06/10/2019
Enertech Global, LLC | Tetco | TST024A | MPD024 | Ground-Water-Source | WBAHP-CB: Heat Pump Split Syst | Heat Pump | 208 | 1 | False |  |  | Single-Speed |  |  |  | 26800 | 1326 | 20.2 | 16.2 | 23100 | 1611 | 4.2 | 3.6 | Non Federally-Regulated | 08/08/2017 |  | 06/10/2019
Enertech Global, LLC | Tetco | TST024A | MPD024 | Ground-Source | WBAHP-CB: Heat Pump Split Syst | Heat Pump | 208 | 1 | False |  |  | Single-Speed |  |  |  | 24900 | 1616 | 15.4 | 13.4 | 17800 | 1534 | 3.4 | 3.1 | Non Federally-Regulated | 08/08/2017 |  | 06/10/2019
Enertech Global, LLC | Tetco | TST048A | ACD060 | Ground-Water-Source | WBAHP-C: Heat Pump Split Syste | Heat Pump | 208 | 1 | False |  |  | Single-Speed |  |  |  | 54700 | 2347 | 23.3 | 16.2 | 45500 | 2898 | 4.6 | 3.6 | Non Federally-Regulated | 02/08/2019 |  | 06/10/2019
Enertech Global, LLC | Tetco | TST048A | ACD060 | Ground-Source | WBAHP-C: Heat Pump Split Syste | Heat Pump | 208 | 1 | False |  |  | Single-Speed |  |  |  | 51900 | 2820 | 18.4 | 13.4 | 36700 | 2757 | 3.9 | 3.1 | Non Federally-Regulated | 02/08/2019 |  | 06/10/2019
Enertech Global, LLC | Tetco | TST024A2 | MPD024 | Ground-Water-Source | WBAHP-CB: Heat Pump Split Syst | Heat Pump | 208 | 3 | False |  |  | Single-Speed |  |  |  | 26800 | 1326 | 20.2 | 16.2 | 23100 | 1611 | 4.2 | 3.6 | Non Federally-Regulated | 08/08/2017 |  | 06/10/2019
Enertech Global, LLC | Tetco | TST024A2 | MPD024 | Ground-Source | WBAHP-CB: Heat Pump Split Syst | Heat Pump | 208 | 3 | False |  |  | Single-Speed |  |  |  | 24900 | 1616 | 15.4 | 13.4 | 17800 | 1534 | 3.4 | 3.1 | Non Federally-Regulated | 08/08/2017 |  | 06/10/2019
Enertech Global, LLC | Tetco | TST024A2 | ACD024 | Ground-Water-Source | WBAHP-C: Heat Pump Split Syste | Heat Pump | 208 | 3 | False |  |  | Single-Speed |  |  |  | 27300 | 1246 | 21.9 | 16.2 | 23100 | 1538 | 4.4 | 3.6 | Non Federally-Regulated | 08/08/2017 |  | 06/10/2019
Enertech Global, LLC | Tetco | TST024A2 | ACD024 | Ground-Source | WBAHP-C: Heat Pump Split Syste | Heat Pump | 208 | 3 | False |  |  | Single-Speed |  |  |  | 25300 | 1497 | 16.9 | 13.4 | 18100 | 1433 | 3.7 | 3.1 | Non Federally-Regulated | 08/08/2017 |  | 06/10/2019
Enertech Global, LLC | Tetco | TST036A2 | ACD036 | Ground-Water-Source | WBAHP-C: Heat Pump Split Syste | Heat Pump | 208 | 3 | False |  |  | Single-Speed |  |  |  | 38800 | 1813 | 21.4 | 16.2 | 35700 | 2325 | 4.5 | 3.6 | Non Federally-Regulated | 08/08/2017 |  | 06/10/2019
Enertech Global, LLC | Tetco | TST036A2 | ACD036 | Ground-Source | WBAHP-C: Heat Pump Split Syste | Heat Pump | 208 | 3 | False |  |  | Single-Speed |  |  |  | 36700 | 2171 | 16.9 | 13.4 | 28000 | 2159 | 3.8 | 3.1 | Non Federally-Regulated | 08/08/2017 |  | 06/10/2019
Enertech Global, LLC | Tetco | TST036A2 | MPD036 | Ground-Water-Source | WBAHP-CB: Heat Pump Split Syst | Heat Pump | 208 | 3 | False |  |  | Single-Speed |  |  |  | 40000 | 1851 | 21.6 | 16.2 | 35800 | 2440 | 4.3 | 3.6 | Non Federally-Regulated | 08/08/2017 |  | 06/10/2019
Enertech Global, LLC | Tetco | TST036A2 | MPD036 | Ground-Source | WBAHP-CB: Heat Pump Split Syst | Heat Pump | 208 | 3 | False |  |  | Single-Speed |  |  |  | 37400 | 2294 | 16.3 | 13.4 | 28000 | 2279 | 3.6 | 3.1 | Non Federally-Regulated | 08/08/2017 |  | 06/10/2019
Enertech Global, LLC | Tetco | TST048A2 | ACD060 | Ground-Water-Source | WBAHP-C: Heat Pump Split Syste | Heat Pump | 208 | 3 | False |  |  | Single-Speed |  |  |  | 54700 | 2347 | 23.3 | 16.2 | 45500 | 2898 | 4.6 | 3.6 | Non Federally-Regulated | 08/08/2017 |  | 06/10/2019
Enertech Global, LLC | Tetco | TST048A2 | ACD060 | Ground-Source | WBAHP-C: Heat Pump Split Syste | Heat Pump | 208 | 3 | False |  |  | Single-Speed |  |  |  | 51900 | 2820 | 18.4 | 13.4 | 36700 | 2757 | 3.9 | 3.1 | Non Federally-Regulated | 08/08/2017 |  | 06/10/2019
Enertech Global, LLC | Tetco | TST048A2 | MPD060 | Ground-Water-Source | WBAHP-CB: Heat Pump Split Syst | Heat Pump | 208 | 3 | False |  |  | Single-Speed |  |  |  | 55400 | 2308 | 24 | 16.2 | 44400 | 2891 | 4.5 | 3.6 | Non Federally-Regulated | 08/08/2017 |  | 06/10/2019
Enertech Global, LLC | Tetco | TST048A2 | MPD060 | Ground-Source | WBAHP-CB: Heat Pump Split Syst | Heat Pump | 208 | 3 | False |  |  | Single-Speed |  |  |  | 52000 | 2780 | 18.7 | 13.4 | 35900 | 2768 | 3.8 | 3.1 | Non Federally-Regulated | 08/08/2017 |  | 06/10/2019
Enertech Global, LLC | Tetco | TST060A2 | ACD060 | Ground-Water-Source | WBAHP-C: Heat Pump Split Syste | Heat Pump | 208 | 3 | False |  |  | Single-Speed |  |  |  | 61100 | 3039 | 20.1 | 16.2 | 53300 | 3809 | 4.1 | 3.6 | Non Federally-Regulated | 08/08/2017 |  | 06/10/2019
Enertech Global, LLC | Tetco | TST060A2 | ACD060 | Ground-Source | WBAHP-C: Heat Pump Split Syste | Heat Pump | 208 | 3 | False |  |  | Single-Speed |  |  |  | 60600 | 3607 | 16.8 | 13.4 | 44100 | 3590 | 3.6 | 3.1 | Non Federally-Regulated | 08/08/2017 |  | 06/10/2019
Enertech Global, LLC | Tetco | TST060A2 | MPD060 | Ground-Water-Source | WBAHP-CB: Heat Pump Split Syst | Heat Pump | 208 | 3 | False |  |  | Single-Speed | 2495 | 644 | 1 | 65900 | 3138 | 21 | 16.2 | 54900 | 3924 | 4.1 | 3.6 | Non Federally-Regulated | 08/08/2017 |  | 06/10/2019
Enertech Global, LLC | Tetco | TST060A2 | MPD060 | Ground-Source | WBAHP-CB: Heat Pump Split Syst | Heat Pump | 208 | 3 | False |  |  | Single-Speed |  |  |  | 62200 | 3702 | 16.8 | 13.4 | 44200 | 3701 | 3.5 | 3.1 | Non Federally-Regulated | 08/08/2017 |  | 06/10/2019
FHP Manufacturing Company | Heil | HS024* | FVM4X3600BL | Water-Source | WBAHP-CB: Heat Pump Split Syst | Both Heat Pump and Electric Re | 208 | 1 | False |  |  | Dual-Speed |  |  |  | 25000 | 1712 | 14.6 | 12 | 28000 | 1609 | 5.1 | 4.2 | Federally-Regulated Commercial & Industrial Equipment | 05/22/2019 |  | 06/10/2019
FHP Manufacturing Company | Heil | HS024* | FVM4X3600BL | Ground-Water-Source | WBAHP-CB: Heat Pump Split Syst | Both Heat Pump and Electric Re | 208 | 1 | False |  |  | Dual-Speed |  |  |  | 28200 | 1281 | 22 | 16.2 | 23500 | 1547 | 4.5 | 3.6 | Non Federally-Regulated | 05/22/2019 |  | 06/10/2019
FHP Manufacturing Company | Heil | HS024* | FVM4X3600BL | Ground-Source | WBAHP-CB: Heat Pump Split Syst | Both Heat Pump and Electric Re | 208 | 1 | False |  |  | Dual-Speed |  |  |  | 26000 | 1547 | 16.8 | 13.4 | 18900 | 1477 | 3.8 | 3.1 | Non Federally-Regulated | 05/22/2019 |  | 06/10/2019
FHP Manufacturing Company | Tempstar | HP024V/H/C******1**1 |  | Water-Source | WBAHP: Heat Pump Packaged Unit | Heat Pump | 208 | 1 |  |  |  | Dual-Speed |  |  |  | 26000 | 1721 | 15.1 | 11.2 | 27600 | 1586 | 5.1 | 4.2 | Federally-Regulated Commercial & Industrial Equipment | 05/10/2019 |  | 06/10/2019
FHP Manufacturing Company | Tempstar | HP024V/H/C******1**1 |  | Ground-Water-Source | WBAHP: Heat Pump Packaged Unit | Heat Pump | 208 | 1 |  |  |  | Dual-Speed |  |  |  | 29000 | 1250 | 23.2 | 16.2 | 25000 | 1628 | 4.5 | 3.6 | Non Federally-Regulated | 05/10/2019 |  | 06/10/2019
FHP Manufacturing Company | Tempstar | HP024V/H/C******1**1 |  | Ground-Source | WBAHP: Heat Pump Packaged Unit | Heat Pump | 208 | 1 |  |  |  | Dual-Speed |  |  |  | 27500 | 1553 | 17.7 | 13.4 | 19000 | 1546 | 3.6 | 3.1 | Non Federally-Regulated | 05/10/2019 |  | 06/10/2019
FHP Manufacturing Company | Tempstar | HS024* | FVM4X3600BL | Water-Source | WBAHP-CB: Heat Pump Split Syst | Both Heat Pump and Electric Re | 208 | 1 | False |  |  | Dual-Speed |  |  |  | 25000 | 1712 | 14.6 | 12 | 28000 | 1609 | 5.1 | 4.2 | Federally-Regulated Commercial & Industrial Equipment | 05/22/2019 |  | 06/10/2019
FHP Manufacturing Company | Tempstar | HS024* | FVM4X3600BL | Ground-Water-Source | WBAHP-CB: Heat Pump Split Syst | Both Heat Pump and Electric Re | 208 | 1 | False |  |  | Dual-Speed |  |  |  | 28200 | 1281 | 22 | 16.2 | 23500 | 1547 | 4.5 | 3.6 | Non Federally-Regulated | 05/22/2019 |  | 06/10/2019
FHP Manufacturing Company | Tempstar | HS024* | FVM4X3600BL | Ground-Source | WBAHP-CB: Heat Pump Split Syst | Both Heat Pump and Electric Re | 208 | 1 | False |  |  | Dual-Speed |  |  |  | 26000 | 1547 | 16.8 | 13.4 | 18900 | 1477 | 3.8 | 3.1 | Non Federally-Regulated | 05/22/2019 |  | 06/10/2019
Waterfurnace International, Inc. | 3 SERIES | LD(V,H)060A |  | Water-Source | WBAHP: Heat Pump Packaged Unit | Heat Pump | 208 | 1 |  |  |  | Dual-Speed |  |  |  | 57200 | 4000 | 14.3 | 11.2 | 69000 | 4493 | 4.5 | 4.2 | Federally-Regulated Commercial & Industrial Equipment | 02/07/2019 |  | 06/10/2019
Waterfurnace International, Inc. | 3 SERIES | LD(V,H)060A |  | Ground-Water-Source | WBAHP: Heat Pump Packaged Unit | Heat Pump | 208 | 1 |  |  |  | Dual-Speed |  |  |  | 64100 | 3096 | 20.7 | 16.2 | 56500 | 4139 | 4 | 3.6 | Non Federally-Regulated | 02/07/2019 |  | 06/10/2019
Waterfurnace International, Inc. | 3 SERIES | LD(V,H)060A |  | Ground-Source | WBAHP: Heat Pump Packaged Unit | Heat Pump | 208 | 1 |  |  |  | Dual-Speed |  |  |  | 59900 | 3630 | 16.5 | 13.4 | 45300 | 3904 | 3.4 | 3.1 | Non Federally-Regulated | 02/07/2019 |  | 06/10/2019
Waterfurnace International, Inc. | 5 SERIES OUTDOOR SPLITS | NDS049H1 | SRAA048* | Water-Source | WBAHP-C: Heat Pump Split Syste | Heat Pump | 208 | 1 | False |  |  | Dual-Speed |  |  |  | 43200 | 2805 | 15.4 | 12 | 56300 | 3235 | 5.1 | 4.2 | Federally-Regulated Commercial & Industrial Equipment | 05/10/2017 |  | 06/10/2019
Waterfurnace International, Inc. | 5 SERIES OUTDOOR SPLITS | NDS049H1 | SAH048* | Water-Source | WBAHP-CB: Heat Pump Split Syst | Heat Pump | 208 | 1 | False |  |  | Dual-Speed |  |  |  | 43200 | 2805 | 15.4 | 12 | 56300 | 3235 | 5.1 | 4.2 | Federally-Regulated Commercial & Industrial Equipment | 11/28/2018 |  | 06/10/2019
Waterfurnace International, Inc. | 5 SERIES OUTDOOR SPLITS | NDS049H1 | SRAA048* | Ground-Water-Source | WBAHP-C: Heat Pump Split Syste | Heat Pump | 208 | 1 | False |  |  | Dual-Speed |  |  |  | 51000 | 2107 | 24.2 | 16.2 | 47100 | 3000 | 4.6 | 3.6 | Non Federally-Regulated | 05/10/2017 |  | 06/10/2019
Waterfurnace International, Inc. | 5 SERIES OUTDOOR SPLITS | NDS049H1 | SAH048* | Ground-Water-Source | WBAHP-CB: Heat Pump Split Syst | Heat Pump | 208 | 1 | False |  |  | Dual-Speed |  |  |  | 51000 | 2107 | 24.2 | 16.2 | 47100 | 3000 | 4.6 | 3.6 | Non Federally-Regulated | 11/28/2018 |  | 06/10/2019
Waterfurnace International, Inc. | 5 SERIES OUTDOOR SPLITS | NDS049H1 | SRAA048* | Ground-Source | WBAHP-C: Heat Pump Split Syste | Heat Pump | 208 | 1 | False |  |  | Dual-Speed |  |  |  | 46300 | 2572 | 18 | 13.4 | 37700 | 2833 | 3.9 | 3.1 | Non Federally-Regulated | 05/10/2017 |  | 06/10/2019
Waterfurnace International, Inc. | 5 SERIES OUTDOOR SPLITS | NDS049H1 | SAH048* | Ground-Source | WBAHP-CB: Heat Pump Split Syst | Heat Pump | 208 | 1 | False |  |  | Dual-Speed |  |  |  | 46300 | 2572 | 18 | 13.4 | 37700 | 2833 | 3.9 | 3.1 | Non Federally-Regulated | 11/28/2018 |  | 06/10/2019
Waterfurnace International, Inc. | ECO Y | YT060*A |  | Water-Source | WBAHP: Heat Pump Packaged Unit | Heat Pump | 208 | 1 |  |  |  | Dual-Speed |  |  |  | 57200 | 4000 | 14.3 | 11.2 | 69000 | 4493 | 4.5 | 4.2 | Federally-Regulated Commercial & Industrial Equipment | 05/22/2019 |  | 06/10/2019
Waterfurnace International, Inc. | ECO Y | YT060*A |  | Ground-Water-Source | WBAHP: Heat Pump Packaged Unit | Heat Pump | 208 | 1 |  |  |  | Dual-Speed |  |  |  | 64100 | 3096 | 20.7 | 16.2 | 56500 | 4139 | 4 | 3.6 | Non Federally-Regulated | 05/22/2019 |  | 06/10/2019
Waterfurnace International, Inc. | ECO Y | YT060*A |  | Ground-Source | WBAHP: Heat Pump Packaged Unit | Heat Pump | 208 | 1 |  |  |  | Dual-Speed |  |  |  | 59900 | 3630 | 16.5 | 13.4 | 45300 | 3904 | 3.4 | 3.1 | Non Federally-Regulated | 05/22/2019 |  | 06/10/2019
Waterfurnace International, Inc. | PREMIUM G | GS022**1*(0,3) |  | Water-Source | WBAHP: Heat Pump Packaged Unit | Heat Pump | 208 | 1 |  |  |  | Single-Speed |  |  |  | 21000 | 1200 | 17.5 | 11.2 | 22600 | 1182 | 5.6 | 4.2 | Federally-Regulated Commercial & Industrial Equipment | 05/22/2019 |  | 06/10/2019
Waterfurnace International, Inc. | PREMIUM G | GS022**1*(0,3) |  | Ground-Water-Source | WBAHP: Heat Pump Packaged Unit | Heat Pump | 208 | 1 |  |  |  | Single-Speed |  |  |  | 23000 | 821 | 28 | 16.2 | 18100 | 1153 | 4.6 | 3.6 | Non Federally-Regulated | 05/22/2019 |  | 06/10/2019
Waterfurnace International, Inc. | PREMIUM G | GS022**1*(0,3) |  | Ground-Source | WBAHP: Heat Pump Packaged Unit | Heat Pump | 208 | 1 |  |  |  | Single-Speed |  |  |  | 21500 | 1048 | 20.5 | 13.4 | 14200 | 1124 | 3.7 | 3.1 | Non Federally-Regulated | 05/22/2019 |  | 06/10/2019
Waterfurnace International, Inc. | PREMIUM G | GTS049*1 | SRAA048* | Water-Source | WBAHP-C: Heat Pump Split Syste | Heat Pump | 208 | 1 | False |  |  | Dual-Speed |  |  |  | 43200 | 2805 | 15.4 | 12 | 56300 | 3235 | 5.1 | 4.2 | Federally-Regulated Commercial & Industrial Equipment | 06/26/2017 |  | 06/10/2019
Waterfurnace International, Inc. | PREMIUM G | GTS049*1 | SRAA048* | Ground-Water-Source | WBAHP-C: Heat Pump Split Syste | Heat Pump | 208 | 1 | False |  |  | Dual-Speed |  |  |  | 51000 | 2107 | 24.2 | 16.2 | 47100 | 3000 | 4.6 | 3.6 | Non Federally-Regulated | 06/26/2017 |  | 06/10/2019
Waterfurnace International, Inc. | PREMIUM G | GTS049*1 | SRAA048* | Ground-Source | WBAHP-C: Heat Pump Split Syste | Heat Pump | 208 | 1 | False |  |  | Dual-Speed |  |  |  | 46300 | 2572 | 18 | 13.4 | 37700 | 2833 | 3.9 | 3.1 | Non Federally-Regulated | 06/26/2017 |  | 06/10/2019
Waterfurnace International, Inc. | PREMIUM G | GTS049*1 | SAH048* | Water-Source | WBAHP-CB: Heat Pump Split Syst | Heat Pump | 208 | 1 | False |  |  | Dual-Speed |  |  |  | 43200 | 2805 | 15.4 | 12 | 56300 | 3235 | 5.1 | 4.2 | Federally-Regulated Commercial & Industrial Equipment | 11/28/2018 |  | 06/10/2019
Waterfurnace International, Inc. | PREMIUM G | GTS049*1 | SAH048* | Ground-Water-Source | WBAHP-CB: Heat Pump Split Syst | Heat Pump | 208 | 1 | False |  |  | Dual-Speed |  |  |  | 51000 | 2107 | 24.2 | 16.2 | 47100 | 3000 | 4.6 | 3.6 | Non Federally-Regulated | 11/28/2018 |  | 06/10/2019
Waterfurnace International, Inc. | PREMIUM G | GTS049*1 | SAH048* | Ground-Source | WBAHP-CB: Heat Pump Split Syst | Heat Pump | 208 | 1 | False |  |  | Dual-Speed |  |  |  | 46300 | 2572 | 18 | 13.4 | 37700 | 2833 | 3.9 | 3.1 | Non Federally-Regulated | 11/28/2018 |  | 06/10/2019
Waterfurnace International, Inc. | PREMIUM G | GTZ049*1 | SAH048* | Water-Source | WBAHP-CB: Heat Pump Split Syst | Heat Pump | 208 | 1 | False |  |  | Dual-Speed |  |  |  | 43200 | 2805 | 15.4 | 12 | 56300 | 3235 | 5.1 | 4.2 | Federally-Regulated Commercial & Industrial Equipment | 06/26/2017 |  | 06/10/2019
Waterfurnace International, Inc. | PREMIUM G | GTZ049*1 | SAH048* | Ground-Water-Source | WBAHP-CB: Heat Pump Split Syst | Heat Pump | 208 | 1 | False |  |  | Dual-Speed |  |  |  | 51000 | 2107 | 24.2 | 16.2 | 47100 | 3000 | 4.6 | 3.6 | Non Federally-Regulated | 06/26/2017 |  | 06/10/2019
Waterfurnace International, Inc. | PREMIUM G | GTZ049*1 | SAH048* | Ground-Source | WBAHP-CB: Heat Pump Split Syst | Heat Pump | 208 | 1 | False |  |  | Dual-Speed |  |  |  | 46300 | 2572 | 18 | 13.4 | 37700 | 2833 | 3.9 | 3.1 | Non Federally-Regulated | 06/26/2017 |  | 06/10/2019
Waterfurnace International, Inc. | PREMIUM G | GSZ048*1 | SAH048* | Water-Source | WBAHP-CB: Heat Pump Split Syst | Heat Pump | 208 | 1 | False |  |  | Single-Speed |  |  |  | 39300 | 2568 | 15.3 | 12 | 50000 | 2764 | 5.3 | 4.2 | Federally-Regulated Commercial & Industrial Equipment | 06/26/2017 |  | 06/10/2019
Waterfurnace International, Inc. | PREMIUM G | GSZ048*1 | SAH048* | Ground-Water-Source | WBAHP-CB: Heat Pump Split Syst | Heat Pump | 208 | 1 | False |  |  | Single-Speed |  |  |  | 46900 | 1839 | 25.5 | 16.2 | 41900 | 2612 | 4.7 | 3.6 | Non Federally-Regulated | 06/26/2017 |  | 06/10/2019
Waterfurnace International, Inc. | PREMIUM G | GSZ048*1 | SAH048* | Ground-Source | WBAHP-CB: Heat Pump Split Syst | Heat Pump | 208 | 1 | False |  |  | Single-Speed |  |  |  | 42500 | 2272 | 18.7 | 13.4 | 33400 | 2447 | 4 | 3.1 | Non Federally-Regulated | 06/26/2017 |  | 06/10/2019
Waterfurnace International, Inc. | PREMIUM G | GSZ060*1 | SAH060* | Water-Source | WBAHP-CB: Heat Pump Split Syst | Heat Pump | 208 | 1 | False |  |  | Single-Speed |  |  |  | 53500 | 3590 | 14.9 | 12 | 64500 | 3938 | 4.8 | 4.2 | Federally-Regulated Commercial & Industrial Equipment | 06/26/2017 |  | 06/10/2019
Waterfurnace International, Inc. | PREMIUM G | GSZ060*1 | SAH060* | Ground-Water-Source | WBAHP-CB: Heat Pump Split Syst | Heat Pump | 208 | 1 | False |  |  | Single-Speed |  |  |  | 61700 | 2614 | 23.6 | 16.2 | 54500 | 3714 | 4.3 | 3.6 | Non Federally-Regulated | 06/26/2017 |  | 06/10/2019
Waterfurnace International, Inc. | PREMIUM G | GSZ060*1 | SAH060* | Ground-Source | WBAHP-CB: Heat Pump Split Syst | Heat Pump | 208 | 1 | False |  |  | Single-Speed |  |  |  | 56300 | 3180 | 17.7 | 13.4 | 44000 | 3485 | 3.7 | 3.1 | Non Federally-Regulated | 06/26/2017 |  | 06/10/2019
Waterfurnace International, Inc. | PREMIUM G | GSZ042*1 | SAH042* | Water-Source | WBAHP-CB: Heat Pump Split Syst | Heat Pump | 208 | 1 | False |  |  | Single-Speed |  |  |  | 36000 | 2155 | 16.7 | 12 | 43100 | 2296 | 5.5 | 4.2 | Federally-Regulated Commercial & Industrial Equipment | 05/22/2019 |  | 06/10/2019
Waterfurnace International, Inc. | PREMIUM G | GSZ042*1 | SAH042* | Ground-Water-Source | WBAHP-CB: Heat Pump Split Syst | Heat Pump | 208 | 1 | False |  |  | Single-Speed |  |  |  | 41300 | 1613 | 25.6 | 16.2 | 36000 | 2198 | 4.8 | 3.6 | Non Federally-Regulated | 05/22/2019 |  | 06/10/2019
Waterfurnace International, Inc. | PREMIUM G | GSZ042*1 | SAH042* | Ground-Source | WBAHP-CB: Heat Pump Split Syst | Heat Pump | 208 | 1 | False |  |  | Single-Speed |  |  |  | 37800 | 1938 | 19.5 | 13.4 | 27400 | 2059 | 3.9 | 3.1 | Non Federally-Regulated | 05/22/2019 |  | 06/10/2019
Waterfurnace International, Inc. | PREMIUM G | GSZ036*1 | SAH036* | Water-Source | WBAHP-CB: Heat Pump Split Syst | Heat Pump | 208 | 1 | False |  |  | Single-Speed |  |  |  | 29100 | 1672 | 17.4 | 12 | 35600 | 1798 | 5.8 | 4.2 | Federally-Regulated Commercial & Industrial Equipment | 05/22/2019 |  | 06/10/2019
Waterfurnace International, Inc. | PREMIUM G | GSZ036*1 | SAH036* | Ground-Water-Source | WBAHP-CB: Heat Pump Split Syst | Heat Pump | 208 | 1 | False |  |  | Single-Speed |  |  |  | 33200 | 1211 | 27.4 | 16.2 | 29600 | 1770 | 4.9 | 3.6 | Non Federally-Regulated | 05/22/2019 |  | 06/10/2019
Waterfurnace International, Inc. | PREMIUM G | GSZ036*1 | SAH036* | Ground-Source | WBAHP-CB: Heat Pump Split Syst | Heat Pump | 208 | 1 | False |  |  | Single-Speed |  |  |  | 30600 | 1500 | 20.4 | 13.4 | 23100 | 1692 | 4 | 3.1 | Non Federally-Regulated | 05/22/2019 |  | 06/10/2019
Waterfurnace International, Inc. | PREMIUM G | GTZ038*1 | SAH036* | Water-Source | WBAHP-CB: Heat Pump Split Syst | Heat Pump | 208 | 1 | False |  |  | Dual-Speed |  |  |  | 34400 | 2110 | 16.3 | 12 | 41600 | 2344 | 5.2 | 4.2 | Federally-Regulated Commercial & Industrial Equipment | 05/22/2019 |  | 06/10/2019
Waterfurnace International, Inc. | PREMIUM G | GTZ038*1 | SAH036* | Ground-Water-Source | WBAHP-CB: Heat Pump Split Syst | Heat Pump | 208 | 1 | False |  |  | Dual-Speed |  |  |  | 38200 | 1578 | 24.2 | 16.2 | 35100 | 2188 | 4.7 | 3.6 | Non Federally-Regulated | 05/22/2019 |  | 06/10/2019
Waterfurnace International, Inc. | PREMIUM G | GTZ038*1 | SAH036* | Ground-Source | WBAHP-CB: Heat Pump Split Syst | Heat Pump | 208 | 1 | False |  |  | Dual-Speed |  |  |  | 36000 | 1894 | 19 | 13.4 | 27900 | 2044 | 4 | 3.1 | Non Federally-Regulated | 05/22/2019 |  | 06/10/2019
Waterfurnace International, Inc. | PREMIUM G | GSZ042*1 | SRAA048* | Water-Source | WBAHP-C: Heat Pump Split Syste | Heat Pump | 208 | 1 | False |  |  | Single-Speed |  |  |  | 36000 | 2155 | 16.7 | 12 | 43100 | 2296 | 5.5 | 4.2 | Federally-Regulated Commercial & Industrial Equipment | 06/26/2017 |  | 06/10/2019
Waterfurnace International, Inc. | PREMIUM G | GSZ042*1 | SRAA048* | Ground-Water-Source | WBAHP-C: Heat Pump Split Syste | Heat Pump | 208 | 1 | False |  |  | Single-Speed |  |  |  | 41300 | 1613 | 25.6 | 16.2 | 36000 | 2198 | 4.8 | 3.6 | Non Federally-Regulated | 06/26/2017 |  | 06/10/2019
Waterfurnace International, Inc. | PREMIUM G | GSZ042*1 | SRAA048* | Ground-Source | WBAHP-C: Heat Pump Split Syste | Heat Pump | 208 | 1 | False |  |  | Single-Speed |  |  |  | 37800 | 1938 | 19.5 | 13.4 | 27400 | 2059 | 3.9 | 3.1 | Non Federally-Regulated | 06/26/2017 |  | 06/10/2019
Waterfurnace International, Inc. | PREMIUM G | GSZ036*1 | SRAA036* | Water-Source | WBAHP-C: Heat Pump Split Syste | Heat Pump | 208 | 1 | False |  |  | Single-Speed |  |  |  | 29100 | 1672 | 17.4 | 12 | 35600 | 1798 | 5.8 | 4.2 | Federally-Regulated Commercial & Industrial Equipment | 06/26/2017 |  | 06/10/2019
Waterfurnace International, Inc. | PREMIUM G | GSZ036*1 | SRAA036* | Ground-Water-Source | WBAHP-C: Heat Pump Split Syste | Heat Pump | 208 | 1 | False |  |  | Single-Speed |  |  |  | 33200 | 1211 | 27.4 | 16.2 | 29600 | 1770 | 4.9 | 3.6 | Non Federally-Regulated | 06/26/2017 |  | 06/10/2019
Waterfurnace International, Inc. | PREMIUM G | GSZ036*1 | SRAA036* | Ground-Source | WBAHP-C: Heat Pump Split Syste | Heat Pump | 208 | 1 | False |  |  | Single-Speed |  |  |  | 30600 | 1500 | 20.4 | 13.4 | 23100 | 1692 | 4 | 3.1 | Non Federally-Regulated | 06/26/2017 |  | 06/10/2019
Waterfurnace International, Inc. | PREMIUM G | GSZ060*1 | SRAA060* | Water-Source | WBAHP-C: Heat Pump Split Syste | Heat Pump | 208 | 1 | False |  |  | Single-Speed |  |  |  | 53500 | 3590 | 14.9 | 12 | 64500 | 3938 | 4.8 | 4.2 | Federally-Regulated Commercial & Industrial Equipment | 06/26/2017 |  | 06/10/2019
Waterfurnace International, Inc. | PREMIUM G | GSZ060*1 | SRAA060* | Ground-Water-Source | WBAHP-C: Heat Pump Split Syste | Heat Pump | 208 | 1 | False |  |  | Single-Speed |  |  |  | 61700 | 2614 | 23.6 | 16.2 | 54500 | 3714 | 4.3 | 3.6 | Non Federally-Regulated | 06/26/2017 |  | 06/10/2019
Waterfurnace International, Inc. | PREMIUM G | GSZ060*1 | SRAA060* | Ground-Source | WBAHP-C: Heat Pump Split Syste | Heat Pump | 208 | 1 | False |  |  | Single-Speed |  |  |  | 56300 | 3180 | 17.7 | 13.4 | 44000 | 3485 | 3.7 | 3.1 | Non Federally-Regulated | 06/26/2017 |  | 06/10/2019
Waterfurnace International, Inc. | PREMIUM G | GSZ048*1 | SRAA048* | Water-Source | WBAHP-C: Heat Pump Split Syste | Heat Pump | 208 | 1 | False |  |  | Single-Speed |  |  |  | 39300 | 2568 | 15.3 | 12 | 50000 | 2764 | 5.3 | 4.2 | Federally-Regulated Commercial & Industrial Equipment | 06/26/2017 |  | 06/10/2019
Waterfurnace International, Inc. | PREMIUM G | GSZ048*1 | SRAA048* | Ground-Water-Source | WBAHP-C: Heat Pump Split Syste | Heat Pump | 208 | 1 | False |  |  | Single-Speed |  |  |  | 46900 | 1839 | 25.5 | 16.2 | 41900 | 2612 | 4.7 | 3.6 | Non Federally-Regulated | 06/26/2017 |  | 06/10/2019
Waterfurnace International, Inc. | PREMIUM G | GSZ048*1 | SRAA048* | Ground-Source | WBAHP-C: Heat Pump Split Syste | Heat Pump | 208 | 1 | False |  |  | Single-Speed |  |  |  | 42500 | 2272 | 18.7 | 13.4 | 33400 | 2447 | 4 | 3.1 | Non Federally-Regulated | 06/26/2017 |  | 06/10/2019
Waterfurnace International, Inc. | PREMIUM G | GTZ049*1 | SRAA048* | Water-Source | WBAHP-C: Heat Pump Split Syste | Heat Pump | 208 | 1 | False |  |  | Dual-Speed |  |  |  | 43200 | 2805 | 15.4 | 12 | 56300 | 3235 | 5.1 | 4.2 | Federally-Regulated Commercial & Industrial Equipment | 06/26/2017 |  | 06/10/2019
Waterfurnace International, Inc. | PREMIUM G | GTZ049*1 | SRAA048* | Ground-Water-Source | WBAHP-C: Heat Pump Split Syste | Heat Pump | 208 | 1 | False |  |  | Dual-Speed |  |  |  | 51000 | 2107 | 24.2 | 16.2 | 47100 | 3000 | 4.6 | 3.6 | Non Federally-Regulated | 06/26/2017 |  | 06/10/2019
Waterfurnace International, Inc. | PREMIUM G | GTZ049*1 | SRAA048* | Ground-Source | WBAHP-C: Heat Pump Split Syste | Heat Pump | 208 | 1 | False |  |  | Dual-Speed |  |  |  | 46300 | 2572 | 18 | 13.4 | 37700 | 2833 | 3.9 | 3.1 | Non Federally-Regulated | 06/26/2017 |  | 06/10/2019
Waterfurnace International, Inc. | PREMIUM G | GTZ038*1 | SRAA036* | Water-Source | WBAHP-C: Heat Pump Split Syste | Heat Pump | 208 | 1 | False |  |  | Dual-Speed |  |  |  | 34400 | 2110 | 16.3 | 12 | 41600 | 2344 | 5.2 | 4.2 | Federally-Regulated Commercial & Industrial Equipment | 06/26/2017 |  | 06/10/2019
Waterfurnace International, Inc. | PREMIUM G | GTZ038*1 | SRAA036* | Ground-Water-Source | WBAHP-C: Heat Pump Split Syste | Heat Pump | 208 | 1 | False |  |  | Dual-Speed |  |  |  | 38200 | 1578 | 24.2 | 16.2 | 35100 | 2188 | 4.7 | 3.6 | Non Federally-Regulated | 06/26/2017 |  | 06/10/2019
Waterfurnace International, Inc. | PREMIUM G | GTZ038*1 | SRAA036* | Ground-Source | WBAHP-C: Heat Pump Split Syste | Heat Pump | 208 | 1 | False |  |  | Dual-Speed |  |  |  | 36000 | 1894 | 19 | 13.4 | 27900 | 2044 | 4 | 3.1 | Non Federally-Regulated | 06/26/2017 |  | 06/10/2019
Enertech Global, LLC | Hydron Module | HST060A | MCD060 | Ground-Water-Source | WBAHP-C: Heat Pump Split Syste | Heat Pump | 208 | 1 | False |  |  | Single-Speed |  |  |  | 61100 | 3039 | 20.1 | 16.2 | 53300 | 3809 | 4.1 | 3.6 | Non Federally-Regulated | 02/08/2019 |  | 06/10/2019
Enertech Global, LLC | Hydron Module | HST060A | MCD060 | Ground-Source | WBAHP-C: Heat Pump Split Syste | Heat Pump | 208 | 1 | False |  |  | Single-Speed |  |  |  | 60600 | 3607 | 16.8 | 13.4 | 44100 | 3590 | 3.6 | 3.1 | Non Federally-Regulated | 02/08/2019 |  | 06/10/2019
Enertech Global, LLC | Hydron Module | HST036A | MPD036 | Ground-Water-Source | WBAHP-CB: Heat Pump Split Syst | Heat Pump | 208 | 1 | False |  |  | Single-Speed |  |  |  | 40000 | 1851 | 21.6 | 16.2 | 35800 | 2440 | 4.3 | 3.6 | Non Federally-Regulated | 02/08/2019 |  | 06/10/2019
Enertech Global, LLC | Hydron Module | HST036A | MPD036 | Ground-Source | WBAHP-CB: Heat Pump Split Syst | Heat Pump | 208 | 1 | False |  |  | Single-Speed |  |  |  | 37400 | 2294 | 16.3 | 13.4 | 28000 | 2279 | 3.6 | 3.1 | Non Federally-Regulated | 02/08/2019 |  | 06/10/2019
Enertech Global, LLC | Hydron Module | HST036A | ACD036 | Ground-Water-Source | WBAHP-C: Heat Pump Split Syste | Heat Pump | 208 | 1 | False |  |  | Single-Speed |  |  |  | 38800 | 1813 | 21.4 | 16.2 | 35700 | 2325 | 4.5 | 3.6 | Non Federally-Regulated | 02/08/2019 |  | 06/10/2019
Enertech Global, LLC | Hydron Module | HST036A | ACD036 | Ground-Source | WBAHP-C: Heat Pump Split Syste | Heat Pump | 208 | 1 | False |  |  | Single-Speed |  |  |  | 36700 | 2171 | 16.9 | 13.4 | 28000 | 2159 | 3.8 | 3.1 | Non Federally-Regulated | 02/08/2019 |  | 06/10/2019
Enertech Global, LLC | Hydron Module | HST036A | MCD036 | Ground-Water-Source | WBAHP-C: Heat Pump Split Syste | Heat Pump | 208 | 1 | False |  |  | Single-Speed |  |  |  | 38800 | 1813 | 21.4 | 16.2 | 35700 | 2325 | 4.5 | 3.6 | Non Federally-Regulated | 02/08/2019 |  | 06/10/2019
Enertech Global, LLC | Hydron Module | HST036A | MCD036 | Ground-Source | WBAHP-C: Heat Pump Split Syste | Heat Pump | 208 | 1 | False |  |  | Single-Speed |  |  |  | 36700 | 2171 | 16.9 | 13.4 | 28000 | 2159 | 3.8 | 3.1 | Non Federally-Regulated | 02/08/2019 |  | 06/10/2019
Enertech Global, LLC | Hydron Module | HST024A | MCD024 | Ground-Water-Source | WBAHP-C: Heat Pump Split Syste | Heat Pump | 208 | 1 | False |  |  | Single-Speed |  |  |  | 27300 | 1246 | 21.9 | 16.2 | 23100 | 1538 | 4.4 | 3.6 | Non Federally-Regulated | 02/08/2019 |  | 06/10/2019
Enertech Global, LLC | Hydron Module | HST024A | MCD024 | Ground-Source | WBAHP-C: Heat Pump Split Syste | Heat Pump | 208 | 1 | False |  |  | Single-Speed |  |  |  | 25300 | 1497 | 16.9 | 13.4 | 18100 | 1433 | 3.7 | 3.1 | Non Federally-Regulated | 02/08/2019 |  | 06/10/2019
Enertech Global, LLC | Hydron Module | HST060A | ACD060 | Ground-Water-Source | WBAHP-C: Heat Pump Split Syste | Heat Pump | 208 | 1 | False |  |  | Single-Speed |  |  |  | 61100 | 3039 | 20.1 | 16.2 | 53300 | 3809 | 4.1 | 3.6 | Non Federally-Regulated | 02/08/2019 |  | 06/10/2019
Enertech Global, LLC | Hydron Module | HST060A | ACD060 | Ground-Source | WBAHP-C: Heat Pump Split Syste | Heat Pump | 208 | 1 | False |  |  | Single-Speed |  |  |  | 60600 | 3607 | 16.8 | 13.4 | 44100 | 3590 | 3.6 | 3.1 | Non Federally-Regulated | 02/08/2019 |  | 06/10/2019
Enertech Global, LLC | Hydron Module | HST048A | MCD060 | Ground-Water-Source | WBAHP-C: Heat Pump Split Syste | Heat Pump | 208 | 1 | False |  |  | Single-Speed |  |  |  | 54700 | 2347 | 23.3 | 16.2 | 45500 | 2898 | 4.6 | 3.6 | Non Federally-Regulated | 02/08/2019 |  | 06/10/2019
Enertech Global, LLC | Hydron Module | HST048A | MCD060 | Ground-Source | WBAHP-C: Heat Pump Split Syste | Heat Pump | 208 | 1 | False |  |  | Single-Speed |  |  |  | 51900 | 2820 | 18.4 | 13.4 | 36700 | 2757 | 3.9 | 3.1 | Non Federally-Regulated | 02/08/2019 |  | 06/10/2019
Enertech Global, LLC | Hydron Module | HST048A | MPD060 | Ground-Water-Source | WBAHP-CB: Heat Pump Split Syst | Heat Pump | 208 | 1 | False |  |  | Single-Speed |  |  |  | 55400 | 2308 | 24 | 16.2 | 44400 | 2891 | 4.5 | 3.6 | Non Federally-Regulated | 02/08/2019 |  | 06/10/2019
Enertech Global, LLC | Hydron Module | HST048A | MPD060 | Ground-Source | WBAHP-CB: Heat Pump Split Syst | Heat Pump | 208 | 1 | False |  |  | Single-Speed |  |  |  | 52000 | 2780 | 18.7 | 13.4 | 35900 | 2768 | 3.8 | 3.1 | Non Federally-Regulated | 02/08/2019 |  | 06/10/2019
Enertech Global, LLC | Hydron Module | HST060A | MPD060 | Ground-Water-Source | WBAHP-CB: Heat Pump Split Syst | Heat Pump | 208 | 1 | False |  |  | Single-Speed | 2495 | 644 | 1 | 65900 | 3138 | 21 | 16.2 | 54900 | 3924 | 4.1 | 3.6 | Non Federally-Regulated | 08/08/2017 |  | 06/10/2019
Enertech Global, LLC | Hydron Module | HST060A | MPD060 | Ground-Source | WBAHP-CB: Heat Pump Split Syst | Heat Pump | 208 | 1 | False |  |  | Single-Speed |  |  |  | 62200 | 3702 | 16.8 | 13.4 | 44200 | 3701 | 3.5 | 3.1 | Non Federally-Regulated | 02/08/2019 |  | 06/10/2019
Enertech Global, LLC | Hydron Module | HST048A | ACD060 | Ground-Water-Source | WBAHP-C: Heat Pump Split Syste | Heat Pump | 208 | 1 | False |  |  | Single-Speed |  |  |  | 54700 | 2347 | 23.3 | 16.2 | 45500 | 2898 | 4.6 | 3.6 | Non Federally-Regulated | 02/08/2019 |  | 06/10/2019
Enertech Global, LLC | Hydron Module | HST048A | ACD060 | Ground-Source | WBAHP-C: Heat Pump Split Syste | Heat Pump | 208 | 1 | False |  |  | Single-Speed |  |  |  | 51900 | 2820 | 18.4 | 13.4 | 36700 | 2757 | 3.9 | 3.1 | Non Federally-Regulated | 02/08/2019 |  | 06/10/2019
Enertech Global, LLC | Hydron Module | HST024A | MPD024 | Ground-Water-Source | WBAHP-CB: Heat Pump Split Syst | Heat Pump | 208 | 1 | False |  |  | Single-Speed |  |  |  | 26800 | 1326 | 20.2 | 16.2 | 23100 | 1611 | 4.2 | 3.6 | Non Federally-Regulated | 08/08/2017 |  | 06/10/2019
Enertech Global, LLC | Hydron Module | HST024A | MPD024 | Ground-Source | WBAHP-CB: Heat Pump Split Syst | Heat Pump | 208 | 1 | False |  |  | Single-Speed |  |  |  | 24900 | 1616 | 15.4 | 13.4 | 17800 | 1534 | 3.4 | 3.1 | Non Federally-Regulated | 08/08/2017 |  | 06/10/2019
Enertech Global, LLC | Hydron Module | HST024A | ACD024 | Ground-Water-Source | WBAHP-C: Heat Pump Split Syste | Heat Pump | 208 | 1 | False |  |  | Single-Speed |  |  |  | 27300 | 1246 | 21.9 | 16.2 | 23100 | 1538 | 4.4 | 3.6 | Non Federally-Regulated | 02/08/2019 |  | 06/10/2019
Enertech Global, LLC | Hydron Module | HST024A | ACD024 | Ground-Source | WBAHP-C: Heat Pump Split Syste | Heat Pump | 208 | 1 | False |  |  | Single-Speed |  |  |  | 25300 | 1497 | 16.9 | 13.4 | 18100 | 1433 | 3.7 | 3.1 | Non Federally-Regulated | 02/08/2019 |  | 06/10/2019
Enertech Global, LLC | Hydron Module | HST024A2 | ACD024 | Ground-Water-Source | WBAHP-C: Heat Pump Split Syste | Heat Pump | 208 | 3 | False |  |  | Single-Speed |  |  |  | 27300 | 1246 | 21.9 | 16.2 | 23100 | 1538 | 4.4 | 3.6 | Non Federally-Regulated | 08/08/2017 |  | 06/10/2019
Enertech Global, LLC | Hydron Module | HST024A2 | ACD024 | Ground-Source | WBAHP-C: Heat Pump Split Syste | Heat Pump | 208 | 3 | False |  |  | Single-Speed |  |  |  | 25300 | 1497 | 16.9 | 13.4 | 18100 | 1433 | 3.7 | 3.1 | Non Federally-Regulated | 08/08/2017 |  | 06/10/2019
Enertech Global, LLC | Hydron Module | HST024A2 | MPD024 | Ground-Water-Source | WBAHP-CB: Heat Pump Split Syst | Heat Pump | 208 | 3 | False |  |  | Single-Speed |  |  |  | 26800 | 1326 | 20.2 | 16.2 | 23100 | 1611 | 4.2 | 3.6 | Non Federally-Regulated | 08/08/2017 |  | 06/10/2019
Enertech Global, LLC | Hydron Module | HST024A2 | MPD024 | Ground-Source | WBAHP-CB: Heat Pump Split Syst | Heat Pump | 208 | 3 | False |  |  | Single-Speed |  |  |  | 24900 | 1616 | 15.4 | 13.4 | 17800 | 1534 | 3.4 | 3.1 | Non Federally-Regulated | 08/08/2017 |  | 06/10/2019
Enertech Global, LLC | Hydron Module | HST036A2 | ACD036 | Ground-Water-Source | WBAHP-C: Heat Pump Split Syste | Heat Pump | 208 | 3 | False |  |  | Single-Speed |  |  |  | 38800 | 1813 | 21.4 | 16.2 | 35700 | 2325 | 4.5 | 3.6 | Non Federally-Regulated | 08/08/2017 |  | 06/10/2019
Enertech Global, LLC | Hydron Module | HST036A2 | ACD036 | Ground-Source | WBAHP-C: Heat Pump Split Syste | Heat Pump | 208 | 3 | False |  |  | Single-Speed |  |  |  | 36700 | 2171 | 16.9 | 13.4 | 28000 | 2159 | 3.8 | 3.1 | Non Federally-Regulated | 08/08/2017 |  | 06/10/2019
Enertech Global, LLC | Hydron Module | HST036A2 | MPD036 | Ground-Water-Source | WBAHP-CB: Heat Pump Split Syst | Heat Pump | 208 | 3 | False |  |  | Single-Speed |  |  |  | 40000 | 1851 | 21.6 | 16.2 | 35800 | 2440 | 4.3 | 3.6 | Non Federally-Regulated | 08/08/2017 |  | 06/10/2019
Enertech Global, LLC | Hydron Module | HST036A2 | MPD036 | Ground-Source | WBAHP-CB: Heat Pump Split Syst | Heat Pump | 208 | 3 | False |  |  | Single-Speed |  |  |  | 37400 | 2294 | 16.3 | 13.4 | 28000 | 2279 | 3.6 | 3.1 | Non Federally-Regulated | 08/08/2017 |  | 06/10/2019
Enertech Global, LLC | Hydron Module | HST048A2 | ACD060 | Ground-Water-Source | WBAHP-C: Heat Pump Split Syste | Heat Pump | 208 | 3 | False |  |  | Single-Speed |  |  |  | 54700 | 2347 | 23.3 | 16.2 | 45500 | 2898 | 4.6 | 3.6 | Non Federally-Regulated | 08/08/2017 |  | 06/10/2019
Enertech Global, LLC | Hydron Module | HST048A2 | ACD060 | Ground-Source | WBAHP-C: Heat Pump Split Syste | Heat Pump | 208 | 3 | False |  |  | Single-Speed |  |  |  | 51900 | 2820 | 18.4 | 13.4 | 36700 | 2757 | 3.9 | 3.1 | Non Federally-Regulated | 08/08/2017 |  | 06/10/2019
Enertech Global, LLC | Hydron Module | HST048A2 | MPD060 | Ground-Water-Source | WBAHP-CB: Heat Pump Split Syst | Heat Pump | 208 | 3 | False |  |  | Single-Speed |  |  |  | 55400 | 2308 | 24 | 16.2 | 44400 | 2891 | 4.5 | 3.6 | Non Federally-Regulated | 08/08/2017 |  | 06/10/2019
Enertech Global, LLC | Hydron Module | HST048A2 | MPD060 | Ground-Source | WBAHP-CB: Heat Pump Split Syst | Heat Pump | 208 | 3 | False |  |  | Single-Speed |  |  |  | 52000 | 2780 | 18.7 | 13.4 | 35900 | 2768 | 3.8 | 3.1 | Non Federally-Regulated | 08/08/2017 |  | 06/10/2019
Enertech Global, LLC | Hydron Module | HST060A2 | ACD060 | Ground-Water-Source | WBAHP-C: Heat Pump Split Syste | Heat Pump | 208 | 3 | False |  |  | Single-Speed |  |  |  | 61100 | 3039 | 20.1 | 16.2 | 53300 | 3809 | 4.1 | 3.6 | Non Federally-Regulated | 08/08/2017 |  | 06/10/2019
Enertech Global, LLC | Hydron Module | HST060A2 | ACD060 | Ground-Source | WBAHP-C: Heat Pump Split Syste | Heat Pump | 208 | 3 | False |  |  | Single-Speed |  |  |  | 60600 | 3607 | 16.8 | 13.4 | 44100 | 3590 | 3.6 | 3.1 | Non Federally-Regulated | 08/08/2017 |  | 06/10/2019
Enertech Global, LLC | Hydron Module | HST060A2 | MPD060 | Ground-Water-Source | WBAHP-CB: Heat Pump Split Syst | Heat Pump | 208 | 3 | False |  |  | Single-Speed | 2495 | 644 | 1 | 65900 | 3138 | 21 | 16.2 | 54900 | 3924 | 4.1 | 3.6 | Non Federally-Regulated | 08/08/2017 |  | 06/10/2019
Enertech Global, LLC | Hydron Module | HST060A2 | MPD060 | Ground-Source | WBAHP-CB: Heat Pump Split Syst | Heat Pump | 208 | 3 | False |  |  | Single-Speed |  |  |  | 62200 | 3702 | 16.8 | 13.4 | 44200 | 3701 | 3.5 | 3.1 | Non Federally-Regulated | 08/08/2017 |  | 06/10/2019
ClimateMaster Inc. | Century | HZV/H/D060B |  | Water-Source | WBAHP: Heat Pump Packaged Unit | Heat Pump | 208 | 1 |  |  |  | Single-Speed |  |  |  | 61500 | 3796 | 16.2 | 11.2 | 77400 | 4200 | 5.4 | 4.2 | Federally-Regulated Commercial & Industrial Equipment | 05/10/2019 |  | 07/17/2019
ClimateMaster Inc. | Century | HZV/H/D048B |  | Water-Source | WBAHP: Heat Pump Packaged Unit | Heat Pump | 208 | 1 |  |  |  | Single-Speed |  |  |  | 48600 | 2892 | 16.8 | 11.2 | 56700 | 3258 | 5.1 | 4.2 | Federally-Regulated Commercial & Industrial Equipment | 05/10/2019 |  | 07/17/2019
ClimateMaster Inc. | Century | HZV/H/D048B |  | Ground-Water-Source | WBAHP: Heat Pump Packaged Unit | Heat Pump | 208 | 1 |  |  |  | Single-Speed |  |  |  | 55000 | 2173 | 25.3 | 16.2 | 46800 | 2981 | 4.6 | 3.6 | Non Federally-Regulated | 05/10/2019 |  | 07/17/2019
ClimateMaster Inc. | Century | HZV/H/D048B |  | Ground-Source | WBAHP: Heat Pump Packaged Unit | Heat Pump | 208 | 1 |  |  |  | Single-Speed |  |  |  | 49600 | 2569 | 19.3 | 13.4 | 36400 | 2666 | 4 | 3.1 | Non Federally-Regulated | 05/10/2019 |  | 07/17/2019
ClimateMaster Inc. | Century | HZV/H/D036B |  | Water-Source | WBAHP: Heat Pump Packaged Unit | Heat Pump | 208 | 1 |  |  |  | Single-Speed |  |  |  | 37700 | 2106 | 17.9 | 11.2 | 45700 | 2309 | 5.8 | 4.2 | Federally-Regulated Commercial & Industrial Equipment | 05/10/2019 |  | 07/17/2019
ClimateMaster Inc. | Century | HZV/H/D036B |  | Ground-Water-Source | WBAHP: Heat Pump Packaged Unit | Heat Pump | 208 | 1 |  |  |  | Single-Speed |  |  |  | 42100 | 1613 | 26.1 | 16.2 | 37900 | 2136 | 5.2 | 3.6 | Non Federally-Regulated | 05/10/2019 |  | 07/17/2019
ClimateMaster Inc. | Century | HZV/H/D036B |  | Ground-Source | WBAHP: Heat Pump Packaged Unit | Heat Pump | 208 | 1 |  |  |  | Single-Speed |  |  |  | 39000 | 1921 | 20.3 | 13.4 | 29700 | 1978 | 4.4 | 3.1 | Non Federally-Regulated | 05/10/2019 |  | 07/17/2019
ClimateMaster Inc. | Comfort-Aire | HZV/H/D060B |  | Water-Source | WBAHP: Heat Pump Packaged Unit | Heat Pump | 208 | 1 |  |  |  | Single-Speed |  |  |  | 61500 | 3796 | 16.2 | 11.2 | 77400 | 4200 | 5.4 | 4.2 | Federally-Regulated Commercial & Industrial Equipment | 05/10/2019 |  | 07/17/2019
ClimateMaster Inc. | Comfort-Aire | HZV/H/D048B |  | Water-Source | WBAHP: Heat Pump Packaged Unit | Heat Pump | 208 | 1 |  |  |  | Single-Speed |  |  |  | 48600 | 2892 | 16.8 | 11.2 | 56700 | 3258 | 5.1 | 4.2 | Federally-Regulated Commercial & Industrial Equipment | 05/10/2019 |  | 07/17/2019
ClimateMaster Inc. | Comfort-Aire | HZV/H/D048B |  | Ground-Water-Source | WBAHP: Heat Pump Packaged Unit | Heat Pump | 208 | 1 |  |  |  | Single-Speed |  |  |  | 55000 | 2173 | 25.3 | 16.2 | 46800 | 2981 | 4.6 | 3.6 | Non Federally-Regulated | 05/10/2019 |  | 07/17/2019
ClimateMaster Inc. | Comfort-Aire | HZV/H/D048B |  | Ground-Source | WBAHP: Heat Pump Packaged Unit | Heat Pump | 208 | 1 |  |  |  | Single-Speed |  |  |  | 49600 | 2569 | 19.3 | 13.4 | 36400 | 2666 | 4 | 3.1 | Non Federally-Regulated | 05/10/2019 |  | 07/17/2019
ClimateMaster Inc. | Comfort-Aire | HZV/H/D036B |  | Water-Source | WBAHP: Heat Pump Packaged Unit | Heat Pump | 208 | 1 |  |  |  | Single-Speed |  |  |  | 37700 | 2106 | 17.9 | 11.2 | 45700 | 2309 | 5.8 | 4.2 | Federally-Regulated Commercial & Industrial Equipment | 05/10/2019 |  | 07/17/2019
ClimateMaster Inc. | Comfort-Aire | HZV/H/D036B |  | Ground-Water-Source | WBAHP: Heat Pump Packaged Unit | Heat Pump | 208 | 1 |  |  |  | Single-Speed |  |  |  | 42100 | 1613 | 26.1 | 16.2 | 37900 | 2136 | 5.2 | 3.6 | Non Federally-Regulated | 05/10/2019 |  | 07/17/2019
ClimateMaster Inc. | Comfort-Aire | HZV/H/D036B |  | Ground-Source | WBAHP: Heat Pump Packaged Unit | Heat Pump | 208 | 1 |  |  |  | Single-Speed |  |  |  | 39000 | 1921 | 20.3 | 13.4 | 29700 | 1978 | 4.4 | 3.1 | Non Federally-Regulated | 05/10/2019 |  | 07/17/2019
ClimateMaster Inc. | TRANQUILITY 20 | TSH/V/D042C |  | Water-Source | WBAHP: Heat Pump Packaged Unit | Heat Pump | 208 | 1 |  |  |  | Single-Speed |  |  |  | 38500 | 2238 | 17.2 | 11.2 | 46300 | 2423 | 5.6 | 4.2 | Federally-Regulated Commercial & Industrial Equipment | 05/10/2019 |  | 07/17/2019
ClimateMaster Inc. | TRANQUILITY 20 | TSH/V/D042C |  | Ground-Water-Source | WBAHP: Heat Pump Packaged Unit | Heat Pump | 208 | 1 |  |  |  | Single-Speed |  |  |  | 43700 | 1720 | 25.4 | 16.2 | 36200 | 2257 | 4.7 | 3.6 | Non Federally-Regulated | 05/10/2019 |  | 07/17/2019
ClimateMaster Inc. | TRANQUILITY 20 | TSH/V/D042C |  | Ground-Source | WBAHP: Heat Pump Packaged Unit | Heat Pump | 208 | 1 |  |  |  | Single-Speed |  |  |  | 40100 | 2067 | 19.4 | 13.4 | 28700 | 2213 | 3.8 | 3.1 | Non Federally-Regulated | 05/10/2019 |  | 07/17/2019
ClimateMaster Inc. | TRILOGY 45 | QEV/H/D1860 |  | Water-Source | WBAHP: Heat Pump Packaged Unit | Heat Pump | 208 | 1 |  |  |  | Variable-Speed |  |  |  | 48000 | 2774 | 17.3 | 11.2 | 60000 | 3197 | 5.5 | 4.2 | Federally-Regulated Commercial & Industrial Equipment | 05/10/2019 |  | 07/17/2019
ClimateMaster Inc. | TRILOGY 45 | QEV/H/D1860 |  | Ground-Water-Source | WBAHP: Heat Pump Packaged Unit | Heat Pump | 208 | 1 |  |  |  | Variable-Speed |  |  |  | 48000 | 1352 | 35.5 | 16.2 | 60000 | 4089 | 4.3 | 3.6 | Non Federally-Regulated | 05/25/2016 |  | 07/17/2019
ClimateMaster Inc. | TRILOGY 45 | QEV/H/D1860 |  | Ground-Source | WBAHP: Heat Pump Packaged Unit | Heat Pump | 208 | 1 |  |  |  | Variable-Speed |  |  |  | 48000 | 2222 | 21.6 | 13.4 | 60000 | 5328 | 3.3 | 3.1 | Non Federally-Regulated | 05/10/2019 |  | 07/17/2019
Enertech Global, LLC | GEOEXCEL | AZT042 |  | Water-Source | WBAHP: Heat Pump Packaged Unit | Heat Pump | 208 | 1 |  |  |  | Single-Speed |  |  |  | 41200 | 2658 | 15.5 | 11.2 | 49500 | 3086 | 4.7 | 4.2 | Federally-Regulated Commercial & Industrial Equipment | 05/28/2019 |  | 07/17/2019
Enertech Global, LLC | GEOEXCEL | AZT042 |  | Ground-Water-Source | WBAHP: Heat Pump Packaged Unit | Heat Pump | 208 | 1 |  |  |  | Single-Speed |  |  |  | 46000 | 1965 | 23.4 | 16.2 | 40100 | 2670 | 4.4 | 3.6 | Non Federally-Regulated | 05/28/2019 |  | 07/17/2019
Enertech Global, LLC | GEOEXCEL | AZT042 |  | Ground-Source | WBAHP: Heat Pump Packaged Unit | Heat Pump | 208 | 1 |  |  |  | Single-Speed |  |  |  | 43000 | 2388 | 18 | 13.4 | 32900 | 2678 | 3.6 | 3.1 | Non Federally-Regulated | 05/28/2019 |  | 07/17/2019
Enertech Global, LLC | GEOEXCEL | AVT024 |  | Water-Source | WBAHP: Heat Pump Packaged Unit | Heat Pump | 208 | 1 |  |  |  | Single-Speed |  |  |  | 24600 | 1527 | 16.1 | 11.2 | 29100 | 1640 | 5.2 | 4.2 | Federally-Regulated Commercial & Industrial Equipment | 06/10/2019 |  | 07/17/2019
Enertech Global, LLC | GEOEXCEL | AVT024 |  | Ground-Water-Source | WBAHP: Heat Pump Packaged Unit | Heat Pump | 208 | 1 |  |  |  | Single-Speed |  |  |  | 27600 | 1159 | 23.8 | 16.2 | 23900 | 1522 | 4.6 | 3.6 | Non Federally-Regulated | 06/10/2019 |  | 07/17/2019
Enertech Global, LLC | GEOEXCEL | AVT024 |  | Ground-Source | WBAHP: Heat Pump Packaged Unit | Heat Pump | 208 | 1 |  |  |  | Single-Speed |  |  |  | 25800 | 1387 | 18.6 | 13.4 | 19400 | 1421 | 4 | 3.1 | Non Federally-Regulated | 06/10/2019 |  | 07/17/2019
ClimateMaster Inc. | TRANQUILITY 30 DIGITAL | TEV/H/D064B |  | Water-Source | WBAHP: Heat Pump Packaged Unit | Heat Pump | 208 | 1 |  |  |  | Single-Speed |  |  |  | 61500 | 3796 | 16.2 | 11.2 | 77400 | 4200 | 5.4 | 4.2 | Federally-Regulated Commercial & Industrial Equipment | 05/10/2019 |  | 07/17/2019
ClimateMaster Inc. | TRANQUILITY 30 DIGITAL | TEV/H/D049B |  | Water-Source | WBAHP: Heat Pump Packaged Unit | Heat Pump | 208 | 1 |  |  |  | Single-Speed |  |  |  | 48600 | 2892 | 16.8 | 11.2 | 56700 | 3258 | 5.1 | 4.2 | Federally-Regulated Commercial & Industrial Equipment | 05/10/2019 |  | 07/17/2019
ClimateMaster Inc. | TRANQUILITY 30 DIGITAL | TEV/H/D049B |  | Ground-Water-Source | WBAHP: Heat Pump Packaged Unit | Heat Pump | 208 | 1 |  |  |  | Single-Speed |  |  |  | 55000 | 2173 | 25.3 | 16.2 | 46800 | 2981 | 4.6 | 3.6 | Non Federally-Regulated | 05/10/2019 |  | 07/17/2019
ClimateMaster Inc. | TRANQUILITY 30 DIGITAL | TEV/H/D049B |  | Ground-Source | WBAHP: Heat Pump Packaged Unit | Heat Pump | 208 | 1 |  |  |  | Single-Speed |  |  |  | 49600 | 2569 | 19.3 | 13.4 | 36400 | 2666 | 4 | 3.1 | Non Federally-Regulated | 05/10/2019 |  | 07/17/2019
ClimateMaster Inc. | TRANQUILITY 30 DIGITAL | TEV/H/D038B |  | Water-Source | WBAHP: Heat Pump Packaged Unit | Heat Pump | 208 | 1 |  |  |  | Single-Speed |  |  |  | 37700 | 2106 | 17.9 | 11.2 | 45700 | 2309 | 5.8 | 4.2 | Federally-Regulated Commercial & Industrial Equipment | 05/10/2019 |  | 07/17/2019
ClimateMaster Inc. | TRANQUILITY 30 DIGITAL | TEV/H/D038B |  | Ground-Water-Source | WBAHP: Heat Pump Packaged Unit | Heat Pump | 208 | 1 |  |  |  | Single-Speed |  |  |  | 42100 | 1613 | 26.1 | 16.2 | 37900 | 2136 | 5.2 | 3.6 | Non Federally-Regulated | 05/10/2019 |  | 07/17/2019
ClimateMaster Inc. | TRANQUILITY 30 DIGITAL | TEV/H/D038B |  | Ground-Source | WBAHP: Heat Pump Packaged Unit | Heat Pump | 208 | 1 |  |  |  | Single-Speed |  |  |  | 39000 | 1921 | 20.3 | 13.4 | 29700 | 1978 | 4.4 | 3.1 | Non Federally-Regulated | 05/10/2019 |  | 07/17/2019
FHP Manufacturing Company | Aquarius | EP024-1HZ/VT |  | Water-Source | WBAHP: Heat Pump Packaged Unit | Heat Pump | 208 | 1 |  |  |  | Single-Speed |  |  |  | 24500 | 1445 | 16.95 | 11.2 | 28500 | 1561 | 5.4 | 4.2 | Federally-Regulated Commercial & Industrial Equipment | 04/24/2019 |  | 07/17/2019
FHP Manufacturing Company | Aquarius | EP024-1HZ/VT |  | Ground-Water-Source | WBAHP: Heat Pump Packaged Unit | Heat Pump | 208 | 1 |  |  |  | Single-Speed |  |  |  | 28400 | 1038 | 27.35 | 16.2 | 23700 | 1543 | 4.5 | 3.6 | Non Federally-Regulated | 04/24/2019 |  | 07/17/2019
FHP Manufacturing Company | Aquarius | EP024-1HZ/VT |  | Ground-Source | WBAHP: Heat Pump Packaged Unit | Heat Pump | 208 | 1 |  |  |  | Single-Speed |  |  |  | 26000 | 1313 | 19.8 | 13.4 | 18000 | 1425 | 3.7 | 3.1 | Non Federally-Regulated | 04/24/2019 |  | 07/17/2019
FHP Manufacturing Company | Aquarius | EP060-1HZ/VT |  | Water-Source | WBAHP: Heat Pump Packaged Unit | Heat Pump | 208 | 1 |  |  |  | Single-Speed |  |  |  | 60400 | 3728 | 16.2 | 11.2 | 71500 | 3676 | 5.7 | 4.2 | Federally-Regulated Commercial & Industrial Equipment | 12/07/2018 |  | 07/17/2019
FHP Manufacturing Company | Aquarius | EP015-1HZ/VT |  | Water-Source | WBAHP: Heat Pump Packaged Unit | Heat Pump | 208 | 1 |  |  |  | Single-Speed |  |  |  | 15200 | 868 | 17.5 | 11.2 | 17500 | 915 | 5.6 | 4.2 | Federally-Regulated Commercial & Industrial Equipment | 12/07/2018 |  | 07/17/2019
FHP Manufacturing Company | Aquarius | EP060-1HZ/VT |  | Ground-Source | WBAHP: Heat Pump Packaged Unit | Heat Pump | 208 | 1 |  |  |  | Single-Speed |  |  |  | 61500 | 3324 | 18.5 | 13.4 | 47000 | 3279 | 4.2 | 3.1 | Non Federally-Regulated | 12/07/2018 |  | 07/17/2019
FHP Manufacturing Company | Aquarius | EP015-1HZ/VT |  | Ground-Water-Source | WBAHP: Heat Pump Packaged Unit | Heat Pump | 208 | 1 |  |  |  | Single-Speed |  |  |  | 17000 | 590 | 28.8 | 16.2 | 13000 | 828 | 4.6 | 3.6 | Non Federally-Regulated | 12/07/2018 |  | 07/17/2019
FHP Manufacturing Company | Aquarius | EP015-1HZ/VT |  | Ground-Source | WBAHP: Heat Pump Packaged Unit | Heat Pump | 208 | 1 |  |  |  | Single-Speed |  |  |  | 16200 | 786 | 20.6 | 13.4 | 11000 | 826 | 3.9 | 3.1 | Non Federally-Regulated | 12/07/2018 |  | 07/17/2019
FHP Manufacturing Company | Aquarius | EP009-1HZ/VT |  | Water-Source | WBAHP: Heat Pump Packaged Unit | Heat Pump | 208 | 1 |  |  |  | Single-Speed |  |  |  | 9000 | 555 | 16.2 | 11.2 | 11200 | 596 | 5.5 | 4.2 | Federally-Regulated Commercial & Industrial Equipment | 12/07/2018 |  | 07/17/2019
FHP Manufacturing Company | Aquarius | EP009-1HZ/VT |  | Ground-Water-Source | WBAHP: Heat Pump Packaged Unit | Heat Pump | 208 | 1 |  |  |  | Single-Speed |  |  |  | 10500 | 411 | 25.5 | 16.2 | 9000 | 586 | 4.5 | 3.6 | Non Federally-Regulated | 12/07/2018 |  | 07/17/2019
FHP Manufacturing Company | Aquarius | EP009-1HZ/VT |  | Ground-Source | WBAHP: Heat Pump Packaged Unit | Heat Pump | 208 | 1 |  |  |  | Single-Speed |  |  |  | 9500 | 492 | 19.3 | 13.4 | 6800 | 553 | 3.6 | 3.1 | Non Federally-Regulated | 12/07/2018 |  | 07/17/2019
FHP Manufacturing Company | Bryant | GB036H******1**1 |  | Water-Source | WBAHP: Heat Pump Packaged Unit | Heat Pump | 208 | 1 |  |  |  | Single-Speed |  |  |  | 36000 | 2517 | 14.3 | 11.2 | 41000 | 2245 | 5.4 | 4.2 | Federally-Regulated Commercial & Industrial Equipment | 04/24/2019 |  | 07/17/2019
FHP Manufacturing Company | Bryant | GB036H******1**1 |  | Ground-Water-Source | WBAHP: Heat Pump Packaged Unit | Heat Pump | 208 | 1 |  |  |  | Single-Speed |  |  |  | 40200 | 1763 | 22.8 | 16.2 | 34400 | 2191 | 4.6 | 3.6 | Non Federally-Regulated | 04/24/2019 |  | 07/17/2019
FHP Manufacturing Company | Bryant | GB036H******1**1 |  | Ground-Source | WBAHP: Heat Pump Packaged Unit | Heat Pump | 208 | 1 |  |  |  | Single-Speed |  |  |  | 37500 | 2142 | 17.5 | 13.4 | 26000 | 2005 | 3.8 | 3.1 | Non Federally-Regulated | 04/24/2019 |  | 07/17/2019
FHP Manufacturing Company | Comfortmaker | HB036H******1**1 |  | Water-Source | WBAHP: Heat Pump Packaged Unit | Heat Pump | 208 | 1 |  |  |  | Single-Speed |  |  |  | 36000 | 2517 | 14.3 | 11.2 | 41000 | 2245 | 5.4 | 4.2 | Federally-Regulated Commercial & Industrial Equipment | 04/24/2019 |  | 07/17/2019
FHP Manufacturing Company | Comfortmaker | HB036H******1**1 |  | Ground-Water-Source | WBAHP: Heat Pump Packaged Unit | Heat Pump | 208 | 1 |  |  |  | Single-Speed |  |  |  | 40200 | 1763 | 22.8 | 16.2 | 34400 | 2191 | 4.6 | 3.6 | Non Federally-Regulated | 04/24/2019 |  | 07/17/2019
FHP Manufacturing Company | Comfortmaker | HB036H******1**1 |  | Ground-Source | WBAHP: Heat Pump Packaged Unit | Heat Pump | 208 | 1 |  |  |  | Single-Speed |  |  |  | 37500 | 2142 | 17.5 | 13.4 | 26000 | 2005 | 3.8 | 3.1 | Non Federally-Regulated | 04/24/2019 |  | 07/17/2019
FHP Manufacturing Company | BOSCH-GEO | BP036-1HZ*-*****B |  | Water-Source | WBAHP: Heat Pump Packaged Unit | Heat Pump | 208 | 1 |  |  |  | Single-Speed |  |  |  | 36000 | 2517 | 14.3 | 11.2 | 41000 | 2245 | 5.4 | 4.2 | Federally-Regulated Commercial & Industrial Equipment | 04/24/2019 |  | 07/17/2019
FHP Manufacturing Company | BOSCH-GEO | BP036-1HZ*-*****B |  | Ground-Water-Source | WBAHP: Heat Pump Packaged Unit | Heat Pump | 208 | 1 |  |  |  | Single-Speed |  |  |  | 40200 | 1763 | 22.8 | 16.2 | 34400 | 2191 | 4.6 | 3.6 | Non Federally-Regulated | 04/24/2019 |  | 07/17/2019
FHP Manufacturing Company | BOSCH-GEO | BP036-1HZ*-*****B |  | Ground-Source | WBAHP: Heat Pump Packaged Unit | Heat Pump | 208 | 1 |  |  |  | Single-Speed |  |  |  | 37500 | 2142 | 17.5 | 13.4 | 26000 | 2005 | 3.8 | 3.1 | Non Federally-Regulated | 04/24/2019 |  | 07/17/2019
FHP Manufacturing Company | Arcoaire | HB036H******1**1 |  | Water-Source | WBAHP: Heat Pump Packaged Unit | Heat Pump | 208 | 1 |  |  |  | Single-Speed |  |  |  | 36000 | 2517 | 14.3 | 11.2 | 41000 | 2245 | 5.4 | 4.2 | Federally-Regulated Commercial & Industrial Equipment | 04/24/2019 |  | 07/17/2019
FHP Manufacturing Company | Arcoaire | HB036H******1**1 |  | Ground-Water-Source | WBAHP: Heat Pump Packaged Unit | Heat Pump | 208 | 1 |  |  |  | Single-Speed |  |  |  | 40200 | 1763 | 22.8 | 16.2 | 34400 | 2191 | 4.6 | 3.6 | Non Federally-Regulated | 04/24/2019 |  | 07/17/2019
FHP Manufacturing Company | Arcoaire | HB036H******1**1 |  | Ground-Source | WBAHP: Heat Pump Packaged Unit | Heat Pump | 208 | 1 |  |  |  | Single-Speed |  |  |  | 37500 | 2142 | 17.5 | 13.4 | 26000 | 2005 | 3.8 | 3.1 | Non Federally-Regulated | 04/24/2019 |  | 07/17/2019
FHP Manufacturing Company | Bosch | BP036-1HZ*-*****B |  | Water-Source | WBAHP: Heat Pump Packaged Unit | Heat Pump | 208 | 1 |  |  |  | Single-Speed |  |  |  | 36000 | 2517 | 14.3 | 11.2 | 41000 | 2245 | 5.4 | 4.2 | Federally-Regulated Commercial & Industrial Equipment | 05/13/2019 |  | 07/17/2019
FHP Manufacturing Company | Bosch | BP036-1HZ*-*****B |  | Ground-Water-Source | WBAHP: Heat Pump Packaged Unit | Heat Pump | 208 | 1 |  |  |  | Single-Speed |  |  |  | 40200 | 1763 | 22.8 | 16.2 | 34400 | 2191 | 4.6 | 3.6 | Non Federally-Regulated | 05/13/2019 |  | 07/17/2019
FHP Manufacturing Company | Bosch | BP036-1HZ*-*****B |  | Ground-Source | WBAHP: Heat Pump Packaged Unit | Heat Pump | 208 | 1 |  |  |  | Single-Speed |  |  |  | 37500 | 2142 | 17.5 | 13.4 | 26000 | 2005 | 3.8 | 3.1 | Non Federally-Regulated | 05/13/2019 |  | 07/17/2019
FHP Manufacturing Company | Bosch | EP036-4HZ*-*****B |  | Water-Source | WBAHP: Heat Pump Packaged Unit | Heat Pump | 460 | 3 |  |  |  | Single-Speed |  |  |  | 36000 | 2517 | 14.3 | 11.2 | 41000 | 2245 | 5.4 | 4.2 | Federally-Regulated Commercial & Industrial Equipment | 04/24/2019 |  | 07/17/2019
FHP Manufacturing Company | Bosch | EP036-4HZ*-*****B |  | Ground-Water-Source | WBAHP: Heat Pump Packaged Unit | Heat Pump | 460 | 3 |  |  |  | Single-Speed |  |  |  | 40200 | 1763 | 22.8 | 16.2 | 34400 | 2191 | 4.6 | 3.6 | Non Federally-Regulated | 04/24/2019 |  | 07/17/2019
FHP Manufacturing Company | Bosch | EP036-4HZ*-*****B |  | Ground-Source | WBAHP: Heat Pump Packaged Unit | Heat Pump | 460 | 3 |  |  |  | Single-Speed |  |  |  | 37500 | 2142 | 17.5 | 13.4 | 26000 | 2005 | 3.8 | 3.1 | Non Federally-Regulated | 04/24/2019 |  | 07/17/2019
FHP Manufacturing Company | Bosch | EP036-3HZ*-*****B |  | Water-Source | WBAHP: Heat Pump Packaged Unit | Heat Pump | 208 | 3 |  |  |  | Single-Speed |  |  |  | 36000 | 2517 | 14.3 | 11.2 | 41000 | 2245 | 5.4 | 4.2 | Federally-Regulated Commercial & Industrial Equipment | 04/24/2019 |  | 07/17/2019
FHP Manufacturing Company | Bosch | EP036-3HZ*-*****B |  | Ground-Water-Source | WBAHP: Heat Pump Packaged Unit | Heat Pump | 208 | 3 |  |  |  | Single-Speed |  |  |  | 40200 | 1763 | 22.8 | 16.2 | 34400 | 2191 | 4.6 | 3.6 | Non Federally-Regulated | 04/24/2019 |  | 07/17/2019
FHP Manufacturing Company | Bosch | EP036-3HZ*-*****B |  | Ground-Source | WBAHP: Heat Pump Packaged Unit | Heat Pump | 208 | 3 |  |  |  | Single-Speed |  |  |  | 37500 | 2142 | 17.5 | 13.4 | 26000 | 2005 | 3.8 | 3.1 | Non Federally-Regulated | 04/24/2019 |  | 07/17/2019
FHP Manufacturing Company | Bosch | EP036-1HZ*-*****B |  | Water-Source | WBAHP: Heat Pump Packaged Unit | Heat Pump | 208 | 1 |  |  |  | Single-Speed |  |  |  | 36000 | 2517 | 14.3 | 11.2 | 41000 | 2245 | 5.4 | 4.2 | Federally-Regulated Commercial & Industrial Equipment | 04/24/2019 |  | 07/17/2019
FHP Manufacturing Company | Bosch | EP036-1HZ*-*****B |  | Ground-Water-Source | WBAHP: Heat Pump Packaged Unit | Heat Pump | 208 | 1 |  |  |  | Single-Speed |  |  |  | 40200 | 1763 | 22.8 | 16.2 | 34400 | 2191 | 4.6 | 3.6 | Non Federally-Regulated | 04/24/2019 |  | 07/17/2019
FHP Manufacturing Company | Bosch | EP036-1HZ*-*****B |  | Ground-Source | WBAHP: Heat Pump Packaged Unit | Heat Pump | 208 | 1 |  |  |  | Single-Speed |  |  |  | 37500 | 2142 | 17.5 | 13.4 | 26000 | 2005 | 3.8 | 3.1 | Non Federally-Regulated | 04/24/2019 |  | 07/17/2019
FHP Manufacturing Company | Carrier | GB036H******1**1 |  | Water-Source | WBAHP: Heat Pump Packaged Unit | Heat Pump | 208 | 1 |  |  |  | Single-Speed |  |  |  | 36000 | 2517 | 14.3 | 11.2 | 41000 | 2245 | 5.4 | 4.2 | Federally-Regulated Commercial & Industrial Equipment | 04/24/2019 |  | 07/17/2019
FHP Manufacturing Company | Carrier | GB036H******1**1 |  | Ground-Water-Source | WBAHP: Heat Pump Packaged Unit | Heat Pump | 208 | 1 |  |  |  | Single-Speed |  |  |  | 40200 | 1763 | 22.8 | 16.2 | 34400 | 2191 | 4.6 | 3.6 | Non Federally-Regulated | 04/24/2019 |  | 07/17/2019
FHP Manufacturing Company | Carrier | GB036H******1**1 |  | Ground-Source | WBAHP: Heat Pump Packaged Unit | Heat Pump | 208 | 1 |  |  |  | Single-Speed |  |  |  | 37500 | 2142 | 17.5 | 13.4 | 26000 | 2005 | 3.8 | 3.1 | Non Federally-Regulated | 04/24/2019 |  | 07/17/2019
FHP Manufacturing Company | Carrier | 50PSH036***6/FA |  | Water-Source | WBAHP: Heat Pump Packaged Unit | Heat Pump | 460 | 3 |  |  |  | Single-Speed |  |  |  | 36000 | 2517 | 14.3 | 11.2 | 41000 | 2245 | 5.4 | 4.2 | Federally-Regulated Commercial & Industrial Equipment | 04/24/2019 |  | 07/17/2019
FHP Manufacturing Company | Carrier | 50PSH036***6/FA |  | Ground-Water-Source | WBAHP: Heat Pump Packaged Unit | Heat Pump | 460 | 3 |  |  |  | Single-Speed |  |  |  | 40200 | 1763 | 22.8 | 16.2 | 34400 | 2191 | 4.6 | 3.6 | Non Federally-Regulated | 04/24/2019 |  | 07/17/2019
FHP Manufacturing Company | Carrier | 50PSH036***6/FA |  | Ground-Source | WBAHP: Heat Pump Packaged Unit | Heat Pump | 460 | 3 |  |  |  | Single-Speed |  |  |  | 37500 | 2142 | 17.5 | 13.4 | 26000 | 2005 | 3.8 | 3.1 | Non Federally-Regulated | 04/24/2019 |  | 07/17/2019
FHP Manufacturing Company | Carrier | 50PSH036***5/EA |  | Water-Source | WBAHP: Heat Pump Packaged Unit | Heat Pump | 208 | 3 |  |  |  | Single-Speed |  |  |  | 36000 | 2517 | 14.3 | 11.2 | 41000 | 2245 | 5.4 | 4.2 | Federally-Regulated Commercial & Industrial Equipment | 04/24/2019 |  | 07/17/2019
FHP Manufacturing Company | Carrier | 50PSH036***5/EA |  | Ground-Water-Source | WBAHP: Heat Pump Packaged Unit | Heat Pump | 208 | 3 |  |  |  | Single-Speed |  |  |  | 40200 | 1763 | 22.8 | 16.2 | 34400 | 2191 | 4.6 | 3.6 | Non Federally-Regulated | 04/24/2019 |  | 07/17/2019
FHP Manufacturing Company | Carrier | 50PSH036***5/EA |  | Ground-Source | WBAHP: Heat Pump Packaged Unit | Heat Pump | 208 | 3 |  |  |  | Single-Speed |  |  |  | 37500 | 2142 | 17.5 | 13.4 | 26000 | 2005 | 3.8 | 3.1 | Non Federally-Regulated | 04/24/2019 |  | 07/17/2019
FHP Manufacturing Company | Carrier | 50PSH036***3/CA |  | Water-Source | WBAHP: Heat Pump Packaged Unit | Heat Pump | 208 | 1 |  |  |  | Single-Speed |  |  |  | 36000 | 2517 | 14.3 | 11.2 | 41000 | 2245 | 5.4 | 4.2 | Federally-Regulated Commercial & Industrial Equipment | 04/24/2019 |  | 07/17/2019
FHP Manufacturing Company | Carrier | 50PSH036***3/CA |  | Ground-Water-Source | WBAHP: Heat Pump Packaged Unit | Heat Pump | 208 | 1 |  |  |  | Single-Speed |  |  |  | 40200 | 1763 | 22.8 | 16.2 | 34400 | 2191 | 4.6 | 3.6 | Non Federally-Regulated | 04/24/2019 |  | 07/17/2019
FHP Manufacturing Company | Carrier | 50PSH036***3/CA |  | Ground-Source | WBAHP: Heat Pump Packaged Unit | Heat Pump | 208 | 1 |  |  |  | Single-Speed |  |  |  | 37500 | 2142 | 17.5 | 13.4 | 26000 | 2005 | 3.8 | 3.1 | Non Federally-Regulated | 04/24/2019 |  | 07/17/2019
FHP Manufacturing Company | Day & Night | HB036H******1**1 |  | Water-Source | WBAHP: Heat Pump Packaged Unit | Heat Pump | 208 | 1 |  |  |  | Single-Speed |  |  |  | 36000 | 2517 | 14.3 | 11.2 | 41000 | 2245 | 5.4 | 4.2 | Federally-Regulated Commercial & Industrial Equipment | 04/24/2019 |  | 07/17/2019
FHP Manufacturing Company | Day & Night | HB036H******1**1 |  | Ground-Water-Source | WBAHP: Heat Pump Packaged Unit | Heat Pump | 208 | 1 |  |  |  | Single-Speed |  |  |  | 40200 | 1763 | 22.8 | 16.2 | 34400 | 2191 | 4.6 | 3.6 | Non Federally-Regulated | 04/24/2019 |  | 07/17/2019
FHP Manufacturing Company | Day & Night | HB036H******1**1 |  | Ground-Source | WBAHP: Heat Pump Packaged Unit | Heat Pump | 208 | 1 |  |  |  | Single-Speed |  |  |  | 37500 | 2142 | 17.5 | 13.4 | 26000 | 2005 | 3.8 | 3.1 | Non Federally-Regulated | 04/24/2019 |  | 07/17/2019
FHP Manufacturing Company | FHP | EP036-4HZ*-*****B |  | Water-Source | WBAHP: Heat Pump Packaged Unit | Heat Pump | 460 | 3 |  |  |  | Single-Speed |  |  |  | 36000 | 2517 | 14.3 | 11.2 | 41000 | 2245 | 5.4 | 4.2 | Federally-Regulated Commercial & Industrial Equipment | 04/24/2019 |  | 07/17/2019
FHP Manufacturing Company | FHP | EP036-4HZ*-*****B |  | Ground-Water-Source | WBAHP: Heat Pump Packaged Unit | Heat Pump | 460 | 3 |  |  |  | Single-Speed |  |  |  | 40200 | 1763 | 22.8 | 16.2 | 34400 | 2191 | 4.6 | 3.6 | Non Federally-Regulated | 04/24/2019 |  | 07/17/2019
FHP Manufacturing Company | FHP | EP036-4HZ*-*****B |  | Ground-Source | WBAHP: Heat Pump Packaged Unit | Heat Pump | 460 | 3 |  |  |  | Single-Speed |  |  |  | 37500 | 2142 | 17.5 | 13.4 | 26000 | 2005 | 3.8 | 3.1 | Non Federally-Regulated | 04/24/2019 |  | 07/17/2019
FHP Manufacturing Company | FHP | EP036-3HZ*-*****B |  | Water-Source | WBAHP: Heat Pump Packaged Unit | Heat Pump | 208 | 3 |  |  |  | Single-Speed |  |  |  | 36000 | 2517 | 14.3 | 11.2 | 41000 | 2245 | 5.4 | 4.2 | Federally-Regulated Commercial & Industrial Equipment | 04/24/2019 |  | 07/17/2019
FHP Manufacturing Company | FHP | EP036-3HZ*-*****B |  | Ground-Water-Source | WBAHP: Heat Pump Packaged Unit | Heat Pump | 208 | 3 |  |  |  | Single-Speed |  |  |  | 40200 | 1763 | 22.8 | 16.2 | 34400 | 2191 | 4.6 | 3.6 | Non Federally-Regulated | 04/24/2019 |  | 07/17/2019
FHP Manufacturing Company | FHP | EP036-3HZ*-*****B |  | Ground-Source | WBAHP: Heat Pump Packaged Unit | Heat Pump | 208 | 3 |  |  |  | Single-Speed |  |  |  | 37500 | 2142 | 17.5 | 13.4 | 26000 | 2005 | 3.8 | 3.1 | Non Federally-Regulated | 04/24/2019 |  | 07/17/2019
FHP Manufacturing Company | FHP | EP036-1HZ*-*****B |  | Water-Source | WBAHP: Heat Pump Packaged Unit | Heat Pump | 208 | 1 |  |  |  | Single-Speed |  |  |  | 36000 | 2517 | 14.3 | 11.2 | 41000 | 2245 | 5.4 | 4.2 | Federally-Regulated Commercial & Industrial Equipment | 04/24/2019 |  | 07/17/2019
FHP Manufacturing Company | FHP | EP036-1HZ*-*****B |  | Ground-Water-Source | WBAHP: Heat Pump Packaged Unit | Heat Pump | 208 | 1 |  |  |  | Single-Speed |  |  |  | 40200 | 1763 | 22.8 | 16.2 | 34400 | 2191 | 4.6 | 3.6 | Non Federally-Regulated | 04/24/2019 |  | 07/17/2019
FHP Manufacturing Company | FHP | EP036-1HZ*-*****B |  | Ground-Source | WBAHP: Heat Pump Packaged Unit | Heat Pump | 208 | 1 |  |  |  | Single-Speed |  |  |  | 37500 | 2142 | 17.5 | 13.4 | 26000 | 2005 | 3.8 | 3.1 | Non Federally-Regulated | 04/24/2019 |  | 07/17/2019
FHP Manufacturing Company | GEOEXCEL | EP024-1HZ/VT |  | Water-Source | WBAHP: Heat Pump Packaged Unit | Heat Pump | 208 | 1 |  |  |  | Single-Speed |  |  |  | 24500 | 1445 | 16.95 | 11.2 | 28500 | 1561 | 5.4 | 4.2 | Federally-Regulated Commercial & Industrial Equipment | 05/28/2019 |  | 07/17/2019
FHP Manufacturing Company | GEOEXCEL | EP024-1HZ/VT |  | Ground-Water-Source | WBAHP: Heat Pump Packaged Unit | Heat Pump | 208 | 1 |  |  |  | Single-Speed |  |  |  | 28400 | 1038 | 27.35 | 16.2 | 23700 | 1543 | 4.5 | 3.6 | Non Federally-Regulated | 05/28/2019 |  | 07/17/2019
FHP Manufacturing Company | GEOEXCEL | EP024-1HZ/VT |  | Ground-Source | WBAHP: Heat Pump Packaged Unit | Heat Pump | 208 | 1 |  |  |  | Single-Speed |  |  |  | 26000 | 1313 | 19.8 | 13.4 | 18000 | 1425 | 3.7 | 3.1 | Non Federally-Regulated | 05/28/2019 |  | 07/17/2019
FHP Manufacturing Company | GEOEXCEL | EP060-1HZ/VT |  | Water-Source | WBAHP: Heat Pump Packaged Unit | Heat Pump | 208 | 1 |  |  |  | Single-Speed |  |  |  | 60400 | 3728 | 16.2 | 11.2 | 71500 | 3676 | 5.7 | 4.2 | Federally-Regulated Commercial & Industrial Equipment | 05/28/2019 |  | 07/17/2019
FHP Manufacturing Company | GEOEXCEL | EP060-1HZ/VT |  | Ground-Source | WBAHP: Heat Pump Packaged Unit | Heat Pump | 208 | 1 |  |  |  | Single-Speed |  |  |  | 61500 | 3324 | 18.5 | 13.4 | 47000 | 3279 | 4.2 | 3.1 | Non Federally-Regulated | 05/28/2019 |  | 07/17/2019
FHP Manufacturing Company | GEOEXCEL | EP015-1HZ/VT |  | Water-Source | WBAHP: Heat Pump Packaged Unit | Heat Pump | 208 | 1 |  |  |  | Single-Speed |  |  |  | 15200 | 868 | 17.5 | 11.2 | 17500 | 915 | 5.6 | 4.2 | Federally-Regulated Commercial & Industrial Equipment | 05/28/2019 |  | 07/17/2019
FHP Manufacturing Company | GEOEXCEL | EP015-1HZ/VT |  | Ground-Water-Source | WBAHP: Heat Pump Packaged Unit | Heat Pump | 208 | 1 |  |  |  | Single-Speed |  |  |  | 17000 | 590 | 28.8 | 16.2 | 13000 | 828 | 4.6 | 3.6 | Non Federally-Regulated | 05/28/2019 |  | 07/17/2019
FHP Manufacturing Company | GEOEXCEL | EP015-1HZ/VT |  | Ground-Source | WBAHP: Heat Pump Packaged Unit | Heat Pump | 208 | 1 |  |  |  | Single-Speed |  |  |  | 16200 | 786 | 20.6 | 13.4 | 11000 | 826 | 3.9 | 3.1 | Non Federally-Regulated | 05/28/2019 |  | 07/17/2019
FHP Manufacturing Company | GEOEXCEL | EP009-1HZ/VT |  | Water-Source | WBAHP: Heat Pump Packaged Unit | Heat Pump | 208 | 1 |  |  |  | Single-Speed |  |  |  | 9000 | 555 | 16.2 | 11.2 | 11200 | 596 | 5.5 | 4.2 | Federally-Regulated Commercial & Industrial Equipment | 05/28/2019 |  | 07/17/2019
FHP Manufacturing Company | GEOEXCEL | EP009-1HZ/VT |  | Ground-Water-Source | WBAHP: Heat Pump Packaged Unit | Heat Pump | 208 | 1 |  |  |  | Single-Speed |  |  |  | 10500 | 411 | 25.5 | 16.2 | 9000 | 586 | 4.5 | 3.6 | Non Federally-Regulated | 05/28/2019 |  | 07/17/2019
FHP Manufacturing Company | GEOEXCEL | EP009-1HZ/VT |  | Ground-Source | WBAHP: Heat Pump Packaged Unit | Heat Pump | 208 | 1 |  |  |  | Single-Speed |  |  |  | 9500 | 492 | 19.3 | 13.4 | 6800 | 553 | 3.6 | 3.1 | Non Federally-Regulated | 05/28/2019 |  | 07/17/2019
FHP Manufacturing Company | Heil | HB036H******1**1 |  | Water-Source | WBAHP: Heat Pump Packaged Unit | Heat Pump | 208 | 1 |  |  |  | Single-Speed |  |  |  | 36000 | 2517 | 14.3 | 11.2 | 41000 | 2245 | 5.4 | 4.2 | Federally-Regulated Commercial & Industrial Equipment | 04/24/2019 |  | 07/17/2019
FHP Manufacturing Company | Heil | HB036H******1**1 |  | Ground-Water-Source | WBAHP: Heat Pump Packaged Unit | Heat Pump | 208 | 1 |  |  |  | Single-Speed |  |  |  | 40200 | 1763 | 22.8 | 16.2 | 34400 | 2191 | 4.6 | 3.6 | Non Federally-Regulated | 04/24/2019 |  | 07/17/2019
FHP Manufacturing Company | Heil | HB036H******1**1 |  | Ground-Source | WBAHP: Heat Pump Packaged Unit | Heat Pump | 208 | 1 |  |  |  | Single-Speed |  |  |  | 37500 | 2142 | 17.5 | 13.4 | 26000 | 2005 | 3.8 | 3.1 | Non Federally-Regulated | 04/24/2019 |  | 07/17/2019
FHP Manufacturing Company | Tempstar | HB036H******1**1 |  | Water-Source | WBAHP: Heat Pump Packaged Unit | Heat Pump | 208 | 1 |  |  |  | Single-Speed |  |  |  | 36000 | 2517 | 14.3 | 11.2 | 41000 | 2245 | 5.4 | 4.2 | Federally-Regulated Commercial & Industrial Equipment | 04/24/2019 |  | 07/17/2019
FHP Manufacturing Company | Tempstar | HB036H******1**1 |  | Ground-Water-Source | WBAHP: Heat Pump Packaged Unit | Heat Pump | 208 | 1 |  |  |  | Single-Speed |  |  |  | 40200 | 1763 | 22.8 | 16.2 | 34400 | 2191 | 4.6 | 3.6 | Non Federally-Regulated | 04/24/2019 |  | 07/17/2019
FHP Manufacturing Company | Tempstar | HB036H******1**1 |  | Ground-Source | WBAHP: Heat Pump Packaged Unit | Heat Pump | 208 | 1 |  |  |  | Single-Speed |  |  |  | 37500 | 2142 | 17.5 | 13.4 | 26000 | 2005 | 3.8 | 3.1 | Non Federally-Regulated | 04/24/2019 |  | 07/17/2019
Waterfurnace International, Inc. | PREMIUM G | GSZ070*1 | SRAA060* | Water-Source | WBAHP-C: Heat Pump Split Syste | Heat Pump | 208 | 1 | False |  |  | Single-Speed |  |  |  | 57100 | 4137 | 13.8 | 12 | 74700 | 4759 | 4.6 | 4.2 | Federally-Regulated Commercial & Industrial Equipment | 06/26/2017 |  | 07/17/2019
Waterfurnace International, Inc. | PREMIUM G | GSZ070*1 | SRAA060* | Ground-Source | WBAHP-C: Heat Pump Split Syste | Heat Pump | 208 | 1 | False |  |  | Single-Speed |  |  |  | 60500 | 3538 | 17.1 | 13.4 | 50700 | 4127 | 3.6 | 3.1 | Non Federally-Regulated | 06/26/2017 |  | 07/17/2019
Waterfurnace International, Inc. | PREMIUM G | GTZ072*1 | SRAA060* | Water-Source | WBAHP-C: Heat Pump Split Syste | Heat Pump | 208 | 1 | False |  |  | Dual-Speed |  |  |  | 60400 | 4314 | 14 | 12 | 81000 | 5275 | 4.5 | 4.2 | Federally-Regulated Commercial & Industrial Equipment | 06/26/2017 |  | 07/17/2019
Waterfurnace International, Inc. | PREMIUM G | GTZ072*1 | SRAA060* | Ground-Source | WBAHP-C: Heat Pump Split Syste | Heat Pump | 208 | 1 | False |  |  | Dual-Speed |  |  |  | 62800 | 3925 | 16 | 13.4 | 53500 | 4479 | 3.5 | 3.1 | Non Federally-Regulated | 06/26/2017 |  | 07/17/2019
Waterfurnace International, Inc. | PREMIUM G | GSZ030*1 | SRAA026* | Water-Source | WBAHP-C: Heat Pump Split Syste | Heat Pump | 208 | 1 | False |  |  | Single-Speed |  |  |  | 23400 | 1471 | 15.9 | 12 | 30600 | 1573 | 5.7 | 4.2 | Federally-Regulated Commercial & Industrial Equipment | 06/26/2017 |  | 07/17/2019
Waterfurnace International, Inc. | PREMIUM G | GSZ030*1 | SRAA026* | Ground-Water-Source | WBAHP-C: Heat Pump Split Syste | Heat Pump | 208 | 1 | False |  |  | Single-Speed |  |  |  | 26900 | 1050 | 25.6 | 16.2 | 24900 | 1520 | 4.8 | 3.6 | Non Federally-Regulated | 06/26/2017 |  | 07/17/2019
Waterfurnace International, Inc. | PREMIUM G | GSZ030*1 | SRAA026* | Ground-Source | WBAHP-C: Heat Pump Split Syste | Heat Pump | 208 | 1 | False |  |  | Single-Speed |  |  |  | 24600 | 1301 | 18.9 | 13.4 | 19800 | 1487 | 3.9 | 3.1 | Non Federally-Regulated | 06/26/2017 |  | 07/17/2019
Waterfurnace International, Inc. | PREMIUM G | GSZ022*1 | SRAA026* | Water-Source | WBAHP-C: Heat Pump Split Syste | Heat Pump | 208 | 1 | False |  |  | Single-Speed |  |  |  | 17800 | 1098 | 16.2 | 12 | 22100 | 1136 | 5.7 | 4.2 | Federally-Regulated Commercial & Industrial Equipment | 06/26/2017 |  | 07/17/2019
Waterfurnace International, Inc. | PREMIUM G | GTZ064*1 | SRAA060* | Water-Source | WBAHP-C: Heat Pump Split Syste | Heat Pump | 208 | 1 | False |  |  | Dual-Speed |  |  |  | 54800 | 3653 | 15 | 12 | 66900 | 4084 | 4.8 | 4.2 | Federally-Regulated Commercial & Industrial Equipment | 06/26/2017 |  | 07/17/2019
Waterfurnace International, Inc. | PREMIUM G | GTZ064*1 | SRAA060* | Ground-Water-Source | WBAHP-C: Heat Pump Split Syste | Heat Pump | 208 | 1 | False |  |  | Dual-Speed |  |  |  | 63200 | 2808 | 22.5 | 16.2 | 56000 | 3730 | 4.4 | 3.6 | Non Federally-Regulated | 06/26/2017 |  | 07/17/2019
Waterfurnace International, Inc. | PREMIUM G | GSZ022*1 | SRAA026* | Ground-Water-Source | WBAHP-C: Heat Pump Split Syste | Heat Pump | 208 | 1 | False |  |  | Single-Speed |  |  |  | 20400 | 769 | 26.5 | 16.2 | 18100 | 1105 | 4.8 | 3.6 | Non Federally-Regulated | 06/26/2017 |  | 07/17/2019
Waterfurnace International, Inc. | PREMIUM G | GTZ064*1 | SRAA060* | Ground-Source | WBAHP-C: Heat Pump Split Syste | Heat Pump | 208 | 1 | False |  |  | Dual-Speed |  |  |  | 57400 | 3376 | 17 | 13.4 | 45200 | 3580 | 3.7 | 3.1 | Non Federally-Regulated | 06/26/2017 |  | 07/17/2019
Waterfurnace International, Inc. | PREMIUM G | GSZ022*1 | SRAA026* | Ground-Source | WBAHP-C: Heat Pump Split Syste | Heat Pump | 208 | 1 | False |  |  | Single-Speed |  |  |  | 18700 | 979 | 19.1 | 13.4 | 14000 | 1079 | 3.8 | 3.1 | Non Federally-Regulated | 06/26/2017 |  | 07/17/2019
Waterfurnace International, Inc. | 5 SERIES INDOOR SPLITS | NSZ022H1 | SRAA026* | Ground-Water-Source | WBAHP-C: Heat Pump Split Syste | Heat Pump | 208 | 1 | False |  |  | Single-Speed |  |  |  | 20400 | 769 | 26.5 | 16.2 | 18100 | 1105 | 4.8 | 3.6 | Non Federally-Regulated | 04/24/2019 |  | 07/17/2019
Waterfurnace International, Inc. | 5 SERIES INDOOR SPLITS | NSZ022H1 | SRAA026* | Ground-Source | WBAHP-C: Heat Pump Split Syste | Heat Pump | 208 | 1 | False |  |  | Single-Speed |  |  |  | 18700 | 979 | 19.1 | 13.4 | 14000 | 1079 | 3.8 | 3.1 | Non Federally-Regulated | 04/24/2019 |  | 07/17/2019
Waterfurnace International, Inc. | 5 SERIES INDOOR SPLITS | NDZ026H1 | SRAA026* | Ground-Water-Source | WBAHP-C: Heat Pump Split Syste | Heat Pump | 208 | 1 | False |  |  | Dual-Speed |  |  |  | 25800 | 1121 | 23 | 16.2 | 23300 | 1484 | 4.6 | 3.6 | Non Federally-Regulated | 04/24/2019 |  | 07/17/2019
Waterfurnace International, Inc. | 5 SERIES INDOOR SPLITS | NDZ026H1 | SRAA026* | Ground-Source | WBAHP-C: Heat Pump Split Syste | Heat Pump | 208 | 1 | False |  |  | Dual-Speed |  |  |  | 23400 | 1337 | 17.5 | 13.4 | 18400 | 1457 | 3.7 | 3.1 | Non Federally-Regulated | 04/24/2019 |  | 07/17/2019
Waterfurnace International, Inc. | 5 SERIES INDOOR SPLITS | NSZ030H1 | SRAA026* | Ground-Water-Source | WBAHP-C: Heat Pump Split Syste | Heat Pump | 208 | 1 | False |  |  | Single-Speed |  |  |  | 26900 | 1050 | 25.6 | 16.2 | 24900 | 1520 | 4.8 | 3.6 | Non Federally-Regulated | 04/24/2019 |  | 07/17/2019
Waterfurnace International, Inc. | 5 SERIES INDOOR SPLITS | NSZ030H1 | SRAA026* | Ground-Source | WBAHP-C: Heat Pump Split Syste | Heat Pump | 208 | 1 | False |  |  | Single-Speed |  |  |  | 24600 | 1301 | 18.9 | 13.4 | 19800 | 1487 | 3.9 | 3.1 | Non Federally-Regulated | 04/24/2019 |  | 07/17/2019
Waterfurnace International, Inc. | 5 SERIES INDOOR SPLITS | NDZ064H1 | SRAA060* | Ground-Water-Source | WBAHP-C: Heat Pump Split Syste | Heat Pump | 208 | 1 | False |  |  | Dual-Speed |  |  |  | 63200 | 2808 | 22.5 | 16.2 | 56000 | 3730 | 4.4 | 3.6 | Non Federally-Regulated | 04/24/2019 |  | 07/17/2019
Waterfurnace International, Inc. | 5 SERIES INDOOR SPLITS | NDZ064H1 | SRAA060* | Ground-Source | WBAHP-C: Heat Pump Split Syste | Heat Pump | 208 | 1 | False |  |  | Dual-Speed |  |  |  | 57400 | 3376 | 17 | 13.4 | 45200 | 3580 | 3.7 | 3.1 | Non Federally-Regulated | 04/24/2019 |  | 07/17/2019
Waterfurnace International, Inc. | 5 SERIES INDOOR SPLITS | NSZ070H1 | SRAA060* | Ground-Source | WBAHP-C: Heat Pump Split Syste | Heat Pump | 208 | 1 | False |  |  | Single-Speed |  |  |  | 60500 | 3538 | 17.1 | 13.4 | 50700 | 4127 | 3.6 | 3.1 | Non Federally-Regulated | 04/24/2019 |  | 07/17/2019
Waterfurnace International, Inc. | 5 SERIES INDOOR SPLITS | NDZ072H1 | SRAA060* | Ground-Source | WBAHP-C: Heat Pump Split Syste | Heat Pump | 208 | 1 | False |  |  | Dual-Speed |  |  |  | 62800 | 3925 | 16 | 13.4 | 53500 | 4479 | 3.5 | 3.1 | Non Federally-Regulated | 04/24/2019 |  | 07/17/2019
Waterfurnace International, Inc. | YORK BY JOHNSON CONTROLS | YAZS022**1 | SRAA026* | Water-Source | WBAHP-C: Heat Pump Split Syste | Heat Pump | 208 | 1 | False |  |  | Single-Speed |  |  |  | 17800 | 1098 | 16.2 | 12 | 22100 | 1136 | 5.7 | 4.2 | Federally-Regulated Commercial & Industrial Equipment | 06/26/2017 |  | 07/17/2019
Waterfurnace International, Inc. | YORK BY JOHNSON CONTROLS | YAZS022**1 | SRAA026* | Ground-Water-Source | WBAHP-C: Heat Pump Split Syste | Heat Pump | 208 | 1 | False |  |  | Single-Speed |  |  |  | 20400 | 769 | 26.5 | 16.2 | 18100 | 1105 | 4.8 | 3.6 | Non Federally-Regulated | 06/26/2017 |  | 07/17/2019
Waterfurnace International, Inc. | YORK BY JOHNSON CONTROLS | YAZS022**1 | SRAA026* | Ground-Source | WBAHP-C: Heat Pump Split Syste | Heat Pump | 208 | 1 | False |  |  | Single-Speed |  |  |  | 18700 | 979 | 19.1 | 13.4 | 14000 | 1079 | 3.8 | 3.1 | Non Federally-Regulated | 11/14/2018 |  | 07/17/2019
Waterfurnace International, Inc. | YORK BY JOHNSON CONTROLS | YAZT026**1 | SRAA026* | Ground-Source | WBAHP-C: Heat Pump Split Syste | Heat Pump | 208 | 1 | False |  |  | Dual-Speed |  |  |  | 23400 | 1337 | 17.5 | 13.4 | 18400 | 1457 | 3.7 | 3.1 | Non Federally-Regulated | 11/14/2018 |  | 07/17/2019
Waterfurnace International, Inc. | YORK BY JOHNSON CONTROLS | YAZS030**1 | SRAA026* | Water-Source | WBAHP-C: Heat Pump Split Syste | Heat Pump | 208 | 1 | False |  |  | Single-Speed |  |  |  | 23400 | 1471 | 15.9 | 12 | 30600 | 1573 | 5.7 | 4.2 | Federally-Regulated Commercial & Industrial Equipment | 06/26/2017 |  | 07/17/2019
Waterfurnace International, Inc. | YORK BY JOHNSON CONTROLS | YAZS030**1 | SRAA026* | Ground-Water-Source | WBAHP-C: Heat Pump Split Syste | Heat Pump | 208 | 1 | False |  |  | Single-Speed |  |  |  | 26900 | 1050 | 25.6 | 16.2 | 24900 | 1520 | 4.8 | 3.6 | Non Federally-Regulated | 06/26/2017 |  | 07/17/2019
Waterfurnace International, Inc. | YORK BY JOHNSON CONTROLS | YAZS030**1 | SRAA026* | Ground-Source | WBAHP-C: Heat Pump Split Syste | Heat Pump | 208 | 1 | False |  |  | Single-Speed |  |  |  | 24600 | 1301 | 18.9 | 13.4 | 19800 | 1487 | 3.9 | 3.1 | Non Federally-Regulated | 11/14/2018 |  | 07/17/2019
Waterfurnace International, Inc. | YORK BY JOHNSON CONTROLS | YAZT064**1 | SRAA060* | Water-Source | WBAHP-C: Heat Pump Split Syste | Heat Pump | 208 | 1 | False |  |  | Dual-Speed |  |  |  | 54800 | 3653 | 15 | 12 | 66900 | 4084 | 4.8 | 4.2 | Federally-Regulated Commercial & Industrial Equipment | 06/26/2017 |  | 07/17/2019
Waterfurnace International, Inc. | YORK BY JOHNSON CONTROLS | YAZT064**1 | SRAA060* | Ground-Water-Source | WBAHP-C: Heat Pump Split Syste | Heat Pump | 208 | 1 | False |  |  | Dual-Speed |  |  |  | 63200 | 2808 | 22.5 | 16.2 | 56000 | 3730 | 4.4 | 3.6 | Non Federally-Regulated | 06/26/2017 |  | 07/17/2019
Waterfurnace International, Inc. | YORK BY JOHNSON CONTROLS | YAZT064**1 | SRAA060* | Ground-Source | WBAHP-C: Heat Pump Split Syste | Heat Pump | 208 | 1 | False |  |  | Dual-Speed |  |  |  | 57400 | 3376 | 17 | 13.4 | 45200 | 3580 | 3.7 | 3.1 | Non Federally-Regulated | 11/14/2018 |  | 07/17/2019
Waterfurnace International, Inc. | YORK BY JOHNSON CONTROLS | YAZS070**1 | SRAA060* | Water-Source | WBAHP-C: Heat Pump Split Syste | Heat Pump | 208 | 1 | False |  |  | Single-Speed |  |  |  | 57100 | 4137 | 13.8 | 12 | 74700 | 4759 | 4.6 | 4.2 | Federally-Regulated Commercial & Industrial Equipment | 06/26/2017 |  | 07/17/2019
Waterfurnace International, Inc. | YORK BY JOHNSON CONTROLS | YAZS070**1 | SRAA060* | Ground-Source | WBAHP-C: Heat Pump Split Syste | Heat Pump | 208 | 1 | False |  |  | Single-Speed |  |  |  | 60500 | 3538 | 17.1 | 13.4 | 50700 | 4127 | 3.6 | 3.1 | Non Federally-Regulated | 11/14/2018 |  | 07/17/2019
Waterfurnace International, Inc. | YORK BY JOHNSON CONTROLS | YAZT072**1 | SRAA060* | Water-Source | WBAHP-C: Heat Pump Split Syste | Heat Pump | 208 | 1 | False |  |  | Dual-Speed |  |  |  | 60400 | 4314 | 14 | 12 | 81000 | 5275 | 4.5 | 4.2 | Federally-Regulated Commercial & Industrial Equipment | 06/26/2017 |  | 07/17/2019
Waterfurnace International, Inc. | YORK BY JOHNSON CONTROLS | YAZT072**1 | SRAA060* | Ground-Source | WBAHP-C: Heat Pump Split Syste | Heat Pump | 208 | 1 | False |  |  | Dual-Speed |  |  |  | 62800 | 3925 | 16 | 13.4 | 53500 | 4479 | 3.5 | 3.1 | Non Federally-Regulated | 11/14/2018 |  | 07/17/2019
FHP Manufacturing Company | Keeprite | HB036H******1**1 |  | Water-Source | WBAHP: Heat Pump Packaged Unit | Heat Pump | 208 | 1 |  |  |  | Single-Speed |  |  |  | 36000 | 2517 | 14.3 | 11.2 | 41000 | 2245 | 5.4 | 4.2 | Federally-Regulated Commercial & Industrial Equipment | 04/24/2019 |  | 07/17/2019
FHP Manufacturing Company | Keeprite | HB036H******1**1 |  | Ground-Water-Source | WBAHP: Heat Pump Packaged Unit | Heat Pump | 208 | 1 |  |  |  | Single-Speed |  |  |  | 40200 | 1763 | 22.8 | 16.2 | 34400 | 2191 | 4.6 | 3.6 | Non Federally-Regulated | 04/24/2019 |  | 07/17/2019
FHP Manufacturing Company | Keeprite | HB036H******1**1 |  | Ground-Source | WBAHP: Heat Pump Packaged Unit | Heat Pump | 208 | 1 |  |  |  | Single-Speed |  |  |  | 37500 | 2142 | 17.5 | 13.4 | 26000 | 2005 | 3.8 | 3.1 | Non Federally-Regulated | 04/24/2019 |  | 07/17/2019
Enertech Global, LLC | GEOCOMFORT | GYT024*3 |  | Ground-Water-Source | WBAHP: Heat Pump Packaged Unit | Heat Pump | 460 | 3 |  |  |  | Single-Speed |  |  |  | 29200 | 1136 | 25.7 | 16.2 | 23400 | 1293 | 5.3 | 3.6 | Non Federally-Regulated | 03/15/2019 |  | 08/12/2019
Enertech Global, LLC | GEOCOMFORT | GYT024*3 |  | Ground-Source | WBAHP: Heat Pump Packaged Unit | Heat Pump | 460 | 3 |  |  |  | Single-Speed |  |  |  | 27100 | 1361 | 19.9 | 13.4 | 19000 | 1294 | 4.3 | 3.1 | Non Federally-Regulated | 03/15/2019 |  | 08/12/2019
Enertech Global, LLC | GEOCOMFORT | GYT024*2 |  | Ground-Water-Source | WBAHP: Heat Pump Packaged Unit | Heat Pump | 208 | 3 |  |  |  | Single-Speed |  |  |  | 29200 | 1136 | 25.7 | 16.2 | 23400 | 1293 | 5.3 | 3.6 | Non Federally-Regulated | 03/15/2019 |  | 08/12/2019
Enertech Global, LLC | GEOCOMFORT | GYT024*2 |  | Ground-Source | WBAHP: Heat Pump Packaged Unit | Heat Pump | 208 | 3 |  |  |  | Single-Speed |  |  |  | 27100 | 1361 | 19.9 | 13.4 | 19000 | 1294 | 4.3 | 3.1 | Non Federally-Regulated | 03/15/2019 |  | 08/12/2019
Enertech Global, LLC | GEOCOMFORT | GYT024 |  | Ground-Water-Source | WBAHP: Heat Pump Packaged Unit | Heat Pump | 208 | 1 |  |  |  | Single-Speed |  |  |  | 29200 | 1136 | 25.7 | 16.2 | 23400 | 1293 | 5.3 | 3.6 | Non Federally-Regulated | 03/15/2019 |  | 08/12/2019
Enertech Global, LLC | GEOCOMFORT | GYT024 |  | Ground-Source | WBAHP: Heat Pump Packaged Unit | Heat Pump | 208 | 1 |  |  |  | Single-Speed |  |  |  | 27100 | 1361 | 19.9 | 13.4 | 19000 | 1294 | 4.3 | 3.1 | Non Federally-Regulated | 03/15/2019 |  | 08/12/2019
Enertech Global, LLC | GEOCOMFORT | GYT060*3 |  | Ground-Source | WBAHP: Heat Pump Packaged Unit | Heat Pump | 460 | 3 |  |  |  | Single-Speed |  |  |  | 64300 | 3331 | 19.3 | 13.4 | 49200 | 3516 | 4.1 | 3.1 | Non Federally-Regulated | 02/16/2016 |  | 08/12/2019
Enertech Global, LLC | GEOCOMFORT | GYT060*2 |  | Ground-Source | WBAHP: Heat Pump Packaged Unit | Heat Pump | 208 | 3 |  |  |  | Single-Speed |  |  |  | 64300 | 3331 | 19.3 | 13.4 | 49200 | 3516 | 4.1 | 3.1 | Non Federally-Regulated | 02/16/2016 |  | 08/12/2019
Enertech Global, LLC | GEOCOMFORT | GYT060 |  | Ground-Source | WBAHP: Heat Pump Packaged Unit | Heat Pump | 208 | 1 |  |  |  | Single-Speed |  |  |  | 64300 | 3331 | 19.3 | 13.4 | 49200 | 3516 | 4.1 | 3.1 | Non Federally-Regulated | 02/08/2019 |  | 08/12/2019
Enertech Global, LLC | GEOCOMFORT | GYT048*3 |  | Ground-Water-Source | WBAHP: Heat Pump Packaged Unit | Heat Pump | 460 | 3 |  |  |  | Single-Speed |  |  |  | 57100 | 2179 | 26.2 | 16.2 | 49500 | 2789 | 5.2 | 3.6 | Non Federally-Regulated | 03/15/2019 |  | 08/12/2019
Enertech Global, LLC | GEOCOMFORT | GYT048*3 |  | Ground-Source | WBAHP: Heat Pump Packaged Unit | Heat Pump | 460 | 3 |  |  |  | Single-Speed |  |  |  | 53300 | 2638 | 20.2 | 13.4 | 39900 | 2719 | 4.3 | 3.1 | Non Federally-Regulated | 03/15/2019 |  | 08/12/2019
Enertech Global, LLC | GEOCOMFORT | GYT048*2 |  | Ground-Water-Source | WBAHP: Heat Pump Packaged Unit | Heat Pump | 208 | 3 |  |  |  | Single-Speed |  |  |  | 57100 | 2179 | 26.2 | 16.2 | 49500 | 2789 | 5.2 | 3.6 | Non Federally-Regulated | 03/15/2019 |  | 08/12/2019
Enertech Global, LLC | GEOCOMFORT | GYT048*2 |  | Ground-Source | WBAHP: Heat Pump Packaged Unit | Heat Pump | 208 | 3 |  |  |  | Single-Speed |  |  |  | 53300 | 2638 | 20.2 | 13.4 | 39900 | 2719 | 4.3 | 3.1 | Non Federally-Regulated | 03/15/2019 |  | 08/12/2019
Enertech Global, LLC | GEOCOMFORT | GYT048 |  | Ground-Water-Source | WBAHP: Heat Pump Packaged Unit | Heat Pump | 208 | 1 |  |  |  | Single-Speed |  |  |  | 57100 | 2179 | 26.2 | 16.2 | 49500 | 2789 | 5.2 | 3.6 | Non Federally-Regulated | 03/15/2019 |  | 08/12/2019
Enertech Global, LLC | GEOCOMFORT | GYT048 |  | Ground-Source | WBAHP: Heat Pump Packaged Unit | Heat Pump | 208 | 1 |  |  |  | Single-Speed |  |  |  | 53300 | 2638 | 20.2 | 13.4 | 39900 | 2719 | 4.3 | 3.1 | Non Federally-Regulated | 03/15/2019 |  | 08/12/2019
Enertech Global, LLC | GEOCOMFORT | GYT036*3 |  | Ground-Water-Source | WBAHP: Heat Pump Packaged Unit | Heat Pump | 460 | 3 |  |  |  | Single-Speed |  |  |  | 44300 | 1640 | 27 | 16.2 | 37500 | 1998 | 5.5 | 3.6 | Non Federally-Regulated | 06/28/2016 |  | 08/12/2019
Enertech Global, LLC | GEOCOMFORT | GYT036*3 |  | Ground-Source | WBAHP: Heat Pump Packaged Unit | Heat Pump | 460 | 3 |  |  |  | Single-Speed |  |  |  | 41200 | 1971 | 20.9 | 13.4 | 29100 | 1895 | 4.5 | 3.1 | Non Federally-Regulated | 06/28/2016 |  | 08/12/2019
Enertech Global, LLC | GEOCOMFORT | GYT036*2 |  | Ground-Water-Source | WBAHP: Heat Pump Packaged Unit | Heat Pump | 208 | 3 |  |  |  | Single-Speed |  |  |  | 44300 | 1640 | 27 | 16.2 | 37500 | 1998 | 5.5 | 3.6 | Non Federally-Regulated | 06/28/2016 |  | 08/12/2019
Enertech Global, LLC | GEOCOMFORT | GYT036*2 |  | Ground-Source | WBAHP: Heat Pump Packaged Unit | Heat Pump | 208 | 3 |  |  |  | Single-Speed |  |  |  | 41200 | 1971 | 20.9 | 13.4 | 29100 | 1895 | 4.5 | 3.1 | Non Federally-Regulated | 06/28/2016 |  | 08/12/2019
Enertech Global, LLC | GEOCOMFORT | GYT036 |  | Ground-Water-Source | WBAHP: Heat Pump Packaged Unit | Heat Pump | 208 | 1 |  |  |  | Single-Speed |  |  |  | 44300 | 1640 | 27 | 16.2 | 37500 | 1998 | 5.5 | 3.6 | Non Federally-Regulated | 02/08/2019 |  | 08/12/2019
Enertech Global, LLC | GEOCOMFORT | GYT036 |  | Ground-Source | WBAHP: Heat Pump Packaged Unit | Heat Pump | 208 | 1 |  |  |  | Single-Speed |  |  |  | 41200 | 1971 | 20.9 | 13.4 | 29100 | 1895 | 4.5 | 3.1 | Non Federally-Regulated | 02/08/2019 |  | 08/12/2019
Enertech Global, LLC | Hydron Module | HYT024*3 |  | Ground-Water-Source | WBAHP: Heat Pump Packaged Unit | Heat Pump | 460 | 3 |  |  |  | Single-Speed |  |  |  | 29200 | 1136 | 25.7 | 16.2 | 23400 | 1293 | 5.3 | 3.6 | Non Federally-Regulated | 03/15/2019 |  | 08/12/2019
Enertech Global, LLC | Hydron Module | HYT024*3 |  | Ground-Source | WBAHP: Heat Pump Packaged Unit | Heat Pump | 460 | 3 |  |  |  | Single-Speed |  |  |  | 27100 | 1361 | 19.9 | 13.4 | 19000 | 1294 | 4.3 | 3.1 | Non Federally-Regulated | 03/15/2019 |  | 08/12/2019
Enertech Global, LLC | Hydron Module | HYT024*2 |  | Ground-Water-Source | WBAHP: Heat Pump Packaged Unit | Heat Pump | 208 | 3 |  |  |  | Single-Speed |  |  |  | 29200 | 1136 | 25.7 | 16.2 | 23400 | 1293 | 5.3 | 3.6 | Non Federally-Regulated | 03/15/2019 |  | 08/12/2019
Enertech Global, LLC | Hydron Module | HYT024*2 |  | Ground-Source | WBAHP: Heat Pump Packaged Unit | Heat Pump | 208 | 3 |  |  |  | Single-Speed |  |  |  | 27100 | 1361 | 19.9 | 13.4 | 19000 | 1294 | 4.3 | 3.1 | Non Federally-Regulated | 03/15/2019 |  | 08/12/2019
Enertech Global, LLC | Hydron Module | HYT024 |  | Ground-Water-Source | WBAHP: Heat Pump Packaged Unit | Heat Pump | 208 | 1 |  |  |  | Single-Speed |  |  |  | 29200 | 1136 | 25.7 | 16.2 | 23400 | 1293 | 5.3 | 3.6 | Non Federally-Regulated | 03/15/2019 |  | 08/12/2019
Enertech Global, LLC | Hydron Module | HYT024 |  | Ground-Source | WBAHP: Heat Pump Packaged Unit | Heat Pump | 208 | 1 |  |  |  | Single-Speed |  |  |  | 27100 | 1361 | 19.9 | 13.4 | 19000 | 1294 | 4.3 | 3.1 | Non Federally-Regulated | 03/15/2019 |  | 08/12/2019
Enertech Global, LLC | Hydron Module | HYT060*3 |  | Ground-Source | WBAHP: Heat Pump Packaged Unit | Heat Pump | 460 | 3 |  |  |  | Single-Speed |  |  |  | 64300 | 3331 | 19.3 | 13.4 | 49200 | 3516 | 4.1 | 3.1 | Non Federally-Regulated | 02/16/2016 |  | 08/12/2019
Enertech Global, LLC | Hydron Module | HYT060*2 |  | Ground-Source | WBAHP: Heat Pump Packaged Unit | Heat Pump | 208 | 3 |  |  |  | Single-Speed |  |  |  | 64300 | 3331 | 19.3 | 13.4 | 49200 | 3516 | 4.1 | 3.1 | Non Federally-Regulated | 02/16/2016 |  | 08/12/2019
Enertech Global, LLC | Hydron Module | HYT060 |  | Ground-Source | WBAHP: Heat Pump Packaged Unit | Heat Pump | 208 | 1 |  |  |  | Single-Speed |  |  |  | 64300 | 3331 | 19.3 | 13.4 | 49200 | 3516 | 4.1 | 3.1 | Non Federally-Regulated | 02/08/2019 |  | 08/12/2019
Enertech Global, LLC | Hydron Module | HYT048*3 |  | Ground-Water-Source | WBAHP: Heat Pump Packaged Unit | Heat Pump | 460 | 3 |  |  |  | Single-Speed |  |  |  | 57100 | 2179 | 26.2 | 16.2 | 49500 | 2789 | 5.2 | 3.6 | Non Federally-Regulated | 03/15/2019 |  | 08/12/2019
Enertech Global, LLC | Hydron Module | HYT048*3 |  | Ground-Source | WBAHP: Heat Pump Packaged Unit | Heat Pump | 460 | 3 |  |  |  | Single-Speed |  |  |  | 53300 | 2638 | 20.2 | 13.4 | 39900 | 2719 | 4.3 | 3.1 | Non Federally-Regulated | 03/15/2019 |  | 08/12/2019
Enertech Global, LLC | Hydron Module | HYT048*2 |  | Ground-Water-Source | WBAHP: Heat Pump Packaged Unit | Heat Pump | 208 | 3 |  |  |  | Single-Speed |  |  |  | 57100 | 2179 | 26.2 | 16.2 | 49500 | 2789 | 5.2 | 3.6 | Non Federally-Regulated | 03/15/2019 |  | 08/12/2019
Enertech Global, LLC | Hydron Module | HYT048*2 |  | Ground-Source | WBAHP: Heat Pump Packaged Unit | Heat Pump | 208 | 3 |  |  |  | Single-Speed |  |  |  | 53300 | 2638 | 20.2 | 13.4 | 39900 | 2719 | 4.3 | 3.1 | Non Federally-Regulated | 03/15/2019 |  | 08/12/2019
Enertech Global, LLC | Hydron Module | HYT048 |  | Ground-Water-Source | WBAHP: Heat Pump Packaged Unit | Heat Pump | 208 | 1 |  |  |  | Single-Speed |  |  |  | 57100 | 2179 | 26.2 | 16.2 | 49500 | 2789 | 5.2 | 3.6 | Non Federally-Regulated | 03/15/2019 |  | 08/12/2019
Enertech Global, LLC | Hydron Module | HYT048 |  | Ground-Source | WBAHP: Heat Pump Packaged Unit | Heat Pump | 208 | 1 |  |  |  | Single-Speed |  |  |  | 53300 | 2638 | 20.2 | 13.4 | 39900 | 2719 | 4.3 | 3.1 | Non Federally-Regulated | 03/15/2019 |  | 08/12/2019
Enertech Global, LLC | Hydron Module | HYT036*3 |  | Ground-Water-Source | WBAHP: Heat Pump Packaged Unit | Heat Pump | 460 | 3 |  |  |  | Single-Speed |  |  |  | 44300 | 1640 | 27 | 16.2 | 37500 | 1998 | 5.5 | 3.6 | Non Federally-Regulated | 06/28/2016 |  | 08/12/2019
Enertech Global, LLC | Hydron Module | HYT036*3 |  | Ground-Source | WBAHP: Heat Pump Packaged Unit | Heat Pump | 460 | 3 |  |  |  | Single-Speed |  |  |  | 41200 | 1971 | 20.9 | 13.4 | 29100 | 1895 | 4.5 | 3.1 | Non Federally-Regulated | 06/28/2016 |  | 08/12/2019
Enertech Global, LLC | Hydron Module | HYT036*2 |  | Ground-Water-Source | WBAHP: Heat Pump Packaged Unit | Heat Pump | 208 | 3 |  |  |  | Single-Speed |  |  |  | 44300 | 1640 | 27 | 16.2 | 37500 | 1998 | 5.5 | 3.6 | Non Federally-Regulated | 06/28/2016 |  | 08/12/2019
Enertech Global, LLC | Hydron Module | HYT036*2 |  | Ground-Source | WBAHP: Heat Pump Packaged Unit | Heat Pump | 208 | 3 |  |  |  | Single-Speed |  |  |  | 41200 | 1971 | 20.9 | 13.4 | 29100 | 1895 | 4.5 | 3.1 | Non Federally-Regulated | 06/28/2016 |  | 08/12/2019
Enertech Global, LLC | Hydron Module | HYT036 |  | Ground-Water-Source | WBAHP: Heat Pump Packaged Unit | Heat Pump | 208 | 1 |  |  |  | Single-Speed |  |  |  | 44300 | 1640 | 27 | 16.2 | 37500 | 1998 | 5.5 | 3.6 | Non Federally-Regulated | 02/08/2019 |  | 08/12/2019
Enertech Global, LLC | Hydron Module | HYT036 |  | Ground-Source | WBAHP: Heat Pump Packaged Unit | Heat Pump | 208 | 1 |  |  |  | Single-Speed |  |  |  | 41200 | 1971 | 20.9 | 13.4 | 29100 | 1895 | 4.5 | 3.1 | Non Federally-Regulated | 02/08/2019 |  | 08/12/2019
Enertech Global, LLC | Tetco | TYT024*3 |  | Ground-Water-Source | WBAHP: Heat Pump Packaged Unit | Heat Pump | 460 | 3 |  |  |  | Single-Speed |  |  |  | 29200 | 1136 | 25.7 | 16.2 | 23400 | 1293 | 5.3 | 3.6 | Non Federally-Regulated | 03/15/2019 |  | 08/12/2019
Enertech Global, LLC | Tetco | TYT024*3 |  | Ground-Source | WBAHP: Heat Pump Packaged Unit | Heat Pump | 460 | 3 |  |  |  | Single-Speed |  |  |  | 27100 | 1361 | 19.9 | 13.4 | 19000 | 1294 | 4.3 | 3.1 | Non Federally-Regulated | 03/15/2019 |  | 08/12/2019
Enertech Global, LLC | Tetco | TYT024*2 |  | Ground-Water-Source | WBAHP: Heat Pump Packaged Unit | Heat Pump | 208 | 3 |  |  |  | Single-Speed |  |  |  | 29200 | 1136 | 25.7 | 16.2 | 23400 | 1293 | 5.3 | 3.6 | Non Federally-Regulated | 03/15/2019 |  | 08/12/2019
Enertech Global, LLC | Tetco | TYT024*2 |  | Ground-Source | WBAHP: Heat Pump Packaged Unit | Heat Pump | 208 | 3 |  |  |  | Single-Speed |  |  |  | 27100 | 1361 | 19.9 | 13.4 | 19000 | 1294 | 4.3 | 3.1 | Non Federally-Regulated | 03/15/2019 |  | 08/12/2019
Enertech Global, LLC | Tetco | TYT024 |  | Ground-Water-Source | WBAHP: Heat Pump Packaged Unit | Heat Pump | 208 | 1 |  |  |  | Single-Speed |  |  |  | 29200 | 1136 | 25.7 | 16.2 | 23400 | 1293 | 5.3 | 3.6 | Non Federally-Regulated | 03/15/2019 |  | 08/12/2019
Enertech Global, LLC | Tetco | TYT024 |  | Ground-Source | WBAHP: Heat Pump Packaged Unit | Heat Pump | 208 | 1 |  |  |  | Single-Speed |  |  |  | 27100 | 1361 | 19.9 | 13.4 | 19000 | 1294 | 4.3 | 3.1 | Non Federally-Regulated | 03/15/2019 |  | 08/12/2019
Enertech Global, LLC | Tetco | TYT060*3 |  | Ground-Source | WBAHP: Heat Pump Packaged Unit | Heat Pump | 460 | 3 |  |  |  | Single-Speed |  |  |  | 64300 | 3331 | 19.3 | 13.4 | 49200 | 3516 | 4.1 | 3.1 | Non Federally-Regulated | 02/16/2016 |  | 08/12/2019
Enertech Global, LLC | Tetco | TYT060*2 |  | Ground-Source | WBAHP: Heat Pump Packaged Unit | Heat Pump | 208 | 3 |  |  |  | Single-Speed |  |  |  | 64300 | 3331 | 19.3 | 13.4 | 49200 | 3516 | 4.1 | 3.1 | Non Federally-Regulated | 02/16/2016 |  | 08/12/2019
Enertech Global, LLC | Tetco | TYT060 |  | Ground-Source | WBAHP: Heat Pump Packaged Unit | Heat Pump | 208 | 1 |  |  |  | Single-Speed |  |  |  | 64300 | 3331 | 19.3 | 13.4 | 49200 | 3516 | 4.1 | 3.1 | Non Federally-Regulated | 02/08/2019 |  | 08/12/2019
Enertech Global, LLC | Tetco | TYT048*3 |  | Ground-Water-Source | WBAHP: Heat Pump Packaged Unit | Heat Pump | 460 | 3 |  |  |  | Single-Speed |  |  |  | 57100 | 2179 | 26.2 | 16.2 | 49500 | 2789 | 5.2 | 3.6 | Non Federally-Regulated | 03/15/2019 |  | 08/12/2019
Enertech Global, LLC | Tetco | TYT048*3 |  | Ground-Source | WBAHP: Heat Pump Packaged Unit | Heat Pump | 460 | 3 |  |  |  | Single-Speed |  |  |  | 53300 | 2638 | 20.2 | 13.4 | 39900 | 2719 | 4.3 | 3.1 | Non Federally-Regulated | 03/15/2019 |  | 08/12/2019
Enertech Global, LLC | Tetco | TYT048*2 |  | Ground-Water-Source | WBAHP: Heat Pump Packaged Unit | Heat Pump | 208 | 3 |  |  |  | Single-Speed |  |  |  | 57100 | 2179 | 26.2 | 16.2 | 49500 | 2789 | 5.2 | 3.6 | Non Federally-Regulated | 03/15/2019 |  | 08/12/2019
Enertech Global, LLC | Tetco | TYT048*2 |  | Ground-Source | WBAHP: Heat Pump Packaged Unit | Heat Pump | 208 | 3 |  |  |  | Single-Speed |  |  |  | 53300 | 2638 | 20.2 | 13.4 | 39900 | 2719 | 4.3 | 3.1 | Non Federally-Regulated | 03/15/2019 |  | 08/12/2019
Enertech Global, LLC | Tetco | TYT048 |  | Ground-Water-Source | WBAHP: Heat Pump Packaged Unit | Heat Pump | 208 | 1 |  |  |  | Single-Speed |  |  |  | 57100 | 2179 | 26.2 | 16.2 | 49500 | 2789 | 5.2 | 3.6 | Non Federally-Regulated | 03/15/2019 |  | 08/12/2019
Enertech Global, LLC | Tetco | TYT048 |  | Ground-Source | WBAHP: Heat Pump Packaged Unit | Heat Pump | 208 | 1 |  |  |  | Single-Speed |  |  |  | 53300 | 2638 | 20.2 | 13.4 | 39900 | 2719 | 4.3 | 3.1 | Non Federally-Regulated | 03/15/2019 |  | 08/12/2019
Enertech Global, LLC | Tetco | TYT036*3 |  | Ground-Water-Source | WBAHP: Heat Pump Packaged Unit | Heat Pump | 460 | 3 |  |  |  | Single-Speed |  |  |  | 44300 | 1640 | 27 | 16.2 | 37500 | 1998 | 5.5 | 3.6 | Non Federally-Regulated | 06/28/2016 |  | 08/12/2019
Enertech Global, LLC | Tetco | TYT036*3 |  | Ground-Source | WBAHP: Heat Pump Packaged Unit | Heat Pump | 460 | 3 |  |  |  | Single-Speed |  |  |  | 41200 | 1971 | 20.9 | 13.4 | 29100 | 1895 | 4.5 | 3.1 | Non Federally-Regulated | 06/28/2016 |  | 08/12/2019
Enertech Global, LLC | Tetco | TYT036 |  | Ground-Water-Source | WBAHP: Heat Pump Packaged Unit | Heat Pump | 208 | 1 |  |  |  | Single-Speed |  |  |  | 44300 | 1640 | 27 | 16.2 | 37500 | 1998 | 5.5 | 3.6 | Non Federally-Regulated | 02/08/2019 |  | 08/12/2019
Enertech Global, LLC | Tetco | TYT036*2 |  | Ground-Water-Source | WBAHP: Heat Pump Packaged Unit | Heat Pump | 208 | 3 |  |  |  | Single-Speed |  |  |  | 44300 | 1640 | 27 | 16.2 | 37500 | 1998 | 5.5 | 3.6 | Non Federally-Regulated | 06/28/2016 |  | 08/12/2019
Enertech Global, LLC | Tetco | TYT036 |  | Ground-Source | WBAHP: Heat Pump Packaged Unit | Heat Pump | 208 | 1 |  |  |  | Single-Speed |  |  |  | 41200 | 1971 | 20.9 | 13.4 | 29100 | 1895 | 4.5 | 3.1 | Non Federally-Regulated | 02/08/2019 |  | 08/12/2019
Enertech Global, LLC | Tetco | TYT036*2 |  | Ground-Source | WBAHP: Heat Pump Packaged Unit | Heat Pump | 208 | 3 |  |  |  | Single-Speed |  |  |  | 41200 | 1971 | 20.9 | 13.4 | 29100 | 1895 | 4.5 | 3.1 | Non Federally-Regulated | 06/28/2016 |  | 08/12/2019
Climate Control Technologies PC | Century | HZS048B | WDG048***-*B | Ground-Water-Source | WBAHP-CB: Heat Pump Split Syst | Heat Pump | 208 | 1 | False |  |  | Single-Speed |  |  |  | 52800 | 2295 | 23 | 16.2 | 45900 | 3202 | 4.2 | 3.6 | Non Federally-Regulated | 08/12/2019 |  | 08/16/2019
Climate Control Technologies PC | Century | HZS048B | WDG048***-*B | Ground-Source | WBAHP-CB: Heat Pump Split Syst | Heat Pump | 208 | 1 | False |  |  | Single-Speed |  |  |  | 48700 | 2881 | 16.9 | 13.4 | 35900 | 3006 | 3.5 | 3.1 | Non Federally-Regulated | 08/12/2019 |  | 08/16/2019
Climate Control Technologies PC | Century | HZS048 | MWG48**-B | Ground-Water-Source | WBAHP-C: Heat Pump Split Syste | Heat Pump | 208 | 1 | False |  |  | Single-Speed |  |  |  | 52000 | 2441 | 21.3 | 16.2 | 46100 | 3216 | 4.2 | 3.6 | Non Federally-Regulated | 08/12/2019 |  | 08/16/2019
Climate Control Technologies PC | Century | HZS048 | MWG48**-B | Ground-Source | WBAHP-C: Heat Pump Split Syste | Heat Pump | 208 | 1 | False |  |  | Single-Speed |  |  |  | 48400 | 2951 | 16.4 | 13.4 | 36000 | 3014 | 3.5 | 3.1 | Non Federally-Regulated | 08/12/2019 |  | 08/16/2019
Climate Control Technologies PC | Century | HZS036B | WDG036***-*B | Ground-Water-Source | WBAHP-CB: Heat Pump Split Syst | Heat Pump | 208 | 1 | False |  |  | Single-Speed |  |  |  | 40500 | 1730 | 23.4 | 16.2 | 32700 | 2129 | 4.5 | 3.6 | Non Federally-Regulated | 08/12/2019 |  | 08/16/2019
Climate Control Technologies PC | Century | HZS036B | WDG036***-*B | Ground-Source | WBAHP-CB: Heat Pump Split Syst | Heat Pump | 208 | 1 | False |  |  | Single-Speed |  |  |  | 37700 | 2117 | 17.8 | 13.4 | 26200 | 2020 | 3.8 | 3.1 | Non Federally-Regulated | 08/12/2019 |  | 08/16/2019
Climate Control Technologies PC | Century | HZS036B | MWG36**-B | Ground-Water-Source | WBAHP-C: Heat Pump Split Syste | Heat Pump | 208 | 1 | False |  |  | Single-Speed |  |  |  | 40200 | 1802 | 22.3 | 16.2 | 32800 | 2184 | 4.4 | 3.6 | Non Federally-Regulated | 08/12/2019 |  | 08/16/2019
Climate Control Technologies PC | Century | HZS036B | MWG36**-B | Ground-Source | WBAHP-C: Heat Pump Split Syste | Heat Pump | 208 | 1 | False |  |  | Single-Speed |  |  |  | 38000 | 2196 | 17.3 | 13.4 | 26600 | 2106 | 3.7 | 3.1 | Non Federally-Regulated | 08/12/2019 |  | 08/16/2019
Climate Control Technologies PC | Century | HZS036B | WDG036*B | Water-Source | WBAHP-CB: Heat Pump Split Syst | Heat Pump | 208 | 1 | False |  |  | Single-Speed |  |  |  | 38200 | 2208 | 17.3 | 12 | 40500 | 2239 | 5.3 | 4.2 | Federally-Regulated Commercial & Industrial Equipment | 08/12/2019 |  | 08/16/2019
Climate Control Technologies PC | Century | HZS036B | WDG036*B | Ground-Water-Source | WBAHP-CB: Heat Pump Split Syst | Heat Pump | 208 | 1 | False |  |  | Single-Speed |  |  |  | 42100 | 1670 | 25.2 | 16.2 | 34500 | 2106 | 4.8 | 3.6 | Non Federally-Regulated | 08/12/2019 |  | 08/16/2019
Climate Control Technologies PC | Century | HZS036B | WDG036*B | Ground-Source | WBAHP-CB: Heat Pump Split Syst | Heat Pump | 208 | 1 | False |  |  | Single-Speed |  |  |  | 38800 | 2063 | 18.8 | 13.4 | 27900 | 1994 | 4.1 | 3.1 | Non Federally-Regulated | 08/12/2019 |  | 08/16/2019
Climate Control Technologies PC | Century | HEV/H036C |  | Water-Source | WBAHP: Heat Pump Packaged Unit | Heat Pump | 208 | 1 |  |  |  | Single-Speed |  |  |  | 34300 | 2271 | 15.1 | 11.2 | 42000 | 2675 | 4.6 | 4.2 | Federally-Regulated Commercial & Industrial Equipment | 08/12/2019 |  | 08/16/2019
Climate Control Technologies PC | Century | HEV/H036C |  | Ground-Water-Source | WBAHP: Heat Pump Packaged Unit | Heat Pump | 208 | 1 |  |  |  | Single-Speed |  |  |  | 38200 | 1713 | 22.3 | 16.2 | 35100 | 2392 | 4.3 | 3.6 | Non Federally-Regulated | 08/12/2019 |  | 08/16/2019
Climate Control Technologies PC | Century | HEV/H036C |  | Ground-Source | WBAHP: Heat Pump Packaged Unit | Heat Pump | 208 | 1 |  |  |  | Single-Speed |  |  |  | 35200 | 2107 | 16.7 | 13.4 | 27300 | 2222 | 3.6 | 3.1 | Non Federally-Regulated | 08/12/2019 |  | 08/16/2019
Climate Control Technologies PC | Century | HEV/H024C |  | Water-Source | WBAHP: Heat Pump Packaged Unit | Heat Pump | 208 | 1 |  |  |  | Single-Speed |  |  |  | 23700 | 1657 | 14.3 | 11.2 | 28000 | 1783 | 4.6 | 4.2 | Federally-Regulated Commercial & Industrial Equipment | 08/12/2019 |  | 08/16/2019
Climate Control Technologies PC | Century | HEV/H024C |  | Ground-Water-Source | WBAHP: Heat Pump Packaged Unit | Heat Pump | 208 | 1 |  |  |  | Single-Speed |  |  |  | 26500 | 1221 | 21.7 | 16.2 | 23000 | 1644 | 4.1 | 3.6 | Non Federally-Regulated | 08/12/2019 |  | 08/16/2019
Climate Control Technologies PC | Century | HEV/H024C |  | Ground-Source | WBAHP: Heat Pump Packaged Unit | Heat Pump | 208 | 1 |  |  |  | Single-Speed |  |  |  | 24600 | 1537 | 16 | 13.4 | 17800 | 1449 | 3.6 | 3.1 | Non Federally-Regulated | 08/12/2019 |  | 08/16/2019
Climate Control Technologies PC | Century | HZV/H/D024B |  | Water-Source | WBAHP: Heat Pump Packaged Unit | Heat Pump | 208 | 1 |  |  |  | Single-Speed |  |  |  | 25000 | 1436 | 17.4 | 11.2 | 31400 | 1533 | 6 | 4.2 | Federally-Regulated Commercial & Industrial Equipment | 08/12/2019 |  | 08/16/2019
Climate Control Technologies PC | Century | HZV/H/D024B |  | Ground-Water-Source | WBAHP: Heat Pump Packaged Unit | Heat Pump | 208 | 1 |  |  |  | Single-Speed |  |  |  | 28500 | 1079 | 26.4 | 16.2 | 25800 | 1426 | 5.3 | 3.6 | Non Federally-Regulated | 08/12/2019 |  | 08/16/2019
Climate Control Technologies PC | Century | HZV/H/D024B |  | Ground-Source | WBAHP: Heat Pump Packaged Unit | Heat Pump | 208 | 1 |  |  |  | Single-Speed |  |  |  | 26000 | 1306 | 19.9 | 13.4 | 20200 | 1443 | 4.1 | 3.1 | Non Federally-Regulated | 08/12/2019 |  | 08/16/2019
Climate Control Technologies PC | Century | HZS048B | WDG048***-*B | Ground-Water-Source | WBAHP-CB: Heat Pump Split Syst | Heat Pump | 208 | 1 | False |  |  | Single-Speed |  |  |  | 52800 | 2295 | 23 | 16.2 | 45900 | 3202 | 4.2 | 3.6 | Non Federally-Regulated | 08/16/2019 |  | 08/16/2019
Climate Control Technologies PC | Century | HZS048B | WDG048***-*B | Ground-Source | WBAHP-CB: Heat Pump Split Syst | Heat Pump | 208 | 1 | False |  |  | Single-Speed |  |  |  | 48700 | 2881 | 16.9 | 13.4 | 35900 | 3006 | 3.5 | 3.1 | Non Federally-Regulated | 08/16/2019 |  | 08/16/2019
Climate Control Technologies PC | Century | HZS048 | MWG48**-B | Ground-Water-Source | WBAHP-C: Heat Pump Split Syste | Heat Pump | 208 | 1 | False |  |  | Single-Speed |  |  |  | 52000 | 2441 | 21.3 | 16.2 | 46100 | 3216 | 4.2 | 3.6 | Non Federally-Regulated | 08/16/2019 |  | 08/16/2019
Climate Control Technologies PC | Century | HZS048 | MWG48**-B | Ground-Source | WBAHP-C: Heat Pump Split Syste | Heat Pump | 208 | 1 | False |  |  | Single-Speed |  |  |  | 48400 | 2951 | 16.4 | 13.4 | 36000 | 3014 | 3.5 | 3.1 | Non Federally-Regulated | 08/16/2019 |  | 08/16/2019
Climate Control Technologies PC | Century | HZS036B | WDG036***-*B | Ground-Water-Source | WBAHP-CB: Heat Pump Split Syst | Heat Pump | 208 | 1 | False |  |  | Single-Speed |  |  |  | 40500 | 1730 | 23.4 | 16.2 | 32700 | 2129 | 4.5 | 3.6 | Non Federally-Regulated | 08/16/2019 |  | 08/16/2019
Climate Control Technologies PC | Century | HZS036B | WDG036***-*B | Ground-Source | WBAHP-CB: Heat Pump Split Syst | Heat Pump | 208 | 1 | False |  |  | Single-Speed |  |  |  | 37700 | 2117 | 17.8 | 13.4 | 26200 | 2020 | 3.8 | 3.1 | Non Federally-Regulated | 08/16/2019 |  | 08/16/2019
Climate Control Technologies PC | Century | HZS036B | MWG36**-B | Ground-Water-Source | WBAHP-C: Heat Pump Split Syste | Heat Pump | 208 | 1 | False |  |  | Single-Speed |  |  |  | 40200 | 1802 | 22.3 | 16.2 | 32800 | 2184 | 4.4 | 3.6 | Non Federally-Regulated | 08/16/2019 |  | 08/16/2019
Climate Control Technologies PC | Century | HZS036B | MWG36**-B | Ground-Source | WBAHP-C: Heat Pump Split Syste | Heat Pump | 208 | 1 | False |  |  | Single-Speed |  |  |  | 38000 | 2196 | 17.3 | 13.4 | 26600 | 2106 | 3.7 | 3.1 | Non Federally-Regulated | 08/16/2019 |  | 08/16/2019
Climate Control Technologies PC | Century | HZS036B | WDG036*B | Water-Source | WBAHP-CB: Heat Pump Split Syst | Heat Pump | 208 | 1 | False |  |  | Single-Speed |  |  |  | 38200 | 2208 | 17.3 | 12 | 40500 | 2239 | 5.3 | 4.2 | Federally-Regulated Commercial & Industrial Equipment | 08/16/2019 |  | 08/16/2019
Climate Control Technologies PC | Century | HZS036B | WDG036*B | Ground-Water-Source | WBAHP-CB: Heat Pump Split Syst | Heat Pump | 208 | 1 | False |  |  | Single-Speed |  |  |  | 42100 | 1670 | 25.2 | 16.2 | 34500 | 2106 | 4.8 | 3.6 | Non Federally-Regulated | 08/16/2019 |  | 08/16/2019
Climate Control Technologies PC | Century | HZS036B | WDG036*B | Ground-Source | WBAHP-CB: Heat Pump Split Syst | Heat Pump | 208 | 1 | False |  |  | Single-Speed |  |  |  | 38800 | 2063 | 18.8 | 13.4 | 27900 | 1994 | 4.1 | 3.1 | Non Federally-Regulated | 08/16/2019 |  | 08/16/2019
Climate Control Technologies PC | Century | HEV/H036C |  | Water-Source | WBAHP: Heat Pump Packaged Unit | Heat Pump | 208 | 1 |  |  |  | Single-Speed |  |  |  | 34300 | 2271 | 15.1 | 11.2 | 42000 | 2675 | 4.6 | 4.2 | Federally-Regulated Commercial & Industrial Equipment | 08/16/2019 |  | 08/16/2019
Climate Control Technologies PC | Century | HEV/H036C |  | Ground-Water-Source | WBAHP: Heat Pump Packaged Unit | Heat Pump | 208 | 1 |  |  |  | Single-Speed |  |  |  | 38200 | 1713 | 22.3 | 16.2 | 35100 | 2392 | 4.3 | 3.6 | Non Federally-Regulated | 08/16/2019 |  | 08/16/2019
Climate Control Technologies PC | Century | HEV/H036C |  | Ground-Source | WBAHP: Heat Pump Packaged Unit | Heat Pump | 208 | 1 |  |  |  | Single-Speed |  |  |  | 35200 | 2107 | 16.7 | 13.4 | 27300 | 2222 | 3.6 | 3.1 | Non Federally-Regulated | 08/16/2019 |  | 08/16/2019
Climate Control Technologies PC | Century | HEV/H024C |  | Water-Source | WBAHP: Heat Pump Packaged Unit | Heat Pump | 208 | 1 |  |  |  | Single-Speed |  |  |  | 23700 | 1657 | 14.3 | 11.2 | 28000 | 1783 | 4.6 | 4.2 | Federally-Regulated Commercial & Industrial Equipment | 08/16/2019 |  | 08/16/2019
Climate Control Technologies PC | Century | HEV/H024C |  | Ground-Water-Source | WBAHP: Heat Pump Packaged Unit | Heat Pump | 208 | 1 |  |  |  | Single-Speed |  |  |  | 26500 | 1221 | 21.7 | 16.2 | 23000 | 1644 | 4.1 | 3.6 | Non Federally-Regulated | 08/16/2019 |  | 08/16/2019
Climate Control Technologies PC | Century | HEV/H024C |  | Ground-Source | WBAHP: Heat Pump Packaged Unit | Heat Pump | 208 | 1 |  |  |  | Single-Speed |  |  |  | 24600 | 1537 | 16 | 13.4 | 17800 | 1449 | 3.6 | 3.1 | Non Federally-Regulated | 08/16/2019 |  | 08/16/2019
Climate Control Technologies PC | Century | HZV/H/D024B |  | Water-Source | WBAHP: Heat Pump Packaged Unit | Heat Pump | 208 | 1 |  |  |  | Single-Speed |  |  |  | 25000 | 1436 | 17.4 | 11.2 | 31400 | 1533 | 6 | 4.2 | Federally-Regulated Commercial & Industrial Equipment | 08/16/2019 |  | 08/16/2019
Climate Control Technologies PC | Century | HZV/H/D024B |  | Ground-Water-Source | WBAHP: Heat Pump Packaged Unit | Heat Pump | 208 | 1 |  |  |  | Single-Speed |  |  |  | 28500 | 1079 | 26.4 | 16.2 | 25800 | 1426 | 5.3 | 3.6 | Non Federally-Regulated | 08/16/2019 |  | 08/16/2019
Climate Control Technologies PC | Century | HZV/H/D024B |  | Ground-Source | WBAHP: Heat Pump Packaged Unit | Heat Pump | 208 | 1 |  |  |  | Single-Speed |  |  |  | 26000 | 1306 | 19.9 | 13.4 | 20200 | 1443 | 4.1 | 3.1 | Non Federally-Regulated | 08/16/2019 |  | 08/16/2019
Climate Control Technologies PC | Century | HZS048B | WDG048***-*B | Ground-Water-Source | WBAHP-CB: Heat Pump Split Syst | Heat Pump | 208 | 1 | False |  |  | Single-Speed |  |  |  | 52800 | 2295 | 23 |  | 45900 | 3202 | 4.2 |  | Non Federally-Regulated | 08/16/2019 |  | 08/16/2019
Climate Control Technologies PC | Century | HZS048B | WDG048***-*B | Ground-Source | WBAHP-CB: Heat Pump Split Syst | Heat Pump | 208 | 1 | False |  |  | Single-Speed |  |  |  | 48700 | 2881 | 16.9 |  | 35900 | 3006 | 3.5 |  | Non Federally-Regulated | 08/16/2019 |  | 08/16/2019
Climate Control Technologies PC | Century | HZS048 | MWG48**-B | Ground-Water-Source | WBAHP-C: Heat Pump Split Syste | Heat Pump | 208 | 1 | False |  |  | Single-Speed |  |  |  | 52000 | 2441 | 21.3 |  | 46100 | 3216 | 4.2 |  | Non Federally-Regulated | 08/16/2019 |  | 08/16/2019
Climate Control Technologies PC | Century | HZS048 | MWG48**-B | Ground-Source | WBAHP-C: Heat Pump Split Syste | Heat Pump | 208 | 1 | False |  |  | Single-Speed |  |  |  | 48400 | 2951 | 16.4 |  | 36000 | 3014 | 3.5 |  | Non Federally-Regulated | 08/16/2019 |  | 08/16/2019
Climate Control Technologies PC | Century | HZS036B | WDG036***-*B | Ground-Water-Source | WBAHP-CB: Heat Pump Split Syst | Heat Pump | 208 | 1 | False |  |  | Single-Speed |  |  |  | 40500 | 1730 | 23.4 |  | 32700 | 2129 | 4.5 |  | Non Federally-Regulated | 08/16/2019 |  | 08/16/2019
Climate Control Technologies PC | Century | HZS036B | WDG036***-*B | Ground-Source | WBAHP-CB: Heat Pump Split Syst | Heat Pump | 208 | 1 | False |  |  | Single-Speed |  |  |  | 37700 | 2117 | 17.8 |  | 26200 | 2020 | 3.8 |  | Non Federally-Regulated | 08/16/2019 |  | 08/16/2019
Climate Control Technologies PC | Century | HZS036B | MWG36**-B | Ground-Water-Source | WBAHP-C: Heat Pump Split Syste | Heat Pump | 208 | 1 | False |  |  | Single-Speed |  |  |  | 40200 | 1802 | 22.3 |  | 32800 | 2184 | 4.4 |  | Non Federally-Regulated | 08/16/2019 |  | 08/16/2019
Climate Control Technologies PC | Century | HZS036B | MWG36**-B | Ground-Source | WBAHP-C: Heat Pump Split Syste | Heat Pump | 208 | 1 | False |  |  | Single-Speed |  |  |  | 38000 | 2196 | 17.3 |  | 26600 | 2106 | 3.7 |  | Non Federally-Regulated | 08/16/2019 |  | 08/16/2019
Climate Control Technologies PC | Century | HZS036B | WDG036*B | Water-Source | WBAHP-CB: Heat Pump Split Syst | Heat Pump | 208 | 1 | False |  |  | Single-Speed |  |  |  | 38200 | 2208 | 17.3 |  | 40500 | 2239 | 5.3 |  | Federally-Regulated Commercial & Industrial Equipment | 08/16/2019 |  | 08/16/2019
Climate Control Technologies PC | Century | HZS036B | WDG036*B | Ground-Water-Source | WBAHP-CB: Heat Pump Split Syst | Heat Pump | 208 | 1 | False |  |  | Single-Speed |  |  |  | 42100 | 1670 | 25.2 |  | 34500 | 2106 | 4.8 |  | Non Federally-Regulated | 08/16/2019 |  | 08/16/2019
Climate Control Technologies PC | Century | HZS036B | WDG036*B | Ground-Source | WBAHP-CB: Heat Pump Split Syst | Heat Pump | 208 | 1 | False |  |  | Single-Speed |  |  |  | 38800 | 2063 | 18.8 |  | 27900 | 1994 | 4.1 |  | Non Federally-Regulated | 08/16/2019 |  | 08/16/2019
Climate Control Technologies PC | Century | HEV/H036C |  | Water-Source | WBAHP: Heat Pump Packaged Unit | Heat Pump | 208 | 1 |  |  |  | Single-Speed |  |  |  | 34300 | 2271 | 15.1 |  | 42000 | 2675 | 4.6 |  | Federally-Regulated Commercial & Industrial Equipment | 08/16/2019 |  | 08/16/2019
Climate Control Technologies PC | Century | HEV/H036C |  | Ground-Water-Source | WBAHP: Heat Pump Packaged Unit | Heat Pump | 208 | 1 |  |  |  | Single-Speed |  |  |  | 38200 | 1713 | 22.3 |  | 35100 | 2392 | 4.3 |  | Non Federally-Regulated | 08/16/2019 |  | 08/16/2019
Climate Control Technologies PC | Century | HEV/H036C |  | Ground-Source | WBAHP: Heat Pump Packaged Unit | Heat Pump | 208 | 1 |  |  |  | Single-Speed |  |  |  | 35200 | 2107 | 16.7 |  | 27300 | 2222 | 3.6 |  | Non Federally-Regulated | 08/16/2019 |  | 08/16/2019
Climate Control Technologies PC | Century | HEV/H024C |  | Water-Source | WBAHP: Heat Pump Packaged Unit | Heat Pump | 208 | 1 |  |  |  | Single-Speed |  |  |  | 23700 | 1657 | 14.3 |  | 28000 | 1783 | 4.6 |  | Federally-Regulated Commercial & Industrial Equipment | 08/16/2019 |  | 08/16/2019
Climate Control Technologies PC | Century | HEV/H024C |  | Ground-Water-Source | WBAHP: Heat Pump Packaged Unit | Heat Pump | 208 | 1 |  |  |  | Single-Speed |  |  |  | 26500 | 1221 | 21.7 |  | 23000 | 1644 | 4.1 |  | Non Federally-Regulated | 08/16/2019 |  | 08/16/2019
Climate Control Technologies PC | Century | HEV/H024C |  | Ground-Source | WBAHP: Heat Pump Packaged Unit | Heat Pump | 208 | 1 |  |  |  | Single-Speed |  |  |  | 24600 | 1537 | 16 |  | 17800 | 1449 | 3.6 |  | Non Federally-Regulated | 08/16/2019 |  | 08/16/2019
Climate Control Technologies PC | Century | HZV/H/D024B |  | Water-Source | WBAHP: Heat Pump Packaged Unit | Heat Pump | 208 | 1 |  |  |  | Single-Speed |  |  |  | 25000 | 1436 | 17.4 |  | 31400 | 1533 | 6 |  | Federally-Regulated Commercial & Industrial Equipment | 08/16/2019 |  | 08/16/2019
Climate Control Technologies PC | Century | HZV/H/D024B |  | Ground-Water-Source | WBAHP: Heat Pump Packaged Unit | Heat Pump | 208 | 1 |  |  |  | Single-Speed |  |  |  | 28500 | 1079 | 26.4 |  | 25800 | 1426 | 5.3 |  | Non Federally-Regulated | 08/16/2019 |  | 08/16/2019
Climate Control Technologies PC | Century | HZV/H/D024B |  | Ground-Source | WBAHP: Heat Pump Packaged Unit | Heat Pump | 208 | 1 |  |  |  | Single-Speed |  |  |  | 26000 | 1306 | 19.9 |  | 20200 | 1443 | 4.1 |  | Non Federally-Regulated | 08/16/2019 |  | 08/16/2019
Climate Control Technologies PC | Century | HZS048B | WDG048***-*B | Ground-Water-Source | WBAHP-CB: Heat Pump Split Syst | Heat Pump | 208 | 1 | False |  |  | Single-Speed |  |  |  | 52800 | 2295 | 23 |  | 45900 | 3202 | 4.2 |  | Non Federally-Regulated | 08/16/2019 |  | 08/16/2019
Climate Control Technologies PC | Century | HZS048B | WDG048***-*B | Ground-Source | WBAHP-CB: Heat Pump Split Syst | Heat Pump | 208 | 1 | False |  |  | Single-Speed |  |  |  | 48700 | 2881 | 16.9 |  | 35900 | 3006 | 3.5 |  | Non Federally-Regulated | 08/16/2019 |  | 08/16/2019
Climate Control Technologies PC | Century | HZS048 | MWG48**-B | Ground-Water-Source | WBAHP-C: Heat Pump Split Syste | Heat Pump | 208 | 1 | False |  |  | Single-Speed |  |  |  | 52000 | 2441 | 21.3 |  | 46100 | 3216 | 4.2 |  | Non Federally-Regulated | 08/16/2019 |  | 08/16/2019
Climate Control Technologies PC | Century | HZS048 | MWG48**-B | Ground-Source | WBAHP-C: Heat Pump Split Syste | Heat Pump | 208 | 1 | False |  |  | Single-Speed |  |  |  | 48400 | 2951 | 16.4 |  | 36000 | 3014 | 3.5 |  | Non Federally-Regulated | 08/16/2019 |  | 08/16/2019
Climate Control Technologies PC | Century | HZS036B | WDG036***-*B | Ground-Water-Source | WBAHP-CB: Heat Pump Split Syst | Heat Pump | 208 | 1 | False |  |  | Single-Speed |  |  |  | 40500 | 1730 | 23.4 |  | 32700 | 2129 | 4.5 |  | Non Federally-Regulated | 08/16/2019 |  | 08/16/2019
Climate Control Technologies PC | Century | HZS036B | WDG036***-*B | Ground-Source | WBAHP-CB: Heat Pump Split Syst | Heat Pump | 208 | 1 | False |  |  | Single-Speed |  |  |  | 37700 | 2117 | 17.8 |  | 26200 | 2020 | 3.8 |  | Non Federally-Regulated | 08/16/2019 |  | 08/16/2019
Climate Control Technologies PC | Century | HZS036B | MWG36**-B | Ground-Water-Source | WBAHP-C: Heat Pump Split Syste | Heat Pump | 208 | 1 | False |  |  | Single-Speed |  |  |  | 40200 | 1802 | 22.3 |  | 32800 | 2184 | 4.4 |  | Non Federally-Regulated | 08/16/2019 |  | 08/16/2019
Climate Control Technologies PC | Century | HZS036B | MWG36**-B | Ground-Source | WBAHP-C: Heat Pump Split Syste | Heat Pump | 208 | 1 | False |  |  | Single-Speed |  |  |  | 38000 | 2196 | 17.3 |  | 26600 | 2106 | 3.7 |  | Non Federally-Regulated | 08/16/2019 |  | 08/16/2019
Climate Control Technologies PC | Century | HZS036B | WDG036*B | Water-Source | WBAHP-CB: Heat Pump Split Syst | Heat Pump | 208 | 1 | False |  |  | Single-Speed |  |  |  | 38200 | 2208 | 17.3 |  | 40500 | 2239 | 5.3 |  | Federally-Regulated Commercial & Industrial Equipment | 08/16/2019 |  | 08/16/2019
Climate Control Technologies PC | Century | HZS036B | WDG036*B | Ground-Water-Source | WBAHP-CB: Heat Pump Split Syst | Heat Pump | 208 | 1 | False |  |  | Single-Speed |  |  |  | 42100 | 1670 | 25.2 |  | 34500 | 2106 | 4.8 |  | Non Federally-Regulated | 08/16/2019 |  | 08/16/2019
Climate Control Technologies PC | Century | HZS036B | WDG036*B | Ground-Source | WBAHP-CB: Heat Pump Split Syst | Heat Pump | 208 | 1 | False |  |  | Single-Speed |  |  |  | 38800 | 2063 | 18.8 |  | 27900 | 1994 | 4.1 |  | Non Federally-Regulated | 08/16/2019 |  | 08/16/2019
Climate Control Technologies PC | Century | HEV/H036C |  | Water-Source | WBAHP: Heat Pump Packaged Unit | Heat Pump | 208 | 1 |  |  |  | Single-Speed |  |  |  | 34300 | 2271 | 15.1 |  | 42000 | 2675 | 4.6 |  | Federally-Regulated Commercial & Industrial Equipment | 08/16/2019 |  | 08/16/2019
Climate Control Technologies PC | Century | HEV/H036C |  | Ground-Water-Source | WBAHP: Heat Pump Packaged Unit | Heat Pump | 208 | 1 |  |  |  | Single-Speed |  |  |  | 38200 | 1713 | 22.3 |  | 35100 | 2392 | 4.3 |  | Non Federally-Regulated | 08/16/2019 |  | 08/16/2019
Climate Control Technologies PC | Century | HEV/H036C |  | Ground-Source | WBAHP: Heat Pump Packaged Unit | Heat Pump | 208 | 1 |  |  |  | Single-Speed |  |  |  | 35200 | 2107 | 16.7 |  | 27300 | 2222 | 3.6 |  | Non Federally-Regulated | 08/16/2019 |  | 08/16/2019
Climate Control Technologies PC | Century | HEV/H024C |  | Water-Source | WBAHP: Heat Pump Packaged Unit | Heat Pump | 208 | 1 |  |  |  | Single-Speed |  |  |  | 23700 | 1657 | 14.3 |  | 28000 | 1783 | 4.6 |  | Federally-Regulated Commercial & Industrial Equipment | 08/16/2019 |  | 08/16/2019
Climate Control Technologies PC | Century | HEV/H024C |  | Ground-Water-Source | WBAHP: Heat Pump Packaged Unit | Heat Pump | 208 | 1 |  |  |  | Single-Speed |  |  |  | 26500 | 1221 | 21.7 |  | 23000 | 1644 | 4.1 |  | Non Federally-Regulated | 08/16/2019 |  | 08/16/2019
Climate Control Technologies PC | Century | HEV/H024C |  | Ground-Source | WBAHP: Heat Pump Packaged Unit | Heat Pump | 208 | 1 |  |  |  | Single-Speed |  |  |  | 24600 | 1537 | 16 |  | 17800 | 1449 | 3.6 |  | Non Federally-Regulated | 08/16/2019 |  | 08/16/2019
Climate Control Technologies PC | Century | HZV/H/D024B |  | Water-Source | WBAHP: Heat Pump Packaged Unit | Heat Pump | 208 | 1 |  |  |  | Single-Speed |  |  |  | 25000 | 1436 | 17.4 |  | 31400 | 1533 | 6 |  | Federally-Regulated Commercial & Industrial Equipment | 08/16/2019 |  | 08/16/2019
Climate Control Technologies PC | Century | HZV/H/D024B |  | Ground-Water-Source | WBAHP: Heat Pump Packaged Unit | Heat Pump | 208 | 1 |  |  |  | Single-Speed |  |  |  | 28500 | 1079 | 26.4 |  | 25800 | 1426 | 5.3 |  | Non Federally-Regulated | 08/16/2019 |  | 08/16/2019
Climate Control Technologies PC | Century | HZV/H/D024B |  | Ground-Source | WBAHP: Heat Pump Packaged Unit | Heat Pump | 208 | 1 |  |  |  | Single-Speed |  |  |  | 26000 | 1306 | 19.9 |  | 20200 | 1443 | 4.1 |  | Non Federally-Regulated | 08/16/2019 |  | 08/16/2019
Climate Control Technologies PC | Comfort-Aire | HZS048B | WDG048***-*B | Ground-Water-Source | WBAHP-CB: Heat Pump Split Syst | Heat Pump | 208 | 1 | False |  |  | Single-Speed |  |  |  | 52800 | 2295 | 23 | 16.2 | 45900 | 3202 | 4.2 | 3.6 | Non Federally-Regulated | 08/12/2019 |  | 08/16/2019
Climate Control Technologies PC | Comfort-Aire | HZS048 | MWG48**-B | Ground-Water-Source | WBAHP-C: Heat Pump Split Syste | Heat Pump | 208 | 1 | False |  |  | Single-Speed |  |  |  | 52000 | 2441 | 21.3 | 16.2 | 46100 | 3216 | 4.2 | 3.6 | Non Federally-Regulated | 08/12/2019 |  | 08/16/2019
Climate Control Technologies PC | Comfort-Aire | HZS048B | WDG048***-*B | Ground-Source | WBAHP-CB: Heat Pump Split Syst | Heat Pump | 208 | 1 | False |  |  | Single-Speed |  |  |  | 48700 | 2881 | 16.9 | 13.4 | 35900 | 3006 | 3.5 | 3.1 | Non Federally-Regulated | 08/12/2019 |  | 08/16/2019
Climate Control Technologies PC | Comfort-Aire | HZS048 | MWG48**-B | Ground-Source | WBAHP-C: Heat Pump Split Syste | Heat Pump | 208 | 1 | False |  |  | Single-Speed |  |  |  | 48400 | 2951 | 16.4 | 13.4 | 36000 | 3014 | 3.5 | 3.1 | Non Federally-Regulated | 08/12/2019 |  | 08/16/2019
Climate Control Technologies PC | Comfort-Aire | HZS036B | WDG036***-*B | Ground-Water-Source | WBAHP-CB: Heat Pump Split Syst | Heat Pump | 208 | 1 | False |  |  | Single-Speed |  |  |  | 40500 | 1730 | 23.4 | 16.2 | 32700 | 2129 | 4.5 | 3.6 | Non Federally-Regulated | 08/12/2019 |  | 08/16/2019
Climate Control Technologies PC | Comfort-Aire | HZS036B | WDG036***-*B | Ground-Source | WBAHP-CB: Heat Pump Split Syst | Heat Pump | 208 | 1 | False |  |  | Single-Speed |  |  |  | 37700 | 2117 | 17.8 | 13.4 | 26200 | 2020 | 3.8 | 3.1 | Non Federally-Regulated | 08/12/2019 |  | 08/16/2019
Climate Control Technologies PC | Comfort-Aire | HZS036B | MWG36**-B | Ground-Water-Source | WBAHP-C: Heat Pump Split Syste | Heat Pump | 208 | 1 | False |  |  | Single-Speed |  |  |  | 40200 | 1802 | 22.3 | 16.2 | 32800 | 2184 | 4.4 | 3.6 | Non Federally-Regulated | 08/12/2019 |  | 08/16/2019
Climate Control Technologies PC | Comfort-Aire | HZS036B | WDG036*B | Water-Source | WBAHP-CB: Heat Pump Split Syst | Heat Pump | 208 | 1 | False |  |  | Single-Speed |  |  |  | 38200 | 2208 | 17.3 | 12 | 40500 | 2239 | 5.3 | 4.2 | Federally-Regulated Commercial & Industrial Equipment | 08/12/2019 |  | 08/16/2019
Climate Control Technologies PC | Comfort-Aire | HZS036B | MWG36**-B | Ground-Source | WBAHP-C: Heat Pump Split Syste | Heat Pump | 208 | 1 | False |  |  | Single-Speed |  |  |  | 38000 | 2196 | 17.3 | 13.4 | 26600 | 2106 | 3.7 | 3.1 | Non Federally-Regulated | 08/12/2019 |  | 08/16/2019
Climate Control Technologies PC | Comfort-Aire | HZS036B | WDG036*B | Ground-Water-Source | WBAHP-CB: Heat Pump Split Syst | Heat Pump | 208 | 1 | False |  |  | Single-Speed |  |  |  | 42100 | 1670 | 25.2 | 16.2 | 34500 | 2106 | 4.8 | 3.6 | Non Federally-Regulated | 08/12/2019 |  | 08/16/2019
Climate Control Technologies PC | Comfort-Aire | HZS036B | WDG036*B | Ground-Source | WBAHP-CB: Heat Pump Split Syst | Heat Pump | 208 | 1 | False |  |  | Single-Speed |  |  |  | 38800 | 2063 | 18.8 | 13.4 | 27900 | 1994 | 4.1 | 3.1 | Non Federally-Regulated | 08/12/2019 |  | 08/16/2019
Climate Control Technologies PC | Comfort-Aire | HEV/H036C |  | Water-Source | WBAHP: Heat Pump Packaged Unit | Heat Pump | 208 | 1 |  |  |  | Single-Speed |  |  |  | 34300 | 2271 | 15.1 | 11.2 | 42000 | 2675 | 4.6 | 4.2 | Federally-Regulated Commercial & Industrial Equipment | 08/12/2019 |  | 08/16/2019
Climate Control Technologies PC | Comfort-Aire | HEV/H036C |  | Ground-Water-Source | WBAHP: Heat Pump Packaged Unit | Heat Pump | 208 | 1 |  |  |  | Single-Speed |  |  |  | 38200 | 1713 | 22.3 | 16.2 | 35100 | 2392 | 4.3 | 3.6 | Non Federally-Regulated | 08/12/2019 |  | 08/16/2019
Climate Control Technologies PC | Comfort-Aire | HEV/H036C |  | Ground-Source | WBAHP: Heat Pump Packaged Unit | Heat Pump | 208 | 1 |  |  |  | Single-Speed |  |  |  | 35200 | 2107 | 16.7 | 13.4 | 27300 | 2222 | 3.6 | 3.1 | Non Federally-Regulated | 08/12/2019 |  | 08/16/2019
Climate Control Technologies PC | Comfort-Aire | HEV/H024C |  | Water-Source | WBAHP: Heat Pump Packaged Unit | Heat Pump | 208 | 1 |  |  |  | Single-Speed |  |  |  | 23700 | 1657 | 14.3 | 11.2 | 28000 | 1783 | 4.6 | 4.2 | Federally-Regulated Commercial & Industrial Equipment | 08/12/2019 |  | 08/16/2019
Climate Control Technologies PC | Comfort-Aire | HEV/H024C |  | Ground-Water-Source | WBAHP: Heat Pump Packaged Unit | Heat Pump | 208 | 1 |  |  |  | Single-Speed |  |  |  | 26500 | 1221 | 21.7 | 16.2 | 23000 | 1644 | 4.1 | 3.6 | Non Federally-Regulated | 08/12/2019 |  | 08/16/2019
Climate Control Technologies PC | Comfort-Aire | HEV/H024C |  | Ground-Source | WBAHP: Heat Pump Packaged Unit | Heat Pump | 208 | 1 |  |  |  | Single-Speed |  |  |  | 24600 | 1537 | 16 | 13.4 | 17800 | 1449 | 3.6 | 3.1 | Non Federally-Regulated | 08/12/2019 |  | 08/16/2019
Climate Control Technologies PC | Comfort-Aire | HZV/H/D024B |  | Water-Source | WBAHP: Heat Pump Packaged Unit | Heat Pump | 208 | 1 |  |  |  | Single-Speed |  |  |  | 25000 | 1436 | 17.4 | 11.2 | 31400 | 1533 | 6 | 4.2 | Federally-Regulated Commercial & Industrial Equipment | 08/12/2019 |  | 08/16/2019
Climate Control Technologies PC | Comfort-Aire | HZV/H/D024B |  | Ground-Water-Source | WBAHP: Heat Pump Packaged Unit | Heat Pump | 208 | 1 |  |  |  | Single-Speed |  |  |  | 28500 | 1079 | 26.4 | 16.2 | 25800 | 1426 | 5.3 | 3.6 | Non Federally-Regulated | 08/12/2019 |  | 08/16/2019
Climate Control Technologies PC | Comfort-Aire | HZV/H/D024B |  | Ground-Source | WBAHP: Heat Pump Packaged Unit | Heat Pump | 208 | 1 |  |  |  | Single-Speed |  |  |  | 26000 | 1306 | 19.9 | 13.4 | 20200 | 1443 | 4.1 | 3.1 | Non Federally-Regulated | 08/12/2019 |  | 08/16/2019
Climate Control Technologies PC | Comfort-Aire | HZS048B | WDG048***-*B | Ground-Water-Source | WBAHP-CB: Heat Pump Split Syst | Heat Pump | 208 | 1 | False |  |  | Single-Speed |  |  |  | 52800 | 2295 | 23 |  | 45900 | 3202 | 4.2 |  | Non Federally-Regulated | 08/16/2019 |  | 08/16/2019
Climate Control Technologies PC | Comfort-Aire | HZS048 | MWG48**-B | Ground-Water-Source | WBAHP-C: Heat Pump Split Syste | Heat Pump | 208 | 1 | False |  |  | Single-Speed |  |  |  | 52000 | 2441 | 21.3 |  | 46100 | 3216 | 4.2 |  | Non Federally-Regulated | 08/16/2019 |  | 08/16/2019
Climate Control Technologies PC | Comfort-Aire | HZS048B | WDG048***-*B | Ground-Source | WBAHP-CB: Heat Pump Split Syst | Heat Pump | 208 | 1 | False |  |  | Single-Speed |  |  |  | 48700 | 2881 | 16.9 |  | 35900 | 3006 | 3.5 |  | Non Federally-Regulated | 08/16/2019 |  | 08/16/2019
Climate Control Technologies PC | Comfort-Aire | HZS048 | MWG48**-B | Ground-Source | WBAHP-C: Heat Pump Split Syste | Heat Pump | 208 | 1 | False |  |  | Single-Speed |  |  |  | 48400 | 2951 | 16.4 |  | 36000 | 3014 | 3.5 |  | Non Federally-Regulated | 08/16/2019 |  | 08/16/2019
Climate Control Technologies PC | Comfort-Aire | HZS036B | WDG036***-*B | Ground-Water-Source | WBAHP-CB: Heat Pump Split Syst | Heat Pump | 208 | 1 | False |  |  | Single-Speed |  |  |  | 40500 | 1730 | 23.4 |  | 32700 | 2129 | 4.5 |  | Non Federally-Regulated | 08/16/2019 |  | 08/16/2019
Climate Control Technologies PC | Comfort-Aire | HZS036B | WDG036***-*B | Ground-Source | WBAHP-CB: Heat Pump Split Syst | Heat Pump | 208 | 1 | False |  |  | Single-Speed |  |  |  | 37700 | 2117 | 17.8 |  | 26200 | 2020 | 3.8 |  | Non Federally-Regulated | 08/16/2019 |  | 08/16/2019
Climate Control Technologies PC | Comfort-Aire | HZS036B | MWG36**-B | Ground-Water-Source | WBAHP-C: Heat Pump Split Syste | Heat Pump | 208 | 1 | False |  |  | Single-Speed |  |  |  | 40200 | 1802 | 22.3 |  | 32800 | 2184 | 4.4 |  | Non Federally-Regulated | 08/16/2019 |  | 08/16/2019
Climate Control Technologies PC | Comfort-Aire | HZS036B | WDG036*B | Water-Source | WBAHP-CB: Heat Pump Split Syst | Heat Pump | 208 | 1 | False |  |  | Single-Speed |  |  |  | 38200 | 2208 | 17.3 |  | 40500 | 2239 | 5.3 |  | Federally-Regulated Commercial & Industrial Equipment | 08/16/2019 |  | 08/16/2019
Climate Control Technologies PC | Comfort-Aire | HZS036B | MWG36**-B | Ground-Source | WBAHP-C: Heat Pump Split Syste | Heat Pump | 208 | 1 | False |  |  | Single-Speed |  |  |  | 38000 | 2196 | 17.3 |  | 26600 | 2106 | 3.7 |  | Non Federally-Regulated | 08/16/2019 |  | 08/16/2019
Climate Control Technologies PC | Comfort-Aire | HZS036B | WDG036*B | Ground-Water-Source | WBAHP-CB: Heat Pump Split Syst | Heat Pump | 208 | 1 | False |  |  | Single-Speed |  |  |  | 42100 | 1670 | 25.2 |  | 34500 | 2106 | 4.8 |  | Non Federally-Regulated | 08/16/2019 |  | 08/16/2019
Climate Control Technologies PC | Comfort-Aire | HZS036B | WDG036*B | Ground-Source | WBAHP-CB: Heat Pump Split Syst | Heat Pump | 208 | 1 | False |  |  | Single-Speed |  |  |  | 38800 | 2063 | 18.8 |  | 27900 | 1994 | 4.1 |  | Non Federally-Regulated | 08/16/2019 |  | 08/16/2019
Climate Control Technologies PC | Comfort-Aire | HEV/H036C |  | Water-Source | WBAHP: Heat Pump Packaged Unit | Heat Pump | 208 | 1 |  |  |  | Single-Speed |  |  |  | 34300 | 2271 | 15.1 |  | 42000 | 2675 | 4.6 |  | Federally-Regulated Commercial & Industrial Equipment | 08/16/2019 |  | 08/16/2019
Climate Control Technologies PC | Comfort-Aire | HEV/H036C |  | Ground-Water-Source | WBAHP: Heat Pump Packaged Unit | Heat Pump | 208 | 1 |  |  |  | Single-Speed |  |  |  | 38200 | 1713 | 22.3 |  | 35100 | 2392 | 4.3 |  | Non Federally-Regulated | 08/16/2019 |  | 08/16/2019
Climate Control Technologies PC | Comfort-Aire | HEV/H036C |  | Ground-Source | WBAHP: Heat Pump Packaged Unit | Heat Pump | 208 | 1 |  |  |  | Single-Speed |  |  |  | 35200 | 2107 | 16.7 |  | 27300 | 2222 | 3.6 |  | Non Federally-Regulated | 08/16/2019 |  | 08/16/2019
Climate Control Technologies PC | Comfort-Aire | HEV/H024C |  | Water-Source | WBAHP: Heat Pump Packaged Unit | Heat Pump | 208 | 1 |  |  |  | Single-Speed |  |  |  | 23700 | 1657 | 14.3 |  | 28000 | 1783 | 4.6 |  | Federally-Regulated Commercial & Industrial Equipment | 08/16/2019 |  | 08/16/2019
Climate Control Technologies PC | Comfort-Aire | HEV/H024C |  | Ground-Water-Source | WBAHP: Heat Pump Packaged Unit | Heat Pump | 208 | 1 |  |  |  | Single-Speed |  |  |  | 26500 | 1221 | 21.7 |  | 23000 | 1644 | 4.1 |  | Non Federally-Regulated | 08/16/2019 |  | 08/16/2019
Climate Control Technologies PC | Comfort-Aire | HEV/H024C |  | Ground-Source | WBAHP: Heat Pump Packaged Unit | Heat Pump | 208 | 1 |  |  |  | Single-Speed |  |  |  | 24600 | 1537 | 16 |  | 17800 | 1449 | 3.6 |  | Non Federally-Regulated | 08/16/2019 |  | 08/16/2019
Climate Control Technologies PC | Comfort-Aire | HZV/H/D024B |  | Water-Source | WBAHP: Heat Pump Packaged Unit | Heat Pump | 208 | 1 |  |  |  | Single-Speed |  |  |  | 25000 | 1436 | 17.4 |  | 31400 | 1533 | 6 |  | Federally-Regulated Commercial & Industrial Equipment | 08/16/2019 |  | 08/16/2019
Climate Control Technologies PC | Comfort-Aire | HZV/H/D024B |  | Ground-Water-Source | WBAHP: Heat Pump Packaged Unit | Heat Pump | 208 | 1 |  |  |  | Single-Speed |  |  |  | 28500 | 1079 | 26.4 |  | 25800 | 1426 | 5.3 |  | Non Federally-Regulated | 08/16/2019 |  | 08/16/2019
Climate Control Technologies PC | Comfort-Aire | HZV/H/D024B |  | Ground-Source | WBAHP: Heat Pump Packaged Unit | Heat Pump | 208 | 1 |  |  |  | Single-Speed |  |  |  | 26000 | 1306 | 19.9 |  | 20200 | 1443 | 4.1 |  | Non Federally-Regulated | 08/16/2019 |  | 08/16/2019
Climate Control Technologies PC | TRANQUILITY 20 | TSH/V/D060C*K |  | Water-Source | WBAHP: Heat Pump Packaged Unit | Heat Pump | 208 | 1 |  |  |  | Single-Speed |  |  |  | 63200 | 3674 | 17.2 | 11.2 | 73200 | 3972 | 5.4 | 4.2 | Federally-Regulated Commercial & Industrial Equipment | 08/12/2019 |  | 08/16/2019
Climate Control Technologies PC | TRANQUILITY 20 | TSH/V/D060C*K |  | Ground-Source | WBAHP: Heat Pump Packaged Unit | Heat Pump | 208 | 1 |  |  |  | Single-Speed |  |  |  | 64400 | 3500 | 18.4 | 13.4 | 46400 | 3486 | 3.9 | 3.1 | Non Federally-Regulated | 08/12/2019 |  | 08/16/2019
Climate Control Technologies PC | TRANQUILITY 20 | TSH/V/D036C*K |  | Water-Source | WBAHP: Heat Pump Packaged Unit | Heat Pump | 208 | 1 |  |  |  | Single-Speed |  |  |  | 33500 | 1850 | 18.1 | 11.2 | 39900 | 1981 | 5.9 | 4.2 | Federally-Regulated Commercial & Industrial Equipment | 08/12/2019 |  | 08/16/2019
Climate Control Technologies PC | TRANQUILITY 20 | TSH/V/D036C*K |  | Ground-Water-Source | WBAHP: Heat Pump Packaged Unit | Heat Pump | 208 | 1 |  |  |  | Single-Speed |  |  |  | 35400 | 1421 | 24.9 | 16.2 | 32600 | 1949 | 4.9 | 3.6 | Non Federally-Regulated | 08/12/2019 |  | 08/16/2019
Climate Control Technologies PC | TRANQUILITY 20 | TSH/V/D036C*K |  | Ground-Source | WBAHP: Heat Pump Packaged Unit | Heat Pump | 208 | 1 |  |  |  | Single-Speed |  |  |  | 34600 | 1696 | 20.4 | 13.4 | 25600 | 1744 | 4.3 | 3.1 | Non Federally-Regulated | 08/12/2019 |  | 08/16/2019
Climate Control Technologies PC | TRANQUILITY 20 | TSH/V/D060C |  | Water-Source | WBAHP: Heat Pump Packaged Unit | Heat Pump | 208 | 1 |  |  |  | Single-Speed |  |  |  | 62400 | 3924 | 15.9 | 11.2 | 73900 | 4331 | 5 | 4.2 | Federally-Regulated Commercial & Industrial Equipment | 08/12/2019 |  | 08/16/2019
Climate Control Technologies PC | TRANQUILITY 20 | TSH/V/D060C |  | Ground-Source | WBAHP: Heat Pump Packaged Unit | Heat Pump | 208 | 1 |  |  |  | Single-Speed |  |  |  | 63900 | 3715 | 17.2 | 13.4 | 46900 | 3714 | 3.7 | 3.1 | Non Federally-Regulated | 08/12/2019 |  | 08/16/2019
Climate Control Technologies PC | TRANQUILITY 20 | TSH/V/D036C |  | Water-Source | WBAHP: Heat Pump Packaged Unit | Heat Pump | 208 | 1 |  |  |  | Single-Speed |  |  |  | 33400 | 1964 | 17 | 11.2 | 40400 | 2114 | 5.6 | 4.2 | Federally-Regulated Commercial & Industrial Equipment | 08/12/2019 |  | 08/16/2019
Climate Control Technologies PC | TRANQUILITY 20 | TSH/V/D036C |  | Ground-Water-Source | WBAHP: Heat Pump Packaged Unit | Heat Pump | 208 | 1 |  |  |  | Single-Speed |  |  |  | 35400 | 1525 | 23.2 | 16.2 | 33200 | 2070 | 4.7 | 3.6 | Non Federally-Regulated | 08/12/2019 |  | 08/16/2019
Climate Control Technologies PC | TRANQUILITY 20 | TSH/V/D036C |  | Ground-Source | WBAHP: Heat Pump Packaged Unit | Heat Pump | 208 | 1 |  |  |  | Single-Speed |  |  |  | 34300 | 1786 | 19.2 | 13.4 | 25900 | 1851 | 4.1 | 3.1 | Non Federally-Regulated | 08/12/2019 |  | 08/16/2019
Climate Control Technologies PC | TRANQUILITY 20 | TSH/V/D030C*K |  | Water-Source | WBAHP: Heat Pump Packaged Unit | Heat Pump | 208 | 1 |  |  |  | Single-Speed |  |  |  | 28000 | 1618 | 17.3 | 11.2 | 35100 | 1773 | 5.8 | 4.2 | Federally-Regulated Commercial & Industrial Equipment | 08/12/2019 |  | 08/16/2019
Climate Control Technologies PC | TRANQUILITY 20 | TSH/V/D030C*K |  | Ground-Water-Source | WBAHP: Heat Pump Packaged Unit | Heat Pump | 208 | 1 |  |  |  | Single-Speed |  |  |  | 30800 | 1153 | 26.7 | 16.2 | 28000 | 1674 | 4.9 | 3.6 | Non Federally-Regulated | 08/12/2019 |  | 08/16/2019
Climate Control Technologies PC | TRANQUILITY 20 | TSH/V/D030C*K |  | Ground-Source | WBAHP: Heat Pump Packaged Unit | Heat Pump | 208 | 1 |  |  |  | Single-Speed |  |  |  | 29200 | 1505 | 19.4 | 13.4 | 22000 | 1572 | 4.1 | 3.1 | Non Federally-Regulated | 08/12/2019 |  | 08/16/2019
Climate Control Technologies PC | TRANQUILITY 20 | TSH/V/D030C |  | Water-Source | WBAHP: Heat Pump Packaged Unit | Heat Pump | 208 | 1 |  |  |  | Single-Speed |  |  |  | 28000 | 1717 | 16.3 | 11.2 | 35500 | 1891 | 5.5 | 4.2 | Federally-Regulated Commercial & Industrial Equipment | 08/12/2019 |  | 08/16/2019
Climate Control Technologies PC | TRANQUILITY 20 | TSH/V/D024C*K |  | Water-Source | WBAHP: Heat Pump Packaged Unit | Heat Pump | 208 | 1 |  |  |  | Single-Speed |  |  |  | 23900 | 1335 | 17.9 | 11.2 | 30400 | 1460 | 6.1 | 4.2 | Federally-Regulated Commercial & Industrial Equipment | 08/12/2019 |  | 08/16/2019
Climate Control Technologies PC | TRANQUILITY 20 | TSH/V/D030C |  | Ground-Water-Source | WBAHP: Heat Pump Packaged Unit | Heat Pump | 208 | 1 |  |  |  | Single-Speed |  |  |  | 31000 | 1244 | 24.9 | 16.2 | 28400 | 1770 | 4.7 | 3.6 | Non Federally-Regulated | 08/12/2019 |  | 08/16/2019
Climate Control Technologies PC | TRANQUILITY 20 | TSH/V/D024C*K |  | Ground-Water-Source | WBAHP: Heat Pump Packaged Unit | Heat Pump | 208 | 1 |  |  |  | Single-Speed |  |  |  | 26900 | 943 | 28.5 | 16.2 | 23800 | 1341 | 5.2 | 3.6 | Non Federally-Regulated | 08/12/2019 |  | 08/16/2019
Climate Control Technologies PC | TRANQUILITY 20 | TSH/V/D030C |  | Ground-Source | WBAHP: Heat Pump Packaged Unit | Heat Pump | 208 | 1 |  |  |  | Single-Speed |  |  |  | 29200 | 1578 | 18.5 | 13.4 | 22200 | 1668 | 3.9 | 3.1 | Non Federally-Regulated | 08/12/2019 |  | 08/16/2019
Climate Control Technologies PC | TRANQUILITY 20 | TSH/V/D024C*K |  | Ground-Source | WBAHP: Heat Pump Packaged Unit | Heat Pump | 208 | 1 |  |  |  | Single-Speed |  |  |  | 25500 | 1220 | 20.9 | 13.4 | 19100 | 1332 | 4.2 | 3.1 | Non Federally-Regulated | 08/12/2019 |  | 08/16/2019
Climate Control Technologies PC | TRANQUILITY 20 | TSH/V/D024C |  | Water-Source | WBAHP: Heat Pump Packaged Unit | Heat Pump | 208 | 1 |  |  |  | Single-Speed |  |  |  | 23800 | 1408 | 16.9 | 11.2 | 30800 | 1529 | 5.9 | 4.2 | Federally-Regulated Commercial & Industrial Equipment | 08/12/2019 |  | 08/16/2019
Climate Control Technologies PC | TRANQUILITY 20 | TSH/V/D024C |  | Ground-Water-Source | WBAHP: Heat Pump Packaged Unit | Heat Pump | 208 | 1 |  |  |  | Single-Speed |  |  |  | 26500 | 1003 | 26.4 | 16.2 | 24100 | 1412 | 5 | 3.6 | Non Federally-Regulated | 08/12/2019 |  | 08/16/2019
Climate Control Technologies PC | TRANQUILITY 20 | TSH/V/D024C |  | Ground-Source | WBAHP: Heat Pump Packaged Unit | Heat Pump | 208 | 1 |  |  |  | Single-Speed |  |  |  | 25300 | 1338 | 18.9 | 13.4 | 19200 | 1406 | 4 | 3.1 | Non Federally-Regulated | 08/12/2019 |  | 08/16/2019
FHP Manufacturing Company | Bosch | SV070-5VTN-***P*D-**T/G |  | Water-Source | WBAHP: Heat Pump Packaged Unit | Heat Pump | 575 | 3 |  |  |  | Single-Speed |  |  |  | 64000 | 4848 | 13.2 | 11.2 | 72800 | 4849 | 4.4 | 4.2 | Federally-Regulated Commercial & Industrial Equipment | 08/12/2019 |  | 08/16/2019
FHP Manufacturing Company | Bosch | SV070-4VTN-***P*D-**T/G |  | Water-Source | WBAHP: Heat Pump Packaged Unit | Heat Pump | 460 | 3 |  |  |  | Single-Speed |  |  |  | 64000 | 4848 | 13.2 | 11.2 | 72800 | 4849 | 4.4 | 4.2 | Federally-Regulated Commercial & Industrial Equipment | 08/12/2019 |  | 08/16/2019
FHP Manufacturing Company | Bosch | SV070-3VTN-***P*D-**T/G |  | Water-Source | WBAHP: Heat Pump Packaged Unit | Heat Pump | 208 | 3 |  |  |  | Single-Speed |  |  |  | 64000 | 4848 | 13.2 | 11.2 | 72800 | 4849 | 4.4 | 4.2 | Federally-Regulated Commercial & Industrial Equipment | 08/12/2019 |  | 08/16/2019
FHP Manufacturing Company | Bosch | SV070-5VTC-***P*D-**T/G |  | Water-Source | WBAHP: Heat Pump Packaged Unit | Heat Pump | 575 | 3 |  |  |  | Single-Speed |  |  |  | 64000 | 4812 | 13.3 | 11.2 | 72800 | 4849 | 4.4 | 4.2 | Federally-Regulated Commercial & Industrial Equipment | 08/12/2019 |  | 08/16/2019
FHP Manufacturing Company | Bosch | SV070-4VTC-***P*D-**T/G |  | Water-Source | WBAHP: Heat Pump Packaged Unit | Heat Pump | 460 | 3 |  |  |  | Single-Speed |  |  |  | 64000 | 4812 | 13.3 | 11.2 | 72800 | 4849 | 4.4 | 4.2 | Federally-Regulated Commercial & Industrial Equipment | 08/12/2019 |  | 08/16/2019
FHP Manufacturing Company | Bosch | SV070-3VTC-***P*D-**T/G |  | Water-Source | WBAHP: Heat Pump Packaged Unit | Heat Pump | 208 | 3 |  |  |  | Single-Speed |  |  |  | 64000 | 4812 | 13.3 | 11.2 | 72800 | 4849 | 4.4 | 4.2 | Federally-Regulated Commercial & Industrial Equipment | 08/12/2019 |  | 08/16/2019
FHP Manufacturing Company | Bosch | SV070-1VTC-***P*D-**T/G |  | Water-Source | WBAHP: Heat Pump Packaged Unit | Heat Pump | 208 | 1 |  |  |  | Single-Speed |  |  |  | 64000 | 4812 | 13.3 | 11.2 | 72800 | 4849 | 4.4 | 4.2 | Federally-Regulated Commercial & Industrial Equipment | 08/12/2019 |  | 08/16/2019
FHP Manufacturing Company | Bosch | SV070-5HZN-***P*D-**T/G |  | Water-Source | WBAHP: Heat Pump Packaged Unit | Heat Pump | 575 | 3 |  |  |  | Single-Speed |  |  |  | 64000 | 4848 | 13.2 | 11.2 | 72800 | 4849 | 4.4 | 4.2 | Federally-Regulated Commercial & Industrial Equipment | 08/12/2019 |  | 08/16/2019
FHP Manufacturing Company | Bosch | SV070-4HZN-***P*D-**T/G |  | Water-Source | WBAHP: Heat Pump Packaged Unit | Heat Pump | 460 | 3 |  |  |  | Single-Speed |  |  |  | 64000 | 4848 | 13.2 | 11.2 | 72800 | 4849 | 4.4 | 4.2 | Federally-Regulated Commercial & Industrial Equipment | 08/12/2019 |  | 08/16/2019
FHP Manufacturing Company | Bosch | SV070-3HZN-***P*D-**T/G |  | Water-Source | WBAHP: Heat Pump Packaged Unit | Heat Pump | 208 | 3 |  |  |  | Single-Speed |  |  |  | 64000 | 4848 | 13.2 | 11.2 | 72800 | 4849 | 4.4 | 4.2 | Federally-Regulated Commercial & Industrial Equipment | 08/12/2019 |  | 08/16/2019
FHP Manufacturing Company | Bosch | SV070-1HZN-***P*D-**T/G |  | Water-Source | WBAHP: Heat Pump Packaged Unit | Heat Pump | 208 | 1 |  |  |  | Single-Speed |  |  |  | 64000 | 4848 | 13.2 | 11.2 | 72800 | 4849 | 4.4 | 4.2 | Federally-Regulated Commercial & Industrial Equipment | 08/12/2019 |  | 08/16/2019
FHP Manufacturing Company | Bosch | SV070-5HZC-***P*D-**T/G |  | Water-Source | WBAHP: Heat Pump Packaged Unit | Heat Pump | 575 | 3 |  |  |  | Single-Speed |  |  |  | 64000 | 4812 | 13.3 | 11.2 | 72800 | 4849 | 4.4 | 4.2 | Federally-Regulated Commercial & Industrial Equipment | 08/12/2019 |  | 08/16/2019
FHP Manufacturing Company | Bosch | SV070-4HZC-***P*D-**T/G |  | Water-Source | WBAHP: Heat Pump Packaged Unit | Heat Pump | 460 | 3 |  |  |  | Single-Speed |  |  |  | 64000 | 4812 | 13.3 | 11.2 | 72800 | 4849 | 4.4 | 4.2 | Federally-Regulated Commercial & Industrial Equipment | 08/12/2019 |  | 08/16/2019
FHP Manufacturing Company | Bosch | SV070-3HZC-***P*D-**T/G |  | Water-Source | WBAHP: Heat Pump Packaged Unit | Heat Pump | 208 | 3 |  |  |  | Single-Speed |  |  |  | 64000 | 4812 | 13.3 | 11.2 | 72800 | 4849 | 4.4 | 4.2 | Federally-Regulated Commercial & Industrial Equipment | 08/12/2019 |  | 08/16/2019
FHP Manufacturing Company | Bosch | SV070-1HZC-***P*D-**T/G |  | Water-Source | WBAHP: Heat Pump Packaged Unit | Heat Pump | 208 | 1 |  |  |  | Single-Speed |  |  |  | 64000 | 4812 | 13.3 | 11.2 | 72800 | 4849 | 4.4 | 4.2 | Federally-Regulated Commercial & Industrial Equipment | 08/12/2019 |  | 08/16/2019
FHP Manufacturing Company | Bosch | SV009-2VT*-***P*D-**T/G |  | Water-Source | WBAHP: Heat Pump Packaged Unit | Heat Pump | 265 | 1 |  |  |  | Single-Speed |  |  |  | 8150 | 657 | 12.4 | 11.2 | 10700 | 667 | 4.7 | 4.2 | Federally-Regulated Commercial & Industrial Equipment | 08/12/2019 |  | 08/16/2019
FHP Manufacturing Company | Bosch | SV009-2VT*-***P*D-**T/G |  | Ground-Source | WBAHP: Heat Pump Packaged Unit | Heat Pump | 265 | 1 |  |  |  | Single-Speed |  |  |  | 8700 | 604 | 14.4 | 13.4 | 6900 | 631 | 3.2 | 3.1 | Non Federally-Regulated | 08/12/2019 |  | 08/16/2019
FHP Manufacturing Company | Bosch | SV009-1VT*-***P*D-**T/G |  | Water-Source | WBAHP: Heat Pump Packaged Unit | Heat Pump | 208 | 1 |  |  |  | Single-Speed |  |  |  | 8150 | 657 | 12.4 | 11.2 | 10700 | 667 | 4.7 | 4.2 | Federally-Regulated Commercial & Industrial Equipment | 08/12/2019 |  | 08/16/2019
FHP Manufacturing Company | Bosch | SV009-1VT*-***P*D-**T/G |  | Ground-Source | WBAHP: Heat Pump Packaged Unit | Heat Pump | 208 | 1 |  |  |  | Single-Speed |  |  |  | 8700 | 604 | 14.4 | 13.4 | 6900 | 631 | 3.2 | 3.1 | Non Federally-Regulated | 08/12/2019 |  | 08/16/2019
FHP Manufacturing Company | Bosch | SM060-1CS*-*****A | SM060-1AH*-*****A | Water-Source | WBAHP-CB: Heat Pump Split Syst | Both Heat Pump and Electric Re | 208 | 1 | False |  |  | Dual-Speed |  |  |  | 56100 | 3882 | 14.45 | 12 | 74500 | 4548 | 4.8 | 4.2 | Federally-Regulated Commercial & Industrial Equipment | 08/12/2019 |  | 08/16/2019
FHP Manufacturing Company | Bosch | SM060-1CS*-*****A | SM060-1AH*-*****A | Ground-Water-Source | WBAHP-CB: Heat Pump Split Syst | Both Heat Pump and Electric Re | 208 | 1 | False |  |  | Dual-Speed |  |  |  | 64500 | 3146 | 20.5 | 16.2 | 60500 | 4123 | 4.3 | 3.6 | Non Federally-Regulated | 08/12/2019 |  | 08/16/2019
FHP Manufacturing Company | Bosch | SM060-1CS*-*****A | SM060-1AH*-*****A | Ground-Source | WBAHP-CB: Heat Pump Split Syst | Both Heat Pump and Electric Re | 208 | 1 | False |  |  | Dual-Speed |  |  |  | 58900 | 3624 | 16.25 | 13.4 | 49000 | 3934 | 3.7 | 3.1 | Non Federally-Regulated | 08/12/2019 |  | 08/16/2019
FHP Manufacturing Company | Bosch | SM048-1CS*-*****A | SM048-1AH*-*****A | Water-Source | WBAHP-CB: Heat Pump Split Syst | Both Heat Pump and Electric Re | 208 | 1 | False |  |  | Dual-Speed |  |  |  | 46900 | 3291 | 14.25 | 12 | 56800 | 3468 | 4.8 | 4.2 | Federally-Regulated Commercial & Industrial Equipment | 08/12/2019 |  | 08/16/2019
FHP Manufacturing Company | Bosch | SM048-1CS*-*****A | SM048-1AH*-*****A | Ground-Water-Source | WBAHP-CB: Heat Pump Split Syst | Both Heat Pump and Electric Re | 208 | 1 | False |  |  | Dual-Speed |  |  |  | 52800 | 2496 | 21.15 | 16.2 | 46600 | 3103 | 4.4 | 3.6 | Non Federally-Regulated | 08/12/2019 |  | 08/16/2019
FHP Manufacturing Company | Bosch | SM048-1CS*-*****A | SM048-1AH*-*****A | Ground-Source | WBAHP-CB: Heat Pump Split Syst | Both Heat Pump and Electric Re | 208 | 1 | False |  |  | Dual-Speed |  |  |  | 48900 | 3018 | 16.2 | 13.4 | 37800 | 2994 | 3.7 | 3.1 | Non Federally-Regulated | 08/12/2019 |  | 08/16/2019
FHP Manufacturing Company | Bosch | CA009-0**-*****C |  | Water-Source | WBAHP-O: Heat Pump Packaged Un | Heat Pump | 115 | 1 |  |  |  | Single-Speed |  |  |  | 8700 | 713 | 12.2 | 11.2 | 9500 | 647 | 4.3 | 4.2 | Federally-Regulated Commercial & Industrial Equipment | 08/12/2019 |  | 08/16/2019
FHP Manufacturing Company | Bosch | CA009-0**-*****C |  | Ground-Water-Source | WBAHP-O: Heat Pump Packaged Un | Heat Pump | 115 | 1 |  |  |  | Single-Speed |  |  |  | 10300 | 572 | 18 | 16.2 | 8000 | 633 | 3.7 | 3.6 | Non Federally-Regulated | 08/12/2019 |  | 08/16/2019
FHP Manufacturing Company | Bosch | CA009-0**-*****C |  | Ground-Source | WBAHP-O: Heat Pump Packaged Un | Heat Pump | 115 | 1 |  |  |  | Single-Speed |  |  |  | 9100 | 645 | 14.1 | 13.4 | 6000 | 549 | 3.2 | 3.1 | Non Federally-Regulated | 08/12/2019 |  | 08/16/2019
FHP Manufacturing Company | Bosch | LV070-5VTN-***P*D-**T/G |  | Water-Source | WBAHP: Heat Pump Packaged Unit | Heat Pump | 575 | 3 |  |  |  | Single-Speed |  |  |  | 64000 | 4848 | 13.2 | 11.2 | 72800 | 4849 | 4.4 | 4.2 | Federally-Regulated Commercial & Industrial Equipment | 08/12/2019 |  | 08/16/2019
FHP Manufacturing Company | Bosch | LV070-4VTN-***P*D-**T/G |  | Water-Source | WBAHP: Heat Pump Packaged Unit | Heat Pump | 460 | 3 |  |  |  | Single-Speed |  |  |  | 64000 | 4848 | 13.2 | 11.2 | 72800 | 4849 | 4.4 | 4.2 | Federally-Regulated Commercial & Industrial Equipment | 08/12/2019 |  | 08/16/2019
FHP Manufacturing Company | Bosch | LV070-3VTN-***P*D-**T/G |  | Water-Source | WBAHP: Heat Pump Packaged Unit | Heat Pump | 208 | 3 |  |  |  | Single-Speed |  |  |  | 64000 | 4848 | 13.2 | 11.2 | 72800 | 4849 | 4.4 | 4.2 | Federally-Regulated Commercial & Industrial Equipment | 08/12/2019 |  | 08/16/2019
FHP Manufacturing Company | Bosch | LV070-5VTC-***P*D-**T/G |  | Water-Source | WBAHP: Heat Pump Packaged Unit | Heat Pump | 575 | 3 |  |  |  | Single-Speed |  |  |  | 64000 | 4812 | 13.3 | 11.2 | 72800 | 4849 | 4.4 | 4.2 | Federally-Regulated Commercial & Industrial Equipment | 08/12/2019 |  | 08/16/2019
FHP Manufacturing Company | Bosch | LV070-4VTC-***P*D-**T/G |  | Water-Source | WBAHP: Heat Pump Packaged Unit | Heat Pump | 460 | 3 |  |  |  | Single-Speed |  |  |  | 64000 | 4812 | 13.3 | 11.2 | 72800 | 4849 | 4.4 | 4.2 | Federally-Regulated Commercial & Industrial Equipment | 08/12/2019 |  | 08/16/2019
FHP Manufacturing Company | Bosch | LV070-3VTC-***P*D-**T/G |  | Water-Source | WBAHP: Heat Pump Packaged Unit | Heat Pump | 208 | 3 |  |  |  | Single-Speed |  |  |  | 64000 | 4812 | 13.3 | 11.2 | 72800 | 4849 | 4.4 | 4.2 | Federally-Regulated Commercial & Industrial Equipment | 08/12/2019 |  | 08/16/2019
FHP Manufacturing Company | Bosch | LV070-1VTC-***P*D-**T/G |  | Water-Source | WBAHP: Heat Pump Packaged Unit | Heat Pump | 208 | 1 |  |  |  | Single-Speed |  |  |  | 64000 | 4812 | 13.3 | 11.2 | 72800 | 4849 | 4.4 | 4.2 | Federally-Regulated Commercial & Industrial Equipment | 08/12/2019 |  | 08/16/2019
FHP Manufacturing Company | Bosch | LV070-5HZN-***P*D-**T/G |  | Water-Source | WBAHP: Heat Pump Packaged Unit | Heat Pump | 575 | 3 |  |  |  | Single-Speed |  |  |  | 64000 | 4848 | 13.2 | 11.2 | 72800 | 4849 | 4.4 | 4.2 | Federally-Regulated Commercial & Industrial Equipment | 08/12/2019 |  | 08/16/2019
FHP Manufacturing Company | Bosch | LV070-4HZN-***P*D-**T/G |  | Water-Source | WBAHP: Heat Pump Packaged Unit | Heat Pump | 460 | 3 |  |  |  | Single-Speed |  |  |  | 64000 | 4848 | 13.2 | 11.2 | 72800 | 4849 | 4.4 | 4.2 | Federally-Regulated Commercial & Industrial Equipment | 08/12/2019 |  | 08/16/2019
FHP Manufacturing Company | Bosch | LV070-3HZN-***P*D-**T/G |  | Water-Source | WBAHP: Heat Pump Packaged Unit | Heat Pump | 208 | 3 |  |  |  | Single-Speed |  |  |  | 64000 | 4848 | 13.2 | 11.2 | 72800 | 4849 | 4.4 | 4.2 | Federally-Regulated Commercial & Industrial Equipment | 08/12/2019 |  | 08/16/2019
FHP Manufacturing Company | Bosch | LV070-1HZN-***P*D-**T/G |  | Water-Source | WBAHP: Heat Pump Packaged Unit | Heat Pump | 208 | 1 |  |  |  | Single-Speed |  |  |  | 64000 | 4848 | 13.2 | 11.2 | 72800 | 4849 | 4.4 | 4.2 | Federally-Regulated Commercial & Industrial Equipment | 08/12/2019 |  | 08/16/2019
FHP Manufacturing Company | Bosch | LV070-5HZC-***P*D-**T/G |  | Water-Source | WBAHP: Heat Pump Packaged Unit | Heat Pump | 575 | 3 |  |  |  | Single-Speed |  |  |  | 64000 | 4812 | 13.3 | 11.2 | 72800 | 4849 | 4.4 | 4.2 | Federally-Regulated Commercial & Industrial Equipment | 08/12/2019 |  | 08/16/2019
FHP Manufacturing Company | Bosch | LV070-4HZC-***P*D-**T/G |  | Water-Source | WBAHP: Heat Pump Packaged Unit | Heat Pump | 460 | 3 |  |  |  | Single-Speed |  |  |  | 64000 | 4812 | 13.3 | 11.2 | 72800 | 4849 | 4.4 | 4.2 | Federally-Regulated Commercial & Industrial Equipment | 08/12/2019 |  | 08/16/2019
FHP Manufacturing Company | Bosch | LV070-3HZC-***P*D-**T/G |  | Water-Source | WBAHP: Heat Pump Packaged Unit | Heat Pump | 208 | 3 |  |  |  | Single-Speed |  |  |  | 64000 | 4812 | 13.3 | 11.2 | 72800 | 4849 | 4.4 | 4.2 | Federally-Regulated Commercial & Industrial Equipment | 08/12/2019 |  | 08/16/2019
FHP Manufacturing Company | Bosch | LV070-1HZC-***P*D-**T/G |  | Water-Source | WBAHP: Heat Pump Packaged Unit | Heat Pump | 208 | 1 |  |  |  | Single-Speed |  |  |  | 64000 | 4812 | 13.3 | 11.2 | 72800 | 4849 | 4.4 | 4.2 | Federally-Regulated Commercial & Industrial Equipment | 08/12/2019 |  | 08/16/2019
FHP Manufacturing Company | Bosch | LV009-2VT*-***P*D-**T/G |  | Water-Source | WBAHP: Heat Pump Packaged Unit | Heat Pump | 265 | 1 |  |  |  | Single-Speed |  |  |  | 8150 | 657 | 12.4 | 11.2 | 10700 | 667 | 4.7 | 4.2 | Federally-Regulated Commercial & Industrial Equipment | 08/12/2019 |  | 08/16/2019
FHP Manufacturing Company | Bosch | LV009-2VT*-***P*D-**T/G |  | Ground-Source | WBAHP: Heat Pump Packaged Unit | Heat Pump | 265 | 1 |  |  |  | Single-Speed |  |  |  | 8700 | 604 | 14.4 | 13.4 | 6900 | 631 | 3.2 | 3.1 | Non Federally-Regulated | 08/12/2019 |  | 08/16/2019
FHP Manufacturing Company | Bosch | LV009-1VT*-***P*D-**T/G |  | Water-Source | WBAHP: Heat Pump Packaged Unit | Heat Pump | 208 | 1 |  |  |  | Single-Speed |  |  |  | 8150 | 657 | 12.4 | 11.2 | 10700 | 667 | 4.7 | 4.2 | Federally-Regulated Commercial & Industrial Equipment | 08/12/2019 |  | 08/16/2019
FHP Manufacturing Company | Bosch | LV009-1VT*-***P*D-**T/G |  | Ground-Source | WBAHP: Heat Pump Packaged Unit | Heat Pump | 208 | 1 |  |  |  | Single-Speed |  |  |  | 8700 | 604 | 14.4 | 13.4 | 6900 | 631 | 3.2 | 3.1 | Non Federally-Regulated | 08/12/2019 |  | 08/16/2019
FHP Manufacturing Company | Bosch | CA009-2**-*****C |  | Water-Source | WBAHP-O: Heat Pump Packaged Un | Heat Pump | 265 | 1 |  |  |  | Single-Speed |  |  |  | 8700 | 713 | 12.2 | 11.2 | 9500 | 647 | 4.3 | 4.2 | Federally-Regulated Commercial & Industrial Equipment | 08/12/2019 |  | 08/16/2019
FHP Manufacturing Company | Bosch | CA009-2**-*****C |  | Ground-Water-Source | WBAHP-O: Heat Pump Packaged Un | Heat Pump | 265 | 1 |  |  |  | Single-Speed |  |  |  | 10300 | 572 | 18 | 16.2 | 8000 | 633 | 3.7 | 3.6 | Non Federally-Regulated | 08/12/2019 |  | 08/16/2019
FHP Manufacturing Company | Bosch | CA009-2**-*****C |  | Ground-Source | WBAHP-O: Heat Pump Packaged Un | Heat Pump | 265 | 1 |  |  |  | Single-Speed |  |  |  | 9100 | 645 | 14.1 | 13.4 | 6000 | 549 | 3.2 | 3.1 | Non Federally-Regulated | 08/12/2019 |  | 08/16/2019
FHP Manufacturing Company | Carrier | GZ024*******1**1 | CAP**24**AL* | Water-Source | WBAHP-C: Heat Pump Split Syste | Heat Pump | 208 | 1 | False |  |  | Dual-Speed |  |  |  | 24900 | 1784 | 13.95 | 12 | 28900 | 1764 | 4.8 | 4.2 | Federally-Regulated Commercial & Industrial Equipment | 08/12/2019 |  | 08/16/2019
FHP Manufacturing Company | Carrier | GZ024*******1**1 | CAP**24**AL* | Ground-Water-Source | WBAHP-C: Heat Pump Split Syste | Heat Pump | 208 | 1 | False |  |  | Dual-Speed |  |  |  | 28000 | 1244 | 22.5 | 16.2 | 23900 | 1628 | 4.3 | 3.6 | Non Federally-Regulated | 08/12/2019 |  | 08/16/2019
FHP Manufacturing Company | Carrier | GZ024*******1**1 | CAP**24**AL* | Ground-Source | WBAHP-C: Heat Pump Split Syste | Heat Pump | 208 | 1 | False |  |  | Dual-Speed |  |  |  | 26100 | 1641 | 15.9 | 13.4 | 19000 | 1614 | 3.5 | 3.1 | Non Federally-Regulated | 08/12/2019 |  | 08/16/2019
FHP Manufacturing Company | Carrier | 50PCV070L/R*N1/AE |  | Water-Source | WBAHP: Heat Pump Packaged Unit | Heat Pump | 575 | 3 |  |  |  | Single-Speed |  |  |  | 64000 | 4848 | 13.2 | 11.2 | 72800 | 4849 | 4.4 | 4.2 | Federally-Regulated Commercial & Industrial Equipment | 08/12/2019 |  | 08/16/2019
FHP Manufacturing Company | Carrier | 50PCV070L/R*N6/FE |  | Water-Source | WBAHP: Heat Pump Packaged Unit | Heat Pump | 460 | 3 |  |  |  | Single-Speed |  |  |  | 64000 | 4848 | 13.2 | 11.2 | 72800 | 4849 | 4.4 | 4.2 | Federally-Regulated Commercial & Industrial Equipment | 08/12/2019 |  | 08/16/2019
FHP Manufacturing Company | Carrier | 50PCV070L/R*N5/EE |  | Water-Source | WBAHP: Heat Pump Packaged Unit | Heat Pump | 208 | 3 |  |  |  | Single-Speed |  |  |  | 64000 | 4848 | 13.2 | 11.2 | 72800 | 4849 | 4.4 | 4.2 | Federally-Regulated Commercial & Industrial Equipment | 08/12/2019 |  | 08/16/2019
FHP Manufacturing Company | Carrier | 50PCV070L/R*C1/AE |  | Water-Source | WBAHP: Heat Pump Packaged Unit | Heat Pump | 575 | 3 |  |  |  | Single-Speed |  |  |  | 64000 | 4812 | 13.3 | 11.2 | 72800 | 4849 | 4.4 | 4.2 | Federally-Regulated Commercial & Industrial Equipment | 08/12/2019 |  | 08/16/2019
FHP Manufacturing Company | Carrier | 50PCV070L/R*C6/FE |  | Water-Source | WBAHP: Heat Pump Packaged Unit | Heat Pump | 460 | 3 |  |  |  | Single-Speed |  |  |  | 64000 | 4812 | 13.3 | 11.2 | 72800 | 4849 | 4.4 | 4.2 | Federally-Regulated Commercial & Industrial Equipment | 08/12/2019 |  | 08/16/2019
FHP Manufacturing Company | Carrier | 50PCV070L/R*C5/EE |  | Water-Source | WBAHP: Heat Pump Packaged Unit | Heat Pump | 208 | 3 |  |  |  | Single-Speed |  |  |  | 64000 | 4812 | 13.3 | 11.2 | 72800 | 4849 | 4.4 | 4.2 | Federally-Regulated Commercial & Industrial Equipment | 08/12/2019 |  | 08/16/2019
FHP Manufacturing Company | Carrier | 50PCV070L/R*C3/CE |  | Water-Source | WBAHP: Heat Pump Packaged Unit | Heat Pump | 208 | 1 |  |  |  | Single-Speed |  |  |  | 64000 | 4812 | 13.3 | 11.2 | 72800 | 4849 | 4.4 | 4.2 | Federally-Regulated Commercial & Industrial Equipment | 08/12/2019 |  | 08/16/2019
FHP Manufacturing Company | Carrier | 50PCH070Z/B/S/E*N1/AE |  | Water-Source | WBAHP: Heat Pump Packaged Unit | Heat Pump | 575 | 3 |  |  |  | Single-Speed |  |  |  | 64000 | 4848 | 13.2 | 11.2 | 72800 | 4849 | 4.4 | 4.2 | Federally-Regulated Commercial & Industrial Equipment | 08/12/2019 |  | 08/16/2019
FHP Manufacturing Company | Carrier | 50PCH070Z/B/S/E*N6/FE |  | Water-Source | WBAHP: Heat Pump Packaged Unit | Heat Pump | 460 | 3 |  |  |  | Single-Speed |  |  |  | 64000 | 4848 | 13.2 | 11.2 | 72800 | 4849 | 4.4 | 4.2 | Federally-Regulated Commercial & Industrial Equipment | 08/12/2019 |  | 08/16/2019
FHP Manufacturing Company | Carrier | 50PCH070Z/B/S/E*N5/EE |  | Water-Source | WBAHP: Heat Pump Packaged Unit | Heat Pump | 208 | 3 |  |  |  | Single-Speed |  |  |  | 64000 | 4848 | 13.2 | 11.2 | 72800 | 4849 | 4.4 | 4.2 | Federally-Regulated Commercial & Industrial Equipment | 08/12/2019 |  | 08/16/2019
FHP Manufacturing Company | Carrier | 50PCH070Z/B/S/E*N3/CE |  | Water-Source | WBAHP: Heat Pump Packaged Unit | Heat Pump | 208 | 1 |  |  |  | Single-Speed |  |  |  | 64000 | 4848 | 13.2 | 11.2 | 72800 | 4849 | 4.4 | 4.2 | Federally-Regulated Commercial & Industrial Equipment | 08/12/2019 |  | 08/16/2019
FHP Manufacturing Company | Carrier | 50PCH070Z/B/S/E*C1/AE |  | Water-Source | WBAHP: Heat Pump Packaged Unit | Heat Pump | 575 | 3 |  |  |  | Single-Speed |  |  |  | 64000 | 4812 | 13.3 | 11.2 | 72800 | 4849 | 4.4 | 4.2 | Federally-Regulated Commercial & Industrial Equipment | 08/12/2019 |  | 08/16/2019
FHP Manufacturing Company | Carrier | 50PCH070Z/B/S/E*C6/FE |  | Water-Source | WBAHP: Heat Pump Packaged Unit | Heat Pump | 460 | 3 |  |  |  | Single-Speed |  |  |  | 64000 | 4812 | 13.3 | 11.2 | 72800 | 4849 | 4.4 | 4.2 | Federally-Regulated Commercial & Industrial Equipment | 08/12/2019 |  | 08/16/2019
FHP Manufacturing Company | Carrier | 50PCH070Z/B/S/E*C5/EE |  | Water-Source | WBAHP: Heat Pump Packaged Unit | Heat Pump | 208 | 3 |  |  |  | Single-Speed |  |  |  | 64000 | 4812 | 13.3 | 11.2 | 72800 | 4849 | 4.4 | 4.2 | Federally-Regulated Commercial & Industrial Equipment | 08/12/2019 |  | 08/16/2019
FHP Manufacturing Company | Carrier | 50PCH070Z/B/S/E*C3/CE |  | Water-Source | WBAHP: Heat Pump Packaged Unit | Heat Pump | 208 | 1 |  |  |  | Single-Speed |  |  |  | 64000 | 4812 | 13.3 | 11.2 | 72800 | 4849 | 4.4 | 4.2 | Federally-Regulated Commercial & Industrial Equipment | 08/12/2019 |  | 08/16/2019
FHP Manufacturing Company | Carrier | 50PCV009L/R**4/DE |  | Water-Source | WBAHP: Heat Pump Packaged Unit | Heat Pump | 265 | 1 |  |  |  | Single-Speed |  |  |  | 8150 | 657 | 12.4 | 11.2 | 10700 | 667 | 4.7 | 4.2 | Federally-Regulated Commercial & Industrial Equipment | 08/12/2019 |  | 08/16/2019
FHP Manufacturing Company | Carrier | 50PCV009L/R**4/DE |  | Ground-Source | WBAHP: Heat Pump Packaged Unit | Heat Pump | 265 | 1 |  |  |  | Single-Speed |  |  |  | 8700 | 604 | 14.4 | 13.4 | 6900 | 631 | 3.2 | 3.1 | Non Federally-Regulated | 08/12/2019 |  | 08/16/2019
FHP Manufacturing Company | Carrier | 50PCV009L/R**3/CE |  | Water-Source | WBAHP: Heat Pump Packaged Unit | Heat Pump | 208 | 1 |  |  |  | Single-Speed |  |  |  | 8150 | 657 | 12.4 | 11.2 | 10700 | 667 | 4.7 | 4.2 | Federally-Regulated Commercial & Industrial Equipment | 08/12/2019 |  | 08/16/2019
FHP Manufacturing Company | Carrier | 50PCV009L/R**3/CE |  | Ground-Source | WBAHP: Heat Pump Packaged Unit | Heat Pump | 208 | 1 |  |  |  | Single-Speed |  |  |  | 8700 | 604 | 14.4 | 13.4 | 6900 | 631 | 3.2 | 3.1 | Non Federally-Regulated | 08/12/2019 |  | 08/16/2019
FHP Manufacturing Company | Carrier | 50PEC09****0/BE |  | Water-Source | WBAHP-O: Heat Pump Packaged Un | Heat Pump | 115 | 1 |  |  |  | Single-Speed |  |  |  | 8700 | 713 | 12.2 | 11.2 | 9500 | 647 | 4.3 | 4.2 | Federally-Regulated Commercial & Industrial Equipment | 08/12/2019 |  | 08/16/2019
FHP Manufacturing Company | Carrier | 50PEC09****0/BE |  | Ground-Water-Source | WBAHP-O: Heat Pump Packaged Un | Heat Pump | 115 | 1 |  |  |  | Single-Speed |  |  |  | 10300 | 572 | 18 | 16.2 | 8000 | 633 | 3.7 | 3.6 | Non Federally-Regulated | 08/12/2019 |  | 08/16/2019
FHP Manufacturing Company | Carrier | 50PEC09****0/BE |  | Ground-Source | WBAHP-O: Heat Pump Packaged Un | Heat Pump | 115 | 1 |  |  |  | Single-Speed |  |  |  | 9100 | 645 | 14.1 | 13.4 | 6000 | 549 | 3.2 | 3.1 | Non Federally-Regulated | 08/12/2019 |  | 08/16/2019
FHP Manufacturing Company | Carrier | 50PEC09****4/DE |  | Water-Source | WBAHP-O: Heat Pump Packaged Un | Heat Pump | 265 | 1 |  |  |  | Single-Speed |  |  |  | 8700 | 713 | 12.2 | 11.2 | 9500 | 647 | 4.3 | 4.2 | Federally-Regulated Commercial & Industrial Equipment | 08/12/2019 |  | 08/16/2019
FHP Manufacturing Company | Carrier | 50PEC09****4/DE |  | Ground-Water-Source | WBAHP-O: Heat Pump Packaged Un | Heat Pump | 265 | 1 |  |  |  | Single-Speed |  |  |  | 10300 | 572 | 18 | 16.2 | 8000 | 633 | 3.7 | 3.6 | Non Federally-Regulated | 08/12/2019 |  | 08/16/2019
FHP Manufacturing Company | Carrier | 50PEC09****4/DE |  | Ground-Source | WBAHP-O: Heat Pump Packaged Un | Heat Pump | 265 | 1 |  |  |  | Single-Speed |  |  |  | 9100 | 645 | 14.1 | 13.4 | 6000 | 549 | 3.2 | 3.1 | Non Federally-Regulated | 08/12/2019 |  | 08/16/2019
FHP Manufacturing Company | FHP | LV070-5VTN-***P*D-**T/G |  | Water-Source | WBAHP: Heat Pump Packaged Unit | Heat Pump | 575 | 3 |  |  |  | Single-Speed |  |  |  | 64000 | 4848 | 13.2 | 11.2 | 72800 | 4849 | 4.4 | 4.2 | Federally-Regulated Commercial & Industrial Equipment | 08/12/2019 |  | 08/16/2019
FHP Manufacturing Company | FHP | LV070-4VTN-***P*D-**T/G |  | Water-Source | WBAHP: Heat Pump Packaged Unit | Heat Pump | 460 | 3 |  |  |  | Single-Speed |  |  |  | 64000 | 4848 | 13.2 | 11.2 | 72800 | 4849 | 4.4 | 4.2 | Federally-Regulated Commercial & Industrial Equipment | 08/12/2019 |  | 08/16/2019
FHP Manufacturing Company | FHP | LV070-3VTN-***P*D-**T/G |  | Water-Source | WBAHP: Heat Pump Packaged Unit | Heat Pump | 208 | 3 |  |  |  | Single-Speed |  |  |  | 64000 | 4848 | 13.2 | 11.2 | 72800 | 4849 | 4.4 | 4.2 | Federally-Regulated Commercial & Industrial Equipment | 08/12/2019 |  | 08/16/2019
FHP Manufacturing Company | FHP | LV070-5VTC-***P*D-**T/G |  | Water-Source | WBAHP: Heat Pump Packaged Unit | Heat Pump | 575 | 3 |  |  |  | Single-Speed |  |  |  | 64000 | 4812 | 13.3 | 11.2 | 72800 | 4849 | 4.4 | 4.2 | Federally-Regulated Commercial & Industrial Equipment | 08/12/2019 |  | 08/16/2019
FHP Manufacturing Company | FHP | LV070-4VTC-***P*D-**T/G |  | Water-Source | WBAHP: Heat Pump Packaged Unit | Heat Pump | 460 | 3 |  |  |  | Single-Speed |  |  |  | 64000 | 4812 | 13.3 | 11.2 | 72800 | 4849 | 4.4 | 4.2 | Federally-Regulated Commercial & Industrial Equipment | 08/12/2019 |  | 08/16/2019
FHP Manufacturing Company | FHP | LV070-3VTC-***P*D-**T/G |  | Water-Source | WBAHP: Heat Pump Packaged Unit | Heat Pump | 208 | 3 |  |  |  | Single-Speed |  |  |  | 64000 | 4812 | 13.3 | 11.2 | 72800 | 4849 | 4.4 | 4.2 | Federally-Regulated Commercial & Industrial Equipment | 08/12/2019 |  | 08/16/2019
FHP Manufacturing Company | FHP | LV070-1VTC-***P*D-**T/G |  | Water-Source | WBAHP: Heat Pump Packaged Unit | Heat Pump | 208 | 1 |  |  |  | Single-Speed |  |  |  | 64000 | 4812 | 13.3 | 11.2 | 72800 | 4849 | 4.4 | 4.2 | Federally-Regulated Commercial & Industrial Equipment | 08/12/2019 |  | 08/16/2019
FHP Manufacturing Company | FHP | LV070-5HZN-***P*D-**T/G |  | Water-Source | WBAHP: Heat Pump Packaged Unit | Heat Pump | 575 | 3 |  |  |  | Single-Speed |  |  |  | 64000 | 4848 | 13.2 | 11.2 | 72800 | 4849 | 4.4 | 4.2 | Federally-Regulated Commercial & Industrial Equipment | 08/12/2019 |  | 08/16/2019
FHP Manufacturing Company | FHP | LV070-4HZN-***P*D-**T/G |  | Water-Source | WBAHP: Heat Pump Packaged Unit | Heat Pump | 460 | 3 |  |  |  | Single-Speed |  |  |  | 64000 | 4848 | 13.2 | 11.2 | 72800 | 4849 | 4.4 | 4.2 | Federally-Regulated Commercial & Industrial Equipment | 08/12/2019 |  | 08/16/2019
FHP Manufacturing Company | FHP | LV070-3HZN-***P*D-**T/G |  | Water-Source | WBAHP: Heat Pump Packaged Unit | Heat Pump | 208 | 3 |  |  |  | Single-Speed |  |  |  | 64000 | 4848 | 13.2 | 11.2 | 72800 | 4849 | 4.4 | 4.2 | Federally-Regulated Commercial & Industrial Equipment | 08/12/2019 |  | 08/16/2019
FHP Manufacturing Company | FHP | LV070-1HZN-***P*D-**T/G |  | Water-Source | WBAHP: Heat Pump Packaged Unit | Heat Pump | 208 | 1 |  |  |  | Single-Speed |  |  |  | 64000 | 4848 | 13.2 | 11.2 | 72800 | 4849 | 4.4 | 4.2 | Federally-Regulated Commercial & Industrial Equipment | 08/12/2019 |  | 08/16/2019
FHP Manufacturing Company | FHP | LV070-5HZC-***P*D-**T/G |  | Water-Source | WBAHP: Heat Pump Packaged Unit | Heat Pump | 575 | 3 |  |  |  | Single-Speed |  |  |  | 64000 | 4812 | 13.3 | 11.2 | 72800 | 4849 | 4.4 | 4.2 | Federally-Regulated Commercial & Industrial Equipment | 08/12/2019 |  | 08/16/2019
FHP Manufacturing Company | FHP | LV070-4HZC-***P*D-**T/G |  | Water-Source | WBAHP: Heat Pump Packaged Unit | Heat Pump | 460 | 3 |  |  |  | Single-Speed |  |  |  | 64000 | 4812 | 13.3 | 11.2 | 72800 | 4849 | 4.4 | 4.2 | Federally-Regulated Commercial & Industrial Equipment | 08/12/2019 |  | 08/16/2019
FHP Manufacturing Company | FHP | LV070-3HZC-***P*D-**T/G |  | Water-Source | WBAHP: Heat Pump Packaged Unit | Heat Pump | 208 | 3 |  |  |  | Single-Speed |  |  |  | 64000 | 4812 | 13.3 | 11.2 | 72800 | 4849 | 4.4 | 4.2 | Federally-Regulated Commercial & Industrial Equipment | 08/12/2019 |  | 08/16/2019
FHP Manufacturing Company | FHP | LV070-1HZC-***P*D-**T/G |  | Water-Source | WBAHP: Heat Pump Packaged Unit | Heat Pump | 208 | 1 |  |  |  | Single-Speed |  |  |  | 64000 | 4812 | 13.3 | 11.2 | 72800 | 4849 | 4.4 | 4.2 | Federally-Regulated Commercial & Industrial Equipment | 08/12/2019 |  | 08/16/2019
FHP Manufacturing Company | FHP | LV009-2VT*-***P*D-**T/G |  | Water-Source | WBAHP: Heat Pump Packaged Unit | Heat Pump | 265 | 1 |  |  |  | Single-Speed |  |  |  | 8150 | 657 | 12.4 | 11.2 | 10700 | 667 | 4.7 | 4.2 | Federally-Regulated Commercial & Industrial Equipment | 08/12/2019 |  | 08/16/2019
FHP Manufacturing Company | FHP | LV009-2VT*-***P*D-**T/G |  | Ground-Source | WBAHP: Heat Pump Packaged Unit | Heat Pump | 265 | 1 |  |  |  | Single-Speed |  |  |  | 8700 | 604 | 14.4 | 13.4 | 6900 | 631 | 3.2 | 3.1 | Non Federally-Regulated | 08/12/2019 |  | 08/16/2019
FHP Manufacturing Company | FHP | LV009-1VT*-***P*D-**T/G |  | Water-Source | WBAHP: Heat Pump Packaged Unit | Heat Pump | 208 | 1 |  |  |  | Single-Speed |  |  |  | 8150 | 657 | 12.4 | 11.2 | 10700 | 667 | 4.7 | 4.2 | Federally-Regulated Commercial & Industrial Equipment | 08/12/2019 |  | 08/16/2019
FHP Manufacturing Company | FHP | LV009-1VT*-***P*D-**T/G |  | Ground-Source | WBAHP: Heat Pump Packaged Unit | Heat Pump | 208 | 1 |  |  |  | Single-Speed |  |  |  | 8700 | 604 | 14.4 | 13.4 | 6900 | 631 | 3.2 | 3.1 | Non Federally-Regulated | 08/12/2019 |  | 08/16/2019
FHP Manufacturing Company | FHP | CA009-0**-*****C |  | Water-Source | WBAHP-O: Heat Pump Packaged Un | Heat Pump | 115 | 1 |  |  |  | Single-Speed |  |  |  | 8700 | 713 | 12.2 | 11.2 | 9500 | 647 | 4.3 | 4.2 | Federally-Regulated Commercial & Industrial Equipment | 08/12/2019 |  | 08/16/2019
FHP Manufacturing Company | FHP | CA009-0**-*****C |  | Ground-Water-Source | WBAHP-O: Heat Pump Packaged Un | Heat Pump | 115 | 1 |  |  |  | Single-Speed |  |  |  | 10300 | 572 | 18 | 16.2 | 8000 | 633 | 3.7 | 3.6 | Non Federally-Regulated | 08/12/2019 |  | 08/16/2019
FHP Manufacturing Company | FHP | CA009-0**-*****C |  | Ground-Source | WBAHP-O: Heat Pump Packaged Un | Heat Pump | 115 | 1 |  |  |  | Single-Speed |  |  |  | 9100 | 645 | 14.1 | 13.4 | 6000 | 549 | 3.2 | 3.1 | Non Federally-Regulated | 08/12/2019 |  | 08/16/2019
FHP Manufacturing Company | FHP | CA009-2**-*****C |  | Water-Source | WBAHP-O: Heat Pump Packaged Un | Heat Pump | 265 | 1 |  |  |  | Single-Speed |  |  |  | 8700 | 713 | 12.2 | 11.2 | 9500 | 647 | 4.3 | 4.2 | Federally-Regulated Commercial & Industrial Equipment | 08/12/2019 |  | 08/16/2019
FHP Manufacturing Company | FHP | CA009-2**-*****C |  | Ground-Water-Source | WBAHP-O: Heat Pump Packaged Un | Heat Pump | 265 | 1 |  |  |  | Single-Speed |  |  |  | 10300 | 572 | 18 | 16.2 | 8000 | 633 | 3.7 | 3.6 | Non Federally-Regulated | 08/12/2019 |  | 08/16/2019
FHP Manufacturing Company | FHP | CA009-2**-*****C |  | Ground-Source | WBAHP-O: Heat Pump Packaged Un | Heat Pump | 265 | 1 |  |  |  | Single-Speed |  |  |  | 9100 | 645 | 14.1 | 13.4 | 6000 | 549 | 3.2 | 3.1 | Non Federally-Regulated | 08/12/2019 |  | 08/16/2019
Waterfurnace International, Inc. | 5 SERIES | NDV/NDH064J1*(1,4) |  | Water-Source | WBAHP: Heat Pump Packaged Unit | Heat Pump | 208 | 1 |  |  |  | Dual-Speed |  |  |  | 62300 | 3798 | 16.4 | 11.2 | 73900 | 4165 | 5.2 | 4.2 | Federally-Regulated Commercial & Industrial Equipment | 08/12/2019 |  | 08/19/2019
Waterfurnace International, Inc. | YORK BY JOHNSON CONTROLS | YAZS060**1*J | SRAA060* | Water-Source | WBAHP-C: Heat Pump Split Syste | Heat Pump | 208 | 1 | False |  |  | Single-Speed |  |  |  | 53500 | 3590 | 14.9 | 12 | 64500 | 3938 | 4.8 | 4.2 | Federally-Regulated Commercial & Industrial Equipment | 08/12/2019 |  | 08/19/2019
Waterfurnace International, Inc. | YORK BY JOHNSON CONTROLS | YAZS060**1*J | SRAA060* | Ground-Water-Source | WBAHP-C: Heat Pump Split Syste | Heat Pump | 208 | 1 | False |  |  | Single-Speed |  |  |  | 61700 | 2614 | 23.6 | 16.2 | 54500 | 3714 | 4.3 | 3.6 | Non Federally-Regulated | 08/12/2019 |  | 08/19/2019
Waterfurnace International, Inc. | YORK BY JOHNSON CONTROLS | YAZS060**1*J | SRAA060* | Ground-Source | WBAHP-C: Heat Pump Split Syste | Heat Pump | 208 | 1 | False |  |  | Single-Speed |  |  |  | 56300 | 3180 | 17.7 | 13.4 | 44000 | 3485 | 3.7 | 3.1 | Non Federally-Regulated | 08/12/2019 |  | 08/19/2019
Waterfurnace International, Inc. | YORK BY JOHNSON CONTROLS | YAZS048**1*J | SRAA048* | Water-Source | WBAHP-C: Heat Pump Split Syste | Heat Pump | 208 | 1 | False |  |  | Single-Speed |  |  |  | 39300 | 2568 | 15.3 | 12 | 50000 | 2764 | 5.3 | 4.2 | Federally-Regulated Commercial & Industrial Equipment | 08/12/2019 |  | 08/19/2019
Waterfurnace International, Inc. | YORK BY JOHNSON CONTROLS | YAZS048**1*J | SRAA048* | Ground-Water-Source | WBAHP-C: Heat Pump Split Syste | Heat Pump | 208 | 1 | False |  |  | Single-Speed |  |  |  | 46900 | 1839 | 25.5 | 16.2 | 41900 | 2612 | 4.7 | 3.6 | Non Federally-Regulated | 08/12/2019 |  | 08/19/2019
Waterfurnace International, Inc. | YORK BY JOHNSON CONTROLS | YAZS048**1*J | SRAA048* | Ground-Source | WBAHP-C: Heat Pump Split Syste | Heat Pump | 208 | 1 | False |  |  | Single-Speed |  |  |  | 42500 | 2272 | 18.7 | 13.4 | 33400 | 2447 | 4 | 3.1 | Non Federally-Regulated | 08/12/2019 |  | 08/19/2019
Waterfurnace International, Inc. | YORK BY JOHNSON CONTROLS | YAZT049**1*J | SRAA048* | Water-Source | WBAHP-C: Heat Pump Split Syste | Heat Pump | 208 | 1 | False |  |  | Dual-Speed |  |  |  | 43200 | 2805 | 15.4 | 12 | 56300 | 3235 | 5.1 | 4.2 | Federally-Regulated Commercial & Industrial Equipment | 08/12/2019 |  | 08/19/2019
Waterfurnace International, Inc. | YORK BY JOHNSON CONTROLS | YAZT049**1*J | SRAA048* | Ground-Water-Source | WBAHP-C: Heat Pump Split Syste | Heat Pump | 208 | 1 | False |  |  | Dual-Speed |  |  |  | 51000 | 2107 | 24.2 | 16.2 | 47100 | 3000 | 4.6 | 3.6 | Non Federally-Regulated | 08/12/2019 |  | 08/19/2019
Waterfurnace International, Inc. | YORK BY JOHNSON CONTROLS | YAZT049**1*J | SRAA048* | Ground-Source | WBAHP-C: Heat Pump Split Syste | Heat Pump | 208 | 1 | False |  |  | Dual-Speed |  |  |  | 46300 | 2572 | 18 | 13.4 | 37700 | 2833 | 3.9 | 3.1 | Non Federally-Regulated | 08/12/2019 |  | 08/19/2019
Waterfurnace International, Inc. | YORK BY JOHNSON CONTROLS | YAST049**1*J | SRAA048* | Water-Source | WBAHP-C: Heat Pump Split Syste | Heat Pump | 208 | 1 | False |  |  | Dual-Speed |  |  |  | 43200 | 2805 | 15.4 | 12 | 56300 | 3235 | 5.1 | 4.2 | Federally-Regulated Commercial & Industrial Equipment | 08/12/2019 |  | 08/19/2019
Waterfurnace International, Inc. | YORK BY JOHNSON CONTROLS | YAST049**1*J | SRAA048* | Ground-Water-Source | WBAHP-C: Heat Pump Split Syste | Heat Pump | 208 | 1 | False |  |  | Dual-Speed |  |  |  | 51000 | 2107 | 24.2 | 16.2 | 47100 | 3000 | 4.6 | 3.6 | Non Federally-Regulated | 08/12/2019 |  | 08/19/2019
Waterfurnace International, Inc. | YORK BY JOHNSON CONTROLS | YAST049**1*J | SRAA048* | Ground-Source | WBAHP-C: Heat Pump Split Syste | Heat Pump | 208 | 1 | False |  |  | Dual-Speed |  |  |  | 46300 | 2572 | 18 | 13.4 | 37700 | 2833 | 3.9 | 3.1 | Non Federally-Regulated | 08/12/2019 |  | 08/19/2019
Waterfurnace International, Inc. | YORK BY JOHNSON CONTROLS | YAST049**1*J | SAH048* | Water-Source | WBAHP-CB: Heat Pump Split Syst | Heat Pump | 208 | 1 | False |  |  | Dual-Speed |  |  |  | 43200 | 2805 | 15.4 | 12 | 56300 | 3235 | 5.1 | 4.2 | Federally-Regulated Commercial & Industrial Equipment | 08/12/2019 |  | 08/19/2019
Waterfurnace International, Inc. | YORK BY JOHNSON CONTROLS | YAST049**1*J | SAH048* | Ground-Water-Source | WBAHP-CB: Heat Pump Split Syst | Heat Pump | 208 | 1 | False |  |  | Dual-Speed |  |  |  | 51000 | 2107 | 24.2 | 16.2 | 47100 | 3000 | 4.6 | 3.6 | Non Federally-Regulated | 08/12/2019 |  | 08/19/2019
Waterfurnace International, Inc. | YORK BY JOHNSON CONTROLS | YAST049**1*J | SAH048* | Ground-Source | WBAHP-CB: Heat Pump Split Syst | Heat Pump | 208 | 1 | False |  |  | Dual-Speed |  |  |  | 46300 | 2572 | 18 | 13.4 | 37700 | 2833 | 3.9 | 3.1 | Non Federally-Regulated | 08/12/2019 |  | 08/19/2019
Waterfurnace International, Inc. | YORK BY JOHNSON CONTROLS | YAFS060**1*(1,4)*J |  | Water-Source | WBAHP: Heat Pump Packaged Unit | Heat Pump | 208 | 1 |  |  |  | Single-Speed |  |  |  | 61100 | 3725 | 16.4 | 11.2 | 74100 | 3948 | 5.5 | 4.2 | Federally-Regulated Commercial & Industrial Equipment | 08/12/2019 |  | 08/19/2019
Waterfurnace International, Inc. | YORK BY JOHNSON CONTROLS | YAFS060**1*(1,4)*J |  | Ground-Source | WBAHP: Heat Pump Packaged Unit | Heat Pump | 208 | 1 |  |  |  | Single-Speed |  |  |  | 62200 | 3380 | 18.4 | 13.4 | 47900 | 3509 | 4 | 3.1 | Non Federally-Regulated | 08/12/2019 |  | 08/19/2019
Waterfurnace International, Inc. | YORK BY JOHNSON CONTROLS | YAFS048**1*(1,2,4)*J |  | Water-Source | WBAHP: Heat Pump Packaged Unit | Heat Pump | 208 | 1 |  |  |  | Single-Speed |  |  |  | 44100 | 2705 | 16.3 | 11.2 | 55600 | 3017 | 5.4 | 4.2 | Federally-Regulated Commercial & Industrial Equipment | 08/12/2019 |  | 08/19/2019
Waterfurnace International, Inc. | YORK BY JOHNSON CONTROLS | YAFS048**1*(1,2,4)*J |  | Ground-Water-Source | WBAHP: Heat Pump Packaged Unit | Heat Pump | 208 | 1 |  |  |  | Single-Speed |  |  |  | 50300 | 1942 | 25.9 | 16.2 | 44700 | 2787 | 4.7 | 3.6 | Non Federally-Regulated | 08/12/2019 |  | 08/19/2019
Waterfurnace International, Inc. | YORK BY JOHNSON CONTROLS | YAFS048**1*(1,2,4)*J |  | Ground-Source | WBAHP: Heat Pump Packaged Unit | Heat Pump | 208 | 1 |  |  |  | Single-Speed |  |  |  | 45900 | 2441 | 18.8 | 13.4 | 36400 | 2666 | 4 | 3.1 | Non Federally-Regulated | 08/12/2019 |  | 08/19/2019
Waterfurnace International, Inc. | YORK BY JOHNSON CONTROLS | YAFS060**1*0*J |  | Water-Source | WBAHP: Heat Pump Packaged Unit | Heat Pump | 208 | 1 |  |  |  | Single-Speed |  |  |  | 61000 | 4013 | 15.2 | 11.2 | 74100 | 4176 | 5.2 | 4.2 | Federally-Regulated Commercial & Industrial Equipment | 08/12/2019 |  | 08/19/2019
Waterfurnace International, Inc. | YORK BY JOHNSON CONTROLS | YAFS060**1*0*J |  | Ground-Source | WBAHP: Heat Pump Packaged Unit | Heat Pump | 208 | 1 |  |  |  | Single-Speed |  |  |  | 62300 | 3580 | 17.4 | 13.4 | 46100 | 3651 | 3.7 | 3.1 | Non Federally-Regulated | 08/12/2019 |  | 08/19/2019
Waterfurnace International, Inc. | YORK BY JOHNSON CONTROLS | YAFS048**1*(0,3)*J |  | Water-Source | WBAHP: Heat Pump Packaged Unit | Heat Pump | 208 | 1 |  |  |  | Single-Speed |  |  |  | 43200 | 3248 | 13.3 | 11.2 | 55600 | 3325 | 4.9 | 4.2 | Federally-Regulated Commercial & Industrial Equipment | 08/12/2019 |  | 08/19/2019
Waterfurnace International, Inc. | YORK BY JOHNSON CONTROLS | YAFS048**1*(0,3)*J |  | Ground-Water-Source | WBAHP: Heat Pump Packaged Unit | Heat Pump | 208 | 1 |  |  |  | Single-Speed |  |  |  | 48900 | 2192 | 22.3 | 16.2 | 44700 | 3119 | 4.2 | 3.6 | Non Federally-Regulated | 08/12/2019 |  | 08/19/2019
Waterfurnace International, Inc. | YORK BY JOHNSON CONTROLS | YAFS048**1*(0,3)*J |  | Ground-Source | WBAHP: Heat Pump Packaged Unit | Heat Pump | 208 | 1 |  |  |  | Single-Speed |  |  |  | 45500 | 2843 | 16 | 13.4 | 36400 | 2883 | 3.7 | 3.1 | Non Federally-Regulated | 08/12/2019 |  | 08/19/2019
Waterfurnace International, Inc. | YORK BY JOHNSON CONTROLS | YAZS060**1*J | SAH060* | Water-Source | WBAHP-CB: Heat Pump Split Syst | Heat Pump | 208 | 1 | False |  |  | Single-Speed |  |  |  | 53500 | 3590 | 14.9 | 12 | 64500 | 3938 | 4.8 | 4.2 | Federally-Regulated Commercial & Industrial Equipment | 08/12/2019 |  | 08/19/2019
Waterfurnace International, Inc. | YORK BY JOHNSON CONTROLS | YAZS060**1*J | SAH060* | Ground-Water-Source | WBAHP-CB: Heat Pump Split Syst | Heat Pump | 208 | 1 | False |  |  | Single-Speed |  |  |  | 61700 | 2614 | 23.6 | 16.2 | 54500 | 3714 | 4.3 | 3.6 | Non Federally-Regulated | 08/12/2019 |  | 08/19/2019
Waterfurnace International, Inc. | YORK BY JOHNSON CONTROLS | YAZS060**1*J | SAH060* | Ground-Source | WBAHP-CB: Heat Pump Split Syst | Heat Pump | 208 | 1 | False |  |  | Single-Speed |  |  |  | 56300 | 3180 | 17.7 | 13.4 | 44000 | 3485 | 3.7 | 3.1 | Non Federally-Regulated | 08/12/2019 |  | 08/19/2019
Waterfurnace International, Inc. | YORK BY JOHNSON CONTROLS | YAZS048**1*J | SAH048* | Water-Source | WBAHP-CB: Heat Pump Split Syst | Heat Pump | 208 | 1 | False |  |  | Single-Speed |  |  |  | 39300 | 2568 | 15.3 | 12 | 50000 | 2764 | 5.3 | 4.2 | Federally-Regulated Commercial & Industrial Equipment | 08/12/2019 |  | 08/19/2019
Waterfurnace International, Inc. | YORK BY JOHNSON CONTROLS | YAZS048**1*J | SAH048* | Ground-Water-Source | WBAHP-CB: Heat Pump Split Syst | Heat Pump | 208 | 1 | False |  |  | Single-Speed |  |  |  | 46900 | 1839 | 25.5 | 16.2 | 41900 | 2612 | 4.7 | 3.6 | Non Federally-Regulated | 08/12/2019 |  | 08/19/2019
Waterfurnace International, Inc. | YORK BY JOHNSON CONTROLS | YAZS048**1*J | SAH048* | Ground-Source | WBAHP-CB: Heat Pump Split Syst | Heat Pump | 208 | 1 | False |  |  | Single-Speed |  |  |  | 42500 | 2272 | 18.7 | 13.4 | 33400 | 2447 | 4 | 3.1 | Non Federally-Regulated | 08/12/2019 |  | 08/19/2019
Waterfurnace International, Inc. | YORK BY JOHNSON CONTROLS | YAZT049**1*J | SAH048* | Water-Source | WBAHP-CB: Heat Pump Split Syst | Heat Pump | 208 | 1 | False |  |  | Dual-Speed |  |  |  | 43200 | 2805 | 15.4 | 12 | 56300 | 3235 | 5.1 | 4.2 | Federally-Regulated Commercial & Industrial Equipment | 08/12/2019 |  | 08/19/2019
Waterfurnace International, Inc. | YORK BY JOHNSON CONTROLS | YAZT049**1*J | SAH048* | Ground-Water-Source | WBAHP-CB: Heat Pump Split Syst | Heat Pump | 208 | 1 | False |  |  | Dual-Speed |  |  |  | 51000 | 2107 | 24.2 | 16.2 | 47100 | 3000 | 4.6 | 3.6 | Non Federally-Regulated | 08/12/2019 |  | 08/19/2019
Waterfurnace International, Inc. | YORK BY JOHNSON CONTROLS | YAZT049**1*J | SAH048* | Ground-Source | WBAHP-CB: Heat Pump Split Syst | Heat Pump | 208 | 1 | False |  |  | Dual-Speed |  |  |  | 46300 | 2572 | 18 | 13.4 | 37700 | 2833 | 3.9 | 3.1 | Non Federally-Regulated | 08/12/2019 |  | 08/19/2019
Waterfurnace International, Inc. | YORK BY JOHNSON CONTROLS | YAFT049**1*(1,2,4)*J |  | Water-Source | WBAHP: Heat Pump Packaged Unit | Heat Pump | 208 | 1 |  |  |  | Dual-Speed |  |  |  | 49100 | 2854 | 17.2 | 11.2 | 59000 | 3143 | 5.5 | 4.2 | Federally-Regulated Commercial & Industrial Equipment | 08/12/2019 |  | 08/19/2019
Waterfurnace International, Inc. | YORK BY JOHNSON CONTROLS | YAFT049**1*(1,2,4)*J |  | Ground-Water-Source | WBAHP: Heat Pump Packaged Unit | Heat Pump | 208 | 1 |  |  |  | Dual-Speed |  |  |  | 54100 | 2208 | 24.5 | 16.2 | 47200 | 3007 | 4.6 | 3.6 | Non Federally-Regulated | 08/12/2019 |  | 08/19/2019
Waterfurnace International, Inc. | YORK BY JOHNSON CONTROLS | YAFT049**1*(1,2,4)*J |  | Ground-Source | WBAHP: Heat Pump Packaged Unit | Heat Pump | 208 | 1 |  |  |  | Dual-Speed |  |  |  | 50800 | 2632 | 19.3 | 13.4 | 38200 | 2798 | 4 | 3.1 | Non Federally-Regulated | 08/12/2019 |  | 08/19/2019
Modine | Modine Manufacturing | GFV018**02******** |  | Ground-Source | WBAHP: Heat Pump Packaged Unit | Heat Pump | 208 | 1 |  |  |  | Single-Speed |  |  |  | 18100 | 963 | 18.8 | 13.4 | 13200 | 1074 | 3.6 | 3.1 | Non Federally-Regulated | 08/24/2015 |  | 09/09/2019
Modine | Modine Manufacturing | GFV018**03******** |  | Ground-Source | WBAHP: Heat Pump Packaged Unit | Heat Pump | 230 | 1 |  |  |  | Single-Speed |  |  |  | 18100 | 963 | 18.8 | 13.4 | 13200 | 1074 | 3.6 | 3.1 | Non Federally-Regulated | 08/24/2015 |  | 09/09/2019
Modine | Modine Manufacturing | GFV018**04******** |  | Ground-Source | WBAHP: Heat Pump Packaged Unit | Heat Pump | 208 | 3 |  |  |  | Single-Speed |  |  |  | 18100 | 963 | 18.8 | 13.4 | 13200 | 1074 | 3.6 | 3.1 | Non Federally-Regulated | 08/24/2015 |  | 09/09/2019
Modine | Modine Manufacturing | GFV018**05******** |  | Ground-Source | WBAHP: Heat Pump Packaged Unit | Heat Pump | 230 | 3 |  |  |  | Single-Speed |  |  |  | 18100 | 963 | 18.8 | 13.4 | 13200 | 1074 | 3.6 | 3.1 | Non Federally-Regulated | 08/24/2015 |  | 09/09/2019
Modine | Modine Manufacturing | GFV018**02******** |  | Ground-Water-Source | WBAHP: Heat Pump Packaged Unit | Heat Pump | 208 | 1 |  |  |  | Single-Speed |  |  |  | 20200 | 765 | 26.4 | 16.2 | 17300 | 1102 | 4.6 | 3.6 | Non Federally-Regulated | 08/24/2015 |  | 09/09/2019
Modine | Modine Manufacturing | GFV018**03******** |  | Ground-Water-Source | WBAHP: Heat Pump Packaged Unit | Heat Pump | 230 | 1 |  |  |  | Single-Speed |  |  |  | 20200 | 765 | 26.4 | 16.2 | 17300 | 1102 | 4.6 | 3.6 | Non Federally-Regulated | 08/24/2015 |  | 09/09/2019
Modine | Modine Manufacturing | GFV018**04******** |  | Ground-Water-Source | WBAHP: Heat Pump Packaged Unit | Heat Pump | 208 | 3 |  |  |  | Single-Speed |  |  |  | 20200 | 765 | 26.4 | 16.2 | 17300 | 1102 | 4.6 | 3.6 | Non Federally-Regulated | 08/24/2015 |  | 09/09/2019
Modine | Modine Manufacturing | GFV018**05******** |  | Ground-Water-Source | WBAHP: Heat Pump Packaged Unit | Heat Pump | 230 | 3 |  |  |  | Single-Speed |  |  |  | 20200 | 765 | 26.4 | 16.2 | 17300 | 1102 | 4.6 | 3.6 | Non Federally-Regulated | 08/24/2015 |  | 09/09/2019
Modine | Modine Manufacturing | GFV024**02******** |  | Ground-Source | WBAHP: Heat Pump Packaged Unit | Heat Pump | 208 | 1 |  |  |  | Dual-Speed |  |  |  | 24500 | 1494 | 16.4 | 13.4 | 19000 | 1505 | 3.7 | 3.1 | Non Federally-Regulated | 08/24/2015 |  | 09/09/2019
Modine | Modine Manufacturing | GFV024**03******** |  | Ground-Source | WBAHP: Heat Pump Packaged Unit | Heat Pump | 230 | 1 |  |  |  | Dual-Speed |  |  |  | 24500 | 1494 | 16.4 | 13.4 | 19000 | 1505 | 3.7 | 3.1 | Non Federally-Regulated | 08/24/2015 |  | 09/09/2019
Modine | Modine Manufacturing | GFV024**04******** |  | Ground-Source | WBAHP: Heat Pump Packaged Unit | Heat Pump | 208 | 3 |  |  |  | Dual-Speed |  |  |  | 24500 | 1494 | 16.4 | 13.4 | 19000 | 1505 | 3.7 | 3.1 | Non Federally-Regulated | 08/24/2015 |  | 09/09/2019
Modine | Modine Manufacturing | GFV024**05******** |  | Ground-Source | WBAHP: Heat Pump Packaged Unit | Heat Pump | 230 | 3 |  |  |  | Dual-Speed |  |  |  | 24500 | 1494 | 16.4 | 13.4 | 19000 | 1505 | 3.7 | 3.1 | Non Federally-Regulated | 08/24/2015 |  | 09/09/2019
Modine | Modine Manufacturing | GFV024**02******** |  | Ground-Water-Source | WBAHP: Heat Pump Packaged Unit | Heat Pump | 208 | 1 |  |  |  | Dual-Speed |  |  |  | 25000 | 1238 | 20.2 | 16.2 | 23600 | 1646 | 4.2 | 3.6 | Non Federally-Regulated | 08/24/2015 |  | 09/09/2019
Modine | Modine Manufacturing | GFV024**03******** |  | Ground-Water-Source | WBAHP: Heat Pump Packaged Unit | Heat Pump | 230 | 1 |  |  |  | Dual-Speed |  |  |  | 25000 | 1238 | 20.2 | 16.2 | 23600 | 1646 | 4.2 | 3.6 | Non Federally-Regulated | 08/24/2015 |  | 09/09/2019
Modine | Modine Manufacturing | GFV024**04******** |  | Ground-Water-Source | WBAHP: Heat Pump Packaged Unit | Heat Pump | 208 | 3 |  |  |  | Dual-Speed |  |  |  | 25000 | 1238 | 20.2 | 16.2 | 23600 | 1646 | 4.2 | 3.6 | Non Federally-Regulated | 08/24/2015 |  | 09/09/2019
Modine | Modine Manufacturing | GFV024**05******** |  | Ground-Water-Source | WBAHP: Heat Pump Packaged Unit | Heat Pump | 230 | 3 |  |  |  | Dual-Speed |  |  |  | 25000 | 1238 | 20.2 | 16.2 | 23600 | 1646 | 4.2 | 3.6 | Non Federally-Regulated | 08/24/2015 |  | 09/09/2019
Modine | Modine Manufacturing | GFV036**02******** |  | Ground-Source | WBAHP: Heat Pump Packaged Unit | Heat Pump | 208 | 1 |  |  |  | Dual-Speed |  |  |  | 36800 | 2217 | 16.6 | 13.4 | 27800 | 2201 | 3.7 | 3.1 | Non Federally-Regulated | 08/24/2015 |  | 09/09/2019
Modine | Modine Manufacturing | GFV036**03******** |  | Ground-Source | WBAHP: Heat Pump Packaged Unit | Heat Pump | 230 | 1 |  |  |  | Dual-Speed |  |  |  | 36800 | 2217 | 16.6 | 13.4 | 27800 | 2201 | 3.7 | 3.1 | Non Federally-Regulated | 08/24/2015 |  | 09/09/2019
Modine | Modine Manufacturing | GFV036**04******** |  | Ground-Source | WBAHP: Heat Pump Packaged Unit | Heat Pump | 208 | 3 |  |  |  | Dual-Speed |  |  |  | 36800 | 2217 | 16.6 | 13.4 | 27800 | 2201 | 3.7 | 3.1 | Non Federally-Regulated | 08/24/2015 |  | 09/09/2019
Modine | Modine Manufacturing | GFV036**05******** |  | Ground-Source | WBAHP: Heat Pump Packaged Unit | Heat Pump | 230 | 3 |  |  |  | Dual-Speed |  |  |  | 36800 | 2217 | 16.6 | 13.4 | 27800 | 2201 | 3.7 | 3.1 | Non Federally-Regulated | 08/24/2015 |  | 09/09/2019
Modine | Modine Manufacturing | GFV036**02******** |  | Ground-Water-Source | WBAHP: Heat Pump Packaged Unit | Heat Pump | 208 | 1 |  |  |  | Dual-Speed |  |  |  | 39500 | 2005 | 19.7 | 16.2 | 35100 | 2449 | 4.2 | 3.6 | Non Federally-Regulated | 08/24/2015 |  | 09/09/2019
Modine | Modine Manufacturing | GFV036**03******** |  | Ground-Water-Source | WBAHP: Heat Pump Packaged Unit | Heat Pump | 230 | 1 |  |  |  | Dual-Speed |  |  |  | 39500 | 2005 | 19.7 | 16.2 | 35100 | 2449 | 4.2 | 3.6 | Non Federally-Regulated | 08/24/2015 |  | 09/09/2019
Modine | Modine Manufacturing | GFV036**04******** |  | Ground-Water-Source | WBAHP: Heat Pump Packaged Unit | Heat Pump | 208 | 3 |  |  |  | Dual-Speed |  |  |  | 39500 | 2005 | 19.7 | 16.2 | 35100 | 2449 | 4.2 | 3.6 | Non Federally-Regulated | 08/24/2015 |  | 09/09/2019
Modine | Modine Manufacturing | GFV036**05******** |  | Ground-Water-Source | WBAHP: Heat Pump Packaged Unit | Heat Pump | 230 | 3 |  |  |  | Dual-Speed |  |  |  | 39500 | 2005 | 19.7 | 16.2 | 35100 | 2449 | 4.2 | 3.6 | Non Federally-Regulated | 08/24/2015 |  | 09/09/2019
Modine | Modine Manufacturing | GFV048**02******** |  | Ground-Source | WBAHP: Heat Pump Packaged Unit | Heat Pump | 208 | 1 |  |  |  | Dual-Speed |  |  |  | 47100 | 2820 | 16.7 | 13.4 | 36800 | 2837 | 3.8 | 3.1 | Non Federally-Regulated | 08/24/2015 |  | 09/09/2019
Modine | Modine Manufacturing | GFV048**03******** |  | Ground-Source | WBAHP: Heat Pump Packaged Unit | Heat Pump | 230 | 1 |  |  |  | Dual-Speed |  |  |  | 47100 | 2820 | 16.7 | 13.4 | 36800 | 2837 | 3.8 | 3.1 | Non Federally-Regulated | 08/24/2015 |  | 09/09/2019
Modine | Modine Manufacturing | GFV048**04******** |  | Ground-Source | WBAHP: Heat Pump Packaged Unit | Heat Pump | 208 | 3 |  |  |  | Dual-Speed |  |  |  | 47100 | 2820 | 16.7 | 13.4 | 36800 | 2837 | 3.8 | 3.1 | Non Federally-Regulated | 08/24/2015 |  | 09/09/2019
Modine | Modine Manufacturing | GFV048**05******** |  | Ground-Source | WBAHP: Heat Pump Packaged Unit | Heat Pump | 230 | 3 |  |  |  | Dual-Speed |  |  |  | 47100 | 2820 | 16.7 | 13.4 | 36800 | 2837 | 3.8 | 3.1 | Non Federally-Regulated | 08/24/2015 |  | 09/09/2019
Modine | Modine Manufacturing | GFV048**02******** |  | Ground-Water-Source | WBAHP: Heat Pump Packaged Unit | Heat Pump | 208 | 1 |  |  |  | Dual-Speed |  |  |  | 49900 | 2343 | 21.3 | 16.2 | 47000 | 3060 | 4.5 | 3.6 | Non Federally-Regulated | 08/24/2015 |  | 09/09/2019
Modine | Modine Manufacturing | GFV048**03******** |  | Ground-Water-Source | WBAHP: Heat Pump Packaged Unit | Heat Pump | 230 | 1 |  |  |  | Dual-Speed |  |  |  | 49900 | 2343 | 21.3 | 16.2 | 47000 | 3060 | 4.5 | 3.6 | Non Federally-Regulated | 08/24/2015 |  | 09/09/2019
Modine | Modine Manufacturing | GFV048**04******** |  | Ground-Water-Source | WBAHP: Heat Pump Packaged Unit | Heat Pump | 208 | 3 |  |  |  | Dual-Speed |  |  |  | 49900 | 2343 | 21.3 | 16.2 | 47000 | 3060 | 4.5 | 3.6 | Non Federally-Regulated | 08/24/2015 |  | 09/09/2019
Modine | Modine Manufacturing | GFV048**05******** |  | Ground-Water-Source | WBAHP: Heat Pump Packaged Unit | Heat Pump | 230 | 3 |  |  |  | Dual-Speed |  |  |  | 49900 | 2343 | 21.3 | 16.2 | 47000 | 3060 | 4.5 | 3.6 | Non Federally-Regulated | 08/24/2015 |  | 09/09/2019
Modine | Modine Manufacturing | GFV060**02******** |  | Ground-Source | WBAHP: Heat Pump Packaged Unit | Heat Pump | 208 | 1 |  |  |  | Dual-Speed |  |  |  | 59500 | 3584 | 16.6 | 13.4 | 43700 | 3557 | 3.6 | 3.1 | Non Federally-Regulated | 08/24/2015 |  | 09/09/2019
Modine | Modine Manufacturing | GFV060**03******** |  | Ground-Source | WBAHP: Heat Pump Packaged Unit | Heat Pump | 230 | 1 |  |  |  | Dual-Speed |  |  |  | 59500 | 3584 | 16.6 | 13.4 | 43700 | 3557 | 3.6 | 3.1 | Non Federally-Regulated | 08/24/2015 |  | 09/09/2019
Modine | Modine Manufacturing | GFV060**04******** |  | Ground-Source | WBAHP: Heat Pump Packaged Unit | Heat Pump | 208 | 3 |  |  |  | Dual-Speed |  |  |  | 59500 | 3584 | 16.6 | 13.4 | 43700 | 3557 | 3.6 | 3.1 | Non Federally-Regulated | 08/24/2015 |  | 09/09/2019
Modine | Modine Manufacturing | GFV060**05******** |  | Ground-Source | WBAHP: Heat Pump Packaged Unit | Heat Pump | 230 | 3 |  |  |  | Dual-Speed |  |  |  | 59500 | 3584 | 16.6 | 13.4 | 43700 | 3557 | 3.6 | 3.1 | Non Federally-Regulated | 08/24/2015 |  | 09/09/2019
Modine | Modine Manufacturing | GFV060**02******** |  | Ground-Water-Source | WBAHP: Heat Pump Packaged Unit | Heat Pump | 208 | 1 |  |  |  | Dual-Speed |  |  |  | 62300 | 2898 | 21.5 | 16.2 | 59700 | 3887 | 4.5 | 3.6 | Non Federally-Regulated | 08/24/2015 |  | 09/09/2019
Modine | Modine Manufacturing | GFV060**03******** |  | Ground-Water-Source | WBAHP: Heat Pump Packaged Unit | Heat Pump | 230 | 1 |  |  |  | Dual-Speed |  |  |  | 62300 | 2898 | 21.5 | 16.2 | 59700 | 3887 | 4.5 | 3.6 | Non Federally-Regulated | 08/24/2015 |  | 09/09/2019
Modine | Modine Manufacturing | GFV060**04******** |  | Ground-Water-Source | WBAHP: Heat Pump Packaged Unit | Heat Pump | 208 | 3 |  |  |  | Dual-Speed |  |  |  | 62300 | 2898 | 21.5 | 16.2 | 59700 | 3887 | 4.5 | 3.6 | Non Federally-Regulated | 08/24/2015 |  | 09/09/2019
Modine | Modine Manufacturing | GFV060**05******** |  | Ground-Water-Source | WBAHP: Heat Pump Packaged Unit | Heat Pump | 230 | 3 |  |  |  | Dual-Speed |  |  |  | 62300 | 2898 | 21.5 | 16.2 | 59700 | 3887 | 4.5 | 3.6 | Non Federally-Regulated | 08/24/2015 |  | 09/09/2019
Modine | Modine Manufacturing | GFV066**02******** |  | Ground-Source | WBAHP: Heat Pump Packaged Unit | Heat Pump | 208 | 1 |  |  |  | Dual-Speed |  |  |  | 64800 | 4291 | 15.1 | 13.4 | 55300 | 4501 | 3.6 | 3.1 | Non Federally-Regulated | 08/24/2015 |  | 09/09/2019
Modine | Modine Manufacturing | GFV066**03******** |  | Ground-Source | WBAHP: Heat Pump Packaged Unit | Heat Pump | 230 | 1 |  |  |  | Dual-Speed |  |  |  | 64800 | 4291 | 15.1 | 13.4 | 55300 | 4501 | 3.6 | 3.1 | Non Federally-Regulated | 08/24/2015 |  | 09/09/2019
Modine | Modine Manufacturing | GFV066**04******** |  | Ground-Source | WBAHP: Heat Pump Packaged Unit | Heat Pump | 208 | 3 |  |  |  | Dual-Speed |  |  |  | 64800 | 4291 | 15.1 | 13.4 | 55300 | 4501 | 3.6 | 3.1 | Non Federally-Regulated | 08/24/2015 |  | 09/09/2019
Modine | Modine Manufacturing | GFV066**05******** |  | Ground-Source | WBAHP: Heat Pump Packaged Unit | Heat Pump | 230 | 3 |  |  |  | Dual-Speed |  |  |  | 64800 | 4291 | 15.1 | 13.4 | 55300 | 4501 | 3.6 | 3.1 | Non Federally-Regulated | 08/24/2015 |  | 09/09/2019
Modine | Modine Manufacturing | GFH018**02******** |  | Ground-Source | WBAHP: Heat Pump Packaged Unit | Heat Pump | 208 | 1 |  |  |  | Single-Speed |  |  |  | 18100 | 963 | 18.8 | 13.4 | 13200 | 1074 | 3.6 | 3.1 | Non Federally-Regulated | 08/24/2015 |  | 09/09/2019
Modine | Modine Manufacturing | GFH018**03******** |  | Ground-Source | WBAHP: Heat Pump Packaged Unit | Heat Pump | 230 | 1 |  |  |  | Single-Speed |  |  |  | 18100 | 963 | 18.8 | 13.4 | 13200 | 1074 | 3.6 | 3.1 | Non Federally-Regulated | 08/24/2015 |  | 09/09/2019
Modine | Modine Manufacturing | GFH018**04******** |  | Ground-Source | WBAHP: Heat Pump Packaged Unit | Heat Pump | 208 | 3 |  |  |  | Single-Speed |  |  |  | 18100 | 963 | 18.8 | 13.4 | 13200 | 1074 | 3.6 | 3.1 | Non Federally-Regulated | 08/24/2015 |  | 09/09/2019
Modine | Modine Manufacturing | GFH018**05******** |  | Ground-Source | WBAHP: Heat Pump Packaged Unit | Heat Pump | 230 | 3 |  |  |  | Single-Speed |  |  |  | 18100 | 963 | 18.8 | 13.4 | 13200 | 1074 | 3.6 | 3.1 | Non Federally-Regulated | 08/24/2015 |  | 09/09/2019
Modine | Modine Manufacturing | GFH018**02******** |  | Ground-Water-Source | WBAHP: Heat Pump Packaged Unit | Heat Pump | 208 | 1 |  |  |  | Single-Speed |  |  |  | 20200 | 765 | 26.4 | 16.2 | 17300 | 1102 | 4.6 | 3.6 | Non Federally-Regulated | 08/24/2015 |  | 09/09/2019
Modine | Modine Manufacturing | GFH018**03******** |  | Ground-Water-Source | WBAHP: Heat Pump Packaged Unit | Heat Pump | 230 | 1 |  |  |  | Single-Speed |  |  |  | 20200 | 765 | 26.4 | 16.2 | 17300 | 1102 | 4.6 | 3.6 | Non Federally-Regulated | 08/24/2015 |  | 09/09/2019
Modine | Modine Manufacturing | GFH018**04******** |  | Ground-Water-Source | WBAHP: Heat Pump Packaged Unit | Heat Pump | 208 | 3 |  |  |  | Single-Speed |  |  |  | 20200 | 765 | 26.4 | 16.2 | 17300 | 1102 | 4.6 | 3.6 | Non Federally-Regulated | 08/24/2015 |  | 09/09/2019
Modine | Modine Manufacturing | GFH018**05******** |  | Ground-Water-Source | WBAHP: Heat Pump Packaged Unit | Heat Pump | 230 | 3 |  |  |  | Single-Speed |  |  |  | 20200 | 765 | 26.4 | 16.2 | 17300 | 1102 | 4.6 | 3.6 | Non Federally-Regulated | 08/24/2015 |  | 09/09/2019
Modine | Modine Manufacturing | GFH024**02******** |  | Ground-Source | WBAHP: Heat Pump Packaged Unit | Heat Pump | 208 | 1 |  |  |  | Dual-Speed |  |  |  | 24500 | 1494 | 16.4 | 13.4 | 19000 | 1505 | 3.7 | 3.1 | Non Federally-Regulated | 08/24/2015 |  | 09/09/2019
Modine | Modine Manufacturing | GFH024**03******** |  | Ground-Source | WBAHP: Heat Pump Packaged Unit | Heat Pump | 230 | 1 |  |  |  | Dual-Speed |  |  |  | 24500 | 1494 | 16.4 | 13.4 | 19000 | 1505 | 3.7 | 3.1 | Non Federally-Regulated | 08/24/2015 |  | 09/09/2019
Modine | Modine Manufacturing | GFH024**04******** |  | Ground-Source | WBAHP: Heat Pump Packaged Unit | Heat Pump | 208 | 3 |  |  |  | Dual-Speed |  |  |  | 24500 | 1494 | 16.4 | 13.4 | 19000 | 1505 | 3.7 | 3.1 | Non Federally-Regulated | 08/24/2015 |  | 09/09/2019
Modine | Modine Manufacturing | GFH024**05******** |  | Ground-Source | WBAHP: Heat Pump Packaged Unit | Heat Pump | 230 | 3 |  |  |  | Dual-Speed |  |  |  | 24500 | 1494 | 16.4 | 13.4 | 19000 | 1505 | 3.7 | 3.1 | Non Federally-Regulated | 08/24/2015 |  | 09/09/2019
Modine | Modine Manufacturing | GFH024**02******** |  | Ground-Water-Source | WBAHP: Heat Pump Packaged Unit | Heat Pump | 208 | 1 |  |  |  | Dual-Speed |  |  |  | 25000 | 1238 | 20.2 | 16.2 | 23600 | 1646 | 4.2 | 3.6 | Non Federally-Regulated | 08/24/2015 |  | 09/09/2019
Modine | Modine Manufacturing | GFH024**03******** |  | Ground-Water-Source | WBAHP: Heat Pump Packaged Unit | Heat Pump | 230 | 1 |  |  |  | Dual-Speed |  |  |  | 25000 | 1238 | 20.2 | 16.2 | 23600 | 1646 | 4.2 | 3.6 | Non Federally-Regulated | 08/24/2015 |  | 09/09/2019
Modine | Modine Manufacturing | GFH024**04******** |  | Ground-Water-Source | WBAHP: Heat Pump Packaged Unit | Heat Pump | 208 | 3 |  |  |  | Dual-Speed |  |  |  | 25000 | 1238 | 20.2 | 16.2 | 23600 | 1646 | 4.2 | 3.6 | Non Federally-Regulated | 08/24/2015 |  | 09/09/2019
Modine | Modine Manufacturing | GFH024**05******** |  | Ground-Water-Source | WBAHP: Heat Pump Packaged Unit | Heat Pump | 230 | 3 |  |  |  | Dual-Speed |  |  |  | 25000 | 1238 | 20.2 | 16.2 | 23600 | 1646 | 4.2 | 3.6 | Non Federally-Regulated | 08/24/2015 |  | 09/09/2019
Modine | Modine Manufacturing | GFH036**02******** |  | Ground-Source | WBAHP: Heat Pump Packaged Unit | Heat Pump | 208 | 1 |  |  |  | Dual-Speed |  |  |  | 36800 | 2217 | 16.6 | 13.4 | 27800 | 2201 | 3.7 | 3.1 | Non Federally-Regulated | 08/24/2015 |  | 09/09/2019
Modine | Modine Manufacturing | GFH036**03******** |  | Ground-Source | WBAHP: Heat Pump Packaged Unit | Heat Pump | 230 | 1 |  |  |  | Dual-Speed |  |  |  | 36800 | 2217 | 16.6 | 13.4 | 27800 | 2201 | 3.7 | 3.1 | Non Federally-Regulated | 08/24/2015 |  | 09/09/2019
Modine | Modine Manufacturing | GFH036**04******** |  | Ground-Source | WBAHP: Heat Pump Packaged Unit | Heat Pump | 208 | 3 |  |  |  | Dual-Speed |  |  |  | 36800 | 2217 | 16.6 | 13.4 | 27800 | 2201 | 3.7 | 3.1 | Non Federally-Regulated | 08/24/2015 |  | 09/09/2019
Modine | Modine Manufacturing | GFH036**05******** |  | Ground-Source | WBAHP: Heat Pump Packaged Unit | Heat Pump | 230 | 3 |  |  |  | Dual-Speed |  |  |  | 36800 | 2217 | 16.6 | 13.4 | 27800 | 2201 | 3.7 | 3.1 | Non Federally-Regulated | 08/24/2015 |  | 09/09/2019
Modine | Modine Manufacturing | GFH036**02******** |  | Ground-Water-Source | WBAHP: Heat Pump Packaged Unit | Heat Pump | 208 | 1 |  |  |  | Dual-Speed |  |  |  | 39500 | 2005 | 19.7 | 16.2 | 35100 | 2449 | 4.2 | 3.6 | Non Federally-Regulated | 08/24/2015 |  | 09/09/2019
Modine | Modine Manufacturing | GFH036**03******** |  | Ground-Water-Source | WBAHP: Heat Pump Packaged Unit | Heat Pump | 230 | 1 |  |  |  | Dual-Speed |  |  |  | 39500 | 2005 | 19.7 | 16.2 | 35100 | 2449 | 4.2 | 3.6 | Non Federally-Regulated | 08/24/2015 |  | 09/09/2019
Modine | Modine Manufacturing | GFH036**04******** |  | Ground-Water-Source | WBAHP: Heat Pump Packaged Unit | Heat Pump | 208 | 3 |  |  |  | Dual-Speed |  |  |  | 39500 | 2005 | 19.7 | 16.2 | 35100 | 2449 | 4.2 | 3.6 | Non Federally-Regulated | 08/24/2015 |  | 09/09/2019
Modine | Modine Manufacturing | GFH036**05******** |  | Ground-Water-Source | WBAHP: Heat Pump Packaged Unit | Heat Pump | 230 | 3 |  |  |  | Dual-Speed |  |  |  | 39500 | 2005 | 19.7 | 16.2 | 35100 | 2449 | 4.2 | 3.6 | Non Federally-Regulated | 08/24/2015 |  | 09/09/2019
Modine | Modine Manufacturing | GFH048**02******** |  | Ground-Source | WBAHP: Heat Pump Packaged Unit | Heat Pump | 208 | 1 |  |  |  | Dual-Speed |  |  |  | 47100 | 2820 | 16.7 | 13.4 | 36800 | 2837 | 3.8 | 3.1 | Non Federally-Regulated | 08/24/2015 |  | 09/09/2019
Modine | Modine Manufacturing | GFH048**03******** |  | Ground-Source | WBAHP: Heat Pump Packaged Unit | Heat Pump | 230 | 1 |  |  |  | Dual-Speed |  |  |  | 47100 | 2820 | 16.7 | 13.4 | 36800 | 2837 | 3.8 | 3.1 | Non Federally-Regulated | 08/24/2015 |  | 09/09/2019
Modine | Modine Manufacturing | GFH048**04******** |  | Ground-Source | WBAHP: Heat Pump Packaged Unit | Heat Pump | 208 | 3 |  |  |  | Dual-Speed |  |  |  | 47100 | 2820 | 16.7 | 13.4 | 36800 | 2837 | 3.8 | 3.1 | Non Federally-Regulated | 08/24/2015 |  | 09/09/2019
Modine | Modine Manufacturing | GFH048**05******** |  | Ground-Source | WBAHP: Heat Pump Packaged Unit | Heat Pump | 230 | 3 |  |  |  | Dual-Speed |  |  |  | 47100 | 2820 | 16.7 | 13.4 | 36800 | 2837 | 3.8 | 3.1 | Non Federally-Regulated | 08/24/2015 |  | 09/09/2019
Modine | Modine Manufacturing | GFH048**02******** |  | Ground-Water-Source | WBAHP: Heat Pump Packaged Unit | Heat Pump | 208 | 1 |  |  |  | Dual-Speed |  |  |  | 49900 | 2343 | 21.3 | 16.2 | 47000 | 3060 | 4.5 | 3.6 | Non Federally-Regulated | 08/24/2015 |  | 09/09/2019
Modine | Modine Manufacturing | GFH048**03******** |  | Ground-Water-Source | WBAHP: Heat Pump Packaged Unit | Heat Pump | 230 | 1 |  |  |  | Dual-Speed |  |  |  | 49900 | 2343 | 21.3 | 16.2 | 47000 | 3060 | 4.5 | 3.6 | Non Federally-Regulated | 08/24/2015 |  | 09/09/2019
Modine | Modine Manufacturing | GFH048**04******** |  | Ground-Water-Source | WBAHP: Heat Pump Packaged Unit | Heat Pump | 208 | 3 |  |  |  | Dual-Speed |  |  |  | 49900 | 2343 | 21.3 | 16.2 | 47000 | 3060 | 4.5 | 3.6 | Non Federally-Regulated | 08/24/2015 |  | 09/09/2019
Modine | Modine Manufacturing | GFH048**05******** |  | Ground-Water-Source | WBAHP: Heat Pump Packaged Unit | Heat Pump | 230 | 3 |  |  |  | Dual-Speed |  |  |  | 49900 | 2343 | 21.3 | 16.2 | 47000 | 3060 | 4.5 | 3.6 | Non Federally-Regulated | 08/24/2015 |  | 09/09/2019
Modine | Modine Manufacturing | GFH060**02******** |  | Ground-Source | WBAHP: Heat Pump Packaged Unit | Heat Pump | 208 | 1 |  |  |  | Dual-Speed |  |  |  | 59500 | 3584 | 16.6 | 13.4 | 43700 | 3557 | 3.6 | 3.1 | Non Federally-Regulated | 08/24/2015 |  | 09/09/2019
Modine | Modine Manufacturing | GFH060**03******** |  | Ground-Source | WBAHP: Heat Pump Packaged Unit | Heat Pump | 230 | 1 |  |  |  | Dual-Speed |  |  |  | 59500 | 3584 | 16.6 | 13.4 | 43700 | 3557 | 3.6 | 3.1 | Non Federally-Regulated | 08/24/2015 |  | 09/09/2019
Modine | Modine Manufacturing | GFH060**04******** |  | Ground-Source | WBAHP: Heat Pump Packaged Unit | Heat Pump | 208 | 3 |  |  |  | Dual-Speed |  |  |  | 59500 | 3584 | 16.6 | 13.4 | 43700 | 3557 | 3.6 | 3.1 | Non Federally-Regulated | 08/24/2015 |  | 09/09/2019
Modine | Modine Manufacturing | GFH060**05******** |  | Ground-Source | WBAHP: Heat Pump Packaged Unit | Heat Pump | 230 | 3 |  |  |  | Dual-Speed |  |  |  | 59500 | 3584 | 16.6 | 13.4 | 43700 | 3557 | 3.6 | 3.1 | Non Federally-Regulated | 08/24/2015 |  | 09/09/2019
Modine | Modine Manufacturing | GFH060**02******** |  | Ground-Water-Source | WBAHP: Heat Pump Packaged Unit | Heat Pump | 208 | 1 |  |  |  | Dual-Speed |  |  |  | 62300 | 2898 | 21.5 | 16.2 | 59700 | 3887 | 4.5 | 3.6 | Non Federally-Regulated | 08/24/2015 |  | 09/09/2019
Modine | Modine Manufacturing | GFH060**03******** |  | Ground-Water-Source | WBAHP: Heat Pump Packaged Unit | Heat Pump | 230 | 1 |  |  |  | Dual-Speed |  |  |  | 62300 | 2898 | 21.5 | 16.2 | 59700 | 3887 | 4.5 | 3.6 | Non Federally-Regulated | 08/24/2015 |  | 09/09/2019
Modine | Modine Manufacturing | GFH060**04******** |  | Ground-Water-Source | WBAHP: Heat Pump Packaged Unit | Heat Pump | 208 | 3 |  |  |  | Dual-Speed |  |  |  | 62300 | 2898 | 21.5 | 16.2 | 59700 | 3887 | 4.5 | 3.6 | Non Federally-Regulated | 08/24/2015 |  | 09/09/2019
Modine | Modine Manufacturing | GFH060**05******** |  | Ground-Water-Source | WBAHP: Heat Pump Packaged Unit | Heat Pump | 230 | 3 |  |  |  | Dual-Speed |  |  |  | 62300 | 2898 | 21.5 | 16.2 | 59700 | 3887 | 4.5 | 3.6 | Non Federally-Regulated | 08/24/2015 |  | 09/09/2019
Modine | Modine Manufacturing | GFH066**02******** |  | Ground-Source | WBAHP: Heat Pump Packaged Unit | Heat Pump | 208 | 1 |  |  |  | Dual-Speed |  |  |  | 64800 | 4291 | 15.1 | 13.4 | 55300 | 4501 | 3.6 | 3.1 | Non Federally-Regulated | 08/24/2015 |  | 09/09/2019
Modine | Modine Manufacturing | GFH066**03******** |  | Ground-Source | WBAHP: Heat Pump Packaged Unit | Heat Pump | 230 | 1 |  |  |  | Dual-Speed |  |  |  | 64800 | 4291 | 15.1 | 13.4 | 55300 | 4501 | 3.6 | 3.1 | Non Federally-Regulated | 08/24/2015 |  | 09/09/2019
Modine | Modine Manufacturing | GFH066**04******** |  | Ground-Source | WBAHP: Heat Pump Packaged Unit | Heat Pump | 208 | 3 |  |  |  | Dual-Speed |  |  |  | 64800 | 4291 | 15.1 | 13.4 | 55300 | 4501 | 3.6 | 3.1 | Non Federally-Regulated | 08/24/2015 |  | 09/09/2019
Modine | Modine Manufacturing | GFH066**05******** |  | Ground-Source | WBAHP: Heat Pump Packaged Unit | Heat Pump | 230 | 3 |  |  |  | Dual-Speed |  |  |  | 64800 | 4291 | 15.1 | 13.4 | 55300 | 4501 | 3.6 | 3.1 | Non Federally-Regulated | 08/24/2015 |  | 09/09/2019
Modine | Modine Manufacturing | GCV036**03******** |  | Ground-Source | WBAHP: Heat Pump Packaged Unit | Heat Pump | 230 | 1 |  |  |  | Dual-Speed |  |  |  | 34900 | 2296 | 15.2 | 13.4 | 27900 | 2271 | 3.6 | 3.1 | Non Federally-Regulated | 08/24/2015 |  | 09/09/2019
Modine | Modine Manufacturing | GCV048**03******** |  | Ground-Source | WBAHP: Heat Pump Packaged Unit | Heat Pump | 230 | 1 |  |  |  | Dual-Speed |  |  |  | 44600 | 2770 | 16.1 | 13.4 | 33100 | 2552 | 3.8 | 3.1 | Non Federally-Regulated | 08/24/2015 |  | 09/09/2019
Modine | Modine Manufacturing | GCV060**03******** |  | Ground-Source | WBAHP: Heat Pump Packaged Unit | Heat Pump | 230 | 1 |  |  |  | Dual-Speed |  |  |  | 58500 | 3953 | 14.8 | 13.4 | 50300 | 3983 | 3.7 | 3.1 | Non Federally-Regulated | 08/24/2015 |  | 09/09/2019
Modine | Modine Manufacturing | GCV036**03******** |  | Ground-Water-Source | WBAHP: Heat Pump Packaged Unit | Heat Pump | 230 | 1 |  |  |  | Dual-Speed |  |  |  | 37700 | 1904 | 19.8 | 16.2 | 34400 | 2458 | 4.1 | 3.6 | Non Federally-Regulated | 08/24/2015 |  | 09/09/2019
Modine | Modine Manufacturing | GCV048**03******** |  | Ground-Water-Source | WBAHP: Heat Pump Packaged Unit | Heat Pump | 230 | 1 |  |  |  | Dual-Speed |  |  |  | 44600 | 2464 | 18.1 | 16.2 | 34500 | 2351 | 4.3 | 3.6 | Non Federally-Regulated | 08/24/2015 |  | 09/09/2019
Modine | Modine Manufacturing | GCV060**03******** |  | Ground-Water-Source | WBAHP: Heat Pump Packaged Unit | Heat Pump | 230 | 1 |  |  |  | Dual-Speed |  |  |  | 61700 | 3335 | 18.5 | 16.2 | 61400 | 4388 | 4.1 | 3.6 | Non Federally-Regulated | 08/24/2015 |  | 09/09/2019
Modine | Modine Manufacturing | GSI024**03******** | GA*024**03******** | Ground-Source | WBAHP-CB: Heat Pump Split Syst | Heat Pump | 230 | 1 | False |  |  | Dual-Speed |  |  |  | 24000 | 1538 | 15.6 | 13.4 | 18600 | 1603 | 3.4 | 3.1 | Non Federally-Regulated | 08/24/2015 |  | 09/09/2019
Modine | Modine Manufacturing | GSI036**03******** | GA*036**03******** | Ground-Source | WBAHP-CB: Heat Pump Split Syst | Heat Pump | 230 | 1 | False |  |  | Dual-Speed |  |  |  | 34400 | 2036 | 16.9 | 13.4 | 27200 | 2277 | 3.5 | 3.1 | Non Federally-Regulated | 08/24/2015 |  | 09/09/2019
Modine | Modine Manufacturing | GSI048**03******** | GA*048**03******** | Ground-Source | WBAHP-CB: Heat Pump Split Syst | Heat Pump | 230 | 1 | False |  |  | Dual-Speed |  |  |  | 40700 | 2807 | 14.5 | 13.4 | 35300 | 2873 | 3.6 | 3.1 | Non Federally-Regulated | 08/24/2015 |  | 09/09/2019
Modine | Modine Manufacturing | GSI060**03******** | GA*060**03******** | Ground-Source | WBAHP-CB: Heat Pump Split Syst | Heat Pump | 230 | 1 | False |  |  | Dual-Speed |  |  |  | 54300 | 3352 | 16.2 | 13.4 | 46700 | 3801 | 3.6 | 3.1 | Non Federally-Regulated | 08/24/2015 |  | 09/09/2019
Modine | Modine Manufacturing | GSI066**03******** | GA*066**03******** | Ground-Source | WBAHP-CB: Heat Pump Split Syst | Heat Pump | 230 | 1 | False |  |  | Dual-Speed |  |  |  | 61500 | 4301 | 14.3 | 13.4 | 50500 | 4484 | 3.3 | 3.1 | Non Federally-Regulated | 08/24/2015 |  | 09/09/2019
Modine | Modine Manufacturing | GSI024**03******** | GA*024**03******** | Ground-Water-Source | WBAHP-CB: Heat Pump Split Syst | Heat Pump | 230 | 1 | False |  |  | Dual-Speed |  |  |  | 25600 | 1225 | 20.9 | 16.2 | 23400 | 1758 | 3.9 | 3.6 | Non Federally-Regulated | 08/24/2015 |  | 09/09/2019
Modine | Modine Manufacturing | GSI036**03******** | GA*036**03******** | Ground-Water-Source | WBAHP-CB: Heat Pump Split Syst | Heat Pump | 230 | 1 | False |  |  | Dual-Speed |  |  |  | 38200 | 1713 | 22.3 | 16.2 | 31400 | 2300 | 4 | 3.6 | Non Federally-Regulated | 08/24/2015 |  | 09/09/2019
Modine | Modine Manufacturing | GSI048**03******** | GA*048**03******** | Ground-Water-Source | WBAHP-CB: Heat Pump Split Syst | Heat Pump | 230 | 1 | False |  |  | Dual-Speed |  |  |  | 45500 | 2286 | 19.9 | 16.2 | 44800 | 3202 | 4.1 | 3.6 | Non Federally-Regulated | 08/24/2015 |  | 09/09/2019
Modine | Modine Manufacturing | GSI060**03******** | GA*060**03******** | Ground-Water-Source | WBAHP-CB: Heat Pump Split Syst | Heat Pump | 230 | 1 | False |  |  | Dual-Speed |  |  |  | 58100 | 2820 | 20.6 | 16.2 | 54000 | 4164 | 3.8 | 3.6 | Non Federally-Regulated | 08/24/2015 |  | 09/09/2019
Modine | Modine Manufacturing | GSI066**03******** | GA*066**03******** | Ground-Water-Source | WBAHP-CB: Heat Pump Split Syst | Heat Pump | 230 | 1 | False |  |  | Dual-Speed |  |  |  | 63700 | 3640 | 17.5 | 16.2 | 62800 | 4842 | 3.8 | 3.6 | Non Federally-Regulated | 08/24/2015 |  | 09/09/2019
Modine | Modine Manufacturing | EFV018**02******** |  | Ground-Source | WBAHP: Heat Pump Packaged Unit | Heat Pump | 208 | 1 |  |  |  | Single-Speed |  |  |  | 18100 | 963 | 18.8 | 13.4 | 13200 | 1074 | 3.6 | 3.1 | Non Federally-Regulated | 08/24/2015 |  | 09/09/2019
Modine | Modine Manufacturing | EFV018**03******** |  | Ground-Source | WBAHP: Heat Pump Packaged Unit | Heat Pump | 230 | 1 |  |  |  | Single-Speed |  |  |  | 18100 | 963 | 18.8 | 13.4 | 13200 | 1074 | 3.6 | 3.1 | Non Federally-Regulated | 08/24/2015 |  | 09/09/2019
Modine | Modine Manufacturing | EFV018**04******** |  | Ground-Source | WBAHP: Heat Pump Packaged Unit | Heat Pump | 208 | 3 |  |  |  | Single-Speed |  |  |  | 18100 | 963 | 18.8 | 13.4 | 13200 | 1074 | 3.6 | 3.1 | Non Federally-Regulated | 08/24/2015 |  | 09/09/2019
Modine | Modine Manufacturing | EFV018**05******** |  | Ground-Source | WBAHP: Heat Pump Packaged Unit | Heat Pump | 230 | 3 |  |  |  | Single-Speed |  |  |  | 18100 | 963 | 18.8 | 13.4 | 13200 | 1074 | 3.6 | 3.1 | Non Federally-Regulated | 08/24/2015 |  | 09/09/2019
Modine | Modine Manufacturing | EFV018**02******** |  | Ground-Water-Source | WBAHP: Heat Pump Packaged Unit | Heat Pump | 208 | 1 |  |  |  | Single-Speed |  |  |  | 20200 | 765 | 26.4 | 16.2 | 17300 | 1102 | 4.6 | 3.6 | Non Federally-Regulated | 08/24/2015 |  | 09/09/2019
Modine | Modine Manufacturing | EFV018**03******** |  | Ground-Water-Source | WBAHP: Heat Pump Packaged Unit | Heat Pump | 230 | 1 |  |  |  | Single-Speed |  |  |  | 20200 | 765 | 26.4 | 16.2 | 17300 | 1102 | 4.6 | 3.6 | Non Federally-Regulated | 08/24/2015 |  | 09/09/2019
Modine | Modine Manufacturing | EFV018**04******** |  | Ground-Water-Source | WBAHP: Heat Pump Packaged Unit | Heat Pump | 208 | 3 |  |  |  | Single-Speed |  |  |  | 20200 | 765 | 26.4 | 16.2 | 17300 | 1102 | 4.6 | 3.6 | Non Federally-Regulated | 08/24/2015 |  | 09/09/2019
Modine | Modine Manufacturing | EFV018**05******** |  | Ground-Water-Source | WBAHP: Heat Pump Packaged Unit | Heat Pump | 230 | 3 |  |  |  | Single-Speed |  |  |  | 20200 | 765 | 26.4 | 16.2 | 17300 | 1102 | 4.6 | 3.6 | Non Federally-Regulated | 08/24/2015 |  | 09/09/2019
Modine | Modine Manufacturing | EFV024**02******** |  | Ground-Source | WBAHP: Heat Pump Packaged Unit | Heat Pump | 208 | 1 |  |  |  | Dual-Speed |  |  |  | 24500 | 1494 | 16.4 | 13.4 | 19000 | 1505 | 3.7 | 3.1 | Non Federally-Regulated | 08/24/2015 |  | 09/09/2019
Modine | Modine Manufacturing | EFV024**03******** |  | Ground-Source | WBAHP: Heat Pump Packaged Unit | Heat Pump | 230 | 1 |  |  |  | Dual-Speed |  |  |  | 24500 | 1494 | 16.4 | 13.4 | 19000 | 1505 | 3.7 | 3.1 | Non Federally-Regulated | 08/24/2015 |  | 09/09/2019
Modine | Modine Manufacturing | EFV024**04******** |  | Ground-Source | WBAHP: Heat Pump Packaged Unit | Heat Pump | 208 | 3 |  |  |  | Dual-Speed |  |  |  | 24500 | 1494 | 16.4 | 13.4 | 19000 | 1505 | 3.7 | 3.1 | Non Federally-Regulated | 08/24/2015 |  | 09/09/2019
Modine | Modine Manufacturing | EFV024**05******** |  | Ground-Source | WBAHP: Heat Pump Packaged Unit | Heat Pump | 230 | 3 |  |  |  | Dual-Speed |  |  |  | 24500 | 1494 | 16.4 | 13.4 | 19000 | 1505 | 3.7 | 3.1 | Non Federally-Regulated | 08/24/2015 |  | 09/09/2019
Modine | Modine Manufacturing | EFV024**02******** |  | Ground-Water-Source | WBAHP: Heat Pump Packaged Unit | Heat Pump | 208 | 1 |  |  |  | Dual-Speed |  |  |  | 25000 | 1238 | 20.2 | 16.2 | 23600 | 1646 | 4.2 | 3.6 | Non Federally-Regulated | 08/24/2015 |  | 09/09/2019
Modine | Modine Manufacturing | EFV024**03******** |  | Ground-Water-Source | WBAHP: Heat Pump Packaged Unit | Heat Pump | 230 | 1 |  |  |  | Dual-Speed |  |  |  | 25000 | 1238 | 20.2 | 16.2 | 23600 | 1646 | 4.2 | 3.6 | Non Federally-Regulated | 08/24/2015 |  | 09/09/2019
Modine | Modine Manufacturing | EFV024**04******** |  | Ground-Water-Source | WBAHP: Heat Pump Packaged Unit | Heat Pump | 208 | 3 |  |  |  | Dual-Speed |  |  |  | 25000 | 1238 | 20.2 | 16.2 | 23600 | 1646 | 4.2 | 3.6 | Non Federally-Regulated | 08/24/2015 |  | 09/09/2019
Modine | Modine Manufacturing | EFV024**05******** |  | Ground-Water-Source | WBAHP: Heat Pump Packaged Unit | Heat Pump | 230 | 3 |  |  |  | Dual-Speed |  |  |  | 25000 | 1238 | 20.2 | 16.2 | 23600 | 1646 | 4.2 | 3.6 | Non Federally-Regulated | 08/24/2015 |  | 09/09/2019
Modine | Modine Manufacturing | EFV036**02******** |  | Ground-Source | WBAHP: Heat Pump Packaged Unit | Heat Pump | 208 | 1 |  |  |  | Dual-Speed |  |  |  | 36800 | 2217 | 16.6 | 13.4 | 27800 | 2201 | 3.7 | 3.1 | Non Federally-Regulated | 08/24/2015 |  | 09/09/2019
Modine | Modine Manufacturing | EFV036**03******** |  | Ground-Source | WBAHP: Heat Pump Packaged Unit | Heat Pump | 230 | 1 |  |  |  | Dual-Speed |  |  |  | 36800 | 2217 | 16.6 | 13.4 | 27800 | 2201 | 3.7 | 3.1 | Non Federally-Regulated | 08/24/2015 |  | 09/09/2019
Modine | Modine Manufacturing | EFV036**04******** |  | Ground-Source | WBAHP: Heat Pump Packaged Unit | Heat Pump | 208 | 3 |  |  |  | Dual-Speed |  |  |  | 36800 | 2217 | 16.6 | 13.4 | 27800 | 2201 | 3.7 | 3.1 | Non Federally-Regulated | 08/24/2015 |  | 09/09/2019
Modine | Modine Manufacturing | EFV036**05******** |  | Ground-Source | WBAHP: Heat Pump Packaged Unit | Heat Pump | 230 | 3 |  |  |  | Dual-Speed |  |  |  | 36800 | 2217 | 16.6 | 13.4 | 27800 | 2201 | 3.7 | 3.1 | Non Federally-Regulated | 08/24/2015 |  | 09/09/2019
Modine | Modine Manufacturing | EFV036**02******** |  | Ground-Water-Source | WBAHP: Heat Pump Packaged Unit | Heat Pump | 208 | 1 |  |  |  | Dual-Speed |  |  |  | 39500 | 2005 | 19.7 | 16.2 | 35100 | 2449 | 4.2 | 3.6 | Non Federally-Regulated | 08/24/2015 |  | 09/09/2019
Modine | Modine Manufacturing | EFV036**03******** |  | Ground-Water-Source | WBAHP: Heat Pump Packaged Unit | Heat Pump | 230 | 1 |  |  |  | Dual-Speed |  |  |  | 39500 | 2005 | 19.7 | 16.2 | 35100 | 2449 | 4.2 | 3.6 | Non Federally-Regulated | 08/24/2015 |  | 09/09/2019
Modine | Modine Manufacturing | EFV036**04******** |  | Ground-Water-Source | WBAHP: Heat Pump Packaged Unit | Heat Pump | 208 | 3 |  |  |  | Dual-Speed |  |  |  | 39500 | 2005 | 19.7 | 16.2 | 35100 | 2449 | 4.2 | 3.6 | Non Federally-Regulated | 08/24/2015 |  | 09/09/2019
Modine | Modine Manufacturing | EFV036**05******** |  | Ground-Water-Source | WBAHP: Heat Pump Packaged Unit | Heat Pump | 230 | 3 |  |  |  | Dual-Speed |  |  |  | 39500 | 2005 | 19.7 | 16.2 | 35100 | 2449 | 4.2 | 3.6 | Non Federally-Regulated | 08/24/2015 |  | 09/09/2019
Modine | Modine Manufacturing | EFV048**02******** |  | Ground-Source | WBAHP: Heat Pump Packaged Unit | Heat Pump | 208 | 1 |  |  |  | Dual-Speed |  |  |  | 47100 | 2820 | 16.7 | 13.4 | 36800 | 2837 | 3.8 | 3.1 | Non Federally-Regulated | 08/24/2015 |  | 09/09/2019
Modine | Modine Manufacturing | EFV048**03******** |  | Ground-Source | WBAHP: Heat Pump Packaged Unit | Heat Pump | 230 | 1 |  |  |  | Dual-Speed |  |  |  | 47100 | 2820 | 16.7 | 13.4 | 36800 | 2837 | 3.8 | 3.1 | Non Federally-Regulated | 08/24/2015 |  | 09/09/2019
Modine | Modine Manufacturing | EFV048**04******** |  | Ground-Source | WBAHP: Heat Pump Packaged Unit | Heat Pump | 208 | 3 |  |  |  | Dual-Speed |  |  |  | 47100 | 2820 | 16.7 | 13.4 | 36800 | 2837 | 3.8 | 3.1 | Non Federally-Regulated | 08/24/2015 |  | 09/09/2019
Modine | Modine Manufacturing | EFV048**05******** |  | Ground-Source | WBAHP: Heat Pump Packaged Unit | Heat Pump | 230 | 3 |  |  |  | Dual-Speed |  |  |  | 47100 | 2820 | 16.7 | 13.4 | 36800 | 2837 | 3.8 | 3.1 | Non Federally-Regulated | 08/24/2015 |  | 09/09/2019
Modine | Modine Manufacturing | EFV048**02******** |  | Ground-Water-Source | WBAHP: Heat Pump Packaged Unit | Heat Pump | 208 | 1 |  |  |  | Dual-Speed |  |  |  | 49900 | 2343 | 21.3 | 16.2 | 47000 | 3060 | 4.5 | 3.6 | Non Federally-Regulated | 08/24/2015 |  | 09/09/2019
Modine | Modine Manufacturing | EFV048**03******** |  | Ground-Water-Source | WBAHP: Heat Pump Packaged Unit | Heat Pump | 230 | 1 |  |  |  | Dual-Speed |  |  |  | 49900 | 2343 | 21.3 | 16.2 | 47000 | 3060 | 4.5 | 3.6 | Non Federally-Regulated | 08/24/2015 |  | 09/09/2019
Modine | Modine Manufacturing | EFV048**04******** |  | Ground-Water-Source | WBAHP: Heat Pump Packaged Unit | Heat Pump | 208 | 3 |  |  |  | Dual-Speed |  |  |  | 49900 | 2343 | 21.3 | 16.2 | 47000 | 3060 | 4.5 | 3.6 | Non Federally-Regulated | 08/24/2015 |  | 09/09/2019
Modine | Modine Manufacturing | EFV048**05******** |  | Ground-Water-Source | WBAHP: Heat Pump Packaged Unit | Heat Pump | 230 | 3 |  |  |  | Dual-Speed |  |  |  | 49900 | 2343 | 21.3 | 16.2 | 47000 | 3060 | 4.5 | 3.6 | Non Federally-Regulated | 08/24/2015 |  | 09/09/2019
Modine | Modine Manufacturing | EFV060**02******** |  | Ground-Source | WBAHP: Heat Pump Packaged Unit | Heat Pump | 208 | 1 |  |  |  | Dual-Speed |  |  |  | 59500 | 3584 | 16.6 | 13.4 | 43700 | 3557 | 3.6 | 3.1 | Non Federally-Regulated | 08/24/2015 |  | 09/09/2019
Modine | Modine Manufacturing | EFV060**03******** |  | Ground-Source | WBAHP: Heat Pump Packaged Unit | Heat Pump | 230 | 1 |  |  |  | Dual-Speed |  |  |  | 59500 | 3584 | 16.6 | 13.4 | 43700 | 3557 | 3.6 | 3.1 | Non Federally-Regulated | 08/24/2015 |  | 09/09/2019
Modine | Modine Manufacturing | EFV060**04******** |  | Ground-Source | WBAHP: Heat Pump Packaged Unit | Heat Pump | 208 | 3 |  |  |  | Dual-Speed |  |  |  | 59500 | 3584 | 16.6 | 13.4 | 43700 | 3557 | 3.6 | 3.1 | Non Federally-Regulated | 08/24/2015 |  | 09/09/2019
Modine | Modine Manufacturing | EFV060**05******** |  | Ground-Source | WBAHP: Heat Pump Packaged Unit | Heat Pump | 230 | 3 |  |  |  | Dual-Speed |  |  |  | 59500 | 3584 | 16.6 | 13.4 | 43700 | 3557 | 3.6 | 3.1 | Non Federally-Regulated | 08/24/2015 |  | 09/09/2019
Modine | Modine Manufacturing | EFV060**02******** |  | Ground-Water-Source | WBAHP: Heat Pump Packaged Unit | Heat Pump | 208 | 1 |  |  |  | Dual-Speed |  |  |  | 62300 | 2898 | 21.5 | 16.2 | 59700 | 3887 | 4.5 | 3.6 | Non Federally-Regulated | 08/24/2015 |  | 09/09/2019
Modine | Modine Manufacturing | EFV060**03******** |  | Ground-Water-Source | WBAHP: Heat Pump Packaged Unit | Heat Pump | 230 | 1 |  |  |  | Dual-Speed |  |  |  | 62300 | 2898 | 21.5 | 16.2 | 59700 | 3887 | 4.5 | 3.6 | Non Federally-Regulated | 08/24/2015 |  | 09/09/2019
Modine | Modine Manufacturing | EFV060**04******** |  | Ground-Water-Source | WBAHP: Heat Pump Packaged Unit | Heat Pump | 208 | 3 |  |  |  | Dual-Speed |  |  |  | 62300 | 2898 | 21.5 | 16.2 | 59700 | 3887 | 4.5 | 3.6 | Non Federally-Regulated | 08/24/2015 |  | 09/09/2019
Modine | Modine Manufacturing | EFV060**05******** |  | Ground-Water-Source | WBAHP: Heat Pump Packaged Unit | Heat Pump | 230 | 3 |  |  |  | Dual-Speed |  |  |  | 62300 | 2898 | 21.5 | 16.2 | 59700 | 3887 | 4.5 | 3.6 | Non Federally-Regulated | 08/24/2015 |  | 09/09/2019
Modine | Modine Manufacturing | EFV066**02******** |  | Ground-Source | WBAHP: Heat Pump Packaged Unit | Heat Pump | 208 | 1 |  |  |  | Dual-Speed |  |  |  | 64800 | 4291 | 15.1 | 13.4 | 55300 | 4501 | 3.6 | 3.1 | Non Federally-Regulated | 08/24/2015 |  | 09/09/2019
Modine | Modine Manufacturing | EFV066**03******** |  | Ground-Source | WBAHP: Heat Pump Packaged Unit | Heat Pump | 230 | 1 |  |  |  | Dual-Speed |  |  |  | 64800 | 4291 | 15.1 | 13.4 | 55300 | 4501 | 3.6 | 3.1 | Non Federally-Regulated | 08/24/2015 |  | 09/09/2019
Modine | Modine Manufacturing | EFV066**04******** |  | Ground-Source | WBAHP: Heat Pump Packaged Unit | Heat Pump | 208 | 3 |  |  |  | Dual-Speed |  |  |  | 64800 | 4291 | 15.1 | 13.4 | 55300 | 4501 | 3.6 | 3.1 | Non Federally-Regulated | 08/24/2015 |  | 09/09/2019
Modine | Modine Manufacturing | EFV066**05******** |  | Ground-Source | WBAHP: Heat Pump Packaged Unit | Heat Pump | 230 | 3 |  |  |  | Dual-Speed |  |  |  | 64800 | 4291 | 15.1 | 13.4 | 55300 | 4501 | 3.6 | 3.1 | Non Federally-Regulated | 08/24/2015 |  | 09/09/2019
Modine | Modine Manufacturing | EFH018**02******** |  | Ground-Source | WBAHP: Heat Pump Packaged Unit | Heat Pump | 208 | 1 |  |  |  | Single-Speed |  |  |  | 18100 | 963 | 18.8 | 13.4 | 13200 | 1074 | 3.6 | 3.1 | Non Federally-Regulated | 08/24/2015 |  | 09/09/2019
Modine | Modine Manufacturing | EFH018**03******** |  | Ground-Source | WBAHP: Heat Pump Packaged Unit | Heat Pump | 230 | 1 |  |  |  | Single-Speed |  |  |  | 18100 | 963 | 18.8 | 13.4 | 13200 | 1074 | 3.6 | 3.1 | Non Federally-Regulated | 08/24/2015 |  | 09/09/2019
Modine | Modine Manufacturing | EFH018**04******** |  | Ground-Source | WBAHP: Heat Pump Packaged Unit | Heat Pump | 208 | 3 |  |  |  | Single-Speed |  |  |  | 18100 | 963 | 18.8 | 13.4 | 13200 | 1074 | 3.6 | 3.1 | Non Federally-Regulated | 08/24/2015 |  | 09/09/2019
Modine | Modine Manufacturing | EFH018**05******** |  | Ground-Source | WBAHP: Heat Pump Packaged Unit | Heat Pump | 230 | 3 |  |  |  | Single-Speed |  |  |  | 18100 | 963 | 18.8 | 13.4 | 13200 | 1074 | 3.6 | 3.1 | Non Federally-Regulated | 08/24/2015 |  | 09/09/2019
Modine | Modine Manufacturing | EFH018**02******** |  | Ground-Water-Source | WBAHP: Heat Pump Packaged Unit | Heat Pump | 208 | 1 |  |  |  | Single-Speed |  |  |  | 20200 | 765 | 26.4 | 16.2 | 17300 | 1102 | 4.6 | 3.6 | Non Federally-Regulated | 08/24/2015 |  | 09/09/2019
Modine | Modine Manufacturing | EFH018**03******** |  | Ground-Water-Source | WBAHP: Heat Pump Packaged Unit | Heat Pump | 230 | 1 |  |  |  | Single-Speed |  |  |  | 20200 | 765 | 26.4 | 16.2 | 17300 | 1102 | 4.6 | 3.6 | Non Federally-Regulated | 08/24/2015 |  | 09/09/2019
Modine | Modine Manufacturing | EFH018**04******** |  | Ground-Water-Source | WBAHP: Heat Pump Packaged Unit | Heat Pump | 208 | 3 |  |  |  | Single-Speed |  |  |  | 20200 | 765 | 26.4 | 16.2 | 17300 | 1102 | 4.6 | 3.6 | Non Federally-Regulated | 08/24/2015 |  | 09/09/2019
Modine | Modine Manufacturing | EFH018**05******** |  | Ground-Water-Source | WBAHP: Heat Pump Packaged Unit | Heat Pump | 230 | 3 |  |  |  | Single-Speed |  |  |  | 20200 | 765 | 26.4 | 16.2 | 17300 | 1102 | 4.6 | 3.6 | Non Federally-Regulated | 08/24/2015 |  | 09/09/2019
Modine | Modine Manufacturing | EFH024**02******** |  | Ground-Source | WBAHP: Heat Pump Packaged Unit | Heat Pump | 208 | 1 |  |  |  | Dual-Speed |  |  |  | 24500 | 1494 | 16.4 | 13.4 | 19000 | 1505 | 3.7 | 3.1 | Non Federally-Regulated | 08/24/2015 |  | 09/09/2019
Modine | Modine Manufacturing | EFH024**03******** |  | Ground-Source | WBAHP: Heat Pump Packaged Unit | Heat Pump | 230 | 1 |  |  |  | Dual-Speed |  |  |  | 24500 | 1494 | 16.4 | 13.4 | 19000 | 1505 | 3.7 | 3.1 | Non Federally-Regulated | 08/24/2015 |  | 09/09/2019
Modine | Modine Manufacturing | EFH024**04******** |  | Ground-Source | WBAHP: Heat Pump Packaged Unit | Heat Pump | 208 | 3 |  |  |  | Dual-Speed |  |  |  | 24500 | 1494 | 16.4 | 13.4 | 19000 | 1505 | 3.7 | 3.1 | Non Federally-Regulated | 08/24/2015 |  | 09/09/2019
Modine | Modine Manufacturing | EFH024**05******** |  | Ground-Source | WBAHP: Heat Pump Packaged Unit | Heat Pump | 230 | 3 |  |  |  | Dual-Speed |  |  |  | 24500 | 1494 | 16.4 | 13.4 | 19000 | 1505 | 3.7 | 3.1 | Non Federally-Regulated | 08/24/2015 |  | 09/09/2019
Modine | Modine Manufacturing | EFH024**02******** |  | Ground-Water-Source | WBAHP: Heat Pump Packaged Unit | Heat Pump | 208 | 1 |  |  |  | Dual-Speed |  |  |  | 25000 | 1238 | 20.2 | 16.2 | 23600 | 1646 | 4.2 | 3.6 | Non Federally-Regulated | 08/24/2015 |  | 09/09/2019
Modine | Modine Manufacturing | EFH024**03******** |  | Ground-Water-Source | WBAHP: Heat Pump Packaged Unit | Heat Pump | 230 | 1 |  |  |  | Dual-Speed |  |  |  | 25000 | 1238 | 20.2 | 16.2 | 23600 | 1646 | 4.2 | 3.6 | Non Federally-Regulated | 08/24/2015 |  | 09/09/2019
Modine | Modine Manufacturing | EFH024**04******** |  | Ground-Water-Source | WBAHP: Heat Pump Packaged Unit | Heat Pump | 208 | 3 |  |  |  | Dual-Speed |  |  |  | 25000 | 1238 | 20.2 | 16.2 | 23600 | 1646 | 4.2 | 3.6 | Non Federally-Regulated | 08/24/2015 |  | 09/09/2019
Modine | Modine Manufacturing | EFH024**05******** |  | Ground-Water-Source | WBAHP: Heat Pump Packaged Unit | Heat Pump | 230 | 3 |  |  |  | Dual-Speed |  |  |  | 25000 | 1238 | 20.2 | 16.2 | 23600 | 1646 | 4.2 | 3.6 | Non Federally-Regulated | 08/24/2015 |  | 09/09/2019
Modine | Modine Manufacturing | EFH036**02******** |  | Ground-Source | WBAHP: Heat Pump Packaged Unit | Heat Pump | 208 | 1 |  |  |  | Dual-Speed |  |  |  | 36800 | 2217 | 16.6 | 13.4 | 27800 | 2201 | 3.7 | 3.1 | Non Federally-Regulated | 08/24/2015 |  | 09/09/2019
Modine | Modine Manufacturing | EFH036**03******** |  | Ground-Source | WBAHP: Heat Pump Packaged Unit | Heat Pump | 230 | 1 |  |  |  | Dual-Speed |  |  |  | 36800 | 2217 | 16.6 | 13.4 | 27800 | 2201 | 3.7 | 3.1 | Non Federally-Regulated | 08/24/2015 |  | 09/09/2019
Modine | Modine Manufacturing | EFH036**04******** |  | Ground-Source | WBAHP: Heat Pump Packaged Unit | Heat Pump | 208 | 3 |  |  |  | Dual-Speed |  |  |  | 36800 | 2217 | 16.6 | 13.4 | 27800 | 2201 | 3.7 | 3.1 | Non Federally-Regulated | 08/24/2015 |  | 09/09/2019
Modine | Modine Manufacturing | EFH036**05******** |  | Ground-Source | WBAHP: Heat Pump Packaged Unit | Heat Pump | 230 | 3 |  |  |  | Dual-Speed |  |  |  | 36800 | 2217 | 16.6 | 13.4 | 27800 | 2201 | 3.7 | 3.1 | Non Federally-Regulated | 08/24/2015 |  | 09/09/2019
Modine | Modine Manufacturing | EFH036**02******** |  | Ground-Water-Source | WBAHP: Heat Pump Packaged Unit | Heat Pump | 208 | 1 |  |  |  | Dual-Speed |  |  |  | 39500 | 2005 | 19.7 | 16.2 | 35100 | 2449 | 4.2 | 3.6 | Non Federally-Regulated | 08/24/2015 |  | 09/09/2019
Modine | Modine Manufacturing | EFH036**03******** |  | Ground-Water-Source | WBAHP: Heat Pump Packaged Unit | Heat Pump | 230 | 1 |  |  |  | Dual-Speed |  |  |  | 39500 | 2005 | 19.7 | 16.2 | 35100 | 2449 | 4.2 | 3.6 | Non Federally-Regulated | 08/24/2015 |  | 09/09/2019
Modine | Modine Manufacturing | EFH036**04******** |  | Ground-Water-Source | WBAHP: Heat Pump Packaged Unit | Heat Pump | 208 | 3 |  |  |  | Dual-Speed |  |  |  | 39500 | 2005 | 19.7 | 16.2 | 35100 | 2449 | 4.2 | 3.6 | Non Federally-Regulated | 08/24/2015 |  | 09/09/2019
Modine | Modine Manufacturing | EFH036**05******** |  | Ground-Water-Source | WBAHP: Heat Pump Packaged Unit | Heat Pump | 230 | 3 |  |  |  | Dual-Speed |  |  |  | 39500 | 2005 | 19.7 | 16.2 | 35100 | 2449 | 4.2 | 3.6 | Non Federally-Regulated | 08/24/2015 |  | 09/09/2019
Modine | Modine Manufacturing | EFH048**02******** |  | Ground-Source | WBAHP: Heat Pump Packaged Unit | Heat Pump | 208 | 1 |  |  |  | Dual-Speed |  |  |  | 47100 | 2820 | 16.7 | 13.4 | 36800 | 2837 | 3.8 | 3.1 | Non Federally-Regulated | 08/24/2015 |  | 09/09/2019
Modine | Modine Manufacturing | EFH048**03******** |  | Ground-Source | WBAHP: Heat Pump Packaged Unit | Heat Pump | 230 | 1 |  |  |  | Dual-Speed |  |  |  | 47100 | 2820 | 16.7 | 13.4 | 36800 | 2837 | 3.8 | 3.1 | Non Federally-Regulated | 08/24/2015 |  | 09/09/2019
Modine | Modine Manufacturing | EFH048**04******** |  | Ground-Source | WBAHP: Heat Pump Packaged Unit | Heat Pump | 208 | 3 |  |  |  | Dual-Speed |  |  |  | 47100 | 2820 | 16.7 | 13.4 | 36800 | 2837 | 3.8 | 3.1 | Non Federally-Regulated | 08/24/2015 |  | 09/09/2019
Modine | Modine Manufacturing | EFH048**05******** |  | Ground-Source | WBAHP: Heat Pump Packaged Unit | Heat Pump | 230 | 3 |  |  |  | Dual-Speed |  |  |  | 47100 | 2820 | 16.7 | 13.4 | 36800 | 2837 | 3.8 | 3.1 | Non Federally-Regulated | 08/24/2015 |  | 09/09/2019
Modine | Modine Manufacturing | EFH048**02******** |  | Ground-Water-Source | WBAHP: Heat Pump Packaged Unit | Heat Pump | 208 | 1 |  |  |  | Dual-Speed |  |  |  | 49900 | 2343 | 21.3 | 16.2 | 47000 | 3060 | 4.5 | 3.6 | Non Federally-Regulated | 08/24/2015 |  | 09/09/2019
Modine | Modine Manufacturing | EFH048**03******** |  | Ground-Water-Source | WBAHP: Heat Pump Packaged Unit | Heat Pump | 230 | 1 |  |  |  | Dual-Speed |  |  |  | 49900 | 2343 | 21.3 | 16.2 | 47000 | 3060 | 4.5 | 3.6 | Non Federally-Regulated | 08/24/2015 |  | 09/09/2019
Modine | Modine Manufacturing | EFH048**04******** |  | Ground-Water-Source | WBAHP: Heat Pump Packaged Unit | Heat Pump | 208 | 3 |  |  |  | Dual-Speed |  |  |  | 49900 | 2343 | 21.3 | 16.2 | 47000 | 3060 | 4.5 | 3.6 | Non Federally-Regulated | 08/24/2015 |  | 09/09/2019
Modine | Modine Manufacturing | EFH048**05******** |  | Ground-Water-Source | WBAHP: Heat Pump Packaged Unit | Heat Pump | 230 | 3 |  |  |  | Dual-Speed |  |  |  | 49900 | 2343 | 21.3 | 16.2 | 47000 | 3060 | 4.5 | 3.6 | Non Federally-Regulated | 08/24/2015 |  | 09/09/2019
Modine | Modine Manufacturing | EFH060**02******** |  | Ground-Source | WBAHP: Heat Pump Packaged Unit | Heat Pump | 208 | 1 |  |  |  | Dual-Speed |  |  |  | 59500 | 3584 | 16.6 | 13.4 | 43700 | 3557 | 3.6 | 3.1 | Non Federally-Regulated | 08/24/2015 |  | 09/09/2019
Modine | Modine Manufacturing | EFH060**03******** |  | Ground-Source | WBAHP: Heat Pump Packaged Unit | Heat Pump | 230 | 1 |  |  |  | Dual-Speed |  |  |  | 59500 | 3584 | 16.6 | 13.4 | 43700 | 3557 | 3.6 | 3.1 | Non Federally-Regulated | 08/24/2015 |  | 09/09/2019
Modine | Modine Manufacturing | EFH060**04******** |  | Ground-Source | WBAHP: Heat Pump Packaged Unit | Heat Pump | 208 | 3 |  |  |  | Dual-Speed |  |  |  | 59500 | 3584 | 16.6 | 13.4 | 43700 | 3557 | 3.6 | 3.1 | Non Federally-Regulated | 08/24/2015 |  | 09/09/2019
Modine | Modine Manufacturing | EFH060**05******** |  | Ground-Source | WBAHP: Heat Pump Packaged Unit | Heat Pump | 230 | 3 |  |  |  | Dual-Speed |  |  |  | 59500 | 3584 | 16.6 | 13.4 | 43700 | 3557 | 3.6 | 3.1 | Non Federally-Regulated | 08/24/2015 |  | 09/09/2019
Modine | Modine Manufacturing | EFH060**02******** |  | Ground-Water-Source | WBAHP: Heat Pump Packaged Unit | Heat Pump | 208 | 1 |  |  |  | Dual-Speed |  |  |  | 62300 | 2898 | 21.5 | 16.2 | 59700 | 3887 | 4.5 | 3.6 | Non Federally-Regulated | 08/24/2015 |  | 09/09/2019
Modine | Modine Manufacturing | EFH060**03******** |  | Ground-Water-Source | WBAHP: Heat Pump Packaged Unit | Heat Pump | 230 | 1 |  |  |  | Dual-Speed |  |  |  | 62300 | 2898 | 21.5 | 16.2 | 59700 | 3887 | 4.5 | 3.6 | Non Federally-Regulated | 08/24/2015 |  | 09/09/2019
Modine | Modine Manufacturing | EFH060**04******** |  | Ground-Water-Source | WBAHP: Heat Pump Packaged Unit | Heat Pump | 208 | 3 |  |  |  | Dual-Speed |  |  |  | 62300 | 2898 | 21.5 | 16.2 | 59700 | 3887 | 4.5 | 3.6 | Non Federally-Regulated | 08/24/2015 |  | 09/09/2019
Modine | Modine Manufacturing | EFH060**05******** |  | Ground-Water-Source | WBAHP: Heat Pump Packaged Unit | Heat Pump | 230 | 3 |  |  |  | Dual-Speed |  |  |  | 62300 | 2898 | 21.5 | 16.2 | 59700 | 3887 | 4.5 | 3.6 | Non Federally-Regulated | 08/24/2015 |  | 09/09/2019
Modine | Modine Manufacturing | EFH066**02******** |  | Ground-Source | WBAHP: Heat Pump Packaged Unit | Heat Pump | 208 | 1 |  |  |  | Dual-Speed |  |  |  | 64800 | 4291 | 15.1 | 13.4 | 55300 | 4501 | 3.6 | 3.1 | Non Federally-Regulated | 08/24/2015 |  | 09/09/2019
Modine | Modine Manufacturing | EFH066**03******** |  | Ground-Source | WBAHP: Heat Pump Packaged Unit | Heat Pump | 230 | 1 |  |  |  | Dual-Speed |  |  |  | 64800 | 4291 | 15.1 | 13.4 | 55300 | 4501 | 3.6 | 3.1 | Non Federally-Regulated | 08/24/2015 |  | 09/09/2019
Modine | Modine Manufacturing | EFH066**04******** |  | Ground-Source | WBAHP: Heat Pump Packaged Unit | Heat Pump | 208 | 3 |  |  |  | Dual-Speed |  |  |  | 64800 | 4291 | 15.1 | 13.4 | 55300 | 4501 | 3.6 | 3.1 | Non Federally-Regulated | 08/24/2015 |  | 09/09/2019
Modine | Modine Manufacturing | EFH066**05******** |  | Ground-Source | WBAHP: Heat Pump Packaged Unit | Heat Pump | 230 | 3 |  |  |  | Dual-Speed |  |  |  | 64800 | 4291 | 15.1 | 13.4 | 55300 | 4501 | 3.6 | 3.1 | Non Federally-Regulated | 08/24/2015 |  | 09/09/2019
Modine | Modine Manufacturing | ECV036**03******** |  | Ground-Source | WBAHP: Heat Pump Packaged Unit | Heat Pump | 230 | 1 |  |  |  | Dual-Speed |  |  |  | 34900 | 2296 | 15.2 | 13.4 | 27900 | 2271 | 3.6 | 3.1 | Non Federally-Regulated | 08/24/2015 |  | 09/09/2019
Modine | Modine Manufacturing | ECV048**03******** |  | Ground-Source | WBAHP: Heat Pump Packaged Unit | Heat Pump | 230 | 1 |  |  |  | Dual-Speed |  |  |  | 44600 | 2770 | 16.1 | 13.4 | 33100 | 2552 | 3.8 | 3.1 | Non Federally-Regulated | 08/24/2015 |  | 09/09/2019
Modine | Modine Manufacturing | ECV060**03******** |  | Ground-Source | WBAHP: Heat Pump Packaged Unit | Heat Pump | 230 | 1 |  |  |  | Dual-Speed |  |  |  | 58500 | 3953 | 14.8 | 13.4 | 50300 | 3983 | 3.7 | 3.1 | Non Federally-Regulated | 08/24/2015 |  | 09/09/2019
Modine | Modine Manufacturing | ECV036**03******** |  | Ground-Water-Source | WBAHP: Heat Pump Packaged Unit | Heat Pump | 230 | 1 |  |  |  | Dual-Speed |  |  |  | 37700 | 1904 | 19.8 | 16.2 | 34400 | 2458 | 4.1 | 3.6 | Non Federally-Regulated | 08/24/2015 |  | 09/09/2019
Modine | Modine Manufacturing | ECV048**03******** |  | Ground-Water-Source | WBAHP: Heat Pump Packaged Unit | Heat Pump | 230 | 1 |  |  |  | Dual-Speed |  |  |  | 44600 | 2464 | 18.1 | 16.2 | 34500 | 2351 | 4.3 | 3.6 | Non Federally-Regulated | 08/24/2015 |  | 09/09/2019
Modine | Modine Manufacturing | ECV060**03******** |  | Ground-Water-Source | WBAHP: Heat Pump Packaged Unit | Heat Pump | 230 | 1 |  |  |  | Dual-Speed |  |  |  | 61700 | 3335 | 18.5 | 16.2 | 61400 | 4388 | 4.1 | 3.6 | Non Federally-Regulated | 08/24/2015 |  | 09/09/2019
Modine | Modine Manufacturing | ESI024**03******** | EA*024**03******** | Ground-Source | WBAHP-CB: Heat Pump Split Syst | Heat Pump | 230 | 1 | False |  |  | Dual-Speed |  |  |  | 24000 | 1538 | 15.6 | 13.4 | 18600 | 1603 | 3.4 | 3.1 | Non Federally-Regulated | 08/24/2015 |  | 09/09/2019
Modine | Modine Manufacturing | ESI036**03******** | EA*036**03******** | Ground-Source | WBAHP-CB: Heat Pump Split Syst | Heat Pump | 230 | 1 | False |  |  | Dual-Speed |  |  |  | 34400 | 2036 | 16.9 | 13.4 | 27200 | 2277 | 3.5 | 3.1 | Non Federally-Regulated | 08/24/2015 |  | 09/09/2019
Modine | Modine Manufacturing | ESI048**03******** | EA*048**03******** | Ground-Source | WBAHP-CB: Heat Pump Split Syst | Heat Pump | 230 | 1 | False |  |  | Dual-Speed |  |  |  | 40700 | 2807 | 14.5 | 13.4 | 35300 | 2873 | 3.6 | 3.1 | Non Federally-Regulated | 08/24/2015 |  | 09/09/2019
Modine | Modine Manufacturing | ESI060**03******** | EA*060**03******** | Ground-Source | WBAHP-CB: Heat Pump Split Syst | Heat Pump | 230 | 1 | False |  |  | Dual-Speed |  |  |  | 54300 | 3352 | 16.2 | 13.4 | 46700 | 3801 | 3.6 | 3.1 | Non Federally-Regulated | 08/24/2015 |  | 09/09/2019
Modine | Modine Manufacturing | ESI066**03******** | EA*066**03******** | Ground-Source | WBAHP-CB: Heat Pump Split Syst | Heat Pump | 230 | 1 | False |  |  | Dual-Speed |  |  |  | 61500 | 4301 | 14.3 | 13.4 | 50500 | 4484 | 3.3 | 3.1 | Non Federally-Regulated | 08/24/2015 |  | 09/09/2019
Modine | Modine Manufacturing | ESI024**03******** | EA*024**03******** | Ground-Water-Source | WBAHP-CB: Heat Pump Split Syst | Heat Pump | 230 | 1 | False |  |  | Dual-Speed |  |  |  | 25600 | 1225 | 20.9 | 16.2 | 23400 | 1758 | 3.9 | 3.6 | Non Federally-Regulated | 08/24/2015 |  | 09/09/2019
Modine | Modine Manufacturing | ESI036**03******** | EA*036**03******** | Ground-Water-Source | WBAHP-CB: Heat Pump Split Syst | Heat Pump | 230 | 1 | False |  |  | Dual-Speed |  |  |  | 38200 | 1713 | 22.3 | 16.2 | 31400 | 2300 | 4 | 3.6 | Non Federally-Regulated | 08/24/2015 |  | 09/09/2019
Modine | Modine Manufacturing | ESI048**03******** | EA*048**03******** | Ground-Water-Source | WBAHP-CB: Heat Pump Split Syst | Heat Pump | 230 | 1 | False |  |  | Dual-Speed |  |  |  | 45500 | 2286 | 19.9 | 16.2 | 44800 | 3202 | 4.1 | 3.6 | Non Federally-Regulated | 08/24/2015 |  | 09/09/2019
Modine | Modine Manufacturing | ESI060**03******** | EA*060**03******** | Ground-Water-Source | WBAHP-CB: Heat Pump Split Syst | Heat Pump | 230 | 1 | False |  |  | Dual-Speed |  |  |  | 58100 | 2820 | 20.6 | 16.2 | 54000 | 4164 | 3.8 | 3.6 | Non Federally-Regulated | 08/24/2015 |  | 09/09/2019
Modine | Modine Manufacturing | ESI066**03******** | EA*066**03******** | Ground-Water-Source | WBAHP-CB: Heat Pump Split Syst | Heat Pump | 230 | 1 | False |  |  | Dual-Speed |  |  |  | 63700 | 3640 | 17.5 | 16.2 | 62800 | 4842 | 3.8 | 3.6 | Non Federally-Regulated | 08/24/2015 |  | 09/09/2019
FHP Manufacturing Company | BOSCH-GEO | SM048-1CF/HZ/VT |  | Water-Source | WBAHP: Heat Pump Packaged Unit | Both Heat Pump and Electric Re | 208 | 1 |  |  |  | Dual-Speed |  |  |  | 49200 | 3174 | 15.5 | 11.2 | 56100 | 3255 | 5.1 | 4.2 | Federally-Regulated Commercial & Industrial Equipment | 05/13/2019 |  | 09/17/2019
FHP Manufacturing Company | BOSCH-GEO | SM048-1CF/HZ/VT |  | Ground-Water-Source | WBAHP: Heat Pump Packaged Unit | Both Heat Pump and Electric Re | 208 | 1 |  |  |  | Dual-Speed |  |  |  | 55300 | 2323 | 23.8 | 16.2 | 46300 | 2982 | 4.6 | 3.6 | Non Federally-Regulated | 05/13/2019 |  | 09/17/2019
FHP Manufacturing Company | BOSCH-GEO | SM048-1CF/HZ/VT |  | Ground-Source | WBAHP: Heat Pump Packaged Unit | Both Heat Pump and Electric Re | 208 | 1 |  |  |  | Dual-Speed |  |  |  | 51300 | 2850 | 18 | 13.4 | 36900 | 2772 | 3.9 | 3.1 | Non Federally-Regulated | 05/13/2019 |  | 09/17/2019
FHP Manufacturing Company | BOSCH-GEO | SM024-1CF/HZ/VT |  | Water-Source | WBAHP: Heat Pump Packaged Unit | Both Heat Pump and Electric Re | 208 | 1 |  |  |  | Dual-Speed |  |  |  | 25500 | 1465 | 17.4 | 11.2 | 29200 | 1528 | 5.6 | 4.2 | Federally-Regulated Commercial & Industrial Equipment | 05/13/2019 |  | 09/17/2019
FHP Manufacturing Company | BOSCH-GEO | SM024-1CF/HZ/VT |  | Ground-Water-Source | WBAHP: Heat Pump Packaged Unit | Both Heat Pump and Electric Re | 208 | 1 |  |  |  | Dual-Speed |  |  |  | 29000 | 1094 | 26.5 | 16.2 | 23500 | 1405 | 4.9 | 3.6 | Non Federally-Regulated | 05/13/2019 |  | 09/17/2019
FHP Manufacturing Company | BOSCH-GEO | SM024-1CF/HZ/VT |  | Ground-Source | WBAHP: Heat Pump Packaged Unit | Both Heat Pump and Electric Re | 208 | 1 |  |  |  | Dual-Speed |  |  |  | 26600 | 1336 | 19.9 | 13.4 | 18000 | 1395 | 3.8 | 3.1 | Non Federally-Regulated | 05/13/2019 |  | 09/17/2019
FHP Manufacturing Company | BOSCH-GEO | SV024-3CS*-*****A | SV024-1AV/AH*-***T/A*A | Water-Source | WBAHP-CB: Heat Pump Split Syst | Heat Pump | 208 | 3 | False |  |  | Single-Speed |  |  |  | 22600 | 1725 | 13.1 | 12 | 24900 | 1697 | 4.3 | 4.2 | Federally-Regulated Commercial & Industrial Equipment | 01/11/2019 |  | 09/17/2019
FHP Manufacturing Company | BOSCH-GEO | SV024-3CS*-*****A | SV024-1AV/AH*-***T/A*A | Ground-Source | WBAHP-CB: Heat Pump Split Syst | Heat Pump | 208 | 3 | False |  |  | Single-Speed |  |  |  | 23900 | 1593 | 15 | 13.4 | 16200 | 1438 | 3.3 | 3.1 | Non Federally-Regulated | 01/11/2019 |  | 09/17/2019
FHP Manufacturing Company | BOSCH-GEO | SV036-4CS*-*****A | SV036-4AV/AH*-***T*A | Water-Source | WBAHP-CB: Heat Pump Split Syst | Heat Pump | 460 | 3 | False |  |  | Single-Speed |  |  |  | 35000 | 2536 | 13.8 | 12 | 37000 | 2521 | 4.3 | 4.2 | Federally-Regulated Commercial & Industrial Equipment | 01/11/2019 |  | 09/17/2019
FHP Manufacturing Company | BOSCH-GEO | SV036-4CS*-*****A | SV036-4AV/AH*-***T*A | Ground-Source | WBAHP-CB: Heat Pump Split Syst | Heat Pump | 460 | 3 | False |  |  | Single-Speed |  |  |  | 37300 | 2345 | 15.9 | 13.4 | 24900 | 2085 | 3.5 | 3.1 | Non Federally-Regulated | 01/11/2019 |  | 09/17/2019
FHP Manufacturing Company | BOSCH-GEO | SV024-1CS*-*****A | SV024-1AV/AH*-***T/A*A | Water-Source | WBAHP-CB: Heat Pump Split Syst | Heat Pump | 208 | 1 | False |  |  | Single-Speed |  |  |  | 22600 | 1725 | 13.1 | 12 | 24900 | 1697 | 4.3 | 4.2 | Federally-Regulated Commercial & Industrial Equipment | 01/11/2019 |  | 09/17/2019
FHP Manufacturing Company | BOSCH-GEO | SV024-1CS*-*****A | SV024-1AV/AH*-***T/A*A | Ground-Source | WBAHP-CB: Heat Pump Split Syst | Heat Pump | 208 | 1 | False |  |  | Single-Speed |  |  |  | 23900 | 1593 | 15 | 13.4 | 16200 | 1438 | 3.3 | 3.1 | Non Federally-Regulated | 01/11/2019 |  | 09/17/2019
FHP Manufacturing Company | BOSCH-GEO | SV036-3CS*-*****A | SV036-1AV/AH*-***T/A*A | Water-Source | WBAHP-CB: Heat Pump Split Syst | Heat Pump | 208 | 3 | False |  |  | Single-Speed |  |  |  | 35000 | 2536 | 13.8 | 12 | 37000 | 2521 | 4.3 | 4.2 | Federally-Regulated Commercial & Industrial Equipment | 01/11/2019 |  | 09/17/2019
FHP Manufacturing Company | BOSCH-GEO | SV036-3CS*-*****A | SV036-1AV/AH*-***T/A*A | Ground-Source | WBAHP-CB: Heat Pump Split Syst | Heat Pump | 208 | 3 | False |  |  | Single-Speed |  |  |  | 37300 | 2345 | 15.9 | 13.4 | 24900 | 2085 | 3.5 | 3.1 | Non Federally-Regulated | 01/11/2019 |  | 09/17/2019
FHP Manufacturing Company | BOSCH-GEO | SV030-4CS*-*****A | SV030-2AV/AH*-***T/A*A | Water-Source | WBAHP-CB: Heat Pump Split Syst | Heat Pump | 460 | 3 | False |  |  | Single-Speed |  |  |  | 26400 | 2030 | 13 | 12 | 29600 | 2017 | 4.3 | 4.2 | Federally-Regulated Commercial & Industrial Equipment | 01/11/2019 |  | 09/17/2019
FHP Manufacturing Company | BOSCH-GEO | SV036-2CS*-*****A | SV036-2AV/AH*-***T/A*A | Water-Source | WBAHP-CB: Heat Pump Split Syst | Heat Pump | 265 | 1 | False |  |  | Single-Speed |  |  |  | 35000 | 2536 | 13.8 | 12 | 37000 | 2521 | 4.3 | 4.2 | Federally-Regulated Commercial & Industrial Equipment | 01/11/2019 |  | 09/17/2019
FHP Manufacturing Company | BOSCH-GEO | SV030-4CS*-*****A | SV030-2AV/AH*-***T/A*A | Ground-Source | WBAHP-CB: Heat Pump Split Syst | Heat Pump | 460 | 3 | False |  |  | Single-Speed |  |  |  | 27900 | 1951 | 14.3 | 13.4 | 19500 | 1785 | 3.2 | 3.1 | Non Federally-Regulated | 01/11/2019 |  | 09/17/2019
FHP Manufacturing Company | BOSCH-GEO | SV036-2CS*-*****A | SV036-2AV/AH*-***T/A*A | Ground-Source | WBAHP-CB: Heat Pump Split Syst | Heat Pump | 265 | 1 | False |  |  | Single-Speed |  |  |  | 37300 | 2345 | 15.9 | 13.4 | 24900 | 2085 | 3.5 | 3.1 | Non Federally-Regulated | 01/11/2019 |  | 09/17/2019
FHP Manufacturing Company | BOSCH-GEO | SV036-4CS*-*****A | SV036-2AV/AH*-***A*A | Water-Source | WBAHP-CB: Heat Pump Split Syst | Heat Pump | 460 | 1 | False |  |  | Single-Speed |  |  |  | 35000 | 2536 | 13.8 | 12 | 37000 | 2521 | 4.3 | 4.2 | Federally-Regulated Commercial & Industrial Equipment | 01/11/2019 |  | 09/17/2019
FHP Manufacturing Company | BOSCH-GEO | SV036-4CS*-*****A | SV036-2AV/AH*-***A*A | Ground-Source | WBAHP-CB: Heat Pump Split Syst | Heat Pump | 460 | 1 | False |  |  | Single-Speed |  |  |  | 37300 | 2345 | 15.9 | 13.4 | 24900 | 2085 | 3.5 | 3.1 | Non Federally-Regulated | 01/11/2019 |  | 09/17/2019
FHP Manufacturing Company | BOSCH-GEO | SV036-1CS*-*****A | SV036-1AV/AH*-***T/A*A | Water-Source | WBAHP-CB: Heat Pump Split Syst | Heat Pump | 208 | 1 | False |  |  | Single-Speed |  |  |  | 35000 | 2536 | 13.8 | 12 | 37000 | 2521 | 4.3 | 4.2 | Federally-Regulated Commercial & Industrial Equipment | 01/11/2019 |  | 09/17/2019
FHP Manufacturing Company | BOSCH-GEO | SV036-1CS*-*****A | SV036-1AV/AH*-***T/A*A | Ground-Source | WBAHP-CB: Heat Pump Split Syst | Heat Pump | 208 | 1 | False |  |  | Single-Speed |  |  |  | 37300 | 2345 | 15.9 | 13.4 | 24900 | 2085 | 3.5 | 3.1 | Non Federally-Regulated | 01/11/2019 |  | 09/17/2019
FHP Manufacturing Company | BOSCH-GEO | SV030-4CS*-*****A | SV030-4AV/AH*-***T*A | Water-Source | WBAHP-CB: Heat Pump Split Syst | Heat Pump | 460 | 3 | False |  |  | Single-Speed |  |  |  | 26400 | 2030 | 13 | 12 | 29600 | 2017 | 4.3 | 4.2 | Federally-Regulated Commercial & Industrial Equipment | 01/11/2019 |  | 09/17/2019
FHP Manufacturing Company | BOSCH-GEO | SV030-4CS*-*****A | SV030-4AV/AH*-***T*A | Ground-Source | WBAHP-CB: Heat Pump Split Syst | Heat Pump | 460 | 3 | False |  |  | Single-Speed |  |  |  | 27900 | 1951 | 14.3 | 13.4 | 19500 | 1785 | 3.2 | 3.1 | Non Federally-Regulated | 01/11/2019 |  | 09/17/2019
FHP Manufacturing Company | BOSCH-GEO | SV024-4CS*-*****A | SV024-4AV/AH*-***T*A | Water-Source | WBAHP-CB: Heat Pump Split Syst | Heat Pump | 460 | 3 | False |  |  | Single-Speed |  |  |  | 22600 | 1725 | 13.1 | 12 | 24900 | 1697 | 4.3 | 4.2 | Federally-Regulated Commercial & Industrial Equipment | 01/11/2019 |  | 09/17/2019
FHP Manufacturing Company | BOSCH-GEO | SV030-1CS*-*****A | SV030-1AV/AH*-***T/A*A | Water-Source | WBAHP-CB: Heat Pump Split Syst | Heat Pump | 208 | 1 | False |  |  | Single-Speed |  |  |  | 26400 | 2030 | 13 | 12 | 29600 | 2017 | 4.3 | 4.2 | Federally-Regulated Commercial & Industrial Equipment | 01/11/2019 |  | 09/17/2019
FHP Manufacturing Company | BOSCH-GEO | SV024-2CS*-*****A | SV024-2AV/AH*-***T/A*A | Water-Source | WBAHP-CB: Heat Pump Split Syst | Heat Pump | 265 | 3 | False |  |  | Single-Speed |  |  |  | 22600 | 1725 | 13.1 | 12 | 24900 | 1697 | 4.3 | 4.2 | Federally-Regulated Commercial & Industrial Equipment | 01/11/2019 |  | 09/17/2019
FHP Manufacturing Company | BOSCH-GEO | SV024-4CS*-*****A | SV024-4AV/AH*-***T*A | Ground-Source | WBAHP-CB: Heat Pump Split Syst | Heat Pump | 460 | 3 | False |  |  | Single-Speed |  |  |  | 23900 | 1593 | 15 | 13.4 | 16200 | 1438 | 3.3 | 3.1 | Non Federally-Regulated | 01/11/2019 |  | 09/17/2019
FHP Manufacturing Company | BOSCH-GEO | SV024-2CS*-*****A | SV024-2AV/AH*-***T/A*A | Ground-Source | WBAHP-CB: Heat Pump Split Syst | Heat Pump | 265 | 3 | False |  |  | Single-Speed |  |  |  | 23900 | 1593 | 15 | 13.4 | 16200 | 1438 | 3.3 | 3.1 | Non Federally-Regulated | 01/11/2019 |  | 09/17/2019
FHP Manufacturing Company | BOSCH-GEO | SV030-1CS*-*****A | SV030-1AV/AH*-***T/A*A | Ground-Source | WBAHP-CB: Heat Pump Split Syst | Heat Pump | 208 | 1 | False |  |  | Single-Speed |  |  |  | 27900 | 1951 | 14.3 | 13.4 | 19500 | 1785 | 3.2 | 3.1 | Non Federally-Regulated | 01/11/2019 |  | 09/17/2019
FHP Manufacturing Company | BOSCH-GEO | SV030-3CS*-*****A | SV030-1AV/AH*-***T/A*A | Water-Source | WBAHP-CB: Heat Pump Split Syst | Heat Pump | 208 | 3 | False |  |  | Single-Speed |  |  |  | 26400 | 2030 | 13 | 12 | 29600 | 2017 | 4.3 | 4.2 | Federally-Regulated Commercial & Industrial Equipment | 01/11/2019 |  | 09/17/2019
FHP Manufacturing Company | BOSCH-GEO | SV024-4CS*-*****A | SV024-2AV/AH*-***A*A | Water-Source | WBAHP-CB: Heat Pump Split Syst | Heat Pump | 460 | 3 | False |  |  | Single-Speed |  |  |  | 22600 | 1725 | 13.1 | 12 | 24900 | 1697 | 4.3 | 4.2 | Federally-Regulated Commercial & Industrial Equipment | 01/11/2019 |  | 09/17/2019
FHP Manufacturing Company | BOSCH-GEO | SV030-3CS*-*****A | SV030-1AV/AH*-***T/A*A | Ground-Source | WBAHP-CB: Heat Pump Split Syst | Heat Pump | 208 | 3 | False |  |  | Single-Speed |  |  |  | 27900 | 1951 | 14.3 | 13.4 | 19500 | 1785 | 3.2 | 3.1 | Non Federally-Regulated | 01/11/2019 |  | 09/17/2019
FHP Manufacturing Company | BOSCH-GEO | SV024-4CS*-*****A | SV024-2AV/AH*-***A*A | Ground-Source | WBAHP-CB: Heat Pump Split Syst | Heat Pump | 460 | 3 | False |  |  | Single-Speed |  |  |  | 23900 | 1593 | 15 | 13.4 | 16200 | 1438 | 3.3 | 3.1 | Non Federally-Regulated | 01/11/2019 |  | 09/17/2019
FHP Manufacturing Company | BOSCH-GEO | SV030-2CS*-*****A | SV030-2AV/AH*-***T/A*A | Water-Source | WBAHP-CB: Heat Pump Split Syst | Heat Pump | 265 | 1 | False |  |  | Single-Speed |  |  |  | 26400 | 2030 | 13 | 12 | 29600 | 2017 | 4.3 | 4.2 | Federally-Regulated Commercial & Industrial Equipment | 01/11/2019 |  | 09/17/2019
FHP Manufacturing Company | BOSCH-GEO | SV030-2CS*-*****A | SV030-2AV/AH*-***T/A*A | Ground-Source | WBAHP-CB: Heat Pump Split Syst | Heat Pump | 265 | 1 | False |  |  | Single-Speed |  |  |  | 27900 | 1951 | 14.3 | 13.4 | 19500 | 1785 | 3.2 | 3.1 | Non Federally-Regulated | 01/11/2019 |  | 09/17/2019
FHP Manufacturing Company | Aquarius | EP018-1HZ/VT |  | Water-Source | WBAHP: Heat Pump Packaged Unit | Heat Pump | 208 | 1 |  |  |  | Single-Speed |  |  |  | 19500 | 1189 | 16.4 | 11.2 | 21300 | 1224 | 5.1 | 4.2 | Federally-Regulated Commercial & Industrial Equipment | 05/10/2019 |  | 09/18/2019
FHP Manufacturing Company | Aquarius | EP018-1HZ/VT |  | Ground-Water-Source | WBAHP: Heat Pump Packaged Unit | Heat Pump | 208 | 1 |  |  |  | Single-Speed |  |  |  | 21300 | 832 | 25.6 | 16.2 | 17700 | 1152 | 4.5 | 3.6 | Non Federally-Regulated | 05/10/2019 |  | 09/18/2019
FHP Manufacturing Company | Aquarius | EP018-1HZ/VT |  | Ground-Source | WBAHP: Heat Pump Packaged Unit | Heat Pump | 208 | 1 |  |  |  | Single-Speed |  |  |  | 20500 | 1078 | 19 | 13.4 | 14800 | 1141 | 3.8 | 3.1 | Non Federally-Regulated | 05/10/2019 |  | 09/18/2019
FHP Manufacturing Company | Aquarius | EP042-4HZ/VT |  | Water-Source | WBAHP: Heat Pump Packaged Unit | Heat Pump | 460 | 3 |  |  |  | Single-Speed |  |  |  | 40600 | 2671 | 15.2 | 11.2 | 42000 | 2238 | 5.5 | 4.2 | Federally-Regulated Commercial & Industrial Equipment | 05/10/2019 |  | 09/18/2019
FHP Manufacturing Company | Aquarius | EP042-4HZ/VT |  | Ground-Water-Source | WBAHP: Heat Pump Packaged Unit | Heat Pump | 460 | 3 |  |  |  | Single-Speed |  |  |  | 45000 | 1757 | 25.6 | 16.2 | 35000 | 2205 | 4.7 | 3.6 | Non Federally-Regulated | 05/10/2019 |  | 09/18/2019
FHP Manufacturing Company | Aquarius | EP042-4HZ/VT |  | Ground-Source | WBAHP: Heat Pump Packaged Unit | Heat Pump | 460 | 3 |  |  |  | Single-Speed |  |  |  | 42200 | 2125 | 19.85 | 13.4 | 26800 | 2122 | 3.7 | 3.1 | Non Federally-Regulated | 05/10/2019 |  | 09/18/2019
FHP Manufacturing Company | Aquarius | EP042-1HZ/VT |  | Water-Source | WBAHP: Heat Pump Packaged Unit | Heat Pump | 208 | 1 |  |  |  | Single-Speed |  |  |  | 40600 | 2671 | 15.2 | 11.2 | 42400 | 2259 | 5.5 | 4.2 | Federally-Regulated Commercial & Industrial Equipment | 05/10/2019 |  | 09/18/2019
FHP Manufacturing Company | Aquarius | EP048-1HZ/VT |  | Water-Source | WBAHP: Heat Pump Packaged Unit | Heat Pump | 208 | 1 |  |  |  | Single-Speed |  |  |  | 47400 | 3160 | 15 | 11.2 | 50000 | 2764 | 5.3 | 4.2 | Federally-Regulated Commercial & Industrial Equipment | 05/10/2019 |  | 09/18/2019
FHP Manufacturing Company | Aquarius | EP018-2HZ/VT |  | Water-Source | WBAHP: Heat Pump Packaged Unit | Heat Pump | 265 | 1 |  |  |  | Single-Speed |  |  |  | 19500 | 1189 | 16.4 | 11.2 | 21300 | 1224 | 5.1 | 4.2 | Federally-Regulated Commercial & Industrial Equipment | 05/10/2019 |  | 09/18/2019
FHP Manufacturing Company | Aquarius | EP048-4HZ/VT |  | Water-Source | WBAHP: Heat Pump Packaged Unit | Heat Pump | 460 | 3 |  |  |  | Single-Speed |  |  |  | 47400 | 3160 | 15 | 11.2 | 50000 | 2764 | 5.3 | 4.2 | Federally-Regulated Commercial & Industrial Equipment | 05/10/2019 |  | 09/18/2019
FHP Manufacturing Company | Aquarius | EP042-1HZ/VT |  | Ground-Water-Source | WBAHP: Heat Pump Packaged Unit | Heat Pump | 208 | 1 |  |  |  | Single-Speed |  |  |  | 45000 | 1757 | 25.6 | 16.2 | 35000 | 2205 | 4.7 | 3.6 | Non Federally-Regulated | 05/10/2019 |  | 09/18/2019
FHP Manufacturing Company | Aquarius | EP048-1HZ/VT |  | Ground-Water-Source | WBAHP: Heat Pump Packaged Unit | Heat Pump | 208 | 1 |  |  |  | Single-Speed |  |  |  | 52900 | 2190 | 24.15 | 16.2 | 40500 | 2760 | 4.3 | 3.6 | Non Federally-Regulated | 05/10/2019 |  | 09/18/2019
FHP Manufacturing Company | Aquarius | EP048-4HZ/VT |  | Ground-Water-Source | WBAHP: Heat Pump Packaged Unit | Heat Pump | 460 | 3 |  |  |  | Single-Speed |  |  |  | 52900 | 2190 | 24.15 | 16.2 | 40500 | 2760 | 4.3 | 3.6 | Non Federally-Regulated | 05/10/2019 |  | 09/18/2019
FHP Manufacturing Company | Aquarius | EP018-2HZ/VT |  | Ground-Water-Source | WBAHP: Heat Pump Packaged Unit | Heat Pump | 265 | 1 |  |  |  | Single-Speed |  |  |  | 21300 | 832 | 25.6 | 16.2 | 17700 | 1152 | 4.5 | 3.6 | Non Federally-Regulated | 05/10/2019 |  | 09/18/2019
FHP Manufacturing Company | Aquarius | EP042-3HZ/VT |  | Water-Source | WBAHP: Heat Pump Packaged Unit | Heat Pump | 208 | 3 |  |  |  | Single-Speed |  |  |  | 40600 | 2671 | 15.2 | 11.2 | 42400 | 2259 | 5.5 | 4.2 | Federally-Regulated Commercial & Industrial Equipment | 05/10/2019 |  | 09/18/2019
FHP Manufacturing Company | Aquarius | EP048-4HZ/VT |  | Ground-Source | WBAHP: Heat Pump Packaged Unit | Heat Pump | 460 | 3 |  |  |  | Single-Speed |  |  |  | 49500 | 2788 | 17.75 | 13.4 | 33400 | 2645 | 3.7 | 3.1 | Non Federally-Regulated | 05/10/2019 |  | 09/18/2019
FHP Manufacturing Company | Aquarius | EP018-2HZ/VT |  | Ground-Source | WBAHP: Heat Pump Packaged Unit | Heat Pump | 265 | 1 |  |  |  | Single-Speed |  |  |  | 20500 | 1078 | 19 | 13.4 | 14800 | 1141 | 3.8 | 3.1 | Non Federally-Regulated | 05/10/2019 |  | 09/18/2019
FHP Manufacturing Company | Aquarius | EP042-1HZ/VT |  | Ground-Source | WBAHP: Heat Pump Packaged Unit | Heat Pump | 208 | 1 |  |  |  | Single-Speed |  |  |  | 42200 | 2125 | 19.85 | 13.4 | 26800 | 2122 | 3.7 | 3.1 | Non Federally-Regulated | 05/10/2019 |  | 09/18/2019
FHP Manufacturing Company | Aquarius | EP048-1HZ/VT |  | Ground-Source | WBAHP: Heat Pump Packaged Unit | Heat Pump | 208 | 1 |  |  |  | Single-Speed |  |  |  | 49500 | 2788 | 17.75 | 13.4 | 33400 | 2645 | 3.7 | 3.1 | Non Federally-Regulated | 05/10/2019 |  | 09/18/2019
FHP Manufacturing Company | Aquarius | EP042-3HZ/VT |  | Ground-Water-Source | WBAHP: Heat Pump Packaged Unit | Heat Pump | 208 | 3 |  |  |  | Single-Speed |  |  |  | 45000 | 1757 | 25.6 | 16.2 | 35000 | 2205 | 4.7 | 3.6 | Non Federally-Regulated | 05/10/2019 |  | 09/18/2019
FHP Manufacturing Company | Aquarius | EP048-3HZ/VT |  | Water-Source | WBAHP: Heat Pump Packaged Unit | Heat Pump | 208 | 3 |  |  |  | Single-Speed |  |  |  | 47400 | 3160 | 15 | 11.2 | 50000 | 2764 | 5.3 | 4.2 | Federally-Regulated Commercial & Industrial Equipment | 05/10/2019 |  | 09/18/2019
FHP Manufacturing Company | Aquarius | EP042-3HZ/VT |  | Ground-Source | WBAHP: Heat Pump Packaged Unit | Heat Pump | 208 | 3 |  |  |  | Single-Speed |  |  |  | 42200 | 2125 | 19.85 | 13.4 | 26800 | 2122 | 3.7 | 3.1 | Non Federally-Regulated | 05/10/2019 |  | 09/18/2019
FHP Manufacturing Company | Aquarius | EP048-3HZ/VT |  | Ground-Water-Source | WBAHP: Heat Pump Packaged Unit | Heat Pump | 208 | 3 |  |  |  | Single-Speed |  |  |  | 52900 | 2190 | 24.15 | 16.2 | 40500 | 2760 | 4.3 | 3.6 | Non Federally-Regulated | 05/10/2019 |  | 09/18/2019
FHP Manufacturing Company | Aquarius | EP048-3HZ/VT |  | Ground-Source | WBAHP: Heat Pump Packaged Unit | Heat Pump | 208 | 3 |  |  |  | Single-Speed |  |  |  | 49500 | 2788 | 17.75 | 13.4 | 33400 | 2645 | 3.7 | 3.1 | Non Federally-Regulated | 05/10/2019 |  | 09/18/2019
FHP Manufacturing Company | Bosch | LV030-4HZN-***P*C-**T/G |  | Ground-Source | WBAHP: Heat Pump Packaged Unit | Heat Pump | 460 | 3 |  |  |  | Single-Speed |  |  |  | 31000 | 2108 | 14.7 | 13.4 | 20900 | 1856 | 3.3 | 3.1 | Non Federally-Regulated | 11/19/2018 |  | 09/18/2019
FHP Manufacturing Company | Bosch | SV030-1VT/CFC-***P*C-**T/G |  | Ground-Source | WBAHP: Heat Pump Packaged Unit | Heat Pump | 208 | 1 |  |  |  | Single-Speed |  |  |  | 31000 | 2108 | 14.7 | 13.4 | 20900 | 1856 | 3.3 | 3.1 | Non Federally-Regulated | 11/19/2018 |  | 09/18/2019
FHP Manufacturing Company | Bosch | LV030-2HZN-***P*C-**T/G |  | Ground-Source | WBAHP: Heat Pump Packaged Unit | Heat Pump | 265 | 1 |  |  |  | Single-Speed |  |  |  | 31000 | 2108 | 14.7 | 13.4 | 20900 | 1856 | 3.3 | 3.1 | Non Federally-Regulated | 11/19/2018 |  | 09/18/2019
FHP Manufacturing Company | Bosch | LV030-2VT/CFN-***T/A*C-**T/G |  | Ground-Source | WBAHP: Heat Pump Packaged Unit | Heat Pump | 265 | 1 |  |  |  | Single-Speed |  |  |  | 31600 | 1805 | 17.5 | 13.4 | 20400 | 1758 | 3.4 | 3.1 | Non Federally-Regulated | 11/19/2018 |  | 09/18/2019
FHP Manufacturing Company | Bosch | LV030-3HZN-***P*C-**T/G |  | Ground-Source | WBAHP: Heat Pump Packaged Unit | Heat Pump | 208 | 3 |  |  |  | Single-Speed |  |  |  | 31000 | 2108 | 14.7 | 13.4 | 20900 | 1856 | 3.3 | 3.1 | Non Federally-Regulated | 11/19/2018 |  | 09/18/2019
FHP Manufacturing Company | Bosch | LV030-3VT/CFN-***T/A*C-**T/G |  | Ground-Source | WBAHP: Heat Pump Packaged Unit | Heat Pump | 208 | 3 |  |  |  | Single-Speed |  |  |  | 31600 | 1805 | 17.5 | 13.4 | 20400 | 1758 | 3.4 | 3.1 | Non Federally-Regulated | 11/19/2018 |  | 09/18/2019
FHP Manufacturing Company | Bosch | LV030-4HZC-***P*C-**T/G |  | Ground-Source | WBAHP: Heat Pump Packaged Unit | Heat Pump | 460 | 3 |  |  |  | Single-Speed |  |  |  | 31000 | 2108 | 14.7 | 13.4 | 20900 | 1856 | 3.3 | 3.1 | Non Federally-Regulated | 11/19/2018 |  | 09/18/2019
FHP Manufacturing Company | Bosch | LV030-4HZC-***T/A*C-**T/G |  | Ground-Source | WBAHP: Heat Pump Packaged Unit | Heat Pump | 460 | 3 |  |  |  | Single-Speed |  |  |  | 31600 | 1805 | 17.5 | 13.4 | 20400 | 1758 | 3.4 | 3.1 | Non Federally-Regulated | 11/19/2018 |  | 09/18/2019
FHP Manufacturing Company | Bosch | LV030-2HZC-***P*C-**T/G |  | Ground-Source | WBAHP: Heat Pump Packaged Unit | Heat Pump | 265 | 1 |  |  |  | Single-Speed |  |  |  | 31000 | 2108 | 14.7 | 13.4 | 20900 | 1856 | 3.3 | 3.1 | Non Federally-Regulated | 11/19/2018 |  | 09/18/2019
FHP Manufacturing Company | Bosch | LV030-2VT/CFC-***P*C-**T/G |  | Ground-Source | WBAHP: Heat Pump Packaged Unit | Heat Pump | 265 | 1 |  |  |  | Single-Speed |  |  |  | 31000 | 2108 | 14.7 | 13.4 | 20900 | 1856 | 3.3 | 3.1 | Non Federally-Regulated | 11/19/2018 |  | 09/18/2019
FHP Manufacturing Company | Bosch | LV030-1HZC-***P*C-**T/G |  | Ground-Source | WBAHP: Heat Pump Packaged Unit | Heat Pump | 208 | 1 |  |  |  | Single-Speed |  |  |  | 31000 | 2108 | 14.7 | 13.4 | 20900 | 1856 | 3.3 | 3.1 | Non Federally-Regulated | 11/19/2018 |  | 09/18/2019
FHP Manufacturing Company | Bosch | LV041-4VT/CFC-***T/A*B-**T/G |  | Ground-Source | WBAHP: Heat Pump Packaged Unit | Heat Pump | 460 | 3 |  |  |  | Single-Speed |  |  |  | 42200 | 2654 | 15.9 | 13.4 | 28500 | 2320 | 3.6 | 3.1 | Non Federally-Regulated | 11/19/2018 |  | 09/18/2019
FHP Manufacturing Company | Bosch | LV048-3HZC-***T/A*B-**T/G |  | Ground-Source | WBAHP: Heat Pump Packaged Unit | Heat Pump | 208 | 3 |  |  |  | Single-Speed |  |  |  | 49600 | 3042 | 16.3 | 13.4 | 34600 | 2816 | 3.6 | 3.1 | Non Federally-Regulated | 11/19/2018 |  | 09/18/2019
FHP Manufacturing Company | Bosch | LV048-4HZC-***P*B-**T/G |  | Ground-Source | WBAHP: Heat Pump Packaged Unit | Heat Pump | 460 | 3 |  |  |  | Single-Speed |  |  |  | 48800 | 3275 | 14.9 | 13.4 | 35400 | 3051 | 3.4 | 3.1 | Non Federally-Regulated | 11/19/2018 |  | 09/18/2019
FHP Manufacturing Company | Bosch | LV048-4VT/CFC-***T/A*B-**T/G |  | Ground-Source | WBAHP: Heat Pump Packaged Unit | Heat Pump | 460 | 3 |  |  |  | Single-Speed |  |  |  | 49600 | 3042 | 16.3 | 13.4 | 34600 | 2816 | 3.6 | 3.1 | Non Federally-Regulated | 11/19/2018 |  | 09/18/2019
FHP Manufacturing Company | Bosch | LV042-4HZN-***T/A*B-**T/G |  | Ground-Source | WBAHP: Heat Pump Packaged Unit | Heat Pump | 460 | 3 |  |  |  | Single-Speed |  |  |  | 43500 | 2668 | 16.3 | 13.4 | 30100 | 2520 | 3.5 | 3.1 | Non Federally-Regulated | 11/19/2018 |  | 09/18/2019
FHP Manufacturing Company | Bosch | LV042-3VT/CFN-***T/A*B-**T/G |  | Ground-Source | WBAHP: Heat Pump Packaged Unit | Heat Pump | 208 | 3 |  |  |  | Single-Speed |  |  |  | 43500 | 2668 | 16.3 | 13.4 | 30100 | 2520 | 3.5 | 3.1 | Non Federally-Regulated | 11/19/2018 |  | 09/18/2019
FHP Manufacturing Company | Bosch | LV042-4HZC-***P*B-**S |  | Water-Source | WBAHP: Heat Pump Packaged Unit | Heat Pump | 460 | 3 |  |  |  | Single-Speed |  |  |  | 40000 | 2919 | 13.7 | 11.2 | 43000 | 2930 | 4.3 | 4.2 | Federally-Regulated Commercial & Industrial Equipment | 11/28/2018 |  | 09/18/2019
FHP Manufacturing Company | Bosch | LV042-4VT/CFN-***P*B-**T/G |  | Ground-Source | WBAHP: Heat Pump Packaged Unit | Heat Pump | 460 | 3 |  |  |  | Single-Speed |  |  |  | 42600 | 2878 | 14.8 | 13.4 | 31000 | 2753 | 3.3 | 3.1 | Non Federally-Regulated | 11/19/2018 |  | 09/18/2019
FHP Manufacturing Company | Bosch | LV042-4HZC-***P*B-**T/G |  | Ground-Source | WBAHP: Heat Pump Packaged Unit | Heat Pump | 460 | 3 |  |  |  | Single-Speed |  |  |  | 42600 | 2878 | 14.8 | 13.4 | 31000 | 2753 | 3.3 | 3.1 | Non Federally-Regulated | 11/19/2018 |  | 09/18/2019
FHP Manufacturing Company | Bosch | LV036-4HZN-***T/A*B-**T/G |  | Ground-Source | WBAHP: Heat Pump Packaged Unit | Heat Pump | 460 | 3 |  |  |  | Single-Speed |  |  |  | 40200 | 2271 | 17.7 | 13.4 | 26500 | 2157 | 3.6 | 3.1 | Non Federally-Regulated | 11/19/2018 |  | 09/18/2019
FHP Manufacturing Company | Bosch | LV042-3VT/CFC-***P*B-**T/G |  | Ground-Source | WBAHP: Heat Pump Packaged Unit | Heat Pump | 208 | 3 |  |  |  | Single-Speed |  |  |  | 42600 | 2878 | 14.8 | 13.4 | 31000 | 2753 | 3.3 | 3.1 | Non Federally-Regulated | 11/19/2018 |  | 09/18/2019
FHP Manufacturing Company | Bosch | LV036-3HZN-***P*B-**T/G |  | Ground-Source | WBAHP: Heat Pump Packaged Unit | Heat Pump | 208 | 3 |  |  |  | Single-Speed |  |  |  | 39900 | 2360 | 16.9 | 13.4 | 26900 | 2252 | 3.5 | 3.1 | Non Federally-Regulated | 11/19/2018 |  | 09/18/2019
FHP Manufacturing Company | Bosch | LV036-4VT/CFN-***T/A*B-**T/G |  | Ground-Source | WBAHP: Heat Pump Packaged Unit | Heat Pump | 460 | 3 |  |  |  | Single-Speed |  |  |  | 40200 | 2271 | 17.7 | 13.4 | 26500 | 2157 | 3.6 | 3.1 | Non Federally-Regulated | 11/19/2018 |  | 09/18/2019
FHP Manufacturing Company | Bosch | LV036-2VT/CFN-***P*B-**T/G |  | Ground-Source | WBAHP: Heat Pump Packaged Unit | Heat Pump | 265 | 1 |  |  |  | Single-Speed |  |  |  | 39900 | 2360 | 16.9 | 13.4 | 26900 | 2252 | 3.5 | 3.1 | Non Federally-Regulated | 11/19/2018 |  | 09/18/2019
FHP Manufacturing Company | Bosch | LV036-4HZN-***P*B-**T/G |  | Ground-Source | WBAHP: Heat Pump Packaged Unit | Heat Pump | 460 | 3 |  |  |  | Single-Speed |  |  |  | 39900 | 2360 | 16.9 | 13.4 | 26900 | 2252 | 3.5 | 3.1 | Non Federally-Regulated | 11/19/2018 |  | 09/18/2019
FHP Manufacturing Company | Bosch | LV036-3HZC-***T/A*B-**T/G |  | Ground-Source | WBAHP: Heat Pump Packaged Unit | Heat Pump | 208 | 3 |  |  |  | Single-Speed |  |  |  | 40200 | 2271 | 17.7 | 13.4 | 26500 | 2157 | 3.6 | 3.1 | Non Federally-Regulated | 11/19/2018 |  | 09/18/2019
FHP Manufacturing Company | Bosch | LV036-2HZC-***P*B-**T/G |  | Ground-Source | WBAHP: Heat Pump Packaged Unit | Heat Pump | 265 | 1 |  |  |  | Single-Speed |  |  |  | 39900 | 2360 | 16.9 | 13.4 | 26900 | 2252 | 3.5 | 3.1 | Non Federally-Regulated | 11/19/2018 |  | 09/18/2019
FHP Manufacturing Company | Bosch | LV036-4HZC-***T/A*B-**T/G |  | Ground-Source | WBAHP: Heat Pump Packaged Unit | Heat Pump | 460 | 3 |  |  |  | Single-Speed |  |  |  | 40200 | 2271 | 17.7 | 13.4 | 26500 | 2157 | 3.6 | 3.1 | Non Federally-Regulated | 11/19/2018 |  | 09/18/2019
FHP Manufacturing Company | Bosch | LV036-2VT/CFC-***T/A*B-**T/G |  | Ground-Source | WBAHP: Heat Pump Packaged Unit | Heat Pump | 265 | 1 |  |  |  | Single-Speed |  |  |  | 40200 | 2271 | 17.7 | 13.4 | 26500 | 2157 | 3.6 | 3.1 | Non Federally-Regulated | 11/19/2018 |  | 09/18/2019
FHP Manufacturing Company | Bosch | LV036-4VT/CFC-***T/A*B-**T/G |  | Ground-Source | WBAHP: Heat Pump Packaged Unit | Heat Pump | 460 | 3 |  |  |  | Single-Speed |  |  |  | 40200 | 2271 | 17.7 | 13.4 | 26500 | 2157 | 3.6 | 3.1 | Non Federally-Regulated | 11/19/2018 |  | 09/18/2019
FHP Manufacturing Company | Bosch | LV024-2HZN-***T/A*B-**T/G |  | Ground-Source | WBAHP: Heat Pump Packaged Unit | Heat Pump | 265 | 1 |  |  |  | Single-Speed |  |  |  | 25400 | 1539 | 16.5 | 13.4 | 16700 | 1398 | 3.5 | 3.1 | Non Federally-Regulated | 11/19/2018 |  | 09/18/2019
FHP Manufacturing Company | Bosch | LV024-3HZN-***T/A*B-**T/G |  | Ground-Source | WBAHP: Heat Pump Packaged Unit | Heat Pump | 208 | 3 |  |  |  | Single-Speed |  |  |  | 25400 | 1539 | 16.5 | 13.4 | 16700 | 1398 | 3.5 | 3.1 | Non Federally-Regulated | 11/19/2018 |  | 09/18/2019
FHP Manufacturing Company | Bosch | LV024-4VT/CFN-***T/A*B-**T/G |  | Ground-Source | WBAHP: Heat Pump Packaged Unit | Heat Pump | 460 | 3 |  |  |  | Single-Speed |  |  |  | 25400 | 1539 | 16.5 | 13.4 | 16700 | 1398 | 3.5 | 3.1 | Non Federally-Regulated | 11/19/2018 |  | 09/18/2019
FHP Manufacturing Company | Bosch | LV024-4HZN-***T/A*B-**T/G |  | Ground-Source | WBAHP: Heat Pump Packaged Unit | Heat Pump | 460 | 3 |  |  |  | Single-Speed |  |  |  | 25400 | 1539 | 16.5 | 13.4 | 16700 | 1398 | 3.5 | 3.1 | Non Federally-Regulated | 11/19/2018 |  | 09/18/2019
FHP Manufacturing Company | Bosch | LV024-2VT/CFN-***P*B-**T/G |  | Ground-Source | WBAHP: Heat Pump Packaged Unit | Heat Pump | 265 | 1 |  |  |  | Single-Speed |  |  |  | 25000 | 1612 | 15.5 | 13.4 | 17000 | 1465 | 3.4 | 3.1 | Non Federally-Regulated | 11/19/2018 |  | 09/18/2019
FHP Manufacturing Company | Bosch | LV024-3HZC-***P*B-**S |  | Water-Source | WBAHP: Heat Pump Packaged Unit | Heat Pump | 208 | 3 |  |  |  | Single-Speed |  |  |  | 23400 | 1746 | 13.4 | 11.2 | 26600 | 1771 | 4.4 | 4.2 | Federally-Regulated Commercial & Industrial Equipment | 11/28/2018 |  | 09/18/2019
FHP Manufacturing Company | Bosch | LV024-4HZC-***P*B-**T/G |  | Ground-Source | WBAHP: Heat Pump Packaged Unit | Heat Pump | 460 | 3 |  |  |  | Single-Speed |  |  |  | 25000 | 1612 | 15.5 | 13.4 | 17000 | 1465 | 3.4 | 3.1 | Non Federally-Regulated | 11/19/2018 |  | 09/18/2019
FHP Manufacturing Company | Bosch | LV018-2VT/CFC-***P*B-**T/G |  | Ground-Source | WBAHP: Heat Pump Packaged Unit | Heat Pump | 265 | 1 |  |  |  | Single-Speed |  |  |  | 21200 | 1341 | 15.8 | 13.4 | 14300 | 1197 | 3.5 | 3.1 | Non Federally-Regulated | 11/19/2018 |  | 09/18/2019
FHP Manufacturing Company | Bosch | LV018-2HZN-***T/A*B-**T/G |  | Ground-Source | WBAHP: Heat Pump Packaged Unit | Heat Pump | 265 | 1 |  |  |  | Single-Speed |  |  |  | 21500 | 1352 | 15.9 | 13.4 | 14100 | 1116 | 3.7 | 3.1 | Non Federally-Regulated | 11/19/2018 |  | 09/18/2019
FHP Manufacturing Company | Bosch | LV018-2VT/CFN-***T/A*B-**T/G |  | Ground-Source | WBAHP: Heat Pump Packaged Unit | Heat Pump | 265 | 1 |  |  |  | Single-Speed |  |  |  | 21500 | 1352 | 15.9 | 13.4 | 14100 | 1116 | 3.7 | 3.1 | Non Federally-Regulated | 11/19/2018 |  | 09/18/2019
FHP Manufacturing Company | Bosch | LV018-2HZC-***P*B-**T/G |  | Ground-Source | WBAHP: Heat Pump Packaged Unit | Heat Pump | 265 | 1 |  |  |  | Single-Speed |  |  |  | 21200 | 1341 | 15.8 | 13.4 | 14300 | 1197 | 3.5 | 3.1 | Non Federally-Regulated | 11/19/2018 |  | 09/18/2019
FHP Manufacturing Company | Bosch | LV048-1VT/CFN-***T/A*B-**T/G |  | Ground-Source | WBAHP: Heat Pump Packaged Unit | Heat Pump | 208 | 1 |  |  |  | Single-Speed |  |  |  | 49600 | 3042 | 16.3 | 13.4 | 34600 | 2816 | 3.6 | 3.1 | Non Federally-Regulated | 11/19/2018 |  | 09/18/2019
FHP Manufacturing Company | Bosch | LV048-1VT/CFC-***P*B-**T/G |  | Ground-Source | WBAHP: Heat Pump Packaged Unit | Heat Pump | 208 | 1 |  |  |  | Single-Speed |  |  |  | 48800 | 3275 | 14.9 | 13.4 | 35400 | 3051 | 3.4 | 3.1 | Non Federally-Regulated | 11/19/2018 |  | 09/18/2019
FHP Manufacturing Company | Bosch | LV018-1VT/CFN-***P*B-**T/G |  | Ground-Source | WBAHP: Heat Pump Packaged Unit | Heat Pump | 208 | 1 |  |  |  | Single-Speed |  |  |  | 21200 | 1341 | 15.8 | 13.4 | 14300 | 1197 | 3.5 | 3.1 | Non Federally-Regulated | 11/19/2018 |  | 09/18/2019
FHP Manufacturing Company | Bosch | CA018-1**-*****B |  | Water-Source | WBAHP-O: Heat Pump Packaged Un | Heat Pump | 208 | 1 |  |  |  | Single-Speed |  |  |  | 16900 | 1385 | 12.2 | 11.2 | 20800 | 1417 | 4.3 | 4.2 | Federally-Regulated Commercial & Industrial Equipment | 11/28/2018 |  | 09/18/2019
FHP Manufacturing Company | Bosch | CA018-1**-*****B |  | Ground-Water-Source | WBAHP-O: Heat Pump Packaged Un | Heat Pump | 208 | 1 |  |  |  | Single-Speed |  |  |  | 20100 | 1104 | 18.2 | 16.2 | 17500 | 1424 | 3.6 | 3.6 | Non Federally-Regulated | 11/28/2018 |  | 09/18/2019
FHP Manufacturing Company | Bosch | CA018-1**-*****B |  | Ground-Source | WBAHP-O: Heat Pump Packaged Un | Heat Pump | 208 | 1 |  |  |  | Single-Speed |  |  |  | 17900 | 1260 | 14.2 | 13.4 | 13900 | 1273 | 3.2 | 3.1 | Non Federally-Regulated | 11/28/2018 |  | 09/18/2019
FHP Manufacturing Company | Bosch | LV036-4CS*-*****A | LV036-2AV/AH*-***T/A*A | Water-Source | WBAHP-CB: Heat Pump Split Syst | Heat Pump | 460 | 3 | False |  |  | Single-Speed |  |  |  | 35000 | 2536 | 13.8 | 12 | 37000 | 2521 | 4.3 | 4.2 | Federally-Regulated Commercial & Industrial Equipment | 01/11/2019 |  | 09/18/2019
FHP Manufacturing Company | Bosch | LV036-4CS*-*****A | LV036-2AV/AH*-***T/A*A | Ground-Source | WBAHP-CB: Heat Pump Split Syst | Heat Pump | 460 | 3 | False |  |  | Single-Speed |  |  |  | 37300 | 2345 | 15.9 | 13.4 | 24900 | 2085 | 3.5 | 3.1 | Non Federally-Regulated | 01/11/2019 |  | 09/18/2019
FHP Manufacturing Company | Bosch | CA018-2**-*****B |  | Water-Source | WBAHP-O: Heat Pump Packaged Un | Heat Pump | 265 | 1 |  |  |  | Single-Speed |  |  |  | 16900 | 1385 | 12.2 | 11.2 | 20800 | 1417 | 4.3 | 4.2 | Federally-Regulated Commercial & Industrial Equipment | 11/28/2018 |  | 09/18/2019
FHP Manufacturing Company | Bosch | CA018-2**-*****B |  | Ground-Water-Source | WBAHP-O: Heat Pump Packaged Un | Heat Pump | 265 | 1 |  |  |  | Single-Speed |  |  |  | 20100 | 1104 | 18.2 | 16.2 | 17500 | 1424 | 3.6 | 3.6 | Non Federally-Regulated | 11/28/2018 |  | 09/18/2019
FHP Manufacturing Company | Bosch | CA018-2**-*****B |  | Ground-Source | WBAHP-O: Heat Pump Packaged Un | Heat Pump | 265 | 1 |  |  |  | Single-Speed |  |  |  | 17900 | 1260 | 14.2 | 13.4 | 13900 | 1273 | 3.2 | 3.1 | Non Federally-Regulated | 11/28/2018 |  | 09/18/2019
FHP Manufacturing Company | Bosch | CA009-0**-*****B |  | Water-Source | WBAHP-O: Heat Pump Packaged Un | Heat Pump | 115 | 1 |  |  |  | Single-Speed |  |  |  | 8700 | 649 | 13.4 | 11.2 | 9500 | 618 | 4.5 | 4.2 | Federally-Regulated Commercial & Industrial Equipment | 08/22/2016 |  | 09/18/2019
FHP Manufacturing Company | Bosch | CA009-0**-*****B |  | Ground-Water-Source | WBAHP-O: Heat Pump Packaged Un | Heat Pump | 115 | 1 |  |  |  | Single-Speed |  |  |  | 10300 | 479 | 21.5 | 16.2 | 8000 | 601 | 3.9 | 3.6 | Non Federally-Regulated | 08/22/2016 |  | 09/18/2019
FHP Manufacturing Company | Bosch | CA009-0**-*****B |  | Ground-Source | WBAHP-O: Heat Pump Packaged Un | Heat Pump | 115 | 1 |  |  |  | Single-Speed |  |  |  | 9100 | 587 | 15.5 | 13.4 | 6000 | 549 | 3.2 | 3.1 | Non Federally-Regulated | 11/19/2018 |  | 09/18/2019
FHP Manufacturing Company | Bosch | LV036-1VT/CFN-***P*B-**T/G |  | Ground-Source | WBAHP: Heat Pump Packaged Unit | Heat Pump | 208 | 1 |  |  |  | Single-Speed |  |  |  | 39900 | 2360 | 16.9 | 13.4 | 26900 | 2252 | 3.5 | 3.1 | Non Federally-Regulated | 11/19/2018 |  | 09/18/2019
FHP Manufacturing Company | Bosch | LV036-1VT/CFC-***T/A*B-**T/G |  | Ground-Source | WBAHP: Heat Pump Packaged Unit | Heat Pump | 208 | 1 |  |  |  | Single-Speed |  |  |  | 40200 | 2271 | 17.7 | 13.4 | 26500 | 2157 | 3.6 | 3.1 | Non Federally-Regulated | 11/19/2018 |  | 09/18/2019
FHP Manufacturing Company | Bosch | LV024-1HZN-***T/A*B-**T/G |  | Ground-Source | WBAHP: Heat Pump Packaged Unit | Heat Pump | 208 | 1 |  |  |  | Single-Speed |  |  |  | 25400 | 1539 | 16.5 | 13.4 | 16700 | 1398 | 3.5 | 3.1 | Non Federally-Regulated | 11/19/2018 |  | 09/18/2019
FHP Manufacturing Company | Bosch | LV024-1HZC-***T/A*B-**T/G |  | Ground-Source | WBAHP: Heat Pump Packaged Unit | Heat Pump | 208 | 1 |  |  |  | Single-Speed |  |  |  | 25400 | 1539 | 16.5 | 13.4 | 16700 | 1398 | 3.5 | 3.1 | Non Federally-Regulated | 11/19/2018 |  | 09/18/2019
FHP Manufacturing Company | Bosch | LV024-4CS*-*****A | LV024-2AV/AH*-***T/A*A | Water-Source | WBAHP-CB: Heat Pump Split Syst | Heat Pump | 460 | 3 | False |  |  | Single-Speed |  |  |  | 22600 | 1725 | 13.1 | 12 | 24900 | 1697 | 4.3 | 4.2 | Federally-Regulated Commercial & Industrial Equipment | 01/11/2019 |  | 09/18/2019
FHP Manufacturing Company | Bosch | LV024-4CS*-*****A | LV024-2AV/AH*-***T/A*A | Ground-Source | WBAHP-CB: Heat Pump Split Syst | Heat Pump | 460 | 3 | False |  |  | Single-Speed |  |  |  | 23900 | 1593 | 15 | 13.4 | 16200 | 1438 | 3.3 | 3.1 | Non Federally-Regulated | 01/11/2019 |  | 09/18/2019
FHP Manufacturing Company | Bosch | LV024-1VT/CFC-***P*B-**T/G |  | Ground-Source | WBAHP: Heat Pump Packaged Unit | Heat Pump | 208 | 1 |  |  |  | Single-Speed |  |  |  | 25000 | 1612 | 15.5 | 13.4 | 17000 | 1465 | 3.4 | 3.1 | Non Federally-Regulated | 11/19/2018 |  | 09/18/2019
FHP Manufacturing Company | Bosch | LM036-1CS*-*****A | LM036-1AV/AH*-***A*A | Water-Source | WBAHP-CB: Heat Pump Split Syst | Both Heat Pump and Electric Re | 208 | 1 | False |  |  | Dual-Speed |  |  |  | 36100 | 2406 | 15 | 12 | 44100 | 2534 | 5.1 | 4.2 | Federally-Regulated Commercial & Industrial Equipment | 06/10/2019 |  | 09/18/2019
FHP Manufacturing Company | Bosch | LM024-1CS*-*****A | LM024-1AV/AH*-***A*A | Water-Source | WBAHP-CB: Heat Pump Split Syst | Both Heat Pump and Electric Re | 208 | 1 | False |  |  | Dual-Speed |  |  |  | 23100 | 1509 | 15.3 | 12 | 26400 | 1487 | 5.2 | 4.2 | Federally-Regulated Commercial & Industrial Equipment | 06/10/2019 |  | 09/18/2019
FHP Manufacturing Company | Carrier | 50PSH/V042***3/CA |  | Water-Source | WBAHP: Heat Pump Packaged Unit | Heat Pump | 208 | 1 |  |  |  | Single-Speed |  |  |  | 40600 | 2671 | 15.2 | 11.2 | 42400 | 2259 | 5.5 | 4.2 | Federally-Regulated Commercial & Industrial Equipment | 04/24/2019 |  | 09/18/2019
FHP Manufacturing Company | Carrier | 50PSH/V042***3/CA |  | Ground-Water-Source | WBAHP: Heat Pump Packaged Unit | Heat Pump | 208 | 1 |  |  |  | Single-Speed |  |  |  | 45000 | 1757 | 25.6 | 16.2 | 35000 | 2205 | 4.7 | 3.6 | Non Federally-Regulated | 04/24/2019 |  | 09/18/2019
FHP Manufacturing Company | Carrier | 50PSH/V042***3/CA |  | Ground-Source | WBAHP: Heat Pump Packaged Unit | Heat Pump | 208 | 1 |  |  |  | Single-Speed |  |  |  | 42200 | 2125 | 19.85 | 13.4 | 26800 | 2122 | 3.7 | 3.1 | Non Federally-Regulated | 04/24/2019 |  | 09/18/2019
FHP Manufacturing Company | Carrier | 50PSH/V018***4/DA |  | Water-Source | WBAHP: Heat Pump Packaged Unit | Heat Pump | 265 | 1 |  |  |  | Single-Speed |  |  |  | 19500 | 1189 | 16.4 | 11.2 | 21300 | 1224 | 5.1 | 4.2 | Federally-Regulated Commercial & Industrial Equipment | 11/28/2018 |  | 09/18/2019
FHP Manufacturing Company | Carrier | 50PSH/V018***4/DA |  | Ground-Water-Source | WBAHP: Heat Pump Packaged Unit | Heat Pump | 265 | 1 |  |  |  | Single-Speed |  |  |  | 21300 | 832 | 25.6 | 16.2 | 17700 | 1152 | 4.5 | 3.6 | Non Federally-Regulated | 11/28/2018 |  | 09/18/2019
FHP Manufacturing Company | Carrier | 50PSH/V018***4/DA |  | Ground-Source | WBAHP: Heat Pump Packaged Unit | Heat Pump | 265 | 1 |  |  |  | Single-Speed |  |  |  | 20500 | 1078 | 19 | 13.4 | 14800 | 1141 | 3.8 | 3.1 | Non Federally-Regulated | 11/28/2018 |  | 09/18/2019
FHP Manufacturing Company | Carrier | 50PSH/V042***6/FA |  | Water-Source | WBAHP: Heat Pump Packaged Unit | Heat Pump | 460 | 3 |  |  |  | Single-Speed |  |  |  | 40600 | 2671 | 15.2 | 11.2 | 42000 | 2238 | 5.5 | 4.2 | Federally-Regulated Commercial & Industrial Equipment | 04/24/2019 |  | 09/18/2019
FHP Manufacturing Company | Carrier | 50PSH/V042***6/FA |  | Ground-Water-Source | WBAHP: Heat Pump Packaged Unit | Heat Pump | 460 | 3 |  |  |  | Single-Speed |  |  |  | 45000 | 1757 | 25.6 | 16.2 | 35000 | 2205 | 4.7 | 3.6 | Non Federally-Regulated | 04/24/2019 |  | 09/18/2019
FHP Manufacturing Company | Carrier | 50PSH/V042***6/FA |  | Ground-Source | WBAHP: Heat Pump Packaged Unit | Heat Pump | 460 | 3 |  |  |  | Single-Speed |  |  |  | 42200 | 2125 | 19.85 | 13.4 | 26800 | 2122 | 3.7 | 3.1 | Non Federally-Regulated | 04/24/2019 |  | 09/18/2019
FHP Manufacturing Company | Carrier | 50PSH/V042***5/EA |  | Water-Source | WBAHP: Heat Pump Packaged Unit | Heat Pump | 208 | 3 |  |  |  | Single-Speed |  |  |  | 40600 | 2671 | 15.2 | 11.2 | 42400 | 2259 | 5.5 | 4.2 | Federally-Regulated Commercial & Industrial Equipment | 04/24/2019 |  | 09/18/2019
FHP Manufacturing Company | Carrier | 50PSH/V042***5/EA |  | Ground-Water-Source | WBAHP: Heat Pump Packaged Unit | Heat Pump | 208 | 3 |  |  |  | Single-Speed |  |  |  | 45000 | 1757 | 25.6 | 16.2 | 35000 | 2205 | 4.7 | 3.6 | Non Federally-Regulated | 04/24/2019 |  | 09/18/2019
FHP Manufacturing Company | Carrier | 50PSH/V042***5/EA |  | Ground-Source | WBAHP: Heat Pump Packaged Unit | Heat Pump | 208 | 3 |  |  |  | Single-Speed |  |  |  | 42200 | 2125 | 19.85 | 13.4 | 26800 | 2122 | 3.7 | 3.1 | Non Federally-Regulated | 04/24/2019 |  | 09/18/2019
FHP Manufacturing Company | Carrier | GC024C/H/V******1**1 + UI |  | Water-Source | WBAHP: Heat Pump Packaged Unit | Both Heat Pump and Electric Re | 208 | 1 |  |  |  | Dual-Speed |  |  |  | 25500 | 1465 | 17.4 | 11.2 | 29200 | 1528 | 5.6 | 4.2 | Federally-Regulated Commercial & Industrial Equipment | 03/15/2019 |  | 09/18/2019
FHP Manufacturing Company | Carrier | GC024C/H/V******1**1 + UI |  | Ground-Water-Source | WBAHP: Heat Pump Packaged Unit | Both Heat Pump and Electric Re | 208 | 1 |  |  |  | Dual-Speed |  |  |  | 29000 | 1094 | 26.5 | 16.2 | 23500 | 1405 | 4.9 | 3.6 | Non Federally-Regulated | 03/15/2019 |  | 09/18/2019
FHP Manufacturing Company | Carrier | GC024C/H/V******1**1 + UI |  | Ground-Source | WBAHP: Heat Pump Packaged Unit | Both Heat Pump and Electric Re | 208 | 1 |  |  |  | Dual-Speed |  |  |  | 26600 | 1336 | 19.9 | 13.4 | 18000 | 1395 | 3.8 | 3.1 | Non Federally-Regulated | 03/15/2019 |  | 09/18/2019
FHP Manufacturing Company | Carrier | 50PEC18****3/B |  | Water-Source | WBAHP-O: Heat Pump Packaged Un | Heat Pump | 208 | 1 |  |  |  | Single-Speed |  |  |  | 16900 | 1385 | 12.2 | 11.2 | 20800 | 1417 | 4.3 | 4.2 | Federally-Regulated Commercial & Industrial Equipment | 11/28/2018 |  | 09/18/2019
FHP Manufacturing Company | Carrier | 50PEC18****3/B |  | Ground-Water-Source | WBAHP-O: Heat Pump Packaged Un | Heat Pump | 208 | 1 |  |  |  | Single-Speed |  |  |  | 20100 | 1104 | 18.2 | 16.2 | 17500 | 1424 | 3.6 | 3.6 | Non Federally-Regulated | 11/28/2018 |  | 09/18/2019
FHP Manufacturing Company | Carrier | 50PEC18****3/B |  | Ground-Source | WBAHP-O: Heat Pump Packaged Un | Heat Pump | 208 | 1 |  |  |  | Single-Speed |  |  |  | 17900 | 1260 | 14.2 | 13.4 | 13900 | 1273 | 3.2 | 3.1 | Non Federally-Regulated | 11/28/2018 |  | 09/18/2019
FHP Manufacturing Company | Carrier | 50PEC18****4/B |  | Water-Source | WBAHP-O: Heat Pump Packaged Un | Heat Pump | 265 | 1 |  |  |  | Single-Speed |  |  |  | 16900 | 1385 | 12.2 | 11.2 | 20800 | 1417 | 4.3 | 4.2 | Federally-Regulated Commercial & Industrial Equipment | 11/28/2018 |  | 09/18/2019
FHP Manufacturing Company | Carrier | 50PEC18****4/B |  | Ground-Water-Source | WBAHP-O: Heat Pump Packaged Un | Heat Pump | 265 | 1 |  |  |  | Single-Speed |  |  |  | 20100 | 1104 | 18.2 | 16.2 | 17500 | 1424 | 3.6 | 3.6 | Non Federally-Regulated | 11/28/2018 |  | 09/18/2019
FHP Manufacturing Company | Carrier | 50PEC18****4/B |  | Ground-Source | WBAHP-O: Heat Pump Packaged Un | Heat Pump | 265 | 1 |  |  |  | Single-Speed |  |  |  | 17900 | 1260 | 14.2 | 13.4 | 13900 | 1273 | 3.2 | 3.1 | Non Federally-Regulated | 11/28/2018 |  | 09/18/2019
FHP Manufacturing Company | Carrier | 50PCV018L/R*C4/DA*A/J/D/F |  | Ground-Source | WBAHP: Heat Pump Packaged Unit | Heat Pump | 265 | 1 |  |  |  | Single-Speed |  |  |  | 21200 | 1341 | 15.8 | 13.4 | 14300 | 1197 | 3.5 | 3.1 | Non Federally-Regulated | 11/19/2018 |  | 09/18/2019
FHP Manufacturing Company | Carrier | 50PCV018J/K*C3/CA*A/J/D/F |  | Ground-Source | WBAHP: Heat Pump Packaged Unit | Heat Pump | 208 | 1 |  |  |  | Single-Speed |  |  |  | 21500 | 1352 | 15.9 | 13.4 | 14100 | 1116 | 3.7 | 3.1 | Non Federally-Regulated | 11/19/2018 |  | 09/18/2019
FHP Manufacturing Company | Carrier | 50PCV018J/K*C4/DA*A/J/D/F |  | Ground-Source | WBAHP: Heat Pump Packaged Unit | Heat Pump | 265 | 1 |  |  |  | Single-Speed |  |  |  | 21500 | 1352 | 15.9 | 13.4 | 14100 | 1116 | 3.7 | 3.1 | Non Federally-Regulated | 11/19/2018 |  | 09/18/2019
FHP Manufacturing Company | Carrier | 50PCH018Z/B/S/E*C4/DA*A/J/D/F |  | Ground-Source | WBAHP: Heat Pump Packaged Unit | Heat Pump | 265 | 1 |  |  |  | Single-Speed |  |  |  | 21200 | 1341 | 15.8 | 13.4 | 14300 | 1197 | 3.5 | 3.1 | Non Federally-Regulated | 11/19/2018 |  | 09/18/2019
FHP Manufacturing Company | Carrier | 50PCH018N/P/W/Y*C4/DA*A/J/D/F |  | Ground-Source | WBAHP: Heat Pump Packaged Unit | Heat Pump | 265 | 1 |  |  |  | Single-Speed |  |  |  | 21500 | 1352 | 15.9 | 13.4 | 14100 | 1116 | 3.7 | 3.1 | Non Federally-Regulated | 11/19/2018 |  | 09/18/2019
FHP Manufacturing Company | Carrier | 50PCV018L/R*N4/DA*A/J/D/F |  | Ground-Source | WBAHP: Heat Pump Packaged Unit | Heat Pump | 265 | 1 |  |  |  | Single-Speed |  |  |  | 21200 | 1341 | 15.8 | 13.4 | 14300 | 1197 | 3.5 | 3.1 | Non Federally-Regulated | 11/19/2018 |  | 09/18/2019
FHP Manufacturing Company | Carrier | 50PCH018N/P/W/Y*N4/DA*A/J/D/F |  | Ground-Source | WBAHP: Heat Pump Packaged Unit | Heat Pump | 265 | 1 |  |  |  | Single-Speed |  |  |  | 21500 | 1352 | 15.9 | 13.4 | 14100 | 1116 | 3.7 | 3.1 | Non Federally-Regulated | 11/19/2018 |  | 09/18/2019
FHP Manufacturing Company | Carrier | 50PCH018Z/B/S/E*N4/DA*A/J/D/F |  | Ground-Source | WBAHP: Heat Pump Packaged Unit | Heat Pump | 265 | 1 |  |  |  | Single-Speed |  |  |  | 21200 | 1341 | 15.8 | 13.4 | 14300 | 1197 | 3.5 | 3.1 | Non Federally-Regulated | 11/19/2018 |  | 09/18/2019
FHP Manufacturing Company | Carrier | 50PCV024J/K*C6/FA*A/J/D/F |  | Ground-Source | WBAHP: Heat Pump Packaged Unit | Heat Pump | 460 | 3 |  |  |  | Single-Speed |  |  |  | 25400 | 1539 | 16.5 | 13.4 | 16700 | 1398 | 3.5 | 3.1 | Non Federally-Regulated | 11/19/2018 |  | 09/18/2019
FHP Manufacturing Company | Carrier | 50PCV024J/K*C3/CA*A/J/D/F |  | Ground-Source | WBAHP: Heat Pump Packaged Unit | Heat Pump | 208 | 1 |  |  |  | Single-Speed |  |  |  | 25400 | 1539 | 16.5 | 13.4 | 16700 | 1398 | 3.5 | 3.1 | Non Federally-Regulated | 11/19/2018 |  | 09/18/2019
FHP Manufacturing Company | Carrier | 50PCV024L/R*C3/CA*A/J/D/F |  | Ground-Source | WBAHP: Heat Pump Packaged Unit | Heat Pump | 208 | 1 |  |  |  | Single-Speed |  |  |  | 25000 | 1612 | 15.5 | 13.4 | 17000 | 1465 | 3.4 | 3.1 | Non Federally-Regulated | 11/19/2018 |  | 09/18/2019
FHP Manufacturing Company | Carrier | 50PCH024Z/B/S/E*C5/EA*A/J/D/F |  | Ground-Source | WBAHP: Heat Pump Packaged Unit | Heat Pump | 208 | 3 |  |  |  | Single-Speed |  |  |  | 25000 | 1612 | 15.5 | 13.4 | 17000 | 1465 | 3.4 | 3.1 | Non Federally-Regulated | 11/19/2018 |  | 09/18/2019
FHP Manufacturing Company | Carrier | 50PCH024Z/B/S/E*C5/EA*C/N/E/P |  | Water-Source | WBAHP: Heat Pump Packaged Unit | Heat Pump | 208 | 3 |  |  |  | Single-Speed |  |  |  | 23400 | 1746 | 13.4 | 11.2 | 26600 | 1771 | 4.4 | 4.2 | Federally-Regulated Commercial & Industrial Equipment | 11/28/2018 |  | 09/18/2019
FHP Manufacturing Company | Carrier | 50PCV024J/K*N6/FA*A/J/D/F |  | Ground-Source | WBAHP: Heat Pump Packaged Unit | Heat Pump | 460 | 3 |  |  |  | Single-Speed |  |  |  | 25400 | 1539 | 16.5 | 13.4 | 16700 | 1398 | 3.5 | 3.1 | Non Federally-Regulated | 11/19/2018 |  | 09/18/2019
FHP Manufacturing Company | Carrier | 50PCV024L/R*N4/DA*A/J/D/F |  | Ground-Source | WBAHP: Heat Pump Packaged Unit | Heat Pump | 265 | 1 |  |  |  | Single-Speed |  |  |  | 25000 | 1612 | 15.5 | 13.4 | 17000 | 1465 | 3.4 | 3.1 | Non Federally-Regulated | 11/19/2018 |  | 09/18/2019
FHP Manufacturing Company | Carrier | 50PCV024J/K*N5/EA*A/J/D/F |  | Ground-Source | WBAHP: Heat Pump Packaged Unit | Heat Pump | 208 | 3 |  |  |  | Single-Speed |  |  |  | 25400 | 1539 | 16.5 | 13.4 | 16700 | 1398 | 3.5 | 3.1 | Non Federally-Regulated | 11/19/2018 |  | 09/18/2019
FHP Manufacturing Company | Carrier | 50PCV024J/K*N4/DA*A/J/D/F |  | Ground-Source | WBAHP: Heat Pump Packaged Unit | Heat Pump | 265 | 1 |  |  |  | Single-Speed |  |  |  | 25400 | 1539 | 16.5 | 13.4 | 16700 | 1398 | 3.5 | 3.1 | Non Federally-Regulated | 11/19/2018 |  | 09/18/2019
FHP Manufacturing Company | Carrier | 50PCH024Z/B/S/E*N4/DA*A/J/D/F |  | Ground-Source | WBAHP: Heat Pump Packaged Unit | Heat Pump | 265 | 1 |  |  |  | Single-Speed |  |  |  | 25000 | 1612 | 15.5 | 13.4 | 17000 | 1465 | 3.4 | 3.1 | Non Federally-Regulated | 11/19/2018 |  | 09/18/2019
FHP Manufacturing Company | Carrier | 50PCH024N/P/W/Y*N6/FA*A/J/D/F |  | Ground-Source | WBAHP: Heat Pump Packaged Unit | Heat Pump | 460 | 3 |  |  |  | Single-Speed |  |  |  | 25400 | 1539 | 16.5 | 13.4 | 16700 | 1398 | 3.5 | 3.1 | Non Federally-Regulated | 11/19/2018 |  | 09/18/2019
FHP Manufacturing Company | Carrier | 50PCH024N/P/W/Y*N4/DA*A/J/D/F |  | Ground-Source | WBAHP: Heat Pump Packaged Unit | Heat Pump | 265 | 1 |  |  |  | Single-Speed |  |  |  | 25400 | 1539 | 16.5 | 13.4 | 16700 | 1398 | 3.5 | 3.1 | Non Federally-Regulated | 11/19/2018 |  | 09/18/2019
FHP Manufacturing Company | Carrier | 50PCH024N/P/W/Y*N5/EA*A/J/D/F |  | Ground-Source | WBAHP: Heat Pump Packaged Unit | Heat Pump | 208 | 3 |  |  |  | Single-Speed |  |  |  | 25400 | 1539 | 16.5 | 13.4 | 16700 | 1398 | 3.5 | 3.1 | Non Federally-Regulated | 11/19/2018 |  | 09/18/2019
FHP Manufacturing Company | Carrier | 50PCV036L/R*C6/FA*A/J/D/F |  | Ground-Source | WBAHP: Heat Pump Packaged Unit | Heat Pump | 460 | 3 |  |  |  | Single-Speed |  |  |  | 39900 | 2360 | 16.9 | 13.4 | 26900 | 2252 | 3.5 | 3.1 | Non Federally-Regulated | 11/19/2018 |  | 09/18/2019
FHP Manufacturing Company | Carrier | 50PCV036L/R*C3/CA*A/J/D/F |  | Ground-Source | WBAHP: Heat Pump Packaged Unit | Heat Pump | 208 | 1 |  |  |  | Single-Speed |  |  |  | 39900 | 2360 | 16.9 | 13.4 | 26900 | 2252 | 3.5 | 3.1 | Non Federally-Regulated | 11/19/2018 |  | 09/18/2019
FHP Manufacturing Company | Carrier | 50PCV036J/K*C3/CA*A/J/D/F |  | Ground-Source | WBAHP: Heat Pump Packaged Unit | Heat Pump | 208 | 1 |  |  |  | Single-Speed |  |  |  | 40200 | 2271 | 17.7 | 13.4 | 26500 | 2157 | 3.6 | 3.1 | Non Federally-Regulated | 11/19/2018 |  | 09/18/2019
FHP Manufacturing Company | Carrier | 50PCV036J/K*C4/DA*A/J/D/F |  | Ground-Source | WBAHP: Heat Pump Packaged Unit | Heat Pump | 265 | 1 |  |  |  | Single-Speed |  |  |  | 40200 | 2271 | 17.7 | 13.4 | 26500 | 2157 | 3.6 | 3.1 | Non Federally-Regulated | 11/19/2018 |  | 09/18/2019
FHP Manufacturing Company | Carrier | 50PCV036J/K*C6/FA*A/J/D/F |  | Ground-Source | WBAHP: Heat Pump Packaged Unit | Heat Pump | 460 | 3 |  |  |  | Single-Speed |  |  |  | 40200 | 2271 | 17.7 | 13.4 | 26500 | 2157 | 3.6 | 3.1 | Non Federally-Regulated | 11/19/2018 |  | 09/18/2019
FHP Manufacturing Company | Carrier | 50PCV036J/K*C5/EA*A/J/D/F |  | Ground-Source | WBAHP: Heat Pump Packaged Unit | Heat Pump | 208 | 3 |  |  |  | Single-Speed |  |  |  | 40200 | 2271 | 17.7 | 13.4 | 26500 | 2157 | 3.6 | 3.1 | Non Federally-Regulated | 11/19/2018 |  | 09/18/2019
FHP Manufacturing Company | Carrier | 50PCH036N/P/W/Y*C4/DA*A/J/D/F |  | Ground-Source | WBAHP: Heat Pump Packaged Unit | Heat Pump | 265 | 1 |  |  |  | Single-Speed |  |  |  | 40200 | 2271 | 17.7 | 13.4 | 26500 | 2157 | 3.6 | 3.1 | Non Federally-Regulated | 11/19/2018 |  | 09/18/2019
FHP Manufacturing Company | Carrier | 50PCH036Z/B/S/E*C3/CA*A/J/D/F |  | Ground-Source | WBAHP: Heat Pump Packaged Unit | Heat Pump | 208 | 1 |  |  |  | Single-Speed |  |  |  | 39900 | 2360 | 16.9 | 13.4 | 26900 | 2252 | 3.5 | 3.1 | Non Federally-Regulated | 11/19/2018 |  | 09/18/2019
FHP Manufacturing Company | Carrier | 50PCH036N/P/W/Y*C6/FA*A/J/D/F |  | Ground-Source | WBAHP: Heat Pump Packaged Unit | Heat Pump | 460 | 3 |  |  |  | Single-Speed |  |  |  | 40200 | 2271 | 17.7 | 13.4 | 26500 | 2157 | 3.6 | 3.1 | Non Federally-Regulated | 11/19/2018 |  | 09/18/2019
FHP Manufacturing Company | Carrier | 50PCH036Z/B/S/E*C6/FA*A/J/D/F |  | Ground-Source | WBAHP: Heat Pump Packaged Unit | Heat Pump | 460 | 3 |  |  |  | Single-Speed |  |  |  | 39900 | 2360 | 16.9 | 13.4 | 26900 | 2252 | 3.5 | 3.1 | Non Federally-Regulated | 11/19/2018 |  | 09/18/2019
FHP Manufacturing Company | Carrier | 50PCH036N/P/W/Y*C5/EA*A/J/D/F |  | Ground-Source | WBAHP: Heat Pump Packaged Unit | Heat Pump | 208 | 3 |  |  |  | Single-Speed |  |  |  | 40200 | 2271 | 17.7 | 13.4 | 26500 | 2157 | 3.6 | 3.1 | Non Federally-Regulated | 11/19/2018 |  | 09/18/2019
FHP Manufacturing Company | Carrier | 50PCV036L/R*N5/EA*A/J/D/F |  | Ground-Source | WBAHP: Heat Pump Packaged Unit | Heat Pump | 208 | 3 |  |  |  | Single-Speed |  |  |  | 39900 | 2360 | 16.9 | 13.4 | 26900 | 2252 | 3.5 | 3.1 | Non Federally-Regulated | 11/19/2018 |  | 09/18/2019
FHP Manufacturing Company | Carrier | 50PCV036L/R*N6/FA*A/J/D/F |  | Ground-Source | WBAHP: Heat Pump Packaged Unit | Heat Pump | 460 | 3 |  |  |  | Single-Speed |  |  |  | 39900 | 2360 | 16.9 | 13.4 | 26900 | 2252 | 3.5 | 3.1 | Non Federally-Regulated | 11/19/2018 |  | 09/18/2019
FHP Manufacturing Company | Carrier | 50PCV036J/K*N4/DA*A/J/D/F |  | Ground-Source | WBAHP: Heat Pump Packaged Unit | Heat Pump | 265 | 1 |  |  |  | Single-Speed |  |  |  | 40200 | 2271 | 17.7 | 13.4 | 26500 | 2157 | 3.6 | 3.1 | Non Federally-Regulated | 11/19/2018 |  | 09/18/2019
FHP Manufacturing Company | Carrier | 50PCV036J/K*N6/FA*A/J/D/F |  | Ground-Source | WBAHP: Heat Pump Packaged Unit | Heat Pump | 460 | 3 |  |  |  | Single-Speed |  |  |  | 40200 | 2271 | 17.7 | 13.4 | 26500 | 2157 | 3.6 | 3.1 | Non Federally-Regulated | 11/19/2018 |  | 09/18/2019
FHP Manufacturing Company | Carrier | 50PCH036Z/B/S/E*N3/CA*A/J/D/F |  | Ground-Source | WBAHP: Heat Pump Packaged Unit | Heat Pump | 208 | 1 |  |  |  | Single-Speed |  |  |  | 39900 | 2360 | 16.9 | 13.4 | 26900 | 2252 | 3.5 | 3.1 | Non Federally-Regulated | 11/19/2018 |  | 09/18/2019
FHP Manufacturing Company | Carrier | 50PCH036Z/B/S/E*N6/FA*A/J/D/F |  | Ground-Source | WBAHP: Heat Pump Packaged Unit | Heat Pump | 460 | 3 |  |  |  | Single-Speed |  |  |  | 39900 | 2360 | 16.9 | 13.4 | 26900 | 2252 | 3.5 | 3.1 | Non Federally-Regulated | 11/19/2018 |  | 09/18/2019
FHP Manufacturing Company | Carrier | 50PCV042L/R*C6/FA*A/J/D/F |  | Ground-Source | WBAHP: Heat Pump Packaged Unit | Heat Pump | 460 | 3 |  |  |  | Single-Speed |  |  |  | 42600 | 2878 | 14.8 | 13.4 | 31000 | 2753 | 3.3 | 3.1 | Non Federally-Regulated | 11/19/2018 |  | 09/18/2019
FHP Manufacturing Company | Carrier | 50PCV042L/R*C3/CA*A/J/D/F |  | Ground-Source | WBAHP: Heat Pump Packaged Unit | Heat Pump | 208 | 1 |  |  |  | Single-Speed |  |  |  | 42600 | 2878 | 14.8 | 13.4 | 31000 | 2753 | 3.3 | 3.1 | Non Federally-Regulated | 11/19/2018 |  | 09/18/2019
FHP Manufacturing Company | Carrier | 50PCV042J/K*C3/CA*A/J/D/F |  | Ground-Source | WBAHP: Heat Pump Packaged Unit | Heat Pump | 208 | 1 |  |  |  | Single-Speed |  |  |  | 43500 | 2668 | 16.3 | 13.4 | 30100 | 2520 | 3.5 | 3.1 | Non Federally-Regulated | 11/19/2018 |  | 09/18/2019
FHP Manufacturing Company | Carrier | 50PCH042Z/B/S/E*C3/CA*A/J/D/F |  | Ground-Source | WBAHP: Heat Pump Packaged Unit | Heat Pump | 208 | 1 |  |  |  | Single-Speed |  |  |  | 42600 | 2878 | 14.8 | 13.4 | 31000 | 2753 | 3.3 | 3.1 | Non Federally-Regulated | 11/19/2018 |  | 09/18/2019
FHP Manufacturing Company | Carrier | 50PCH042Z/B/S/E*C6/FA*A/J/D/F |  | Ground-Source | WBAHP: Heat Pump Packaged Unit | Heat Pump | 460 | 3 |  |  |  | Single-Speed |  |  |  | 42600 | 2878 | 14.8 | 13.4 | 31000 | 2753 | 3.3 | 3.1 | Non Federally-Regulated | 11/19/2018 |  | 09/18/2019
FHP Manufacturing Company | Carrier | 50PCH042N/P/W/Y*C3/CA*A/J/D/F |  | Ground-Source | WBAHP: Heat Pump Packaged Unit | Heat Pump | 208 | 1 |  |  |  | Single-Speed |  |  |  | 43500 | 2668 | 16.3 | 13.4 | 30100 | 2520 | 3.5 | 3.1 | Non Federally-Regulated | 11/19/2018 |  | 09/18/2019
FHP Manufacturing Company | Carrier | 50PCH042N/P/W/Y*C6/FA*A/J/D/F |  | Ground-Source | WBAHP: Heat Pump Packaged Unit | Heat Pump | 460 | 3 |  |  |  | Single-Speed |  |  |  | 43500 | 2668 | 16.3 | 13.4 | 30100 | 2520 | 3.5 | 3.1 | Non Federally-Regulated | 11/19/2018 |  | 09/18/2019
FHP Manufacturing Company | Carrier | 50PCH042Z/B/S/E*C6/FA*C/N/E/P |  | Water-Source | WBAHP: Heat Pump Packaged Unit | Heat Pump | 460 | 3 |  |  |  | Single-Speed |  |  |  | 40000 | 2919 | 13.7 | 11.2 | 43000 | 2930 | 4.3 | 4.2 | Federally-Regulated Commercial & Industrial Equipment | 11/28/2018 |  | 09/18/2019
FHP Manufacturing Company | Carrier | 50PCV042J/K*N5/EA*A/J/D/F |  | Ground-Source | WBAHP: Heat Pump Packaged Unit | Heat Pump | 208 | 3 |  |  |  | Single-Speed |  |  |  | 43500 | 2668 | 16.3 | 13.4 | 30100 | 2520 | 3.5 | 3.1 | Non Federally-Regulated | 11/19/2018 |  | 09/18/2019
FHP Manufacturing Company | Carrier | 50PCV042L/R*N6/FA*A/J/D/F |  | Ground-Source | WBAHP: Heat Pump Packaged Unit | Heat Pump | 460 | 3 |  |  |  | Single-Speed |  |  |  | 42600 | 2878 | 14.8 | 13.4 | 31000 | 2753 | 3.3 | 3.1 | Non Federally-Regulated | 11/19/2018 |  | 09/18/2019
FHP Manufacturing Company | Carrier | 50PCH042Z/B/S/E*N3/CA*A/J/D/F |  | Ground-Source | WBAHP: Heat Pump Packaged Unit | Heat Pump | 208 | 1 |  |  |  | Single-Speed |  |  |  | 42600 | 2878 | 14.8 | 13.4 | 31000 | 2753 | 3.3 | 3.1 | Non Federally-Regulated | 11/19/2018 |  | 09/18/2019
FHP Manufacturing Company | Carrier | 50PCH042Z/B/S/E*N5/EA*A/J/D/F |  | Ground-Source | WBAHP: Heat Pump Packaged Unit | Heat Pump | 208 | 3 |  |  |  | Single-Speed |  |  |  | 42600 | 2878 | 14.8 | 13.4 | 31000 | 2753 | 3.3 | 3.1 | Non Federally-Regulated | 11/19/2018 |  | 09/18/2019
FHP Manufacturing Company | Carrier | 50PCH042Z/B/S/E*N6/FA*A/J/D/F |  | Ground-Source | WBAHP: Heat Pump Packaged Unit | Heat Pump | 460 | 3 |  |  |  | Single-Speed |  |  |  | 42600 | 2878 | 14.8 | 13.4 | 31000 | 2753 | 3.3 | 3.1 | Non Federally-Regulated | 11/19/2018 |  | 09/18/2019
FHP Manufacturing Company | Carrier | 50PCH042N/P/W/Y*N6/FA*A/J/D/F |  | Ground-Source | WBAHP: Heat Pump Packaged Unit | Heat Pump | 460 | 3 |  |  |  | Single-Speed |  |  |  | 43500 | 2668 | 16.3 | 13.4 | 30100 | 2520 | 3.5 | 3.1 | Non Federally-Regulated | 11/19/2018 |  | 09/18/2019
FHP Manufacturing Company | Carrier | 50PCV048L/R*C6/FA*A/J/D/F |  | Ground-Source | WBAHP: Heat Pump Packaged Unit | Heat Pump | 460 | 3 |  |  |  | Single-Speed |  |  |  | 48800 | 3275 | 14.9 | 13.4 | 35400 | 3051 | 3.4 | 3.1 | Non Federally-Regulated | 11/19/2018 |  | 09/18/2019
FHP Manufacturing Company | Carrier | 50PCV048J/K*C6/FA*A/J/D/F |  | Ground-Source | WBAHP: Heat Pump Packaged Unit | Heat Pump | 460 | 3 |  |  |  | Single-Speed |  |  |  | 49600 | 3042 | 16.3 | 13.4 | 34600 | 2816 | 3.6 | 3.1 | Non Federally-Regulated | 11/19/2018 |  | 09/18/2019
FHP Manufacturing Company | Carrier | 50PCV048L/R*C5/EA*A/J/D/F |  | Ground-Source | WBAHP: Heat Pump Packaged Unit | Heat Pump | 208 | 3 |  |  |  | Single-Speed |  |  |  | 48800 | 3275 | 14.9 | 13.4 | 35400 | 3051 | 3.4 | 3.1 | Non Federally-Regulated | 11/19/2018 |  | 09/18/2019
FHP Manufacturing Company | Carrier | 50PCV048J/K*C3/CA*A/J/D/F |  | Ground-Source | WBAHP: Heat Pump Packaged Unit | Heat Pump | 208 | 1 |  |  |  | Single-Speed |  |  |  | 49600 | 3042 | 16.3 | 13.4 | 34600 | 2816 | 3.6 | 3.1 | Non Federally-Regulated | 11/19/2018 |  | 09/18/2019
FHP Manufacturing Company | Carrier | 50PCH048Z/B/S/E*C3/CA*A/J/D/F |  | Ground-Source | WBAHP: Heat Pump Packaged Unit | Heat Pump | 208 | 1 |  |  |  | Single-Speed |  |  |  | 48800 | 3275 | 14.9 | 13.4 | 35400 | 3051 | 3.4 | 3.1 | Non Federally-Regulated | 11/19/2018 |  | 09/18/2019
FHP Manufacturing Company | Carrier | 50PCH048N/P/W/Y*C6/FA*A/J/D/F |  | Ground-Source | WBAHP: Heat Pump Packaged Unit | Heat Pump | 460 | 3 |  |  |  | Single-Speed |  |  |  | 49600 | 3042 | 16.3 | 13.4 | 34600 | 2816 | 3.6 | 3.1 | Non Federally-Regulated | 11/19/2018 |  | 09/18/2019
FHP Manufacturing Company | Carrier | 50PCV048J/K*N3/CA*A/J/D/F |  | Ground-Source | WBAHP: Heat Pump Packaged Unit | Heat Pump | 208 | 1 |  |  |  | Single-Speed |  |  |  | 49600 | 3042 | 16.3 | 13.4 | 34600 | 2816 | 3.6 | 3.1 | Non Federally-Regulated | 11/19/2018 |  | 09/18/2019
FHP Manufacturing Company | Carrier | 50PCV048J/K*N6/FA*A/J/D/F |  | Ground-Source | WBAHP: Heat Pump Packaged Unit | Heat Pump | 460 | 3 |  |  |  | Single-Speed |  |  |  | 49600 | 3042 | 16.3 | 13.4 | 34600 | 2816 | 3.6 | 3.1 | Non Federally-Regulated | 11/19/2018 |  | 09/18/2019
FHP Manufacturing Company | Carrier | 50PCH048Z/B/S/E*N1/AA*A/J/D/F |  | Ground-Source | WBAHP: Heat Pump Packaged Unit | Heat Pump | 575 | 3 |  |  |  | Single-Speed |  |  |  | 48800 | 3275 | 14.9 | 13.4 | 35400 | 3051 | 3.4 | 3.1 | Non Federally-Regulated | 11/19/2018 |  | 09/18/2019
FHP Manufacturing Company | Carrier | 50PCH048Z/B/S/E*N6/FA*A/J/D/F |  | Ground-Source | WBAHP: Heat Pump Packaged Unit | Heat Pump | 460 | 3 |  |  |  | Single-Speed |  |  |  | 48800 | 3275 | 14.9 | 13.4 | 35400 | 3051 | 3.4 | 3.1 | Non Federally-Regulated | 11/19/2018 |  | 09/18/2019
FHP Manufacturing Company | Carrier | 50PCH048Z/B/S/E*N3/CA*A/J/D/F |  | Ground-Source | WBAHP: Heat Pump Packaged Unit | Heat Pump | 208 | 1 |  |  |  | Single-Speed |  |  |  | 48800 | 3275 | 14.9 | 13.4 | 35400 | 3051 | 3.4 | 3.1 | Non Federally-Regulated | 11/19/2018 |  | 09/18/2019
FHP Manufacturing Company | Carrier | 50PCH048N/P/W/Y*N3/CA*A/J/D/F |  | Ground-Source | WBAHP: Heat Pump Packaged Unit | Heat Pump | 208 | 1 |  |  |  | Single-Speed |  |  |  | 49600 | 3042 | 16.3 | 13.4 | 34600 | 2816 | 3.6 | 3.1 | Non Federally-Regulated | 11/19/2018 |  | 09/18/2019
FHP Manufacturing Company | Carrier | 50PCV041J/K*C3/CA*A/J/D/F |  | Ground-Source | WBAHP: Heat Pump Packaged Unit | Heat Pump | 208 | 1 |  |  |  | Single-Speed |  |  |  | 42200 | 2654 | 15.9 | 13.4 | 28500 | 2320 | 3.6 | 3.1 | Non Federally-Regulated | 11/19/2018 |  | 09/18/2019
FHP Manufacturing Company | Carrier | 50PCV041J/K*C5/EA*A/J/D/F |  | Ground-Source | WBAHP: Heat Pump Packaged Unit | Heat Pump | 208 | 3 |  |  |  | Single-Speed |  |  |  | 42200 | 2654 | 15.9 | 13.4 | 28500 | 2320 | 3.6 | 3.1 | Non Federally-Regulated | 11/19/2018 |  | 09/18/2019
FHP Manufacturing Company | Carrier | 50PCH030N/P/W/Y*N4/DD*A/J/D/F |  | Ground-Source | WBAHP: Heat Pump Packaged Unit | Heat Pump | 265 | 1 |  |  |  | Single-Speed |  |  |  | 31600 | 1805 | 17.5 | 13.4 | 20400 | 1758 | 3.4 | 3.1 | Non Federally-Regulated | 11/19/2018 |  | 09/18/2019
FHP Manufacturing Company | Carrier | 50PCH030Z/B/S/E*N4/DD*A/J/D/F |  | Ground-Source | WBAHP: Heat Pump Packaged Unit | Heat Pump | 265 | 1 |  |  |  | Single-Speed |  |  |  | 31000 | 2108 | 14.7 | 13.4 | 20900 | 1856 | 3.3 | 3.1 | Non Federally-Regulated | 11/19/2018 |  | 09/18/2019
FHP Manufacturing Company | Carrier | 50PCH030N/P/W/Y*N5/ED*A/J/D/F |  | Ground-Source | WBAHP: Heat Pump Packaged Unit | Heat Pump | 208 | 3 |  |  |  | Single-Speed |  |  |  | 31600 | 1805 | 17.5 | 13.4 | 20400 | 1758 | 3.4 | 3.1 | Non Federally-Regulated | 11/19/2018 |  | 09/18/2019
FHP Manufacturing Company | Carrier | 50PCH030N/P/W/Y*N6/FD*A/J/D/F |  | Ground-Source | WBAHP: Heat Pump Packaged Unit | Heat Pump | 460 | 3 |  |  |  | Single-Speed |  |  |  | 31600 | 1805 | 17.5 | 13.4 | 20400 | 1758 | 3.4 | 3.1 | Non Federally-Regulated | 11/19/2018 |  | 09/18/2019
FHP Manufacturing Company | Carrier | 50PCH030Z/B/S/E*N5/ED*A/J/D/F |  | Ground-Source | WBAHP: Heat Pump Packaged Unit | Heat Pump | 208 | 3 |  |  |  | Single-Speed |  |  |  | 31000 | 2108 | 14.7 | 13.4 | 20900 | 1856 | 3.3 | 3.1 | Non Federally-Regulated | 11/19/2018 |  | 09/18/2019
FHP Manufacturing Company | Carrier | 50PCV030J/K*N4/DD*A/J/D/F |  | Ground-Source | WBAHP: Heat Pump Packaged Unit | Heat Pump | 265 | 1 |  |  |  | Single-Speed |  |  |  | 31600 | 1805 | 17.5 | 13.4 | 20400 | 1758 | 3.4 | 3.1 | Non Federally-Regulated | 11/19/2018 |  | 09/18/2019
FHP Manufacturing Company | Carrier | 50PCV030J/K*N5/ED*A/J/D/F |  | Ground-Source | WBAHP: Heat Pump Packaged Unit | Heat Pump | 208 | 3 |  |  |  | Single-Speed |  |  |  | 31600 | 1805 | 17.5 | 13.4 | 20400 | 1758 | 3.4 | 3.1 | Non Federally-Regulated | 11/19/2018 |  | 09/18/2019
FHP Manufacturing Company | Carrier | 50PCH030N/P/W/Y*C4/DD*A/J/D/F |  | Ground-Source | WBAHP: Heat Pump Packaged Unit | Heat Pump | 265 | 1 |  |  |  | Single-Speed |  |  |  | 31600 | 1805 | 17.5 | 13.4 | 20400 | 1758 | 3.4 | 3.1 | Non Federally-Regulated | 11/19/2018 |  | 09/18/2019
FHP Manufacturing Company | Carrier | 50PCH030Z/B/S/E*C4/DD*A/J/D/F |  | Ground-Source | WBAHP: Heat Pump Packaged Unit | Heat Pump | 265 | 1 |  |  |  | Single-Speed |  |  |  | 31000 | 2108 | 14.7 | 13.4 | 20900 | 1856 | 3.3 | 3.1 | Non Federally-Regulated | 11/19/2018 |  | 09/18/2019
FHP Manufacturing Company | Carrier | 50PCH030Z/B/S/E*C6/FD*A/J/D/F |  | Ground-Source | WBAHP: Heat Pump Packaged Unit | Heat Pump | 460 | 3 |  |  |  | Single-Speed |  |  |  | 31000 | 2108 | 14.7 | 13.4 | 20900 | 1856 | 3.3 | 3.1 | Non Federally-Regulated | 11/19/2018 |  | 09/18/2019
FHP Manufacturing Company | Carrier | 50PCH030N/P/W/Y*C6/FD*A/J/D/F |  | Ground-Source | WBAHP: Heat Pump Packaged Unit | Heat Pump | 460 | 3 |  |  |  | Single-Speed |  |  |  | 31600 | 1805 | 17.5 | 13.4 | 20400 | 1758 | 3.4 | 3.1 | Non Federally-Regulated | 11/19/2018 |  | 09/18/2019
FHP Manufacturing Company | FHP | EP042-4HZ/VT |  | Water-Source | WBAHP: Heat Pump Packaged Unit | Heat Pump | 460 | 3 |  |  |  | Single-Speed |  |  |  | 40600 | 2671 | 15.2 | 11.2 | 42000 | 2238 | 5.5 | 4.2 | Federally-Regulated Commercial & Industrial Equipment | 05/13/2019 |  | 09/18/2019
FHP Manufacturing Company | FHP | EP042-4HZ/VT |  | Ground-Water-Source | WBAHP: Heat Pump Packaged Unit | Heat Pump | 460 | 3 |  |  |  | Single-Speed |  |  |  | 45000 | 1757 | 25.6 | 16.2 | 35000 | 2205 | 4.7 | 3.6 | Non Federally-Regulated | 05/13/2019 |  | 09/18/2019
FHP Manufacturing Company | FHP | EP042-4HZ/VT |  | Ground-Source | WBAHP: Heat Pump Packaged Unit | Heat Pump | 460 | 3 |  |  |  | Single-Speed |  |  |  | 42200 | 2125 | 19.85 | 13.4 | 26800 | 2122 | 3.7 | 3.1 | Non Federally-Regulated | 05/13/2019 |  | 09/18/2019
FHP Manufacturing Company | FHP | EP018-1HZ/VT |  | Water-Source | WBAHP: Heat Pump Packaged Unit | Heat Pump | 208 | 1 |  |  |  | Single-Speed |  |  |  | 19500 | 1189 | 16.4 | 11.2 | 21300 | 1224 | 5.1 | 4.2 | Federally-Regulated Commercial & Industrial Equipment | 05/13/2019 |  | 09/18/2019
FHP Manufacturing Company | FHP | EP018-2HZ/VT |  | Water-Source | WBAHP: Heat Pump Packaged Unit | Heat Pump | 265 | 1 |  |  |  | Single-Speed |  |  |  | 19500 | 1189 | 16.4 | 11.2 | 21300 | 1224 | 5.1 | 4.2 | Federally-Regulated Commercial & Industrial Equipment | 05/13/2019 |  | 09/18/2019
FHP Manufacturing Company | FHP | EP018-1HZ/VT |  | Ground-Water-Source | WBAHP: Heat Pump Packaged Unit | Heat Pump | 208 | 1 |  |  |  | Single-Speed |  |  |  | 21300 | 832 | 25.6 | 16.2 | 17700 | 1152 | 4.5 | 3.6 | Non Federally-Regulated | 05/13/2019 |  | 09/18/2019
FHP Manufacturing Company | FHP | EP018-2HZ/VT |  | Ground-Water-Source | WBAHP: Heat Pump Packaged Unit | Heat Pump | 265 | 1 |  |  |  | Single-Speed |  |  |  | 21300 | 832 | 25.6 | 16.2 | 17700 | 1152 | 4.5 | 3.6 | Non Federally-Regulated | 05/13/2019 |  | 09/18/2019
FHP Manufacturing Company | FHP | EP042-3HZ/VT |  | Water-Source | WBAHP: Heat Pump Packaged Unit | Heat Pump | 208 | 3 |  |  |  | Single-Speed |  |  |  | 40600 | 2671 | 15.2 | 11.2 | 42400 | 2259 | 5.5 | 4.2 | Federally-Regulated Commercial & Industrial Equipment | 05/13/2019 |  | 09/18/2019
FHP Manufacturing Company | FHP | EP018-2HZ/VT |  | Ground-Source | WBAHP: Heat Pump Packaged Unit | Heat Pump | 265 | 1 |  |  |  | Single-Speed |  |  |  | 20500 | 1078 | 19 | 13.4 | 14800 | 1141 | 3.8 | 3.1 | Non Federally-Regulated | 05/13/2019 |  | 09/18/2019
FHP Manufacturing Company | FHP | EP018-1HZ/VT |  | Ground-Source | WBAHP: Heat Pump Packaged Unit | Heat Pump | 208 | 1 |  |  |  | Single-Speed |  |  |  | 20500 | 1078 | 19 | 13.4 | 14800 | 1141 | 3.8 | 3.1 | Non Federally-Regulated | 05/13/2019 |  | 09/18/2019
FHP Manufacturing Company | FHP | EP042-3HZ/VT |  | Ground-Water-Source | WBAHP: Heat Pump Packaged Unit | Heat Pump | 208 | 3 |  |  |  | Single-Speed |  |  |  | 45000 | 1757 | 25.6 | 16.2 | 35000 | 2205 | 4.7 | 3.6 | Non Federally-Regulated | 05/13/2019 |  | 09/18/2019
FHP Manufacturing Company | FHP | LM048-1CS*-*****A | LM048-1AV/AH*-***A*A | Water-Source | WBAHP-CB: Heat Pump Split Syst | Both Heat Pump and Electric Re | 208 | 1 | False |  |  | Dual-Speed |  |  |  | 46900 | 3147 | 14.9 | 12 | 56800 | 3140 | 5.3 | 4.2 | Federally-Regulated Commercial & Industrial Equipment | 06/10/2019 |  | 09/18/2019
FHP Manufacturing Company | FHP | EP048-1HZ/VT |  | Water-Source | WBAHP: Heat Pump Packaged Unit | Heat Pump | 208 | 1 |  |  |  | Single-Speed |  |  |  | 47400 | 3160 | 15 | 11.2 | 50000 | 2764 | 5.3 | 4.2 | Federally-Regulated Commercial & Industrial Equipment | 05/13/2019 |  | 09/18/2019
FHP Manufacturing Company | FHP | EP042-3HZ/VT |  | Ground-Source | WBAHP: Heat Pump Packaged Unit | Heat Pump | 208 | 3 |  |  |  | Single-Speed |  |  |  | 42200 | 2125 | 19.85 | 13.4 | 26800 | 2122 | 3.7 | 3.1 | Non Federally-Regulated | 05/13/2019 |  | 09/18/2019
FHP Manufacturing Company | FHP | EP048-1HZ/VT |  | Ground-Water-Source | WBAHP: Heat Pump Packaged Unit | Heat Pump | 208 | 1 |  |  |  | Single-Speed |  |  |  | 52900 | 2190 | 24.15 | 16.2 | 40500 | 2760 | 4.3 | 3.6 | Non Federally-Regulated | 05/13/2019 |  | 09/18/2019
FHP Manufacturing Company | FHP | LM048-1CS*-*****A | LM048-1AV/AH*-***A*A | Ground-Water-Source | WBAHP-CB: Heat Pump Split Syst | Both Heat Pump and Electric Re | 208 | 1 | False |  |  | Dual-Speed |  |  |  | 52800 | 2433 | 21.7 | 16.2 | 46600 | 2968 | 4.6 | 3.6 | Non Federally-Regulated | 06/10/2019 |  | 09/18/2019
FHP Manufacturing Company | FHP | EP048-1HZ/VT |  | Ground-Source | WBAHP: Heat Pump Packaged Unit | Heat Pump | 208 | 1 |  |  |  | Single-Speed |  |  |  | 49500 | 2788 | 17.75 | 13.4 | 33400 | 2645 | 3.7 | 3.1 | Non Federally-Regulated | 05/13/2019 |  | 09/18/2019
FHP Manufacturing Company | FHP | LM024-1CS*-*****A | LM024-1AV/AH*-***A*A | Water-Source | WBAHP-CB: Heat Pump Split Syst | Both Heat Pump and Electric Re | 208 | 1 | False |  |  | Dual-Speed |  |  |  | 23100 | 1509 | 15.3 | 12 | 26400 | 1487 | 5.2 | 4.2 | Federally-Regulated Commercial & Industrial Equipment | 06/10/2019 |  | 09/18/2019
FHP Manufacturing Company | FHP | LM048-1CS*-*****A | LM048-1AV/AH*-***A*A | Ground-Source | WBAHP-CB: Heat Pump Split Syst | Both Heat Pump and Electric Re | 208 | 1 | False |  |  | Dual-Speed |  |  |  | 48900 | 2859 | 17.1 | 13.4 | 37800 | 2840 | 3.9 | 3.1 | Non Federally-Regulated | 06/10/2019 |  | 09/18/2019
FHP Manufacturing Company | FHP | LM024-1CS*-*****A | LM024-1AV/AH*-***A*A | Ground-Water-Source | WBAHP-CB: Heat Pump Split Syst | Both Heat Pump and Electric Re | 208 | 1 | False |  |  | Dual-Speed |  |  |  | 28500 | 1144 | 24.9 | 16.2 | 22200 | 1445 | 4.5 | 3.6 | Non Federally-Regulated | 06/10/2019 |  | 09/18/2019
FHP Manufacturing Company | FHP | EP048-3HZ/VT |  | Water-Source | WBAHP: Heat Pump Packaged Unit | Heat Pump | 208 | 3 |  |  |  | Single-Speed |  |  |  | 47400 | 3160 | 15 | 11.2 | 50000 | 2764 | 5.3 | 4.2 | Federally-Regulated Commercial & Industrial Equipment | 05/13/2019 |  | 09/18/2019
FHP Manufacturing Company | FHP | LM024-1CS*-*****A | LM024-1AV/AH*-***A*A | Ground-Source | WBAHP-CB: Heat Pump Split Syst | Both Heat Pump and Electric Re | 208 | 1 | False |  |  | Dual-Speed |  |  |  | 26200 | 1357 | 19.3 | 13.4 | 17700 | 1365 | 3.8 | 3.1 | Non Federally-Regulated | 06/10/2019 |  | 09/18/2019
FHP Manufacturing Company | FHP | EP048-3HZ/VT |  | Ground-Water-Source | WBAHP: Heat Pump Packaged Unit | Heat Pump | 208 | 3 |  |  |  | Single-Speed |  |  |  | 52900 | 2190 | 24.15 | 16.2 | 40500 | 2760 | 4.3 | 3.6 | Non Federally-Regulated | 05/13/2019 |  | 09/18/2019
FHP Manufacturing Company | FHP | LM036-1CS*-*****A | LM036-1AV/AH*-***A*A | Water-Source | WBAHP-CB: Heat Pump Split Syst | Both Heat Pump and Electric Re | 208 | 1 | False |  |  | Dual-Speed |  |  |  | 36100 | 2406 | 15 | 12 | 44100 | 2534 | 5.1 | 4.2 | Federally-Regulated Commercial & Industrial Equipment | 06/10/2019 |  | 09/18/2019
FHP Manufacturing Company | FHP | LM036-1CS*-*****A | LM036-1AV/AH*-***A*A | Ground-Water-Source | WBAHP-CB: Heat Pump Split Syst | Both Heat Pump and Electric Re | 208 | 1 | False |  |  | Dual-Speed |  |  |  | 40900 | 1817 | 22.5 | 16.2 | 35200 | 2292 | 4.5 | 3.6 | Non Federally-Regulated | 06/10/2019 |  | 09/18/2019
FHP Manufacturing Company | FHP | EP048-3HZ/VT |  | Ground-Source | WBAHP: Heat Pump Packaged Unit | Heat Pump | 208 | 3 |  |  |  | Single-Speed |  |  |  | 49500 | 2788 | 17.75 | 13.4 | 33400 | 2645 | 3.7 | 3.1 | Non Federally-Regulated | 05/13/2019 |  | 09/18/2019
FHP Manufacturing Company | FHP | LM036-1CS*-*****A | LM036-1AV/AH*-***A*A | Ground-Source | WBAHP-CB: Heat Pump Split Syst | Both Heat Pump and Electric Re | 208 | 1 | False |  |  | Dual-Speed |  |  |  | 37900 | 2190 | 17.3 | 13.4 | 27400 | 2113 | 3.8 | 3.1 | Non Federally-Regulated | 06/10/2019 |  | 09/18/2019
FHP Manufacturing Company | FHP | LM060-1CS*-*****A | LM060-1AV/AH*-***A*A | Water-Source | WBAHP-CB: Heat Pump Split Syst | Both Heat Pump and Electric Re | 208 | 1 | False |  |  | Dual-Speed |  |  |  | 56100 | 3978 | 14.1 | 12 | 74500 | 4366 | 5 | 4.2 | Federally-Regulated Commercial & Industrial Equipment | 06/10/2019 |  | 09/18/2019
FHP Manufacturing Company | FHP | EP042-1HZ/VT |  | Water-Source | WBAHP: Heat Pump Packaged Unit | Heat Pump | 208 | 1 |  |  |  | Single-Speed |  |  |  | 40600 | 2671 | 15.2 | 11.2 | 42400 | 2259 | 5.5 | 4.2 | Federally-Regulated Commercial & Industrial Equipment | 05/13/2019 |  | 09/18/2019
FHP Manufacturing Company | FHP | LM060-1CS*-*****A | LM060-1AV/AH*-***A*A | Ground-Water-Source | WBAHP-CB: Heat Pump Split Syst | Both Heat Pump and Electric Re | 208 | 1 | False |  |  | Dual-Speed |  |  |  | 64500 | 3146 | 20.5 | 16.2 | 60500 | 4029 | 4.4 | 3.6 | Non Federally-Regulated | 06/10/2019 |  | 09/18/2019
FHP Manufacturing Company | FHP | EP042-1HZ/VT |  | Ground-Water-Source | WBAHP: Heat Pump Packaged Unit | Heat Pump | 208 | 1 |  |  |  | Single-Speed |  |  |  | 45000 | 1757 | 25.6 | 16.2 | 35000 | 2205 | 4.7 | 3.6 | Non Federally-Regulated | 05/13/2019 |  | 09/18/2019
FHP Manufacturing Company | FHP | LM060-1CS*-*****A | LM060-1AV/AH*-***A*A | Ground-Source | WBAHP-CB: Heat Pump Split Syst | Both Heat Pump and Electric Re | 208 | 1 | False |  |  | Dual-Speed |  |  |  | 58900 | 3658 | 16.1 | 13.4 | 49000 | 3779 | 3.8 | 3.1 | Non Federally-Regulated | 06/10/2019 |  | 09/18/2019
FHP Manufacturing Company | FHP | EP042-1HZ/VT |  | Ground-Source | WBAHP: Heat Pump Packaged Unit | Heat Pump | 208 | 1 |  |  |  | Single-Speed |  |  |  | 42200 | 2125 | 19.85 | 13.4 | 26800 | 2122 | 3.7 | 3.1 | Non Federally-Regulated | 05/13/2019 |  | 09/18/2019
FHP Manufacturing Company | FHP | EP048-4HZ/VT |  | Water-Source | WBAHP: Heat Pump Packaged Unit | Heat Pump | 460 | 3 |  |  |  | Single-Speed |  |  |  | 47400 | 3160 | 15 | 11.2 | 50000 | 2764 | 5.3 | 4.2 | Federally-Regulated Commercial & Industrial Equipment | 05/13/2019 |  | 09/18/2019
FHP Manufacturing Company | FHP | EP048-4HZ/VT |  | Ground-Water-Source | WBAHP: Heat Pump Packaged Unit | Heat Pump | 460 | 3 |  |  |  | Single-Speed |  |  |  | 52900 | 2190 | 24.15 | 16.2 | 40500 | 2760 | 4.3 | 3.6 | Non Federally-Regulated | 05/13/2019 |  | 09/18/2019
FHP Manufacturing Company | FHP | EP048-4HZ/VT |  | Ground-Source | WBAHP: Heat Pump Packaged Unit | Heat Pump | 460 | 3 |  |  |  | Single-Speed |  |  |  | 49500 | 2788 | 17.75 | 13.4 | 33400 | 2645 | 3.7 | 3.1 | Non Federally-Regulated | 05/13/2019 |  | 09/18/2019
FHP Manufacturing Company | FHP | CA018-1**-*****B |  | Water-Source | WBAHP-O: Heat Pump Packaged Un | Heat Pump | 208 | 1 |  |  |  | Single-Speed |  |  |  | 16900 | 1385 | 12.2 | 11.2 | 20800 | 1417 | 4.3 | 4.2 | Federally-Regulated Commercial & Industrial Equipment | 11/28/2018 |  | 09/18/2019
FHP Manufacturing Company | FHP | CA018-1**-*****B |  | Ground-Water-Source | WBAHP-O: Heat Pump Packaged Un | Heat Pump | 208 | 1 |  |  |  | Single-Speed |  |  |  | 20100 | 1104 | 18.2 | 16.2 | 17500 | 1424 | 3.6 | 3.6 | Non Federally-Regulated | 11/28/2018 |  | 09/18/2019
FHP Manufacturing Company | FHP | CA018-1**-*****B |  | Ground-Source | WBAHP-O: Heat Pump Packaged Un | Heat Pump | 208 | 1 |  |  |  | Single-Speed |  |  |  | 17900 | 1260 | 14.2 | 13.4 | 13900 | 1273 | 3.2 | 3.1 | Non Federally-Regulated | 11/28/2018 |  | 09/18/2019
FHP Manufacturing Company | FHP | CA018-2**-*****B |  | Water-Source | WBAHP-O: Heat Pump Packaged Un | Heat Pump | 265 | 1 |  |  |  | Single-Speed |  |  |  | 16900 | 1385 | 12.2 | 11.2 | 20800 | 1417 | 4.3 | 4.2 | Federally-Regulated Commercial & Industrial Equipment | 11/28/2018 |  | 09/18/2019
FHP Manufacturing Company | FHP | CA018-2**-*****B |  | Ground-Water-Source | WBAHP-O: Heat Pump Packaged Un | Heat Pump | 265 | 1 |  |  |  | Single-Speed |  |  |  | 20100 | 1104 | 18.2 | 16.2 | 17500 | 1424 | 3.6 | 3.6 | Non Federally-Regulated | 11/28/2018 |  | 09/18/2019
FHP Manufacturing Company | FHP | CA018-2**-*****B |  | Ground-Source | WBAHP-O: Heat Pump Packaged Un | Heat Pump | 265 | 1 |  |  |  | Single-Speed |  |  |  | 17900 | 1260 | 14.2 | 13.4 | 13900 | 1273 | 3.2 | 3.1 | Non Federally-Regulated | 11/28/2018 |  | 09/18/2019
FHP Manufacturing Company | FHP | LV024-3HZC-***P*B-**S |  | Water-Source | WBAHP: Heat Pump Packaged Unit | Heat Pump | 208 | 3 |  |  |  | Single-Speed |  |  |  | 23400 | 1746 | 13.4 | 11.2 | 26600 | 1771 | 4.4 | 4.2 | Federally-Regulated Commercial & Industrial Equipment | 11/28/2018 |  | 09/18/2019
FHP Manufacturing Company | FHP | LV042-4HZC-***P*B-**S |  | Water-Source | WBAHP: Heat Pump Packaged Unit | Heat Pump | 460 | 3 |  |  |  | Single-Speed |  |  |  | 40000 | 2919 | 13.7 | 11.2 | 43000 | 2930 | 4.3 | 4.2 | Federally-Regulated Commercial & Industrial Equipment | 11/28/2018 |  | 09/18/2019
FHP Manufacturing Company | Carrier | 50PCH030Z/B/S/E*C5/ED*A/J/D/F |  | Ground-Source | WBAHP: Heat Pump Packaged Unit | Heat Pump | 208 | 3 |  |  |  | Single-Speed |  |  |  | 31000 | 2108 | 14.7 | 13.4 | 20900 | 1856 | 3.3 | 3.1 | Non Federally-Regulated | 11/19/2018 |  | 09/18/2019
FHP Manufacturing Company | Carrier | 50PCV030J/K*C4/DD*A/J/D/F |  | Ground-Source | WBAHP: Heat Pump Packaged Unit | Heat Pump | 265 | 1 |  |  |  | Single-Speed |  |  |  | 31600 | 1805 | 17.5 | 13.4 | 20400 | 1758 | 3.4 | 3.1 | Non Federally-Regulated | 11/19/2018 |  | 09/18/2019
FHP Manufacturing Company | Carrier | 50PCV030L/R*C4/DD*A/J/D/F |  | Ground-Source | WBAHP: Heat Pump Packaged Unit | Heat Pump | 265 | 1 |  |  |  | Single-Speed |  |  |  | 31000 | 2108 | 14.7 | 13.4 | 20900 | 1856 | 3.3 | 3.1 | Non Federally-Regulated | 11/19/2018 |  | 09/18/2019
FHP Manufacturing Company | Carrier | 50PCV030L/R*C6/FD*A/J/D/F |  | Ground-Source | WBAHP: Heat Pump Packaged Unit | Heat Pump | 460 | 3 |  |  |  | Single-Speed |  |  |  | 31000 | 2108 | 14.7 | 13.4 | 20900 | 1856 | 3.3 | 3.1 | Non Federally-Regulated | 11/19/2018 |  | 09/18/2019
FHP Manufacturing Company | Carrier | 50PCV030J/K*C6/FD*A/J/D/F |  | Ground-Source | WBAHP: Heat Pump Packaged Unit | Heat Pump | 460 | 3 |  |  |  | Single-Speed |  |  |  | 31600 | 1805 | 17.5 | 13.4 | 20400 | 1758 | 3.4 | 3.1 | Non Federally-Regulated | 11/19/2018 |  | 09/18/2019
FHP Manufacturing Company | Carrier | 50PCH030N/P/W/Y*N3/CD*A/J/D/F |  | Ground-Source | WBAHP: Heat Pump Packaged Unit | Heat Pump | 208 | 1 |  |  |  | Single-Speed |  |  |  | 31600 | 1805 | 17.5 | 13.4 | 20400 | 1758 | 3.4 | 3.1 | Non Federally-Regulated | 11/19/2018 |  | 09/18/2019
FHP Manufacturing Company | Carrier | 50PCV030L/R*C5/ED*A/J/D/F |  | Ground-Source | WBAHP: Heat Pump Packaged Unit | Heat Pump | 208 | 3 |  |  |  | Single-Speed |  |  |  | 31000 | 2108 | 14.7 | 13.4 | 20900 | 1856 | 3.3 | 3.1 | Non Federally-Regulated | 11/19/2018 |  | 09/18/2019
FHP Manufacturing Company | Carrier | 50PCV030J/K*N3/CD*A/J/D/F |  | Ground-Source | WBAHP: Heat Pump Packaged Unit | Heat Pump | 208 | 1 |  |  |  | Single-Speed |  |  |  | 31600 | 1805 | 17.5 | 13.4 | 20400 | 1758 | 3.4 | 3.1 | Non Federally-Regulated | 11/19/2018 |  | 09/18/2019
FHP Manufacturing Company | Carrier | 50PCH030Z/B/S/E*N3/CD*A/J/D/F |  | Ground-Source | WBAHP: Heat Pump Packaged Unit | Heat Pump | 208 | 1 |  |  |  | Single-Speed |  |  |  | 31000 | 2108 | 14.7 | 13.4 | 20900 | 1856 | 3.3 | 3.1 | Non Federally-Regulated | 11/19/2018 |  | 09/18/2019
FHP Manufacturing Company | Carrier | 50PCH030N/P/W/Y*C3/CD*A/J/D/F |  | Ground-Source | WBAHP: Heat Pump Packaged Unit | Heat Pump | 208 | 1 |  |  |  | Single-Speed |  |  |  | 31600 | 1805 | 17.5 | 13.4 | 20400 | 1758 | 3.4 | 3.1 | Non Federally-Regulated | 11/19/2018 |  | 09/18/2019
FHP Manufacturing Company | Carrier | 50PCV030L/R*C3/CD*A/J/D/F |  | Ground-Source | WBAHP: Heat Pump Packaged Unit | Heat Pump | 208 | 1 |  |  |  | Single-Speed |  |  |  | 31000 | 2108 | 14.7 | 13.4 | 20900 | 1856 | 3.3 | 3.1 | Non Federally-Regulated | 11/19/2018 |  | 09/18/2019
FHP Manufacturing Company | Carrier | 50PEC09****3/B |  | Water-Source | WBAHP-O: Heat Pump Packaged Un | Heat Pump | 200 | 1 |  |  |  | Single-Speed |  |  |  | 8700 | 669 | 13 | 11.2 | 9500 | 618 | 4.5 | 4.2 | Federally-Regulated Commercial & Industrial Equipment | 01/11/2019 |  | 09/18/2019
FHP Manufacturing Company | Carrier | 50PEC09****3/B |  | Ground-Water-Source | WBAHP-O: Heat Pump Packaged Un | Heat Pump | 200 | 1 |  |  |  | Single-Speed |  |  |  | 10300 | 479 | 21.5 | 16.2 | 8000 | 601 | 3.9 | 3.6 | Non Federally-Regulated | 01/11/2019 |  | 09/18/2019
FHP Manufacturing Company | Carrier | 50PEC09****3/B |  | Ground-Source | WBAHP-O: Heat Pump Packaged Un | Heat Pump | 200 | 1 |  |  |  | Single-Speed |  |  |  | 9100 | 587 | 15.5 | 13.4 | 6000 | 549 | 3.2 | 3.1 | Non Federally-Regulated | 01/11/2019 |  | 09/18/2019
FHP Manufacturing Company | Carrier | 50PEC09****4/B |  | Water-Source | WBAHP-O: Heat Pump Packaged Un | Heat Pump | 265 | 1 |  |  |  | Single-Speed |  |  |  | 8700 | 669 | 13 | 11.2 | 9500 | 618 | 4.5 | 4.2 | Federally-Regulated Commercial & Industrial Equipment | 01/11/2019 |  | 09/18/2019
FHP Manufacturing Company | Carrier | 50PEC09****4/B |  | Ground-Water-Source | WBAHP-O: Heat Pump Packaged Un | Heat Pump | 265 | 1 |  |  |  | Single-Speed |  |  |  | 10300 | 479 | 21.5 | 16.2 | 8000 | 601 | 3.9 | 3.6 | Non Federally-Regulated | 01/11/2019 |  | 09/18/2019
FHP Manufacturing Company | Carrier | 50PEC09****4/B |  | Ground-Source | WBAHP-O: Heat Pump Packaged Un | Heat Pump | 265 | 1 |  |  |  | Single-Speed |  |  |  | 9100 | 587 | 15.5 | 13.4 | 6000 | 549 | 3.2 | 3.1 | Non Federally-Regulated | 01/11/2019 |  | 09/18/2019
FHP Manufacturing Company | GEOEXCEL | RD018-2VT/CFC-***P*B-**T/G |  | Water-Source | WBAHP: Heat Pump Packaged Unit | Heat Pump | 265 | 1 |  |  |  | Single-Speed |  |  |  | 19400 | 1447 | 13.4 | 11.2 | 22200 | 1414 | 4.6 | 4.2 | Federally-Regulated Commercial & Industrial Equipment | 05/28/2019 |  | 09/18/2019
FHP Manufacturing Company | GEOEXCEL | RD018-2VT/CFC-***P*B-**T/G |  | Ground-Source | WBAHP: Heat Pump Packaged Unit | Heat Pump | 265 | 1 |  |  |  | Single-Speed |  |  |  | 21200 | 1341 | 15.8 | 13.4 | 14300 | 1197 | 3.5 | 3.1 | Non Federally-Regulated | 05/28/2019 |  | 09/18/2019
FHP Manufacturing Company | GEOEXCEL | RD018-2VT/CFC-***T/A*B-**S |  | Water-Source | WBAHP: Heat Pump Packaged Unit | Heat Pump | 265 | 1 |  |  |  | Single-Speed |  |  |  | 19700 | 1377 | 14.3 | 11.2 | 21900 | 1337 | 4.8 | 4.2 | Federally-Regulated Commercial & Industrial Equipment | 05/28/2019 |  | 09/18/2019
FHP Manufacturing Company | GEOEXCEL | RD018-2VT/CFC-***T/A*B-**T/G |  | Water-Source | WBAHP: Heat Pump Packaged Unit | Heat Pump | 265 | 1 |  |  |  | Single-Speed |  |  |  | 19700 | 1382 | 14.25 | 11.2 | 21900 | 1337 | 4.8 | 4.2 | Federally-Regulated Commercial & Industrial Equipment | 05/28/2019 |  | 09/18/2019
FHP Manufacturing Company | GEOEXCEL | RD018-2VT/CFC-***T/A*B-**T/G |  | Ground-Source | WBAHP: Heat Pump Packaged Unit | Heat Pump | 265 | 1 |  |  |  | Single-Speed |  |  |  | 21500 | 1352 | 15.9 | 13.4 | 14100 | 1116 | 3.7 | 3.1 | Non Federally-Regulated | 05/28/2019 |  | 09/18/2019
FHP Manufacturing Company | GEOEXCEL | RD018-1VT/CFC-***P*B-**T/G |  | Water-Source | WBAHP: Heat Pump Packaged Unit | Heat Pump | 208 | 1 |  |  |  | Single-Speed |  |  |  | 19400 | 1447 | 13.4 | 11.2 | 22200 | 1414 | 4.6 | 4.2 | Federally-Regulated Commercial & Industrial Equipment | 05/28/2019 |  | 09/18/2019
FHP Manufacturing Company | GEOEXCEL | RD018-1HZC-***P*B-**T/G |  | Water-Source | WBAHP: Heat Pump Packaged Unit | Heat Pump | 208 | 1 |  |  |  | Single-Speed |  |  |  | 19400 | 1447 | 13.4 | 11.2 | 22200 | 1414 | 4.6 | 4.2 | Federally-Regulated Commercial & Industrial Equipment | 05/28/2019 |  | 09/18/2019
FHP Manufacturing Company | GEOEXCEL | RD018-2HZC-***T/A*B-**T/G |  | Water-Source | WBAHP: Heat Pump Packaged Unit | Heat Pump | 265 | 1 |  |  |  | Single-Speed |  |  |  | 19700 | 1382 | 14.25 | 11.2 | 21900 | 1337 | 4.8 | 4.2 | Federally-Regulated Commercial & Industrial Equipment | 05/28/2019 |  | 09/18/2019
FHP Manufacturing Company | GEOEXCEL | RD018-1VT/CFC-***P*B-**T/G |  | Ground-Source | WBAHP: Heat Pump Packaged Unit | Heat Pump | 208 | 1 |  |  |  | Single-Speed |  |  |  | 21200 | 1341 | 15.8 | 13.4 | 14300 | 1197 | 3.5 | 3.1 | Non Federally-Regulated | 05/28/2019 |  | 09/18/2019
FHP Manufacturing Company | GEOEXCEL | RD018-2HZC-***T/A*B-**T/G |  | Ground-Source | WBAHP: Heat Pump Packaged Unit | Heat Pump | 265 | 1 |  |  |  | Single-Speed |  |  |  | 21500 | 1352 | 15.9 | 13.4 | 14100 | 1116 | 3.7 | 3.1 | Non Federally-Regulated | 05/28/2019 |  | 09/18/2019
FHP Manufacturing Company | GEOEXCEL | RD018-1VT/CFC-***T/A*B-**S |  | Water-Source | WBAHP: Heat Pump Packaged Unit | Heat Pump | 208 | 1 |  |  |  | Single-Speed |  |  |  | 19700 | 1377 | 14.3 | 11.2 | 21900 | 1337 | 4.8 | 4.2 | Federally-Regulated Commercial & Industrial Equipment | 05/28/2019 |  | 09/18/2019
FHP Manufacturing Company | GEOEXCEL | RD018-1HZC-***P*B-**T/G |  | Ground-Source | WBAHP: Heat Pump Packaged Unit | Heat Pump | 208 | 1 |  |  |  | Single-Speed |  |  |  | 21200 | 1341 | 15.8 | 13.4 | 14300 | 1197 | 3.5 | 3.1 | Non Federally-Regulated | 05/28/2019 |  | 09/18/2019
FHP Manufacturing Company | GEOEXCEL | RD018-1HZC-***T/A*B-**T/G |  | Water-Source | WBAHP: Heat Pump Packaged Unit | Heat Pump | 208 | 1 |  |  |  | Single-Speed |  |  |  | 19700 | 1382 | 14.25 | 11.2 | 21900 | 1337 | 4.8 | 4.2 | Federally-Regulated Commercial & Industrial Equipment | 05/28/2019 |  | 09/18/2019
FHP Manufacturing Company | GEOEXCEL | RD018-1HZC-***T/A*B-**T/G |  | Ground-Source | WBAHP: Heat Pump Packaged Unit | Heat Pump | 208 | 1 |  |  |  | Single-Speed |  |  |  | 21500 | 1352 | 15.9 | 13.4 | 14100 | 1116 | 3.7 | 3.1 | Non Federally-Regulated | 05/28/2019 |  | 09/18/2019
FHP Manufacturing Company | GEOEXCEL | RD018-2HZC-***P*B-**T/G |  | Water-Source | WBAHP: Heat Pump Packaged Unit | Heat Pump | 265 | 1 |  |  |  | Single-Speed |  |  |  | 19400 | 1447 | 13.4 | 11.2 | 22200 | 1414 | 4.6 | 4.2 | Federally-Regulated Commercial & Industrial Equipment | 05/28/2019 |  | 09/18/2019
FHP Manufacturing Company | GEOEXCEL | RD018-2VT/CFC-***P*B-**S |  | Water-Source | WBAHP: Heat Pump Packaged Unit | Heat Pump | 265 | 1 |  |  |  | Single-Speed |  |  |  | 19400 | 1447 | 13.4 | 11.2 | 22200 | 1414 | 4.6 | 4.2 | Federally-Regulated Commercial & Industrial Equipment | 05/28/2019 |  | 09/18/2019
FHP Manufacturing Company | GEOEXCEL | RD018-2HZC-***P*B-**T/G |  | Ground-Source | WBAHP: Heat Pump Packaged Unit | Heat Pump | 265 | 1 |  |  |  | Single-Speed |  |  |  | 21200 | 1341 | 15.8 | 13.4 | 14300 | 1197 | 3.5 | 3.1 | Non Federally-Regulated | 05/28/2019 |  | 09/18/2019
FHP Manufacturing Company | GEOEXCEL | RD018-1VT/CFC-***T/A*B-**T/G |  | Water-Source | WBAHP: Heat Pump Packaged Unit | Heat Pump | 208 | 1 |  |  |  | Single-Speed |  |  |  | 19700 | 1382 | 14.25 | 11.2 | 21900 | 1337 | 4.8 | 4.2 | Federally-Regulated Commercial & Industrial Equipment | 05/28/2019 |  | 09/18/2019
FHP Manufacturing Company | GEOEXCEL | RD018-1VT/CFC-***P*B-**S |  | Water-Source | WBAHP: Heat Pump Packaged Unit | Heat Pump | 208 | 1 |  |  |  | Single-Speed |  |  |  | 19400 | 1447 | 13.4 | 11.2 | 22200 | 1414 | 4.6 | 4.2 | Federally-Regulated Commercial & Industrial Equipment | 05/28/2019 |  | 09/18/2019
FHP Manufacturing Company | GEOEXCEL | RD018-2HZN-***T/A*B-**T/G |  | Water-Source | WBAHP: Heat Pump Packaged Unit | Heat Pump | 265 | 1 |  |  |  | Single-Speed |  |  |  | 19700 | 1448 | 13.6 | 11.2 | 21900 | 1351 | 4.8 | 4.2 | Federally-Regulated Commercial & Industrial Equipment | 05/28/2019 |  | 09/18/2019
FHP Manufacturing Company | GEOEXCEL | RD018-1VT/CFC-***T/A*B-**T/G |  | Ground-Source | WBAHP: Heat Pump Packaged Unit | Heat Pump | 208 | 1 |  |  |  | Single-Speed |  |  |  | 21500 | 1352 | 15.9 | 13.4 | 14100 | 1116 | 3.7 | 3.1 | Non Federally-Regulated | 05/28/2019 |  | 09/18/2019
FHP Manufacturing Company | GEOEXCEL | RD018-1HZC-***T/A*B-**S |  | Water-Source | WBAHP: Heat Pump Packaged Unit | Heat Pump | 208 | 1 |  |  |  | Single-Speed |  |  |  | 19700 | 1377 | 14.3 | 11.2 | 21900 | 1337 | 4.8 | 4.2 | Federally-Regulated Commercial & Industrial Equipment | 05/28/2019 |  | 09/18/2019
FHP Manufacturing Company | GEOEXCEL | RD018-2HZN-***T/A*B-**T/G |  | Ground-Source | WBAHP: Heat Pump Packaged Unit | Heat Pump | 265 | 1 |  |  |  | Single-Speed |  |  |  | 21500 | 1352 | 15.9 | 13.4 | 14100 | 1116 | 3.7 | 3.1 | Non Federally-Regulated | 05/28/2019 |  | 09/18/2019
FHP Manufacturing Company | GEOEXCEL | RD018-1VT/CFN-***T/A*B-**T/G |  | Water-Source | WBAHP: Heat Pump Packaged Unit | Heat Pump | 208 | 1 |  |  |  | Single-Speed |  |  |  | 19700 | 1448 | 13.6 | 11.2 | 21900 | 1351 | 4.8 | 4.2 | Federally-Regulated Commercial & Industrial Equipment | 05/28/2019 |  | 09/18/2019
FHP Manufacturing Company | GEOEXCEL | RD018-2HZC-***T/A*B-**S |  | Water-Source | WBAHP: Heat Pump Packaged Unit | Heat Pump | 265 | 1 |  |  |  | Single-Speed |  |  |  | 19700 | 1377 | 14.3 | 11.2 | 21900 | 1337 | 4.8 | 4.2 | Federally-Regulated Commercial & Industrial Equipment | 05/28/2019 |  | 09/18/2019
FHP Manufacturing Company | GEOEXCEL | RD018-1VT/CFN-***T/A*B-**T/G |  | Ground-Source | WBAHP: Heat Pump Packaged Unit | Heat Pump | 208 | 1 |  |  |  | Single-Speed |  |  |  | 21500 | 1352 | 15.9 | 13.4 | 14100 | 1116 | 3.7 | 3.1 | Non Federally-Regulated | 05/28/2019 |  | 09/18/2019
FHP Manufacturing Company | GEOEXCEL | RD018-1HZN-***T/A*B-**T/G |  | Water-Source | WBAHP: Heat Pump Packaged Unit | Heat Pump | 208 | 1 |  |  |  | Single-Speed |  |  |  | 19700 | 1448 | 13.6 | 11.2 | 21900 | 1351 | 4.8 | 4.2 | Federally-Regulated Commercial & Industrial Equipment | 05/28/2019 |  | 09/18/2019
FHP Manufacturing Company | GEOEXCEL | RD018-1HZC-***P*B-**S |  | Water-Source | WBAHP: Heat Pump Packaged Unit | Heat Pump | 208 | 1 |  |  |  | Single-Speed |  |  |  | 19400 | 1447 | 13.4 | 11.2 | 22200 | 1414 | 4.6 | 4.2 | Federally-Regulated Commercial & Industrial Equipment | 05/28/2019 |  | 09/18/2019
FHP Manufacturing Company | GEOEXCEL | RD018-2VT/CFN-***T/A*B-**T/G |  | Water-Source | WBAHP: Heat Pump Packaged Unit | Heat Pump | 265 | 1 |  |  |  | Single-Speed |  |  |  | 19700 | 1448 | 13.6 | 11.2 | 21900 | 1351 | 4.8 | 4.2 | Federally-Regulated Commercial & Industrial Equipment | 05/28/2019 |  | 09/18/2019
FHP Manufacturing Company | GEOEXCEL | RD018-1VT/CFN-***P*B-**T/G |  | Water-Source | WBAHP: Heat Pump Packaged Unit | Heat Pump | 208 | 1 |  |  |  | Single-Speed |  |  |  | 19400 | 1492 | 13 | 11.2 | 22200 | 1429 | 4.6 | 4.2 | Federally-Regulated Commercial & Industrial Equipment | 05/28/2019 |  | 09/18/2019
FHP Manufacturing Company | GEOEXCEL | RD018-2HZC-***P*B-**S |  | Water-Source | WBAHP: Heat Pump Packaged Unit | Heat Pump | 265 | 1 |  |  |  | Single-Speed |  |  |  | 19400 | 1447 | 13.4 | 11.2 | 22200 | 1414 | 4.6 | 4.2 | Federally-Regulated Commercial & Industrial Equipment | 05/28/2019 |  | 09/18/2019
FHP Manufacturing Company | GEOEXCEL | RD018-2VT/CFN-***T/A*B-**T/G |  | Ground-Source | WBAHP: Heat Pump Packaged Unit | Heat Pump | 265 | 1 |  |  |  | Single-Speed |  |  |  | 21500 | 1352 | 15.9 | 13.4 | 14100 | 1116 | 3.7 | 3.1 | Non Federally-Regulated | 05/28/2019 |  | 09/18/2019
FHP Manufacturing Company | GEOEXCEL | RD018-1HZN-***T/A*B-**T/G |  | Ground-Source | WBAHP: Heat Pump Packaged Unit | Heat Pump | 208 | 1 |  |  |  | Single-Speed |  |  |  | 21500 | 1352 | 15.9 | 13.4 | 14100 | 1116 | 3.7 | 3.1 | Non Federally-Regulated | 05/28/2019 |  | 09/18/2019
FHP Manufacturing Company | GEOEXCEL | RD018-1VT/CFN-***P*B-**S |  | Water-Source | WBAHP: Heat Pump Packaged Unit | Heat Pump | 208 | 1 |  |  |  | Single-Speed |  |  |  | 19400 | 1469 | 13.2 | 11.2 | 22200 | 1414 | 4.6 | 4.2 | Federally-Regulated Commercial & Industrial Equipment | 05/28/2019 |  | 09/18/2019
FHP Manufacturing Company | GEOEXCEL | RD018-2VT/CFN-***P*B-**T/G |  | Water-Source | WBAHP: Heat Pump Packaged Unit | Heat Pump | 265 | 1 |  |  |  | Single-Speed |  |  |  | 19400 | 1492 | 13 | 11.2 | 22200 | 1429 | 4.6 | 4.2 | Federally-Regulated Commercial & Industrial Equipment | 05/28/2019 |  | 09/18/2019
FHP Manufacturing Company | GEOEXCEL | RD018-1VT/CFN-***P*B-**T/G |  | Ground-Source | WBAHP: Heat Pump Packaged Unit | Heat Pump | 208 | 1 |  |  |  | Single-Speed |  |  |  | 21200 | 1341 | 15.8 | 13.4 | 14300 | 1197 | 3.5 | 3.1 | Non Federally-Regulated | 05/28/2019 |  | 09/18/2019
FHP Manufacturing Company | GEOEXCEL | RD018-2VT/CFN-***P*B-**T/G |  | Ground-Source | WBAHP: Heat Pump Packaged Unit | Heat Pump | 265 | 1 |  |  |  | Single-Speed |  |  |  | 21200 | 1341 | 15.8 | 13.4 | 14300 | 1197 | 3.5 | 3.1 | Non Federally-Regulated | 05/28/2019 |  | 09/18/2019
FHP Manufacturing Company | GEOEXCEL | RD018-1VT/CFN-***T/A*B-**S |  | Water-Source | WBAHP: Heat Pump Packaged Unit | Heat Pump | 208 | 1 |  |  |  | Single-Speed |  |  |  | 19700 | 1382 | 14.25 | 11.2 | 21900 | 1337 | 4.8 | 4.2 | Federally-Regulated Commercial & Industrial Equipment | 05/28/2019 |  | 09/18/2019
FHP Manufacturing Company | GEOEXCEL | RD018-2HZN-***P*B-**T/G |  | Water-Source | WBAHP: Heat Pump Packaged Unit | Heat Pump | 265 | 1 |  |  |  | Single-Speed |  |  |  | 19400 | 1492 | 13 | 11.2 | 22200 | 1429 | 4.6 | 4.2 | Federally-Regulated Commercial & Industrial Equipment | 05/28/2019 |  | 09/18/2019
FHP Manufacturing Company | GEOEXCEL | RD018-2HZN-***P*B-**T/G |  | Ground-Source | WBAHP: Heat Pump Packaged Unit | Heat Pump | 265 | 1 |  |  |  | Single-Speed |  |  |  | 21200 | 1341 | 15.8 | 13.4 | 14300 | 1197 | 3.5 | 3.1 | Non Federally-Regulated | 05/28/2019 |  | 09/18/2019
FHP Manufacturing Company | GEOEXCEL | RD018-2HZN-***T/A*B-**S |  | Water-Source | WBAHP: Heat Pump Packaged Unit | Heat Pump | 265 | 1 |  |  |  | Single-Speed |  |  |  | 19700 | 1382 | 14.25 | 11.2 | 21900 | 1337 | 4.8 | 4.2 | Federally-Regulated Commercial & Industrial Equipment | 05/28/2019 |  | 09/18/2019
FHP Manufacturing Company | GEOEXCEL | RD018-1HZN-***P*B-**T/G |  | Water-Source | WBAHP: Heat Pump Packaged Unit | Heat Pump | 208 | 1 |  |  |  | Single-Speed |  |  |  | 19400 | 1492 | 13 | 11.2 | 22200 | 1429 | 4.6 | 4.2 | Federally-Regulated Commercial & Industrial Equipment | 05/28/2019 |  | 09/18/2019
FHP Manufacturing Company | GEOEXCEL | RD018-2VT/CFN-***T/A*B-**S |  | Water-Source | WBAHP: Heat Pump Packaged Unit | Heat Pump | 265 | 1 |  |  |  | Single-Speed |  |  |  | 19700 | 1382 | 14.25 | 11.2 | 21900 | 1337 | 4.8 | 4.2 | Federally-Regulated Commercial & Industrial Equipment | 05/28/2019 |  | 09/18/2019
FHP Manufacturing Company | GEOEXCEL | RD018-1HZN-***P*B-**T/G |  | Ground-Source | WBAHP: Heat Pump Packaged Unit | Heat Pump | 208 | 1 |  |  |  | Single-Speed |  |  |  | 21200 | 1341 | 15.8 | 13.4 | 14300 | 1197 | 3.5 | 3.1 | Non Federally-Regulated | 05/28/2019 |  | 09/18/2019
FHP Manufacturing Company | GEOEXCEL | RD018-2VT/CFN-***P*B-**S |  | Water-Source | WBAHP: Heat Pump Packaged Unit | Heat Pump | 265 | 1 |  |  |  | Single-Speed |  |  |  | 19400 | 1469 | 13.2 | 11.2 | 22200 | 1414 | 4.6 | 4.2 | Federally-Regulated Commercial & Industrial Equipment | 05/28/2019 |  | 09/18/2019
FHP Manufacturing Company | GEOEXCEL | RD024-1VT/CFC-***T/A*B-**T/G |  | Water-Source | WBAHP: Heat Pump Packaged Unit | Heat Pump | 208 | 1 |  |  |  | Single-Speed |  |  |  | 23800 | 1687 | 14.1 | 11.2 | 26200 | 1706 | 4.5 | 4.2 | Federally-Regulated Commercial & Industrial Equipment | 05/28/2019 |  | 09/18/2019
FHP Manufacturing Company | GEOEXCEL | RD024-3VT/CFC-***T/A*B-**T/G |  | Water-Source | WBAHP: Heat Pump Packaged Unit | Heat Pump | 208 | 3 |  |  |  | Single-Speed |  |  |  | 23800 | 1687 | 14.1 | 11.2 | 26200 | 1706 | 4.5 | 4.2 | Federally-Regulated Commercial & Industrial Equipment | 05/28/2019 |  | 09/18/2019
FHP Manufacturing Company | GEOEXCEL | RD024-4VT/CFC-***P*B-**T/G |  | Water-Source | WBAHP: Heat Pump Packaged Unit | Heat Pump | 460 | 3 |  |  |  | Single-Speed |  |  |  | 23400 | 1746 | 13.4 | 11.2 | 26600 | 1771 | 4.4 | 4.2 | Federally-Regulated Commercial & Industrial Equipment | 05/28/2019 |  | 09/18/2019
FHP Manufacturing Company | GEOEXCEL | RD024-4VT/CFC-***P*B-**T/G |  | Ground-Source | WBAHP: Heat Pump Packaged Unit | Heat Pump | 460 | 3 |  |  |  | Single-Speed |  |  |  | 25000 | 1612 | 15.5 | 13.4 | 17000 | 1465 | 3.4 | 3.1 | Non Federally-Regulated | 05/28/2019 |  | 09/18/2019
FHP Manufacturing Company | GEOEXCEL | RD024-1VT/CFC-***T/A*B-**T/G |  | Ground-Source | WBAHP: Heat Pump Packaged Unit | Heat Pump | 208 | 1 |  |  |  | Single-Speed |  |  |  | 25400 | 1539 | 16.5 | 13.4 | 16700 | 1398 | 3.5 | 3.1 | Non Federally-Regulated | 05/28/2019 |  | 09/18/2019
FHP Manufacturing Company | GEOEXCEL | RD018-1HZN-***T/A*B-**S |  | Water-Source | WBAHP: Heat Pump Packaged Unit | Heat Pump | 208 | 1 |  |  |  | Single-Speed |  |  |  | 19700 | 1382 | 14.25 | 11.2 | 21900 | 1337 | 4.8 | 4.2 | Federally-Regulated Commercial & Industrial Equipment | 05/28/2019 |  | 09/18/2019
FHP Manufacturing Company | GEOEXCEL | RD024-3VT/CFC-***T/A*B-**T/G |  | Ground-Source | WBAHP: Heat Pump Packaged Unit | Heat Pump | 208 | 3 |  |  |  | Single-Speed |  |  |  | 25400 | 1539 | 16.5 | 13.4 | 16700 | 1398 | 3.5 | 3.1 | Non Federally-Regulated | 05/28/2019 |  | 09/18/2019
FHP Manufacturing Company | GEOEXCEL | RD018-2HZN-***P*B-**S |  | Water-Source | WBAHP: Heat Pump Packaged Unit | Heat Pump | 265 | 1 |  |  |  | Single-Speed |  |  |  | 19400 | 1469 | 13.2 | 11.2 | 22200 | 1414 | 4.6 | 4.2 | Federally-Regulated Commercial & Industrial Equipment | 05/28/2019 |  | 09/18/2019
FHP Manufacturing Company | GEOEXCEL | RD024-1VT/CFC-***P*B-**S |  | Water-Source | WBAHP: Heat Pump Packaged Unit | Heat Pump | 208 | 1 |  |  |  | Single-Speed |  |  |  | 23400 | 1746 | 13.4 | 11.2 | 26600 | 1771 | 4.4 | 4.2 | Federally-Regulated Commercial & Industrial Equipment | 05/28/2019 |  | 09/18/2019
FHP Manufacturing Company | GEOEXCEL | RD024-2VT/CFC-***P*B-**T/G |  | Water-Source | WBAHP: Heat Pump Packaged Unit | Heat Pump | 265 | 1 |  |  |  | Single-Speed |  |  |  | 23400 | 1746 | 13.4 | 11.2 | 26600 | 1771 | 4.4 | 4.2 | Federally-Regulated Commercial & Industrial Equipment | 05/28/2019 |  | 09/18/2019
FHP Manufacturing Company | GEOEXCEL | RD024-1VT/CFC-***P*B-**T/G |  | Water-Source | WBAHP: Heat Pump Packaged Unit | Heat Pump | 208 | 1 |  |  |  | Single-Speed |  |  |  | 23400 | 1746 | 13.4 | 11.2 | 26600 | 1771 | 4.4 | 4.2 | Federally-Regulated Commercial & Industrial Equipment | 05/28/2019 |  | 09/18/2019
FHP Manufacturing Company | GEOEXCEL | RD024-4VT/CFC-***T/A*B-**T/G |  | Water-Source | WBAHP: Heat Pump Packaged Unit | Heat Pump | 460 | 3 |  |  |  | Single-Speed |  |  |  | 23800 | 1687 | 14.1 | 11.2 | 26200 | 1706 | 4.5 | 4.2 | Federally-Regulated Commercial & Industrial Equipment | 05/28/2019 |  | 09/18/2019
FHP Manufacturing Company | GEOEXCEL | RD024-2VT/CFC-***P*B-**T/G |  | Ground-Source | WBAHP: Heat Pump Packaged Unit | Heat Pump | 265 | 1 |  |  |  | Single-Speed |  |  |  | 25000 | 1612 | 15.5 | 13.4 | 17000 | 1465 | 3.4 | 3.1 | Non Federally-Regulated | 05/28/2019 |  | 09/18/2019
FHP Manufacturing Company | GEOEXCEL | RD024-3VT/CFC-***P*B-**T/G |  | Water-Source | WBAHP: Heat Pump Packaged Unit | Heat Pump | 208 | 3 |  |  |  | Single-Speed |  |  |  | 23400 | 1746 | 13.4 | 11.2 | 26600 | 1771 | 4.4 | 4.2 | Federally-Regulated Commercial & Industrial Equipment | 05/28/2019 |  | 09/18/2019
FHP Manufacturing Company | GEOEXCEL | RD024-4VT/CFC-***T/A*B-**T/G |  | Ground-Source | WBAHP: Heat Pump Packaged Unit | Heat Pump | 460 | 3 |  |  |  | Single-Speed |  |  |  | 25400 | 1539 | 16.5 | 13.4 | 16700 | 1398 | 3.5 | 3.1 | Non Federally-Regulated | 05/28/2019 |  | 09/18/2019
FHP Manufacturing Company | GEOEXCEL | RD018-1HZN-***P*B-**S |  | Water-Source | WBAHP: Heat Pump Packaged Unit | Heat Pump | 208 | 1 |  |  |  | Single-Speed |  |  |  | 19400 | 1469 | 13.2 | 11.2 | 22200 | 1414 | 4.6 | 4.2 | Federally-Regulated Commercial & Industrial Equipment | 05/28/2019 |  | 09/18/2019
FHP Manufacturing Company | GEOEXCEL | RD024-2VT/CFC-***T/A*B-**T/G |  | Water-Source | WBAHP: Heat Pump Packaged Unit | Heat Pump | 265 | 1 |  |  |  | Single-Speed |  |  |  | 23800 | 1687 | 14.1 | 11.2 | 26200 | 1706 | 4.5 | 4.2 | Federally-Regulated Commercial & Industrial Equipment | 05/28/2019 |  | 09/18/2019
FHP Manufacturing Company | GEOEXCEL | RD024-1VT/CFC-***P*B-**T/G |  | Ground-Source | WBAHP: Heat Pump Packaged Unit | Heat Pump | 208 | 1 |  |  |  | Single-Speed |  |  |  | 25000 | 1612 | 15.5 | 13.4 | 17000 | 1465 | 3.4 | 3.1 | Non Federally-Regulated | 05/28/2019 |  | 09/18/2019
FHP Manufacturing Company | GEOEXCEL | RD024-2VT/CFC-***P*B-**S |  | Water-Source | WBAHP: Heat Pump Packaged Unit | Heat Pump | 265 | 1 |  |  |  | Single-Speed |  |  |  | 23400 | 1746 | 13.4 | 11.2 | 26600 | 1771 | 4.4 | 4.2 | Federally-Regulated Commercial & Industrial Equipment | 05/28/2019 |  | 09/18/2019
FHP Manufacturing Company | GEOEXCEL | RD024-2VT/CFC-***T/A*B-**T/G |  | Ground-Source | WBAHP: Heat Pump Packaged Unit | Heat Pump | 265 | 1 |  |  |  | Single-Speed |  |  |  | 25400 | 1539 | 16.5 | 13.4 | 16700 | 1398 | 3.5 | 3.1 | Non Federally-Regulated | 05/28/2019 |  | 09/18/2019
FHP Manufacturing Company | GEOEXCEL | RD024-3VT/CFC-***P*B-**T/G |  | Ground-Source | WBAHP: Heat Pump Packaged Unit | Heat Pump | 208 | 3 |  |  |  | Single-Speed |  |  |  | 25000 | 1612 | 15.5 | 13.4 | 17000 | 1465 | 3.4 | 3.1 | Non Federally-Regulated | 05/28/2019 |  | 09/18/2019
FHP Manufacturing Company | GEOEXCEL | RD024-4HZC-***P*B-**T/G |  | Water-Source | WBAHP: Heat Pump Packaged Unit | Heat Pump | 460 | 3 |  |  |  | Single-Speed |  |  |  | 23400 | 1746 | 13.4 | 11.2 | 26600 | 1771 | 4.4 | 4.2 | Federally-Regulated Commercial & Industrial Equipment | 05/28/2019 |  | 09/18/2019
FHP Manufacturing Company | GEOEXCEL | RD024-1VT/CFC-***T/A*B-**S |  | Water-Source | WBAHP: Heat Pump Packaged Unit | Heat Pump | 208 | 1 |  |  |  | Single-Speed |  |  |  | 23800 | 1687 | 14.1 | 11.2 | 26200 | 1706 | 4.5 | 4.2 | Federally-Regulated Commercial & Industrial Equipment | 05/28/2019 |  | 09/18/2019
FHP Manufacturing Company | GEOEXCEL | RD024-4HZC-***P*B-**T/G |  | Ground-Source | WBAHP: Heat Pump Packaged Unit | Heat Pump | 460 | 3 |  |  |  | Single-Speed |  |  |  | 25000 | 1612 | 15.5 | 13.4 | 17000 | 1465 | 3.4 | 3.1 | Non Federally-Regulated | 05/28/2019 |  | 09/18/2019
FHP Manufacturing Company | GEOEXCEL | RD024-4VT/CFC-***T/A*B-**S |  | Water-Source | WBAHP: Heat Pump Packaged Unit | Heat Pump | 460 | 3 |  |  |  | Single-Speed |  |  |  | 23800 | 1687 | 14.1 | 11.2 | 26200 | 1706 | 4.5 | 4.2 | Federally-Regulated Commercial & Industrial Equipment | 05/28/2019 |  | 09/18/2019
FHP Manufacturing Company | GEOEXCEL | RD024-3VT/CFC-***P*B-**S |  | Water-Source | WBAHP: Heat Pump Packaged Unit | Heat Pump | 208 | 3 |  |  |  | Single-Speed |  |  |  | 23400 | 1746 | 13.4 | 11.2 | 26600 | 1771 | 4.4 | 4.2 | Federally-Regulated Commercial & Industrial Equipment | 05/28/2019 |  | 09/18/2019
FHP Manufacturing Company | GEOEXCEL | RD024-4VT/CFC-***P*B-**S |  | Water-Source | WBAHP: Heat Pump Packaged Unit | Heat Pump | 460 | 3 |  |  |  | Single-Speed |  |  |  | 23400 | 1746 | 13.4 | 11.2 | 26600 | 1771 | 4.4 | 4.2 | Federally-Regulated Commercial & Industrial Equipment | 05/28/2019 |  | 09/18/2019
FHP Manufacturing Company | GEOEXCEL | RD024-1HZC-***T/A*B-**T/G |  | Water-Source | WBAHP: Heat Pump Packaged Unit | Heat Pump | 208 | 1 |  |  |  | Single-Speed |  |  |  | 23800 | 1687 | 14.1 | 11.2 | 26200 | 1706 | 4.5 | 4.2 | Federally-Regulated Commercial & Industrial Equipment | 05/28/2019 |  | 09/18/2019
FHP Manufacturing Company | GEOEXCEL | RD024-2VT/CFC-***T/A*B-**S |  | Water-Source | WBAHP: Heat Pump Packaged Unit | Heat Pump | 265 | 1 |  |  |  | Single-Speed |  |  |  | 23800 | 1687 | 14.1 | 11.2 | 26200 | 1706 | 4.5 | 4.2 | Federally-Regulated Commercial & Industrial Equipment | 05/28/2019 |  | 09/18/2019
FHP Manufacturing Company | GEOEXCEL | RD024-1HZC-***T/A*B-**T/G |  | Ground-Source | WBAHP: Heat Pump Packaged Unit | Heat Pump | 208 | 1 |  |  |  | Single-Speed |  |  |  | 25400 | 1539 | 16.5 | 13.4 | 16700 | 1398 | 3.5 | 3.1 | Non Federally-Regulated | 05/28/2019 |  | 09/18/2019
FHP Manufacturing Company | GEOEXCEL | RD024-3VT/CFC-***T/A*B-**S |  | Water-Source | WBAHP: Heat Pump Packaged Unit | Heat Pump | 208 | 3 |  |  |  | Single-Speed |  |  |  | 23800 | 1687 | 14.1 | 11.2 | 26200 | 1706 | 4.5 | 4.2 | Federally-Regulated Commercial & Industrial Equipment | 05/28/2019 |  | 09/18/2019
FHP Manufacturing Company | GEOEXCEL | RD024-2HZC-***P*B-**T/G |  | Water-Source | WBAHP: Heat Pump Packaged Unit | Heat Pump | 265 | 1 |  |  |  | Single-Speed |  |  |  | 23400 | 1746 | 13.4 | 11.2 | 26600 | 1771 | 4.4 | 4.2 | Federally-Regulated Commercial & Industrial Equipment | 05/28/2019 |  | 09/18/2019
FHP Manufacturing Company | GEOEXCEL | RD024-3HZC-***P*B-**T/G |  | Water-Source | WBAHP: Heat Pump Packaged Unit | Heat Pump | 208 | 3 |  |  |  | Single-Speed |  |  |  | 23400 | 1746 | 13.4 | 11.2 | 26600 | 1771 | 4.4 | 4.2 | Federally-Regulated Commercial & Industrial Equipment | 05/28/2019 |  | 09/18/2019
FHP Manufacturing Company | GEOEXCEL | RD024-2HZC-***P*B-**T/G |  | Ground-Source | WBAHP: Heat Pump Packaged Unit | Heat Pump | 265 | 1 |  |  |  | Single-Speed |  |  |  | 25000 | 1612 | 15.5 | 13.4 | 17000 | 1465 | 3.4 | 3.1 | Non Federally-Regulated | 05/28/2019 |  | 09/18/2019
FHP Manufacturing Company | GEOEXCEL | RD024-1HZC-***P*B-**T/G |  | Water-Source | WBAHP: Heat Pump Packaged Unit | Heat Pump | 208 | 1 |  |  |  | Single-Speed |  |  |  | 23400 | 1746 | 13.4 | 11.2 | 26600 | 1771 | 4.4 | 4.2 | Federally-Regulated Commercial & Industrial Equipment | 05/28/2019 |  | 09/18/2019
FHP Manufacturing Company | GEOEXCEL | RD024-4HZC-***T/A*B-**T/G |  | Water-Source | WBAHP: Heat Pump Packaged Unit | Heat Pump | 460 | 3 |  |  |  | Single-Speed |  |  |  | 23800 | 1687 | 14.1 | 11.2 | 26200 | 1706 | 4.5 | 4.2 | Federally-Regulated Commercial & Industrial Equipment | 05/28/2019 |  | 09/18/2019
FHP Manufacturing Company | GEOEXCEL | RD024-3HZC-***T/A*B-**T/G |  | Water-Source | WBAHP: Heat Pump Packaged Unit | Heat Pump | 208 | 3 |  |  |  | Single-Speed |  |  |  | 23800 | 1687 | 14.1 | 11.2 | 26200 | 1706 | 4.5 | 4.2 | Federally-Regulated Commercial & Industrial Equipment | 05/28/2019 |  | 09/18/2019
FHP Manufacturing Company | GEOEXCEL | RD024-2HZC-***P*B-**S |  | Water-Source | WBAHP: Heat Pump Packaged Unit | Heat Pump | 265 | 1 |  |  |  | Single-Speed |  |  |  | 23400 | 1746 | 13.4 | 11.2 | 26600 | 1771 | 4.4 | 4.2 | Federally-Regulated Commercial & Industrial Equipment | 05/28/2019 |  | 09/18/2019
FHP Manufacturing Company | GEOEXCEL | RD024-2HZC-***T/A*B-**T/G |  | Water-Source | WBAHP: Heat Pump Packaged Unit | Heat Pump | 265 | 1 |  |  |  | Single-Speed |  |  |  | 23800 | 1687 | 14.1 | 11.2 | 26200 | 1706 | 4.5 | 4.2 | Federally-Regulated Commercial & Industrial Equipment | 05/28/2019 |  | 09/18/2019
FHP Manufacturing Company | GEOEXCEL | RD024-3HZC-***P*B-**T/G |  | Ground-Source | WBAHP: Heat Pump Packaged Unit | Heat Pump | 208 | 3 |  |  |  | Single-Speed |  |  |  | 25000 | 1612 | 15.5 | 13.4 | 17000 | 1465 | 3.4 | 3.1 | Non Federally-Regulated | 05/28/2019 |  | 09/18/2019
FHP Manufacturing Company | GEOEXCEL | RD024-4HZC-***T/A*B-**T/G |  | Ground-Source | WBAHP: Heat Pump Packaged Unit | Heat Pump | 460 | 3 |  |  |  | Single-Speed |  |  |  | 25400 | 1539 | 16.5 | 13.4 | 16700 | 1398 | 3.5 | 3.1 | Non Federally-Regulated | 05/28/2019 |  | 09/18/2019
FHP Manufacturing Company | GEOEXCEL | RD024-2HZC-***T/A*B-**T/G |  | Ground-Source | WBAHP: Heat Pump Packaged Unit | Heat Pump | 265 | 1 |  |  |  | Single-Speed |  |  |  | 25400 | 1539 | 16.5 | 13.4 | 16700 | 1398 | 3.5 | 3.1 | Non Federally-Regulated | 05/28/2019 |  | 09/18/2019
FHP Manufacturing Company | GEOEXCEL | RD024-1HZC-***P*B-**T/G |  | Ground-Source | WBAHP: Heat Pump Packaged Unit | Heat Pump | 208 | 1 |  |  |  | Single-Speed |  |  |  | 25000 | 1612 | 15.5 | 13.4 | 17000 | 1465 | 3.4 | 3.1 | Non Federally-Regulated | 05/28/2019 |  | 09/18/2019
FHP Manufacturing Company | GEOEXCEL | RD024-3HZC-***T/A*B-**T/G |  | Ground-Source | WBAHP: Heat Pump Packaged Unit | Heat Pump | 208 | 3 |  |  |  | Single-Speed |  |  |  | 25400 | 1539 | 16.5 | 13.4 | 16700 | 1398 | 3.5 | 3.1 | Non Federally-Regulated | 05/28/2019 |  | 09/18/2019
FHP Manufacturing Company | GEOEXCEL | RD024-3VT/CFN-***P*B-**T/G |  | Water-Source | WBAHP: Heat Pump Packaged Unit | Heat Pump | 208 | 3 |  |  |  | Single-Speed |  |  |  | 23400 | 1779 | 13.15 | 11.2 | 26600 | 1771 | 4.4 | 4.2 | Federally-Regulated Commercial & Industrial Equipment | 05/28/2019 |  | 09/18/2019
FHP Manufacturing Company | GEOEXCEL | RD024-1VT/CFN-***P*B-**T/G |  | Water-Source | WBAHP: Heat Pump Packaged Unit | Heat Pump | 208 | 1 |  |  |  | Single-Speed |  |  |  | 23400 | 1779 | 13.15 | 11.2 | 26600 | 1771 | 4.4 | 4.2 | Federally-Regulated Commercial & Industrial Equipment | 05/28/2019 |  | 09/18/2019
FHP Manufacturing Company | GEOEXCEL | RD024-2HZC-***T/A*B-**S |  | Water-Source | WBAHP: Heat Pump Packaged Unit | Heat Pump | 265 | 1 |  |  |  | Single-Speed |  |  |  | 23800 | 1687 | 14.1 | 11.2 | 26200 | 1706 | 4.5 | 4.2 | Federally-Regulated Commercial & Industrial Equipment | 05/28/2019 |  | 09/18/2019
FHP Manufacturing Company | GEOEXCEL | RD024-3HZC-***T/A*B-**S |  | Water-Source | WBAHP: Heat Pump Packaged Unit | Heat Pump | 208 | 3 |  |  |  | Single-Speed |  |  |  | 23800 | 1687 | 14.1 | 11.2 | 26200 | 1706 | 4.5 | 4.2 | Federally-Regulated Commercial & Industrial Equipment | 05/28/2019 |  | 09/18/2019
FHP Manufacturing Company | GEOEXCEL | RD024-4HZC-***T/A*B-**S |  | Water-Source | WBAHP: Heat Pump Packaged Unit | Heat Pump | 460 | 3 |  |  |  | Single-Speed |  |  |  | 23800 | 1687 | 14.1 | 11.2 | 26200 | 1706 | 4.5 | 4.2 | Federally-Regulated Commercial & Industrial Equipment | 05/28/2019 |  | 09/18/2019
FHP Manufacturing Company | GEOEXCEL | RD024-3VT/CFN-***P*B-**T/G |  | Ground-Source | WBAHP: Heat Pump Packaged Unit | Heat Pump | 208 | 3 |  |  |  | Single-Speed |  |  |  | 25000 | 1612 | 15.5 | 13.4 | 17000 | 1465 | 3.4 | 3.1 | Non Federally-Regulated | 05/28/2019 |  | 09/18/2019
FHP Manufacturing Company | GEOEXCEL | RD024-4VT/CFN-***T/A*B-**T/G |  | Water-Source | WBAHP: Heat Pump Packaged Unit | Heat Pump | 460 | 3 |  |  |  | Single-Speed |  |  |  | 23800 | 1769 | 13.45 | 11.2 | 26200 | 1706 | 4.5 | 4.2 | Federally-Regulated Commercial & Industrial Equipment | 05/28/2019 |  | 09/18/2019
FHP Manufacturing Company | GEOEXCEL | RD024-4HZC-***P*B-**S |  | Water-Source | WBAHP: Heat Pump Packaged Unit | Heat Pump | 460 | 3 |  |  |  | Single-Speed |  |  |  | 23400 | 1746 | 13.4 | 11.2 | 26600 | 1771 | 4.4 | 4.2 | Federally-Regulated Commercial & Industrial Equipment | 05/28/2019 |  | 09/18/2019
FHP Manufacturing Company | GEOEXCEL | RD024-1VT/CFN-***P*B-**T/G |  | Ground-Source | WBAHP: Heat Pump Packaged Unit | Heat Pump | 208 | 1 |  |  |  | Single-Speed |  |  |  | 25000 | 1612 | 15.5 | 13.4 | 17000 | 1465 | 3.4 | 3.1 | Non Federally-Regulated | 05/28/2019 |  | 09/18/2019
FHP Manufacturing Company | GEOEXCEL | RD024-4VT/CFN-***T/A*B-**T/G |  | Ground-Source | WBAHP: Heat Pump Packaged Unit | Heat Pump | 460 | 3 |  |  |  | Single-Speed |  |  |  | 25400 | 1539 | 16.5 | 13.4 | 16700 | 1398 | 3.5 | 3.1 | Non Federally-Regulated | 05/28/2019 |  | 09/18/2019
FHP Manufacturing Company | GEOEXCEL | RD024-3HZC-***P*B-**S |  | Water-Source | WBAHP: Heat Pump Packaged Unit | Heat Pump | 208 | 3 |  |  |  | Single-Speed |  |  |  | 23400 | 1746 | 13.4 | 11.2 | 26600 | 1771 | 4.4 | 4.2 | Federally-Regulated Commercial & Industrial Equipment | 05/28/2019 |  | 09/18/2019
FHP Manufacturing Company | GEOEXCEL | RD024-1HZC-***P*B-**S |  | Water-Source | WBAHP: Heat Pump Packaged Unit | Heat Pump | 208 | 1 |  |  |  | Single-Speed |  |  |  | 23400 | 1746 | 13.4 | 11.2 | 26600 | 1771 | 4.4 | 4.2 | Federally-Regulated Commercial & Industrial Equipment | 05/28/2019 |  | 09/18/2019
FHP Manufacturing Company | GEOEXCEL | RD024-4VT/CFN-***P*B-**T/G |  | Water-Source | WBAHP: Heat Pump Packaged Unit | Heat Pump | 460 | 3 |  |  |  | Single-Speed |  |  |  | 23400 | 1779 | 13.15 | 11.2 | 26600 | 1771 | 4.4 | 4.2 | Federally-Regulated Commercial & Industrial Equipment | 05/28/2019 |  | 09/18/2019
FHP Manufacturing Company | GEOEXCEL | RD024-4VT/CFN-***P*B-**T/G |  | Ground-Source | WBAHP: Heat Pump Packaged Unit | Heat Pump | 460 | 3 |  |  |  | Single-Speed |  |  |  | 25000 | 1612 | 15.5 | 13.4 | 17000 | 1465 | 3.4 | 3.1 | Non Federally-Regulated | 05/28/2019 |  | 09/18/2019
FHP Manufacturing Company | GEOEXCEL | RD024-2VT/CFN-***T/A*B-**T/G |  | Water-Source | WBAHP: Heat Pump Packaged Unit | Heat Pump | 265 | 1 |  |  |  | Single-Speed |  |  |  | 23800 | 1769 | 13.45 | 11.2 | 26200 | 1706 | 4.5 | 4.2 | Federally-Regulated Commercial & Industrial Equipment | 05/28/2019 |  | 09/18/2019
FHP Manufacturing Company | GEOEXCEL | RD024-2VT/CFN-***T/A*B-**T/G |  | Ground-Source | WBAHP: Heat Pump Packaged Unit | Heat Pump | 265 | 1 |  |  |  | Single-Speed |  |  |  | 25400 | 1539 | 16.5 | 13.4 | 16700 | 1398 | 3.5 | 3.1 | Non Federally-Regulated | 05/28/2019 |  | 09/18/2019
FHP Manufacturing Company | GEOEXCEL | RD024-2VT/CFN-***P*B-**T/G |  | Water-Source | WBAHP: Heat Pump Packaged Unit | Heat Pump | 265 | 1 |  |  |  | Single-Speed |  |  |  | 23400 | 1779 | 13.15 | 11.2 | 26600 | 1771 | 4.4 | 4.2 | Federally-Regulated Commercial & Industrial Equipment | 05/28/2019 |  | 09/18/2019
FHP Manufacturing Company | GEOEXCEL | RD024-1HZC-***T/A*B-**S |  | Water-Source | WBAHP: Heat Pump Packaged Unit | Heat Pump | 208 | 1 |  |  |  | Single-Speed |  |  |  | 23800 | 1687 | 14.1 | 11.2 | 26200 | 1706 | 4.5 | 4.2 | Federally-Regulated Commercial & Industrial Equipment | 05/28/2019 |  | 09/18/2019
FHP Manufacturing Company | GEOEXCEL | RD024-2VT/CFN-***P*B-**T/G |  | Ground-Source | WBAHP: Heat Pump Packaged Unit | Heat Pump | 265 | 1 |  |  |  | Single-Speed |  |  |  | 25000 | 1612 | 15.5 | 13.4 | 17000 | 1465 | 3.4 | 3.1 | Non Federally-Regulated | 05/28/2019 |  | 09/18/2019
FHP Manufacturing Company | GEOEXCEL | RD024-1VT/CFN-***P*B-**S |  | Water-Source | WBAHP: Heat Pump Packaged Unit | Heat Pump | 208 | 1 |  |  |  | Single-Speed |  |  |  | 23400 | 1759 | 13.3 | 11.2 | 26600 | 1771 | 4.4 | 4.2 | Federally-Regulated Commercial & Industrial Equipment | 05/28/2019 |  | 09/18/2019
FHP Manufacturing Company | GEOEXCEL | RD024-3HZN-***P*B-**T/G |  | Water-Source | WBAHP: Heat Pump Packaged Unit | Heat Pump | 208 | 3 |  |  |  | Single-Speed |  |  |  | 23400 | 1779 | 13.15 | 11.2 | 26600 | 1771 | 4.4 | 4.2 | Federally-Regulated Commercial & Industrial Equipment | 05/28/2019 |  | 09/18/2019
FHP Manufacturing Company | GEOEXCEL | RD024-1VT/CFN-***T/A*B-**T/G |  | Water-Source | WBAHP: Heat Pump Packaged Unit | Heat Pump | 208 | 1 |  |  |  | Single-Speed |  |  |  | 23800 | 1769 | 13.45 | 11.2 | 26200 | 1706 | 4.5 | 4.2 | Federally-Regulated Commercial & Industrial Equipment | 05/28/2019 |  | 09/18/2019
FHP Manufacturing Company | GEOEXCEL | RD024-2VT/CFN-***P*B-**S |  | Water-Source | WBAHP: Heat Pump Packaged Unit | Heat Pump | 265 | 1 |  |  |  | Single-Speed |  |  |  | 23400 | 1759 | 13.3 | 11.2 | 26600 | 1771 | 4.4 | 4.2 | Federally-Regulated Commercial & Industrial Equipment | 05/28/2019 |  | 09/18/2019
FHP Manufacturing Company | GEOEXCEL | RD024-1VT/CFN-***T/A*B-**T/G |  | Ground-Source | WBAHP: Heat Pump Packaged Unit | Heat Pump | 208 | 1 |  |  |  | Single-Speed |  |  |  | 25400 | 1539 | 16.5 | 13.4 | 16700 | 1398 | 3.5 | 3.1 | Non Federally-Regulated | 05/28/2019 |  | 09/18/2019
FHP Manufacturing Company | GEOEXCEL | RD024-3HZN-***P*B-**T/G |  | Ground-Source | WBAHP: Heat Pump Packaged Unit | Heat Pump | 208 | 3 |  |  |  | Single-Speed |  |  |  | 25000 | 1612 | 15.5 | 13.4 | 17000 | 1465 | 3.4 | 3.1 | Non Federally-Regulated | 05/28/2019 |  | 09/18/2019
FHP Manufacturing Company | GEOEXCEL | RD024-4VT/CFN-***T/A*B-**S |  | Water-Source | WBAHP: Heat Pump Packaged Unit | Heat Pump | 460 | 3 |  |  |  | Single-Speed |  |  |  | 23800 | 1776 | 13.4 | 11.2 | 26200 | 1669 | 4.6 | 4.2 | Federally-Regulated Commercial & Industrial Equipment | 05/28/2019 |  | 09/18/2019
FHP Manufacturing Company | GEOEXCEL | RD024-3VT/CFN-***P*B-**S |  | Water-Source | WBAHP: Heat Pump Packaged Unit | Heat Pump | 208 | 3 |  |  |  | Single-Speed |  |  |  | 23400 | 1759 | 13.3 | 11.2 | 26600 | 1771 | 4.4 | 4.2 | Federally-Regulated Commercial & Industrial Equipment | 05/28/2019 |  | 09/18/2019
FHP Manufacturing Company | GEOEXCEL | RD024-3VT/CFN-***T/A*B-**T/G |  | Water-Source | WBAHP: Heat Pump Packaged Unit | Heat Pump | 208 | 3 |  |  |  | Single-Speed |  |  |  | 23800 | 1769 | 13.45 | 11.2 | 26200 | 1706 | 4.5 | 4.2 | Federally-Regulated Commercial & Industrial Equipment | 05/28/2019 |  | 09/18/2019
FHP Manufacturing Company | GEOEXCEL | RD024-3VT/CFN-***T/A*B-**T/G |  | Ground-Source | WBAHP: Heat Pump Packaged Unit | Heat Pump | 208 | 3 |  |  |  | Single-Speed |  |  |  | 25400 | 1539 | 16.5 | 13.4 | 16700 | 1398 | 3.5 | 3.1 | Non Federally-Regulated | 05/28/2019 |  | 09/18/2019
FHP Manufacturing Company | GEOEXCEL | RD024-1VT/CFN-***T/A*B-**S |  | Water-Source | WBAHP: Heat Pump Packaged Unit | Heat Pump | 208 | 1 |  |  |  | Single-Speed |  |  |  | 23800 | 1776 | 13.4 | 11.2 | 26200 | 1669 | 4.6 | 4.2 | Federally-Regulated Commercial & Industrial Equipment | 05/28/2019 |  | 09/18/2019
FHP Manufacturing Company | GEOEXCEL | RD024-1HZN-***P*B-**T/G |  | Water-Source | WBAHP: Heat Pump Packaged Unit | Heat Pump | 208 | 1 |  |  |  | Single-Speed |  |  |  | 23400 | 1779 | 13.15 | 11.2 | 26600 | 1771 | 4.4 | 4.2 | Federally-Regulated Commercial & Industrial Equipment | 05/28/2019 |  | 09/18/2019
FHP Manufacturing Company | GEOEXCEL | RD024-2VT/CFN-***T/A*B-**S |  | Water-Source | WBAHP: Heat Pump Packaged Unit | Heat Pump | 265 | 1 |  |  |  | Single-Speed |  |  |  | 23800 | 1776 | 13.4 | 11.2 | 26200 | 1669 | 4.6 | 4.2 | Federally-Regulated Commercial & Industrial Equipment | 05/28/2019 |  | 09/18/2019
FHP Manufacturing Company | GEOEXCEL | RD024-4VT/CFN-***P*B-**S |  | Water-Source | WBAHP: Heat Pump Packaged Unit | Heat Pump | 460 | 3 |  |  |  | Single-Speed |  |  |  | 23400 | 1759 | 13.3 | 11.2 | 26600 | 1771 | 4.4 | 4.2 | Federally-Regulated Commercial & Industrial Equipment | 05/28/2019 |  | 09/18/2019
FHP Manufacturing Company | GEOEXCEL | RD024-2HZN-***P*B-**T/G |  | Water-Source | WBAHP: Heat Pump Packaged Unit | Heat Pump | 265 | 1 |  |  |  | Single-Speed |  |  |  | 23400 | 1779 | 13.15 | 11.2 | 26600 | 1771 | 4.4 | 4.2 | Federally-Regulated Commercial & Industrial Equipment | 05/28/2019 |  | 09/18/2019
FHP Manufacturing Company | GEOEXCEL | RD024-3VT/CFN-***T/A*B-**S |  | Water-Source | WBAHP: Heat Pump Packaged Unit | Heat Pump | 208 | 3 |  |  |  | Single-Speed |  |  |  | 23800 | 1776 | 13.4 | 11.2 | 26200 | 1669 | 4.6 | 4.2 | Federally-Regulated Commercial & Industrial Equipment | 05/28/2019 |  | 09/18/2019
FHP Manufacturing Company | GEOEXCEL | RD024-1HZN-***P*B-**T/G |  | Ground-Source | WBAHP: Heat Pump Packaged Unit | Heat Pump | 208 | 1 |  |  |  | Single-Speed |  |  |  | 25000 | 1612 | 15.5 | 13.4 | 17000 | 1465 | 3.4 | 3.1 | Non Federally-Regulated | 05/28/2019 |  | 09/18/2019
FHP Manufacturing Company | GEOEXCEL | RD024-2HZN-***P*B-**T/G |  | Ground-Source | WBAHP: Heat Pump Packaged Unit | Heat Pump | 265 | 1 |  |  |  | Single-Speed |  |  |  | 25000 | 1612 | 15.5 | 13.4 | 17000 | 1465 | 3.4 | 3.1 | Non Federally-Regulated | 05/28/2019 |  | 09/18/2019
FHP Manufacturing Company | GEOEXCEL | RD024-2HZN-***T/A*B-**T/G |  | Water-Source | WBAHP: Heat Pump Packaged Unit | Heat Pump | 265 | 1 |  |  |  | Single-Speed |  |  |  | 23800 | 1769 | 13.45 | 11.2 | 26200 | 1706 | 4.5 | 4.2 | Federally-Regulated Commercial & Industrial Equipment | 05/28/2019 |  | 09/18/2019
FHP Manufacturing Company | GEOEXCEL | RD024-2HZN-***T/A*B-**T/G |  | Ground-Source | WBAHP: Heat Pump Packaged Unit | Heat Pump | 265 | 1 |  |  |  | Single-Speed |  |  |  | 25400 | 1539 | 16.5 | 13.4 | 16700 | 1398 | 3.5 | 3.1 | Non Federally-Regulated | 05/28/2019 |  | 09/18/2019
FHP Manufacturing Company | GEOEXCEL | RD024-4HZN-***P*B-**T/G |  | Water-Source | WBAHP: Heat Pump Packaged Unit | Heat Pump | 460 | 3 |  |  |  | Single-Speed |  |  |  | 23400 | 1779 | 13.15 | 11.2 | 26600 | 1771 | 4.4 | 4.2 | Federally-Regulated Commercial & Industrial Equipment | 05/28/2019 |  | 09/18/2019
FHP Manufacturing Company | GEOEXCEL | RD024-4HZN-***P*B-**T/G |  | Ground-Source | WBAHP: Heat Pump Packaged Unit | Heat Pump | 460 | 3 |  |  |  | Single-Speed |  |  |  | 25000 | 1612 | 15.5 | 13.4 | 17000 | 1465 | 3.4 | 3.1 | Non Federally-Regulated | 05/28/2019 |  | 09/18/2019
FHP Manufacturing Company | GEOEXCEL | RD024-4HZN-***T/A*B-**T/G |  | Water-Source | WBAHP: Heat Pump Packaged Unit | Heat Pump | 460 | 3 |  |  |  | Single-Speed |  |  |  | 23800 | 1769 | 13.45 | 11.2 | 26200 | 1706 | 4.5 | 4.2 | Federally-Regulated Commercial & Industrial Equipment | 05/28/2019 |  | 09/18/2019
FHP Manufacturing Company | GEOEXCEL | RD024-4HZN-***T/A*B-**T/G |  | Ground-Source | WBAHP: Heat Pump Packaged Unit | Heat Pump | 460 | 3 |  |  |  | Single-Speed |  |  |  | 25400 | 1539 | 16.5 | 13.4 | 16700 | 1398 | 3.5 | 3.1 | Non Federally-Regulated | 05/28/2019 |  | 09/18/2019
FHP Manufacturing Company | GEOEXCEL | RD024-3HZN-***T/A*B-**S |  | Water-Source | WBAHP: Heat Pump Packaged Unit | Heat Pump | 208 | 3 |  |  |  | Single-Speed |  |  |  | 23800 | 1776 | 13.4 | 11.2 | 26200 | 1669 | 4.6 | 4.2 | Federally-Regulated Commercial & Industrial Equipment | 05/28/2019 |  | 09/18/2019
FHP Manufacturing Company | GEOEXCEL | RD036-4VT/CFC-***T/A*B-**T/G |  | Water-Source | WBAHP: Heat Pump Packaged Unit | Heat Pump | 460 | 3 |  |  |  | Single-Speed |  |  |  | 38200 | 2625 | 14.55 | 11.2 | 41400 | 2637 | 4.6 | 4.2 | Federally-Regulated Commercial & Industrial Equipment | 05/28/2019 |  | 09/18/2019
FHP Manufacturing Company | GEOEXCEL | RD036-2VT/CFC-***T/A*B-**T/G |  | Water-Source | WBAHP: Heat Pump Packaged Unit | Heat Pump | 265 | 1 |  |  |  | Single-Speed |  |  |  | 38200 | 2625 | 14.55 | 11.2 | 41400 | 2637 | 4.6 | 4.2 | Federally-Regulated Commercial & Industrial Equipment | 05/28/2019 |  | 09/18/2019
FHP Manufacturing Company | GEOEXCEL | RD036-4VT/CFC-***T/A*B-**T/G |  | Ground-Source | WBAHP: Heat Pump Packaged Unit | Heat Pump | 460 | 3 |  |  |  | Single-Speed |  |  |  | 40200 | 2271 | 17.7 | 13.4 | 26500 | 2157 | 3.6 | 3.1 | Non Federally-Regulated | 05/28/2019 |  | 09/18/2019
FHP Manufacturing Company | GEOEXCEL | RD036-2VT/CFC-***T/A*B-**T/G |  | Ground-Source | WBAHP: Heat Pump Packaged Unit | Heat Pump | 265 | 1 |  |  |  | Single-Speed |  |  |  | 40200 | 2271 | 17.7 | 13.4 | 26500 | 2157 | 3.6 | 3.1 | Non Federally-Regulated | 05/28/2019 |  | 09/18/2019
FHP Manufacturing Company | GEOEXCEL | RD036-3VT/CFC-***P*B-**T/G |  | Water-Source | WBAHP: Heat Pump Packaged Unit | Heat Pump | 208 | 3 |  |  |  | Single-Speed |  |  |  | 37900 | 2678 | 14.15 | 11.2 | 41800 | 2722 | 4.5 | 4.2 | Federally-Regulated Commercial & Industrial Equipment | 05/28/2019 |  | 09/18/2019
FHP Manufacturing Company | GEOEXCEL | RD036-1VT/CFC-***P*B-**T/G |  | Water-Source | WBAHP: Heat Pump Packaged Unit | Heat Pump | 208 | 1 |  |  |  | Single-Speed |  |  |  | 37900 | 2678 | 14.15 | 11.2 | 41800 | 2722 | 4.5 | 4.2 | Federally-Regulated Commercial & Industrial Equipment | 05/28/2019 |  | 09/18/2019
FHP Manufacturing Company | GEOEXCEL | RD024-4HZN-***T/A*B-**S |  | Water-Source | WBAHP: Heat Pump Packaged Unit | Heat Pump | 460 | 3 |  |  |  | Single-Speed |  |  |  | 23800 | 1776 | 13.4 | 11.2 | 26200 | 1669 | 4.6 | 4.2 | Federally-Regulated Commercial & Industrial Equipment | 05/28/2019 |  | 09/18/2019
FHP Manufacturing Company | GEOEXCEL | RD036-3VT/CFC-***T/A*B-**T/G |  | Water-Source | WBAHP: Heat Pump Packaged Unit | Heat Pump | 208 | 3 |  |  |  | Single-Speed |  |  |  | 38200 | 2625 | 14.55 | 11.2 | 41400 | 2637 | 4.6 | 4.2 | Federally-Regulated Commercial & Industrial Equipment | 05/28/2019 |  | 09/18/2019
FHP Manufacturing Company | GEOEXCEL | RD036-3VT/CFC-***P*B-**T/G |  | Ground-Source | WBAHP: Heat Pump Packaged Unit | Heat Pump | 208 | 3 |  |  |  | Single-Speed |  |  |  | 39900 | 2360 | 16.9 | 13.4 | 26900 | 2252 | 3.5 | 3.1 | Non Federally-Regulated | 05/28/2019 |  | 09/18/2019
FHP Manufacturing Company | GEOEXCEL | RD036-1VT/CFC-***P*B-**T/G |  | Ground-Source | WBAHP: Heat Pump Packaged Unit | Heat Pump | 208 | 1 |  |  |  | Single-Speed |  |  |  | 39900 | 2360 | 16.9 | 13.4 | 26900 | 2252 | 3.5 | 3.1 | Non Federally-Regulated | 05/28/2019 |  | 09/18/2019
FHP Manufacturing Company | GEOEXCEL | RD036-3VT/CFC-***T/A*B-**T/G |  | Ground-Source | WBAHP: Heat Pump Packaged Unit | Heat Pump | 208 | 3 |  |  |  | Single-Speed |  |  |  | 40200 | 2271 | 17.7 | 13.4 | 26500 | 2157 | 3.6 | 3.1 | Non Federally-Regulated | 05/28/2019 |  | 09/18/2019
FHP Manufacturing Company | GEOEXCEL | RD024-1HZN-***T/A*B-**T/G |  | Water-Source | WBAHP: Heat Pump Packaged Unit | Heat Pump | 208 | 1 |  |  |  | Single-Speed |  |  |  | 23800 | 1769 | 13.45 | 11.2 | 26200 | 1706 | 4.5 | 4.2 | Federally-Regulated Commercial & Industrial Equipment | 05/28/2019 |  | 09/18/2019
FHP Manufacturing Company | GEOEXCEL | RD024-3HZN-***T/A*B-**T/G |  | Water-Source | WBAHP: Heat Pump Packaged Unit | Heat Pump | 208 | 3 |  |  |  | Single-Speed |  |  |  | 23800 | 1769 | 13.45 | 11.2 | 26200 | 1706 | 4.5 | 4.2 | Federally-Regulated Commercial & Industrial Equipment | 05/28/2019 |  | 09/18/2019
FHP Manufacturing Company | GEOEXCEL | RD024-1HZN-***T/A*B-**T/G |  | Ground-Source | WBAHP: Heat Pump Packaged Unit | Heat Pump | 208 | 1 |  |  |  | Single-Speed |  |  |  | 25400 | 1539 | 16.5 | 13.4 | 16700 | 1398 | 3.5 | 3.1 | Non Federally-Regulated | 05/28/2019 |  | 09/18/2019
FHP Manufacturing Company | GEOEXCEL | RD024-3HZN-***T/A*B-**T/G |  | Ground-Source | WBAHP: Heat Pump Packaged Unit | Heat Pump | 208 | 3 |  |  |  | Single-Speed |  |  |  | 25400 | 1539 | 16.5 | 13.4 | 16700 | 1398 | 3.5 | 3.1 | Non Federally-Regulated | 05/28/2019 |  | 09/18/2019
FHP Manufacturing Company | GEOEXCEL | RD036-4VT/CFC-***P*B-**T/G |  | Water-Source | WBAHP: Heat Pump Packaged Unit | Heat Pump | 460 | 3 |  |  |  | Single-Speed |  |  |  | 37900 | 2678 | 14.15 | 11.2 | 41800 | 2722 | 4.5 | 4.2 | Federally-Regulated Commercial & Industrial Equipment | 05/28/2019 |  | 09/18/2019
FHP Manufacturing Company | GEOEXCEL | RD036-2VT/CFC-***P*B-**T/G |  | Water-Source | WBAHP: Heat Pump Packaged Unit | Heat Pump | 265 | 1 |  |  |  | Single-Speed |  |  |  | 37900 | 2678 | 14.15 | 11.2 | 41800 | 2722 | 4.5 | 4.2 | Federally-Regulated Commercial & Industrial Equipment | 05/28/2019 |  | 09/18/2019
FHP Manufacturing Company | GEOEXCEL | RD024-1HZN-***T/A*B-**S |  | Water-Source | WBAHP: Heat Pump Packaged Unit | Heat Pump | 208 | 1 |  |  |  | Single-Speed |  |  |  | 23800 | 1776 | 13.4 | 11.2 | 26200 | 1669 | 4.6 | 4.2 | Federally-Regulated Commercial & Industrial Equipment | 05/28/2019 |  | 09/18/2019
FHP Manufacturing Company | GEOEXCEL | RD036-4VT/CFC-***P*B-**T/G |  | Ground-Source | WBAHP: Heat Pump Packaged Unit | Heat Pump | 460 | 3 |  |  |  | Single-Speed |  |  |  | 39900 | 2360 | 16.9 | 13.4 | 26900 | 2252 | 3.5 | 3.1 | Non Federally-Regulated | 05/28/2019 |  | 09/18/2019
FHP Manufacturing Company | GEOEXCEL | RD036-2VT/CFC-***P*B-**T/G |  | Ground-Source | WBAHP: Heat Pump Packaged Unit | Heat Pump | 265 | 1 |  |  |  | Single-Speed |  |  |  | 39900 | 2360 | 16.9 | 13.4 | 26900 | 2252 | 3.5 | 3.1 | Non Federally-Regulated | 05/28/2019 |  | 09/18/2019
FHP Manufacturing Company | GEOEXCEL | RD024-2HZN-***T/A*B-**S |  | Water-Source | WBAHP: Heat Pump Packaged Unit | Heat Pump | 265 | 1 |  |  |  | Single-Speed |  |  |  | 23800 | 1776 | 13.4 | 11.2 | 26200 | 1669 | 4.6 | 4.2 | Federally-Regulated Commercial & Industrial Equipment | 05/28/2019 |  | 09/18/2019
FHP Manufacturing Company | GEOEXCEL | RD036-2VT/CFC-***P*B-**S |  | Water-Source | WBAHP: Heat Pump Packaged Unit | Heat Pump | 265 | 1 |  |  |  | Single-Speed |  |  |  | 37900 | 2678 | 14.15 | 11.2 | 41800 | 2848 | 4.3 | 4.2 | Federally-Regulated Commercial & Industrial Equipment | 05/28/2019 |  | 09/18/2019
FHP Manufacturing Company | GEOEXCEL | RD036-2VT/CFC-***T/A*B-**S |  | Water-Source | WBAHP: Heat Pump Packaged Unit | Heat Pump | 265 | 1 |  |  |  | Single-Speed |  |  |  | 38200 | 2607 | 14.65 | 11.2 | 41400 | 2726 | 4.5 | 4.2 | Federally-Regulated Commercial & Industrial Equipment | 05/28/2019 |  | 09/18/2019
FHP Manufacturing Company | GEOEXCEL | RD036-1VT/CFC-***T/A*B-**T/G |  | Water-Source | WBAHP: Heat Pump Packaged Unit | Heat Pump | 208 | 1 |  |  |  | Single-Speed |  |  |  | 38200 | 2625 | 14.55 | 11.2 | 41400 | 2637 | 4.6 | 4.2 | Federally-Regulated Commercial & Industrial Equipment | 05/28/2019 |  | 09/18/2019
FHP Manufacturing Company | GEOEXCEL | RD036-1VT/CFC-***T/A*B-**T/G |  | Ground-Source | WBAHP: Heat Pump Packaged Unit | Heat Pump | 208 | 1 |  |  |  | Single-Speed |  |  |  | 40200 | 2271 | 17.7 | 13.4 | 26500 | 2157 | 3.6 | 3.1 | Non Federally-Regulated | 05/28/2019 |  | 09/18/2019
FHP Manufacturing Company | GEOEXCEL | RD036-4VT/CFC-***P*B-**S |  | Water-Source | WBAHP: Heat Pump Packaged Unit | Heat Pump | 460 | 3 |  |  |  | Single-Speed |  |  |  | 37900 | 2678 | 14.15 | 11.2 | 41800 | 2848 | 4.3 | 4.2 | Federally-Regulated Commercial & Industrial Equipment | 05/28/2019 |  | 09/18/2019
FHP Manufacturing Company | GEOEXCEL | RD036-3VT/CFC-***T/A*B-**S |  | Water-Source | WBAHP: Heat Pump Packaged Unit | Heat Pump | 208 | 3 |  |  |  | Single-Speed |  |  |  | 38200 | 2607 | 14.65 | 11.2 | 41400 | 2726 | 4.5 | 4.2 | Federally-Regulated Commercial & Industrial Equipment | 05/28/2019 |  | 09/18/2019
FHP Manufacturing Company | GEOEXCEL | RD036-3VT/CFC-***P*B-**S |  | Water-Source | WBAHP: Heat Pump Packaged Unit | Heat Pump | 208 | 3 |  |  |  | Single-Speed |  |  |  | 37900 | 2678 | 14.15 | 11.2 | 41800 | 2848 | 4.3 | 4.2 | Federally-Regulated Commercial & Industrial Equipment | 05/28/2019 |  | 09/18/2019
FHP Manufacturing Company | GEOEXCEL | RD036-1HZC-***P*B-**T/G |  | Water-Source | WBAHP: Heat Pump Packaged Unit | Heat Pump | 208 | 1 |  |  |  | Single-Speed |  |  |  | 37900 | 2678 | 14.15 | 11.2 | 41800 | 2722 | 4.5 | 4.2 | Federally-Regulated Commercial & Industrial Equipment | 05/28/2019 |  | 09/18/2019
FHP Manufacturing Company | GEOEXCEL | RD036-2HZC-***P*B-**T/G |  | Water-Source | WBAHP: Heat Pump Packaged Unit | Heat Pump | 265 | 1 |  |  |  | Single-Speed |  |  |  | 37900 | 2678 | 14.15 | 11.2 | 41800 | 2722 | 4.5 | 4.2 | Federally-Regulated Commercial & Industrial Equipment | 05/28/2019 |  | 09/18/2019
FHP Manufacturing Company | GEOEXCEL | RD036-2HZC-***P*B-**T/G |  | Ground-Source | WBAHP: Heat Pump Packaged Unit | Heat Pump | 265 | 1 |  |  |  | Single-Speed |  |  |  | 39900 | 2360 | 16.9 | 13.4 | 26900 | 2252 | 3.5 | 3.1 | Non Federally-Regulated | 05/28/2019 |  | 09/18/2019
FHP Manufacturing Company | GEOEXCEL | RD036-4VT/CFC-***T/A*B-**S |  | Water-Source | WBAHP: Heat Pump Packaged Unit | Heat Pump | 460 | 3 |  |  |  | Single-Speed |  |  |  | 38200 | 2607 | 14.65 | 11.2 | 41400 | 2726 | 4.5 | 4.2 | Federally-Regulated Commercial & Industrial Equipment | 05/28/2019 |  | 09/18/2019
FHP Manufacturing Company | GEOEXCEL | RD036-1HZC-***P*B-**T/G |  | Ground-Source | WBAHP: Heat Pump Packaged Unit | Heat Pump | 208 | 1 |  |  |  | Single-Speed |  |  |  | 39900 | 2360 | 16.9 | 13.4 | 26900 | 2252 | 3.5 | 3.1 | Non Federally-Regulated | 05/28/2019 |  | 09/18/2019
FHP Manufacturing Company | GEOEXCEL | RD036-1VT/CFC-***T/A*B-**S |  | Water-Source | WBAHP: Heat Pump Packaged Unit | Heat Pump | 208 | 1 |  |  |  | Single-Speed |  |  |  | 38200 | 2607 | 14.65 | 11.2 | 41400 | 2726 | 4.5 | 4.2 | Federally-Regulated Commercial & Industrial Equipment | 05/28/2019 |  | 09/18/2019
FHP Manufacturing Company | GEOEXCEL | RD036-1VT/CFC-***P*B-**S |  | Water-Source | WBAHP: Heat Pump Packaged Unit | Heat Pump | 208 | 1 |  |  |  | Single-Speed |  |  |  | 37900 | 2678 | 14.15 | 11.2 | 41800 | 2848 | 4.3 | 4.2 | Federally-Regulated Commercial & Industrial Equipment | 05/28/2019 |  | 09/18/2019
FHP Manufacturing Company | GEOEXCEL | RD036-3HZC-***T/A*B-**T/G |  | Water-Source | WBAHP: Heat Pump Packaged Unit | Heat Pump | 208 | 3 |  |  |  | Single-Speed |  |  |  | 38200 | 2625 | 14.55 | 11.2 | 41400 | 2637 | 4.6 | 4.2 | Federally-Regulated Commercial & Industrial Equipment | 05/28/2019 |  | 09/18/2019
FHP Manufacturing Company | GEOEXCEL | RD036-4HZC-***T/A*B-**T/G |  | Water-Source | WBAHP: Heat Pump Packaged Unit | Heat Pump | 460 | 3 |  |  |  | Single-Speed |  |  |  | 38200 | 2625 | 14.55 | 11.2 | 41400 | 2637 | 4.6 | 4.2 | Federally-Regulated Commercial & Industrial Equipment | 05/28/2019 |  | 09/18/2019
FHP Manufacturing Company | GEOEXCEL | RD036-1HZC-***T/A*B-**T/G |  | Water-Source | WBAHP: Heat Pump Packaged Unit | Heat Pump | 208 | 1 |  |  |  | Single-Speed |  |  |  | 38200 | 2625 | 14.55 | 11.2 | 41400 | 2637 | 4.6 | 4.2 | Federally-Regulated Commercial & Industrial Equipment | 05/28/2019 |  | 09/18/2019
FHP Manufacturing Company | GEOEXCEL | RD036-4HZC-***T/A*B-**T/G |  | Ground-Source | WBAHP: Heat Pump Packaged Unit | Heat Pump | 460 | 3 |  |  |  | Single-Speed |  |  |  | 40200 | 2271 | 17.7 | 13.4 | 26500 | 2157 | 3.6 | 3.1 | Non Federally-Regulated | 05/28/2019 |  | 09/18/2019
FHP Manufacturing Company | GEOEXCEL | RD036-3HZC-***T/A*B-**T/G |  | Ground-Source | WBAHP: Heat Pump Packaged Unit | Heat Pump | 208 | 3 |  |  |  | Single-Speed |  |  |  | 40200 | 2271 | 17.7 | 13.4 | 26500 | 2157 | 3.6 | 3.1 | Non Federally-Regulated | 05/28/2019 |  | 09/18/2019
FHP Manufacturing Company | GEOEXCEL | RD036-1HZC-***T/A*B-**T/G |  | Ground-Source | WBAHP: Heat Pump Packaged Unit | Heat Pump | 208 | 1 |  |  |  | Single-Speed |  |  |  | 40200 | 2271 | 17.7 | 13.4 | 26500 | 2157 | 3.6 | 3.1 | Non Federally-Regulated | 05/28/2019 |  | 09/18/2019
FHP Manufacturing Company | GEOEXCEL | RD036-2HZC-***T/A*B-**T/G |  | Water-Source | WBAHP: Heat Pump Packaged Unit | Heat Pump | 265 | 1 |  |  |  | Single-Speed |  |  |  | 38200 | 2625 | 14.55 | 11.2 | 41400 | 2637 | 4.6 | 4.2 | Federally-Regulated Commercial & Industrial Equipment | 05/28/2019 |  | 09/18/2019
FHP Manufacturing Company | GEOEXCEL | RD036-2HZC-***T/A*B-**T/G |  | Ground-Source | WBAHP: Heat Pump Packaged Unit | Heat Pump | 265 | 1 |  |  |  | Single-Speed |  |  |  | 40200 | 2271 | 17.7 | 13.4 | 26500 | 2157 | 3.6 | 3.1 | Non Federally-Regulated | 05/28/2019 |  | 09/18/2019
FHP Manufacturing Company | GEOEXCEL | RD036-4HZC-***T/A*B-**S |  | Water-Source | WBAHP: Heat Pump Packaged Unit | Heat Pump | 460 | 3 |  |  |  | Single-Speed |  |  |  | 38200 | 2607 | 14.65 | 11.2 | 41400 | 2726 | 4.5 | 4.2 | Federally-Regulated Commercial & Industrial Equipment | 05/28/2019 |  | 09/18/2019
FHP Manufacturing Company | GEOEXCEL | RD036-3HZC-***P*B-**T/G |  | Water-Source | WBAHP: Heat Pump Packaged Unit | Heat Pump | 208 | 3 |  |  |  | Single-Speed |  |  |  | 37900 | 2678 | 14.15 | 11.2 | 41800 | 2722 | 4.5 | 4.2 | Federally-Regulated Commercial & Industrial Equipment | 05/28/2019 |  | 09/18/2019
FHP Manufacturing Company | GEOEXCEL | RD036-2VT/CFN-***P*B-**T/G |  | Water-Source | WBAHP: Heat Pump Packaged Unit | Heat Pump | 265 | 1 |  |  |  | Single-Speed |  |  |  | 37900 | 2817 | 13.45 | 11.2 | 41800 | 2784 | 4.4 | 4.2 | Federally-Regulated Commercial & Industrial Equipment | 05/28/2019 |  | 09/18/2019
FHP Manufacturing Company | GEOEXCEL | RD036-1HZC-***P*B-**S |  | Water-Source | WBAHP: Heat Pump Packaged Unit | Heat Pump | 208 | 1 |  |  |  | Single-Speed |  |  |  | 37900 | 2678 | 14.15 | 11.2 | 41800 | 2848 | 4.3 | 4.2 | Federally-Regulated Commercial & Industrial Equipment | 05/28/2019 |  | 09/18/2019
FHP Manufacturing Company | GEOEXCEL | RD036-2VT/CFN-***P*B-**T/G |  | Ground-Source | WBAHP: Heat Pump Packaged Unit | Heat Pump | 265 | 1 |  |  |  | Single-Speed |  |  |  | 39900 | 2360 | 16.9 | 13.4 | 26900 | 2252 | 3.5 | 3.1 | Non Federally-Regulated | 05/28/2019 |  | 09/18/2019
FHP Manufacturing Company | GEOEXCEL | RD036-3HZC-***P*B-**T/G |  | Ground-Source | WBAHP: Heat Pump Packaged Unit | Heat Pump | 208 | 3 |  |  |  | Single-Speed |  |  |  | 39900 | 2360 | 16.9 | 13.4 | 26900 | 2252 | 3.5 | 3.1 | Non Federally-Regulated | 05/28/2019 |  | 09/18/2019
FHP Manufacturing Company | GEOEXCEL | RD036-4HZC-***P*B-**T/G |  | Water-Source | WBAHP: Heat Pump Packaged Unit | Heat Pump | 460 | 3 |  |  |  | Single-Speed |  |  |  | 37900 | 2678 | 14.15 | 11.2 | 41800 | 2722 | 4.5 | 4.2 | Federally-Regulated Commercial & Industrial Equipment | 05/28/2019 |  | 09/18/2019
FHP Manufacturing Company | GEOEXCEL | RD036-4HZC-***P*B-**T/G |  | Ground-Source | WBAHP: Heat Pump Packaged Unit | Heat Pump | 460 | 3 |  |  |  | Single-Speed |  |  |  | 39900 | 2360 | 16.9 | 13.4 | 26900 | 2252 | 3.5 | 3.1 | Non Federally-Regulated | 05/28/2019 |  | 09/18/2019
FHP Manufacturing Company | GEOEXCEL | RD036-2HZC-***P*B-**S |  | Water-Source | WBAHP: Heat Pump Packaged Unit | Heat Pump | 265 | 1 |  |  |  | Single-Speed |  |  |  | 37900 | 2678 | 14.15 | 11.2 | 41800 | 2848 | 4.3 | 4.2 | Federally-Regulated Commercial & Industrial Equipment | 05/28/2019 |  | 09/18/2019
FHP Manufacturing Company | GEOEXCEL | RD036-4HZC-***P*B-**S |  | Water-Source | WBAHP: Heat Pump Packaged Unit | Heat Pump | 460 | 3 |  |  |  | Single-Speed |  |  |  | 37900 | 2678 | 14.15 | 11.2 | 41800 | 2848 | 4.3 | 4.2 | Federally-Regulated Commercial & Industrial Equipment | 05/28/2019 |  | 09/18/2019
FHP Manufacturing Company | GEOEXCEL | RD036-3HZC-***P*B-**S |  | Water-Source | WBAHP: Heat Pump Packaged Unit | Heat Pump | 208 | 3 |  |  |  | Single-Speed |  |  |  | 37900 | 2678 | 14.15 | 11.2 | 41800 | 2848 | 4.3 | 4.2 | Federally-Regulated Commercial & Industrial Equipment | 05/28/2019 |  | 09/18/2019
FHP Manufacturing Company | GEOEXCEL | RD036-2HZC-***T/A*B-**S |  | Water-Source | WBAHP: Heat Pump Packaged Unit | Heat Pump | 265 | 1 |  |  |  | Single-Speed |  |  |  | 38200 | 2607 | 14.65 | 11.2 | 41400 | 2726 | 4.5 | 4.2 | Federally-Regulated Commercial & Industrial Equipment | 05/28/2019 |  | 09/18/2019
FHP Manufacturing Company | GEOEXCEL | RD036-3HZC-***T/A*B-**S |  | Water-Source | WBAHP: Heat Pump Packaged Unit | Heat Pump | 208 | 3 |  |  |  | Single-Speed |  |  |  | 38200 | 2607 | 14.65 | 11.2 | 41400 | 2726 | 4.5 | 4.2 | Federally-Regulated Commercial & Industrial Equipment | 05/28/2019 |  | 09/18/2019
FHP Manufacturing Company | GEOEXCEL | RD036-4VT/CFN-***P*B-**T/G |  | Water-Source | WBAHP: Heat Pump Packaged Unit | Heat Pump | 460 | 3 |  |  |  | Single-Speed |  |  |  | 37900 | 2817 | 13.45 | 11.2 | 41800 | 2784 | 4.4 | 4.2 | Federally-Regulated Commercial & Industrial Equipment | 05/28/2019 |  | 09/18/2019
FHP Manufacturing Company | GEOEXCEL | RD036-4VT/CFN-***P*B-**T/G |  | Ground-Source | WBAHP: Heat Pump Packaged Unit | Heat Pump | 460 | 3 |  |  |  | Single-Speed |  |  |  | 39900 | 2360 | 16.9 | 13.4 | 26900 | 2252 | 3.5 | 3.1 | Non Federally-Regulated | 05/28/2019 |  | 09/18/2019
FHP Manufacturing Company | GEOEXCEL | RD036-1VT/CFN-***P*B-**T/G |  | Water-Source | WBAHP: Heat Pump Packaged Unit | Heat Pump | 208 | 1 |  |  |  | Single-Speed |  |  |  | 37900 | 2817 | 13.45 | 11.2 | 41800 | 2784 | 4.4 | 4.2 | Federally-Regulated Commercial & Industrial Equipment | 05/28/2019 |  | 09/18/2019
FHP Manufacturing Company | GEOEXCEL | RD036-1VT/CFN-***P*B-**T/G |  | Ground-Source | WBAHP: Heat Pump Packaged Unit | Heat Pump | 208 | 1 |  |  |  | Single-Speed |  |  |  | 39900 | 2360 | 16.9 | 13.4 | 26900 | 2252 | 3.5 | 3.1 | Non Federally-Regulated | 05/28/2019 |  | 09/18/2019
FHP Manufacturing Company | GEOEXCEL | RD036-1HZC-***T/A*B-**S |  | Water-Source | WBAHP: Heat Pump Packaged Unit | Heat Pump | 208 | 1 |  |  |  | Single-Speed |  |  |  | 38200 | 2607 | 14.65 | 11.2 | 41400 | 2726 | 4.5 | 4.2 | Federally-Regulated Commercial & Industrial Equipment | 05/28/2019 |  | 09/18/2019
FHP Manufacturing Company | GEOEXCEL | RD048-4VT/CFN-***T/A*B-**T/G |  | Water-Source | WBAHP: Heat Pump Packaged Unit | Heat Pump | 460 | 3 |  |  |  | Single-Speed |  |  |  | 46800 | 3391 | 13.8 | 11.2 | 55600 | 3621 | 4.5 | 4.2 | Federally-Regulated Commercial & Industrial Equipment | 05/28/2019 |  | 09/18/2019
FHP Manufacturing Company | GEOEXCEL | RD036-2VT/CFN-***T/A*B-**T/G |  | Water-Source | WBAHP: Heat Pump Packaged Unit | Heat Pump | 265 | 1 |  |  |  | Single-Speed |  |  |  | 38200 | 2758 | 13.85 | 11.2 | 41400 | 2666 | 4.6 | 4.2 | Federally-Regulated Commercial & Industrial Equipment | 05/28/2019 |  | 09/18/2019
FHP Manufacturing Company | GEOEXCEL | RD036-2VT/CFN-***T/A*B-**T/G |  | Ground-Source | WBAHP: Heat Pump Packaged Unit | Heat Pump | 265 | 1 |  |  |  | Single-Speed |  |  |  | 40200 | 2271 | 17.7 | 13.4 | 26500 | 2157 | 3.6 | 3.1 | Non Federally-Regulated | 05/28/2019 |  | 09/18/2019
FHP Manufacturing Company | GEOEXCEL | RD048-4VT/CFN-***T/A*B-**T/G |  | Ground-Source | WBAHP: Heat Pump Packaged Unit | Heat Pump | 460 | 3 |  |  |  | Single-Speed |  |  |  | 49600 | 3042 | 16.3 | 13.4 | 34600 | 2816 | 3.6 | 3.1 | Non Federally-Regulated | 05/28/2019 |  | 09/18/2019
FHP Manufacturing Company | GEOEXCEL | RD036-3VT/CFN-***P*B-**T/G |  | Water-Source | WBAHP: Heat Pump Packaged Unit | Heat Pump | 208 | 3 |  |  |  | Single-Speed |  |  |  | 37900 | 2817 | 13.45 | 11.2 | 41800 | 2784 | 4.4 | 4.2 | Federally-Regulated Commercial & Industrial Equipment | 05/28/2019 |  | 09/18/2019
FHP Manufacturing Company | GEOEXCEL | RD036-3VT/CFN-***P*B-**T/G |  | Ground-Source | WBAHP: Heat Pump Packaged Unit | Heat Pump | 208 | 3 |  |  |  | Single-Speed |  |  |  | 39900 | 2360 | 16.9 | 13.4 | 26900 | 2252 | 3.5 | 3.1 | Non Federally-Regulated | 05/28/2019 |  | 09/18/2019
FHP Manufacturing Company | GEOEXCEL | RD036-4VT/CFN-***P*B-**S |  | Water-Source | WBAHP: Heat Pump Packaged Unit | Heat Pump | 460 | 3 |  |  |  | Single-Speed |  |  |  | 37900 | 2766 | 13.7 | 11.2 | 41800 | 2848 | 4.3 | 4.2 | Federally-Regulated Commercial & Industrial Equipment | 05/28/2019 |  | 09/18/2019
FHP Manufacturing Company | GEOEXCEL | RD036-3VT/CFN-***T/A*B-**T/G |  | Water-Source | WBAHP: Heat Pump Packaged Unit | Heat Pump | 208 | 3 |  |  |  | Single-Speed |  |  |  | 38200 | 2758 | 13.85 | 11.2 | 41400 | 2666 | 4.6 | 4.2 | Federally-Regulated Commercial & Industrial Equipment | 05/28/2019 |  | 09/18/2019
FHP Manufacturing Company | GEOEXCEL | RD036-4VT/CFN-***T/A*B-**T/G |  | Water-Source | WBAHP: Heat Pump Packaged Unit | Heat Pump | 460 | 3 |  |  |  | Single-Speed |  |  |  | 38200 | 2758 | 13.85 | 11.2 | 41400 | 2666 | 4.6 | 4.2 | Federally-Regulated Commercial & Industrial Equipment | 05/28/2019 |  | 09/18/2019
FHP Manufacturing Company | GEOEXCEL | RD036-4VT/CFN-***T/A*B-**T/G |  | Ground-Source | WBAHP: Heat Pump Packaged Unit | Heat Pump | 460 | 3 |  |  |  | Single-Speed |  |  |  | 40200 | 2271 | 17.7 | 13.4 | 26500 | 2157 | 3.6 | 3.1 | Non Federally-Regulated | 05/28/2019 |  | 09/18/2019
FHP Manufacturing Company | GEOEXCEL | RD036-3VT/CFN-***T/A*B-**T/G |  | Ground-Source | WBAHP: Heat Pump Packaged Unit | Heat Pump | 208 | 3 |  |  |  | Single-Speed |  |  |  | 40200 | 2271 | 17.7 | 13.4 | 26500 | 2157 | 3.6 | 3.1 | Non Federally-Regulated | 05/28/2019 |  | 09/18/2019
FHP Manufacturing Company | GEOEXCEL | RD048-5VT/CFN-***P*B-**S |  | Water-Source | WBAHP: Heat Pump Packaged Unit | Heat Pump | 575 | 3 |  |  |  | Single-Speed |  |  |  | 45900 | 3530 | 13 | 11.2 | 56400 | 3844 | 4.3 | 4.2 | Federally-Regulated Commercial & Industrial Equipment | 05/28/2019 |  | 09/18/2019
FHP Manufacturing Company | GEOEXCEL | RD036-2VT/CFN-***P*B-**S |  | Water-Source | WBAHP: Heat Pump Packaged Unit | Heat Pump | 265 | 1 |  |  |  | Single-Speed |  |  |  | 37900 | 2766 | 13.7 | 11.2 | 41800 | 2848 | 4.3 | 4.2 | Federally-Regulated Commercial & Industrial Equipment | 05/28/2019 |  | 09/18/2019
FHP Manufacturing Company | GEOEXCEL | RD048-3VT/CFN-***T/A*B-**S |  | Water-Source | WBAHP: Heat Pump Packaged Unit | Heat Pump | 208 | 3 |  |  |  | Single-Speed |  |  |  | 46800 | 3479 | 13.45 | 11.2 | 55600 | 3703 | 4.4 | 4.2 | Federally-Regulated Commercial & Industrial Equipment | 05/28/2019 |  | 09/18/2019
FHP Manufacturing Company | GEOEXCEL | RD048-4VT/CFN-***T/A*B-**S |  | Water-Source | WBAHP: Heat Pump Packaged Unit | Heat Pump | 460 | 3 |  |  |  | Single-Speed |  |  |  | 46800 | 3479 | 13.45 | 11.2 | 55600 | 3703 | 4.4 | 4.2 | Federally-Regulated Commercial & Industrial Equipment | 05/28/2019 |  | 09/18/2019
FHP Manufacturing Company | GEOEXCEL | RD036-1VT/CFN-***T/A*B-**T/G |  | Water-Source | WBAHP: Heat Pump Packaged Unit | Heat Pump | 208 | 1 |  |  |  | Single-Speed |  |  |  | 38200 | 2758 | 13.85 | 11.2 | 41400 | 2666 | 4.6 | 4.2 | Federally-Regulated Commercial & Industrial Equipment | 05/28/2019 |  | 09/18/2019
FHP Manufacturing Company | GEOEXCEL | RD048-4VT/CFN-***P*B-**S |  | Water-Source | WBAHP: Heat Pump Packaged Unit | Heat Pump | 460 | 3 |  |  |  | Single-Speed |  |  |  | 45900 | 3530 | 13 | 11.2 | 56400 | 3844 | 4.3 | 4.2 | Federally-Regulated Commercial & Industrial Equipment | 05/28/2019 |  | 09/18/2019
FHP Manufacturing Company | GEOEXCEL | RD036-1VT/CFN-***T/A*B-**T/G |  | Ground-Source | WBAHP: Heat Pump Packaged Unit | Heat Pump | 208 | 1 |  |  |  | Single-Speed |  |  |  | 40200 | 2271 | 17.7 | 13.4 | 26500 | 2157 | 3.6 | 3.1 | Non Federally-Regulated | 05/28/2019 |  | 09/18/2019
FHP Manufacturing Company | GEOEXCEL | RD036-1VT/CFN-***P*B-**S |  | Water-Source | WBAHP: Heat Pump Packaged Unit | Heat Pump | 208 | 1 |  |  |  | Single-Speed |  |  |  | 37900 | 2766 | 13.7 | 11.2 | 41800 | 2848 | 4.3 | 4.2 | Federally-Regulated Commercial & Industrial Equipment | 05/28/2019 |  | 09/18/2019
FHP Manufacturing Company | GEOEXCEL | RD048-1VT/CFN-***T/A*B-**S |  | Water-Source | WBAHP: Heat Pump Packaged Unit | Heat Pump | 208 | 1 |  |  |  | Single-Speed |  |  |  | 46800 | 3479 | 13.45 | 11.2 | 55600 | 3703 | 4.4 | 4.2 | Federally-Regulated Commercial & Industrial Equipment | 05/28/2019 |  | 09/18/2019
FHP Manufacturing Company | GEOEXCEL | RD036-2VT/CFN-***T/A*B-**S |  | Water-Source | WBAHP: Heat Pump Packaged Unit | Heat Pump | 265 | 1 |  |  |  | Single-Speed |  |  |  | 38200 | 2699 | 14.15 | 11.2 | 41400 | 2757 | 4.4 | 4.2 | Federally-Regulated Commercial & Industrial Equipment | 05/28/2019 |  | 09/18/2019
FHP Manufacturing Company | GEOEXCEL | RD048-1VT/CFN-***T/A*B-**T/G |  | Water-Source | WBAHP: Heat Pump Packaged Unit | Heat Pump | 208 | 1 |  |  |  | Single-Speed |  |  |  | 46800 | 3391 | 13.8 | 11.2 | 55600 | 3621 | 4.5 | 4.2 | Federally-Regulated Commercial & Industrial Equipment | 05/28/2019 |  | 09/18/2019
FHP Manufacturing Company | GEOEXCEL | RD048-3VT/CFN-***T/A*B-**T/G |  | Water-Source | WBAHP: Heat Pump Packaged Unit | Heat Pump | 208 | 3 |  |  |  | Single-Speed |  |  |  | 46800 | 3391 | 13.8 | 11.2 | 55600 | 3621 | 4.5 | 4.2 | Federally-Regulated Commercial & Industrial Equipment | 05/28/2019 |  | 09/18/2019
FHP Manufacturing Company | GEOEXCEL | RD036-3VT/CFN-***P*B-**S |  | Water-Source | WBAHP: Heat Pump Packaged Unit | Heat Pump | 208 | 3 |  |  |  | Single-Speed |  |  |  | 37900 | 2766 | 13.7 | 11.2 | 41800 | 2848 | 4.3 | 4.2 | Federally-Regulated Commercial & Industrial Equipment | 05/28/2019 |  | 09/18/2019
FHP Manufacturing Company | GEOEXCEL | RD048-1VT/CFN-***T/A*B-**T/G |  | Ground-Source | WBAHP: Heat Pump Packaged Unit | Heat Pump | 208 | 1 |  |  |  | Single-Speed |  |  |  | 49600 | 3042 | 16.3 | 13.4 | 34600 | 2816 | 3.6 | 3.1 | Non Federally-Regulated | 05/28/2019 |  | 09/18/2019
FHP Manufacturing Company | GEOEXCEL | RD048-3VT/CFN-***T/A*B-**T/G |  | Ground-Source | WBAHP: Heat Pump Packaged Unit | Heat Pump | 208 | 3 |  |  |  | Single-Speed |  |  |  | 49600 | 3042 | 16.3 | 13.4 | 34600 | 2816 | 3.6 | 3.1 | Non Federally-Regulated | 05/28/2019 |  | 09/18/2019
FHP Manufacturing Company | GEOEXCEL | RD048-3HZN-***P*B-**T/G |  | Water-Source | WBAHP: Heat Pump Packaged Unit | Heat Pump | 208 | 3 |  |  |  | Single-Speed |  |  |  | 45900 | 3530 | 13 | 11.2 | 56400 | 3844 | 4.3 | 4.2 | Federally-Regulated Commercial & Industrial Equipment | 05/28/2019 |  | 09/18/2019
FHP Manufacturing Company | GEOEXCEL | RD048-3HZN-***P*B-**T/G |  | Ground-Source | WBAHP: Heat Pump Packaged Unit | Heat Pump | 208 | 3 |  |  |  | Single-Speed |  |  |  | 48800 | 3275 | 14.9 | 13.4 | 35400 | 3051 | 3.4 | 3.1 | Non Federally-Regulated | 05/28/2019 |  | 09/18/2019
FHP Manufacturing Company | GEOEXCEL | RD048-3HZN-***P*B-**S |  | Water-Source | WBAHP: Heat Pump Packaged Unit | Heat Pump | 208 | 3 |  |  |  | Single-Speed |  |  |  | 45900 | 3530 | 13 | 11.2 | 56400 | 3844 | 4.3 | 4.2 | Federally-Regulated Commercial & Industrial Equipment | 05/28/2019 |  | 09/18/2019
FHP Manufacturing Company | GEOEXCEL | RD048-5HZN-***P*B-**T/G |  | Water-Source | WBAHP: Heat Pump Packaged Unit | Heat Pump | 575 | 3 |  |  |  | Single-Speed |  |  |  | 45900 | 3530 | 13 | 11.2 | 56400 | 3844 | 4.3 | 4.2 | Federally-Regulated Commercial & Industrial Equipment | 05/28/2019 |  | 09/18/2019
FHP Manufacturing Company | GEOEXCEL | RD048-5HZN-***P*B-**T/G |  | Ground-Source | WBAHP: Heat Pump Packaged Unit | Heat Pump | 575 | 3 |  |  |  | Single-Speed |  |  |  | 48800 | 3275 | 14.9 | 13.4 | 35400 | 3051 | 3.4 | 3.1 | Non Federally-Regulated | 05/28/2019 |  | 09/18/2019
FHP Manufacturing Company | GEOEXCEL | RD048-1HZN-***P*B-**T/G |  | Water-Source | WBAHP: Heat Pump Packaged Unit | Heat Pump | 208 | 1 |  |  |  | Single-Speed |  |  |  | 45900 | 3530 | 13 | 11.2 | 56400 | 3844 | 4.3 | 4.2 | Federally-Regulated Commercial & Industrial Equipment | 05/28/2019 |  | 09/18/2019
FHP Manufacturing Company | GEOEXCEL | RD048-1HZN-***P*B-**T/G |  | Ground-Source | WBAHP: Heat Pump Packaged Unit | Heat Pump | 208 | 1 |  |  |  | Single-Speed |  |  |  | 48800 | 3275 | 14.9 | 13.4 | 35400 | 3051 | 3.4 | 3.1 | Non Federally-Regulated | 05/28/2019 |  | 09/18/2019
FHP Manufacturing Company | GEOEXCEL | RD048-4HZN-***P*B-**T/G |  | Water-Source | WBAHP: Heat Pump Packaged Unit | Heat Pump | 460 | 3 |  |  |  | Single-Speed |  |  |  | 45900 | 3530 | 13 | 11.2 | 56400 | 3844 | 4.3 | 4.2 | Federally-Regulated Commercial & Industrial Equipment | 05/28/2019 |  | 09/18/2019
FHP Manufacturing Company | GEOEXCEL | RD048-4HZN-***P*B-**T/G |  | Ground-Source | WBAHP: Heat Pump Packaged Unit | Heat Pump | 460 | 3 |  |  |  | Single-Speed |  |  |  | 48800 | 3275 | 14.9 | 13.4 | 35400 | 3051 | 3.4 | 3.1 | Non Federally-Regulated | 05/28/2019 |  | 09/18/2019
FHP Manufacturing Company | GEOEXCEL | RD041-1VT/CFC-***P*B-**S |  | Water-Source | WBAHP: Heat Pump Packaged Unit | Heat Pump | 208 | 1 |  |  |  | Single-Speed |  |  |  | 39500 | 3015 | 13.1 | 11.2 | 44600 | 3039 | 4.3 | 4.2 | Federally-Regulated Commercial & Industrial Equipment | 05/28/2019 |  | 09/18/2019
FHP Manufacturing Company | GEOEXCEL | RD048-1HZN-***T/A*B-**T/G |  | Water-Source | WBAHP: Heat Pump Packaged Unit | Heat Pump | 208 | 1 |  |  |  | Single-Speed |  |  |  | 46800 | 3391 | 13.8 | 11.2 | 55600 | 3621 | 4.5 | 4.2 | Federally-Regulated Commercial & Industrial Equipment | 05/28/2019 |  | 09/18/2019
FHP Manufacturing Company | GEOEXCEL | RD048-3VT/CFN-***P*B-**S |  | Water-Source | WBAHP: Heat Pump Packaged Unit | Heat Pump | 208 | 3 |  |  |  | Single-Speed |  |  |  | 45900 | 3530 | 13 | 11.2 | 56400 | 3844 | 4.3 | 4.2 | Federally-Regulated Commercial & Industrial Equipment | 05/28/2019 |  | 09/18/2019
FHP Manufacturing Company | GEOEXCEL | RD048-4HZN-***T/A*B-**T/G |  | Water-Source | WBAHP: Heat Pump Packaged Unit | Heat Pump | 460 | 3 |  |  |  | Single-Speed |  |  |  | 46800 | 3391 | 13.8 | 11.2 | 55600 | 3621 | 4.5 | 4.2 | Federally-Regulated Commercial & Industrial Equipment | 05/28/2019 |  | 09/18/2019
FHP Manufacturing Company | GEOEXCEL | RD036-3VT/CFN-***T/A*B-**S |  | Water-Source | WBAHP: Heat Pump Packaged Unit | Heat Pump | 208 | 3 |  |  |  | Single-Speed |  |  |  | 38200 | 2699 | 14.15 | 11.2 | 41400 | 2757 | 4.4 | 4.2 | Federally-Regulated Commercial & Industrial Equipment | 05/28/2019 |  | 09/18/2019
FHP Manufacturing Company | GEOEXCEL | RD048-3HZN-***T/A*B-**T/G |  | Water-Source | WBAHP: Heat Pump Packaged Unit | Heat Pump | 208 | 3 |  |  |  | Single-Speed |  |  |  | 46800 | 3391 | 13.8 | 11.2 | 55600 | 3621 | 4.5 | 4.2 | Federally-Regulated Commercial & Industrial Equipment | 05/28/2019 |  | 09/18/2019
FHP Manufacturing Company | GEOEXCEL | RD048-1HZN-***T/A*B-**T/G |  | Ground-Source | WBAHP: Heat Pump Packaged Unit | Heat Pump | 208 | 1 |  |  |  | Single-Speed |  |  |  | 49600 | 3042 | 16.3 | 13.4 | 34600 | 2816 | 3.6 | 3.1 | Non Federally-Regulated | 05/28/2019 |  | 09/18/2019
FHP Manufacturing Company | GEOEXCEL | RD048-4HZN-***T/A*B-**T/G |  | Ground-Source | WBAHP: Heat Pump Packaged Unit | Heat Pump | 460 | 3 |  |  |  | Single-Speed |  |  |  | 49600 | 3042 | 16.3 | 13.4 | 34600 | 2816 | 3.6 | 3.1 | Non Federally-Regulated | 05/28/2019 |  | 09/18/2019
FHP Manufacturing Company | GEOEXCEL | RD048-3HZN-***T/A*B-**T/G |  | Ground-Source | WBAHP: Heat Pump Packaged Unit | Heat Pump | 208 | 3 |  |  |  | Single-Speed |  |  |  | 49600 | 3042 | 16.3 | 13.4 | 34600 | 2816 | 3.6 | 3.1 | Non Federally-Regulated | 05/28/2019 |  | 09/18/2019
FHP Manufacturing Company | GEOEXCEL | RD048-4HZN-***P*B-**S |  | Water-Source | WBAHP: Heat Pump Packaged Unit | Heat Pump | 460 | 3 |  |  |  | Single-Speed |  |  |  | 45900 | 3530 | 13 | 11.2 | 56400 | 3844 | 4.3 | 4.2 | Federally-Regulated Commercial & Industrial Equipment | 05/28/2019 |  | 09/18/2019
FHP Manufacturing Company | GEOEXCEL | RD041-1VT/CFC-***T/A*B-**T/G |  | Water-Source | WBAHP: Heat Pump Packaged Unit | Heat Pump | 208 | 1 |  |  |  | Single-Speed |  |  |  | 40500 | 2977 | 13.6 | 11.2 | 43700 | 2910 | 4.4 | 4.2 | Federally-Regulated Commercial & Industrial Equipment | 05/28/2019 |  | 09/18/2019
FHP Manufacturing Company | GEOEXCEL | RD048-1HZN-***T/A*B-**S |  | Water-Source | WBAHP: Heat Pump Packaged Unit | Heat Pump | 208 | 1 |  |  |  | Single-Speed |  |  |  | 46800 | 3479 | 13.45 | 11.2 | 55600 | 3703 | 4.4 | 4.2 | Federally-Regulated Commercial & Industrial Equipment | 05/28/2019 |  | 09/18/2019
FHP Manufacturing Company | GEOEXCEL | RD048-1HZN-***P*B-**S |  | Water-Source | WBAHP: Heat Pump Packaged Unit | Heat Pump | 208 | 1 |  |  |  | Single-Speed |  |  |  | 45900 | 3530 | 13 | 11.2 | 56400 | 3844 | 4.3 | 4.2 | Federally-Regulated Commercial & Industrial Equipment | 05/28/2019 |  | 09/18/2019
FHP Manufacturing Company | GEOEXCEL | RD041-1VT/CFC-***T/A*B-**T/G |  | Ground-Source | WBAHP: Heat Pump Packaged Unit | Heat Pump | 208 | 1 |  |  |  | Single-Speed |  |  |  | 42200 | 2654 | 15.9 | 13.4 | 28500 | 2320 | 3.6 | 3.1 | Non Federally-Regulated | 05/28/2019 |  | 09/18/2019
FHP Manufacturing Company | GEOEXCEL | RD036-4VT/CFN-***T/A*B-**S |  | Water-Source | WBAHP: Heat Pump Packaged Unit | Heat Pump | 460 | 3 |  |  |  | Single-Speed |  |  |  | 38200 | 2699 | 14.15 | 11.2 | 41400 | 2757 | 4.4 | 4.2 | Federally-Regulated Commercial & Industrial Equipment | 05/28/2019 |  | 09/18/2019
FHP Manufacturing Company | GEOEXCEL | RD041-4VT/CFC-***T/A*B-**T/G |  | Water-Source | WBAHP: Heat Pump Packaged Unit | Heat Pump | 460 | 3 |  |  |  | Single-Speed |  |  |  | 40500 | 2977 | 13.6 | 11.2 | 43700 | 2910 | 4.4 | 4.2 | Federally-Regulated Commercial & Industrial Equipment | 05/28/2019 |  | 09/18/2019
FHP Manufacturing Company | GEOEXCEL | RD048-3HZN-***T/A*B-**S |  | Water-Source | WBAHP: Heat Pump Packaged Unit | Heat Pump | 208 | 3 |  |  |  | Single-Speed |  |  |  | 46800 | 3479 | 13.45 | 11.2 | 55600 | 3703 | 4.4 | 4.2 | Federally-Regulated Commercial & Industrial Equipment | 05/28/2019 |  | 09/18/2019
FHP Manufacturing Company | GEOEXCEL | RD041-3VT/CFC-***P*B-**S |  | Water-Source | WBAHP: Heat Pump Packaged Unit | Heat Pump | 208 | 3 |  |  |  | Single-Speed |  |  |  | 39500 | 3015 | 13.1 | 11.2 | 44600 | 3039 | 4.3 | 4.2 | Federally-Regulated Commercial & Industrial Equipment | 05/28/2019 |  | 09/18/2019
FHP Manufacturing Company | GEOEXCEL | RD041-4VT/CFC-***T/A*B-**T/G |  | Ground-Source | WBAHP: Heat Pump Packaged Unit | Heat Pump | 460 | 3 |  |  |  | Single-Speed |  |  |  | 42200 | 2654 | 15.9 | 13.4 | 28500 | 2320 | 3.6 | 3.1 | Non Federally-Regulated | 05/28/2019 |  | 09/18/2019
FHP Manufacturing Company | GEOEXCEL | RD048-4HZN-***T/A*B-**S |  | Water-Source | WBAHP: Heat Pump Packaged Unit | Heat Pump | 460 | 3 |  |  |  | Single-Speed |  |  |  | 46800 | 3479 | 13.45 | 11.2 | 55600 | 3703 | 4.4 | 4.2 | Federally-Regulated Commercial & Industrial Equipment | 05/28/2019 |  | 09/18/2019
FHP Manufacturing Company | GEOEXCEL | RD041-3VT/CFC-***T/A*B-**S |  | Water-Source | WBAHP: Heat Pump Packaged Unit | Heat Pump | 208 | 3 |  |  |  | Single-Speed |  |  |  | 40500 | 2977 | 13.6 | 11.2 | 43700 | 2910 | 4.4 | 4.2 | Federally-Regulated Commercial & Industrial Equipment | 05/28/2019 |  | 09/18/2019
FHP Manufacturing Company | GEOEXCEL | RD048-5HZN-***P*B-**S |  | Water-Source | WBAHP: Heat Pump Packaged Unit | Heat Pump | 575 | 3 |  |  |  | Single-Speed |  |  |  | 45900 | 3530 | 13 | 11.2 | 56400 | 3844 | 4.3 | 4.2 | Federally-Regulated Commercial & Industrial Equipment | 05/28/2019 |  | 09/18/2019
FHP Manufacturing Company | GEOEXCEL | RD041-4VT/CFC-***T/A*B-**S |  | Water-Source | WBAHP: Heat Pump Packaged Unit | Heat Pump | 460 | 3 |  |  |  | Single-Speed |  |  |  | 40500 | 2977 | 13.6 | 11.2 | 43700 | 2910 | 4.4 | 4.2 | Federally-Regulated Commercial & Industrial Equipment | 05/28/2019 |  | 09/18/2019
FHP Manufacturing Company | GEOEXCEL | RD041-3VT/CFC-***T/A*B-**T/G |  | Water-Source | WBAHP: Heat Pump Packaged Unit | Heat Pump | 208 | 3 |  |  |  | Single-Speed |  |  |  | 40500 | 2977 | 13.6 | 11.2 | 43700 | 2910 | 4.4 | 4.2 | Federally-Regulated Commercial & Industrial Equipment | 05/28/2019 |  | 09/18/2019
FHP Manufacturing Company | GEOEXCEL | RD041-4VT/CFC-***P*B-**S |  | Water-Source | WBAHP: Heat Pump Packaged Unit | Heat Pump | 460 | 3 |  |  |  | Single-Speed |  |  |  | 39500 | 3015 | 13.1 | 11.2 | 44600 | 3039 | 4.3 | 4.2 | Federally-Regulated Commercial & Industrial Equipment | 05/28/2019 |  | 09/18/2019
FHP Manufacturing Company | GEOEXCEL | RD041-3VT/CFC-***T/A*B-**T/G |  | Ground-Source | WBAHP: Heat Pump Packaged Unit | Heat Pump | 208 | 3 |  |  |  | Single-Speed |  |  |  | 42200 | 2654 | 15.9 | 13.4 | 28500 | 2320 | 3.6 | 3.1 | Non Federally-Regulated | 05/28/2019 |  | 09/18/2019
FHP Manufacturing Company | GEOEXCEL | RD041-3VT/CFN-***T/A*B-**S |  | Water-Source | WBAHP: Heat Pump Packaged Unit | Heat Pump | 208 | 3 |  |  |  | Single-Speed |  |  |  | 40500 | 2977 | 13.6 | 11.2 | 43700 | 2910 | 4.4 | 4.2 | Federally-Regulated Commercial & Industrial Equipment | 05/28/2019 |  | 09/18/2019
FHP Manufacturing Company | GEOEXCEL | RD041-4VT/CFN-***T/A*B-**S |  | Water-Source | WBAHP: Heat Pump Packaged Unit | Heat Pump | 460 | 3 |  |  |  | Single-Speed |  |  |  | 40500 | 2977 | 13.6 | 11.2 | 43700 | 2910 | 4.4 | 4.2 | Federally-Regulated Commercial & Industrial Equipment | 05/28/2019 |  | 09/18/2019
FHP Manufacturing Company | GEOEXCEL | RD036-1VT/CFN-***T/A*B-**S |  | Water-Source | WBAHP: Heat Pump Packaged Unit | Heat Pump | 208 | 1 |  |  |  | Single-Speed |  |  |  | 38200 | 2699 | 14.15 | 11.2 | 41400 | 2757 | 4.4 | 4.2 | Federally-Regulated Commercial & Industrial Equipment | 05/28/2019 |  | 09/18/2019
FHP Manufacturing Company | GEOEXCEL | RD041-1VT/CFC-***T/A*B-**S |  | Water-Source | WBAHP: Heat Pump Packaged Unit | Heat Pump | 208 | 1 |  |  |  | Single-Speed |  |  |  | 40500 | 2977 | 13.6 | 11.2 | 43700 | 2910 | 4.4 | 4.2 | Federally-Regulated Commercial & Industrial Equipment | 05/28/2019 |  | 09/18/2019
FHP Manufacturing Company | GEOEXCEL | RD036-2HZN-***P*B-**T/G |  | Water-Source | WBAHP: Heat Pump Packaged Unit | Heat Pump | 265 | 1 |  |  |  | Single-Speed |  |  |  | 37900 | 2817 | 13.45 | 11.2 | 41800 | 2784 | 4.4 | 4.2 | Federally-Regulated Commercial & Industrial Equipment | 05/28/2019 |  | 09/18/2019
FHP Manufacturing Company | GEOEXCEL | RD036-2HZN-***P*B-**T/G |  | Ground-Source | WBAHP: Heat Pump Packaged Unit | Heat Pump | 265 | 1 |  |  |  | Single-Speed |  |  |  | 39900 | 2360 | 16.9 | 13.4 | 26900 | 2252 | 3.5 | 3.1 | Non Federally-Regulated | 05/28/2019 |  | 09/18/2019
FHP Manufacturing Company | GEOEXCEL | RD036-4HZN-***P*B-**T/G |  | Water-Source | WBAHP: Heat Pump Packaged Unit | Heat Pump | 460 | 3 |  |  |  | Single-Speed |  |  |  | 37900 | 2817 | 13.45 | 11.2 | 41800 | 2784 | 4.4 | 4.2 | Federally-Regulated Commercial & Industrial Equipment | 05/28/2019 |  | 09/18/2019
FHP Manufacturing Company | GEOEXCEL | RD036-4HZN-***P*B-**T/G |  | Ground-Source | WBAHP: Heat Pump Packaged Unit | Heat Pump | 460 | 3 |  |  |  | Single-Speed |  |  |  | 39900 | 2360 | 16.9 | 13.4 | 26900 | 2252 | 3.5 | 3.1 | Non Federally-Regulated | 05/28/2019 |  | 09/18/2019
FHP Manufacturing Company | GEOEXCEL | RD041-1VT/CFN-***T/A*B-**S |  | Water-Source | WBAHP: Heat Pump Packaged Unit | Heat Pump | 208 | 1 |  |  |  | Single-Speed |  |  |  | 40500 | 2977 | 13.6 | 11.2 | 43700 | 2910 | 4.4 | 4.2 | Federally-Regulated Commercial & Industrial Equipment | 05/28/2019 |  | 09/18/2019
FHP Manufacturing Company | GEOEXCEL | RD036-3HZN-***P*B-**T/G |  | Water-Source | WBAHP: Heat Pump Packaged Unit | Heat Pump | 208 | 3 |  |  |  | Single-Speed |  |  |  | 37900 | 2817 | 13.45 | 11.2 | 41800 | 2784 | 4.4 | 4.2 | Federally-Regulated Commercial & Industrial Equipment | 05/28/2019 |  | 09/18/2019
FHP Manufacturing Company | GEOEXCEL | RD036-3HZN-***P*B-**T/G |  | Ground-Source | WBAHP: Heat Pump Packaged Unit | Heat Pump | 208 | 3 |  |  |  | Single-Speed |  |  |  | 39900 | 2360 | 16.9 | 13.4 | 26900 | 2252 | 3.5 | 3.1 | Non Federally-Regulated | 05/28/2019 |  | 09/18/2019
FHP Manufacturing Company | GEOEXCEL | RD036-1HZN-***P*B-**T/G |  | Water-Source | WBAHP: Heat Pump Packaged Unit | Heat Pump | 208 | 1 |  |  |  | Single-Speed |  |  |  | 37900 | 2817 | 13.45 | 11.2 | 41800 | 2784 | 4.4 | 4.2 | Federally-Regulated Commercial & Industrial Equipment | 05/28/2019 |  | 09/18/2019
FHP Manufacturing Company | GEOEXCEL | RD036-1HZN-***P*B-**T/G |  | Ground-Source | WBAHP: Heat Pump Packaged Unit | Heat Pump | 208 | 1 |  |  |  | Single-Speed |  |  |  | 39900 | 2360 | 16.9 | 13.4 | 26900 | 2252 | 3.5 | 3.1 | Non Federally-Regulated | 05/28/2019 |  | 09/18/2019
FHP Manufacturing Company | GEOEXCEL | RD036-3HZN-***T/A*B-**T/G |  | Water-Source | WBAHP: Heat Pump Packaged Unit | Heat Pump | 208 | 3 |  |  |  | Single-Speed |  |  |  | 38200 | 2758 | 13.85 | 11.2 | 41400 | 2666 | 4.6 | 4.2 | Federally-Regulated Commercial & Industrial Equipment | 05/28/2019 |  | 09/18/2019
FHP Manufacturing Company | GEOEXCEL | RD036-3HZN-***T/A*B-**T/G |  | Ground-Source | WBAHP: Heat Pump Packaged Unit | Heat Pump | 208 | 3 |  |  |  | Single-Speed |  |  |  | 40200 | 2271 | 17.7 | 13.4 | 26500 | 2157 | 3.6 | 3.1 | Non Federally-Regulated | 05/28/2019 |  | 09/18/2019
FHP Manufacturing Company | GEOEXCEL | RD036-2HZN-***T/A*B-**T/G |  | Water-Source | WBAHP: Heat Pump Packaged Unit | Heat Pump | 265 | 1 |  |  |  | Single-Speed |  |  |  | 38200 | 2758 | 13.85 | 11.2 | 41400 | 2666 | 4.6 | 4.2 | Federally-Regulated Commercial & Industrial Equipment | 05/28/2019 |  | 09/18/2019
FHP Manufacturing Company | GEOEXCEL | RD036-2HZN-***T/A*B-**T/G |  | Ground-Source | WBAHP: Heat Pump Packaged Unit | Heat Pump | 265 | 1 |  |  |  | Single-Speed |  |  |  | 40200 | 2271 | 17.7 | 13.4 | 26500 | 2157 | 3.6 | 3.1 | Non Federally-Regulated | 05/28/2019 |  | 09/18/2019
FHP Manufacturing Company | GEOEXCEL | RD036-4HZN-***T/A*B-**T/G |  | Water-Source | WBAHP: Heat Pump Packaged Unit | Heat Pump | 460 | 3 |  |  |  | Single-Speed |  |  |  | 38200 | 2758 | 13.85 | 11.2 | 41400 | 2666 | 4.6 | 4.2 | Federally-Regulated Commercial & Industrial Equipment | 05/28/2019 |  | 09/18/2019
FHP Manufacturing Company | GEOEXCEL | RD036-4HZN-***T/A*B-**T/G |  | Ground-Source | WBAHP: Heat Pump Packaged Unit | Heat Pump | 460 | 3 |  |  |  | Single-Speed |  |  |  | 40200 | 2271 | 17.7 | 13.4 | 26500 | 2157 | 3.6 | 3.1 | Non Federally-Regulated | 05/28/2019 |  | 09/18/2019
FHP Manufacturing Company | GEOEXCEL | RD036-1HZN-***T/A*B-**T/G |  | Water-Source | WBAHP: Heat Pump Packaged Unit | Heat Pump | 208 | 1 |  |  |  | Single-Speed |  |  |  | 38200 | 2758 | 13.85 | 11.2 | 41400 | 2666 | 4.6 | 4.2 | Federally-Regulated Commercial & Industrial Equipment | 05/28/2019 |  | 09/18/2019
FHP Manufacturing Company | GEOEXCEL | RD036-1HZN-***T/A*B-**T/G |  | Ground-Source | WBAHP: Heat Pump Packaged Unit | Heat Pump | 208 | 1 |  |  |  | Single-Speed |  |  |  | 40200 | 2271 | 17.7 | 13.4 | 26500 | 2157 | 3.6 | 3.1 | Non Federally-Regulated | 05/28/2019 |  | 09/18/2019
FHP Manufacturing Company | GEOEXCEL | RD036-2HZN-***T/A*B-**S |  | Water-Source | WBAHP: Heat Pump Packaged Unit | Heat Pump | 265 | 1 |  |  |  | Single-Speed |  |  |  | 38200 | 2699 | 14.15 | 11.2 | 41400 | 2757 | 4.4 | 4.2 | Federally-Regulated Commercial & Industrial Equipment | 05/28/2019 |  | 09/18/2019
FHP Manufacturing Company | GEOEXCEL | RD036-4HZN-***T/A*B-**S |  | Water-Source | WBAHP: Heat Pump Packaged Unit | Heat Pump | 460 | 3 |  |  |  | Single-Speed |  |  |  | 38200 | 2699 | 14.15 | 11.2 | 41400 | 2757 | 4.4 | 4.2 | Federally-Regulated Commercial & Industrial Equipment | 05/28/2019 |  | 09/18/2019
FHP Manufacturing Company | GEOEXCEL | RD036-3HZN-***T/A*B-**S |  | Water-Source | WBAHP: Heat Pump Packaged Unit | Heat Pump | 208 | 3 |  |  |  | Single-Speed |  |  |  | 38200 | 2699 | 14.15 | 11.2 | 41400 | 2757 | 4.4 | 4.2 | Federally-Regulated Commercial & Industrial Equipment | 05/28/2019 |  | 09/18/2019
FHP Manufacturing Company | GEOEXCEL | RD036-1HZN-***T/A*B-**S |  | Water-Source | WBAHP: Heat Pump Packaged Unit | Heat Pump | 208 | 1 |  |  |  | Single-Speed |  |  |  | 38200 | 2699 | 14.15 | 11.2 | 41400 | 2757 | 4.4 | 4.2 | Federally-Regulated Commercial & Industrial Equipment | 05/28/2019 |  | 09/18/2019
FHP Manufacturing Company | GEOEXCEL | RD042-1VT/CFC-***T/A*B-**T/G |  | Water-Source | WBAHP: Heat Pump Packaged Unit | Heat Pump | 208 | 1 |  |  |  | Single-Speed |  |  |  | 40900 | 2900 | 14.1 | 11.2 | 45300 | 3017 | 4.4 | 4.2 | Federally-Regulated Commercial & Industrial Equipment | 05/28/2019 |  | 09/18/2019
FHP Manufacturing Company | GEOEXCEL | RD042-1VT/CFC-***T/A*B-**T/G |  | Ground-Source | WBAHP: Heat Pump Packaged Unit | Heat Pump | 208 | 1 |  |  |  | Single-Speed |  |  |  | 43500 | 2668 | 16.3 | 13.4 | 30100 | 2520 | 3.5 | 3.1 | Non Federally-Regulated | 05/28/2019 |  | 09/18/2019
FHP Manufacturing Company | GEOEXCEL | RD042-3VT/CFC-***P*B-**T/G |  | Water-Source | WBAHP: Heat Pump Packaged Unit | Heat Pump | 208 | 3 |  |  |  | Single-Speed |  |  |  | 40000 | 2919 | 13.7 | 11.2 | 46300 | 3155 | 4.3 | 4.2 | Federally-Regulated Commercial & Industrial Equipment | 05/28/2019 |  | 09/18/2019
FHP Manufacturing Company | GEOEXCEL | RD042-3VT/CFC-***P*B-**T/G |  | Ground-Source | WBAHP: Heat Pump Packaged Unit | Heat Pump | 208 | 3 |  |  |  | Single-Speed |  |  |  | 42600 | 2878 | 14.8 | 13.4 | 31000 | 2753 | 3.3 | 3.1 | Non Federally-Regulated | 05/28/2019 |  | 09/18/2019
FHP Manufacturing Company | GEOEXCEL | RD042-4VT/CFC-***P*B-**T/G |  | Water-Source | WBAHP: Heat Pump Packaged Unit | Heat Pump | 460 | 3 |  |  |  | Single-Speed |  |  |  | 40000 | 2919 | 13.7 | 11.2 | 46300 | 3155 | 4.3 | 4.2 | Federally-Regulated Commercial & Industrial Equipment | 05/28/2019 |  | 09/18/2019
FHP Manufacturing Company | GEOEXCEL | RD042-4VT/CFC-***P*B-**T/G |  | Ground-Source | WBAHP: Heat Pump Packaged Unit | Heat Pump | 460 | 3 |  |  |  | Single-Speed |  |  |  | 42600 | 2878 | 14.8 | 13.4 | 31000 | 2753 | 3.3 | 3.1 | Non Federally-Regulated | 05/28/2019 |  | 09/18/2019
FHP Manufacturing Company | GEOEXCEL | EP018-1HZ/VT |  | Water-Source | WBAHP: Heat Pump Packaged Unit | Heat Pump | 208 | 1 |  |  |  | Single-Speed |  |  |  | 19500 | 1189 | 16.4 | 11.2 | 21300 | 1224 | 5.1 | 4.2 | Federally-Regulated Commercial & Industrial Equipment | 05/28/2019 |  | 09/18/2019
FHP Manufacturing Company | GEOEXCEL | RD042-1VT/CFC-***P*B-**T/G |  | Water-Source | WBAHP: Heat Pump Packaged Unit | Heat Pump | 208 | 1 |  |  |  | Single-Speed |  |  |  | 40000 | 2919 | 13.7 | 11.2 | 46300 | 3155 | 4.3 | 4.2 | Federally-Regulated Commercial & Industrial Equipment | 05/28/2019 |  | 09/18/2019
FHP Manufacturing Company | GEOEXCEL | EP018-1HZ/VT |  | Ground-Water-Source | WBAHP: Heat Pump Packaged Unit | Heat Pump | 208 | 1 |  |  |  | Single-Speed |  |  |  | 21300 | 832 | 25.6 | 16.2 | 17700 | 1152 | 4.5 | 3.6 | Non Federally-Regulated | 05/28/2019 |  | 09/18/2019
FHP Manufacturing Company | GEOEXCEL | RD042-1VT/CFC-***P*B-**T/G |  | Ground-Source | WBAHP: Heat Pump Packaged Unit | Heat Pump | 208 | 1 |  |  |  | Single-Speed |  |  |  | 42600 | 2878 | 14.8 | 13.4 | 31000 | 2753 | 3.3 | 3.1 | Non Federally-Regulated | 05/28/2019 |  | 09/18/2019
FHP Manufacturing Company | GEOEXCEL | EP018-1HZ/VT |  | Ground-Source | WBAHP: Heat Pump Packaged Unit | Heat Pump | 208 | 1 |  |  |  | Single-Speed |  |  |  | 20500 | 1078 | 19 | 13.4 | 14800 | 1141 | 3.8 | 3.1 | Non Federally-Regulated | 05/28/2019 |  | 09/18/2019
FHP Manufacturing Company | GEOEXCEL | RZ024-1CS*-*****A | RZ024-1AV/AH*-***A*A | Water-Source | WBAHP-CB: Heat Pump Split Syst | Both Heat Pump and Electric Re | 208 | 1 | False |  |  | Dual-Speed |  |  |  | 23100 | 1509 | 15.3 | 12 | 26400 | 1487 | 5.2 | 4.2 | Federally-Regulated Commercial & Industrial Equipment | 06/10/2019 |  | 09/18/2019
FHP Manufacturing Company | GEOEXCEL | RZ024-1CS*-*****A | RZ024-1AV/AH*-***A*A | Ground-Water-Source | WBAHP-CB: Heat Pump Split Syst | Both Heat Pump and Electric Re | 208 | 1 | False |  |  | Dual-Speed |  |  |  | 28500 | 1144 | 24.9 | 16.2 | 22200 | 1445 | 4.5 | 3.6 | Non Federally-Regulated | 06/10/2019 |  | 09/18/2019
FHP Manufacturing Company | GEOEXCEL | RZ024-1CS*-*****A | RZ024-1AV/AH*-***A*A | Ground-Source | WBAHP-CB: Heat Pump Split Syst | Both Heat Pump and Electric Re | 208 | 1 | False |  |  | Dual-Speed |  |  |  | 26200 | 1357 | 19.3 | 13.4 | 17700 | 1365 | 3.8 | 3.1 | Non Federally-Regulated | 06/10/2019 |  | 09/18/2019
FHP Manufacturing Company | GEOEXCEL | EP018-2HZ/VT |  | Water-Source | WBAHP: Heat Pump Packaged Unit | Heat Pump | 265 | 1 |  |  |  | Single-Speed |  |  |  | 19500 | 1189 | 16.4 | 11.2 | 21300 | 1224 | 5.1 | 4.2 | Federally-Regulated Commercial & Industrial Equipment | 05/28/2019 |  | 09/18/2019
FHP Manufacturing Company | GEOEXCEL | EP018-2HZ/VT |  | Ground-Water-Source | WBAHP: Heat Pump Packaged Unit | Heat Pump | 265 | 1 |  |  |  | Single-Speed |  |  |  | 21300 | 832 | 25.6 | 16.2 | 17700 | 1152 | 4.5 | 3.6 | Non Federally-Regulated | 05/28/2019 |  | 09/18/2019
FHP Manufacturing Company | GEOEXCEL | EP018-2HZ/VT |  | Ground-Source | WBAHP: Heat Pump Packaged Unit | Heat Pump | 265 | 1 |  |  |  | Single-Speed |  |  |  | 20500 | 1078 | 19 | 13.4 | 14800 | 1141 | 3.8 | 3.1 | Non Federally-Regulated | 05/28/2019 |  | 09/18/2019
FHP Manufacturing Company | GEOEXCEL | RZ036-1CS*-*****A | RZ036-1AV/AH*-***A*A | Water-Source | WBAHP-CB: Heat Pump Split Syst | Both Heat Pump and Electric Re | 208 | 1 | False |  |  | Dual-Speed |  |  |  | 36100 | 2406 | 15 | 12 | 44100 | 2534 | 5.1 | 4.2 | Federally-Regulated Commercial & Industrial Equipment | 06/10/2019 |  | 09/18/2019
FHP Manufacturing Company | GEOEXCEL | RZ036-1CS*-*****A | RZ036-1AV/AH*-***A*A | Ground-Water-Source | WBAHP-CB: Heat Pump Split Syst | Both Heat Pump and Electric Re | 208 | 1 | False |  |  | Dual-Speed |  |  |  | 40900 | 1817 | 22.5 | 16.2 | 35200 | 2292 | 4.5 | 3.6 | Non Federally-Regulated | 06/10/2019 |  | 09/18/2019
FHP Manufacturing Company | GEOEXCEL | RZ036-1CS*-*****A | RZ036-1AV/AH*-***A*A | Ground-Source | WBAHP-CB: Heat Pump Split Syst | Both Heat Pump and Electric Re | 208 | 1 | False |  |  | Dual-Speed |  |  |  | 37900 | 2190 | 17.3 | 13.4 | 27400 | 2113 | 3.8 | 3.1 | Non Federally-Regulated | 06/10/2019 |  | 09/18/2019
FHP Manufacturing Company | GEOEXCEL | EP042-3HZ/VT |  | Water-Source | WBAHP: Heat Pump Packaged Unit | Heat Pump | 208 | 3 |  |  |  | Single-Speed |  |  |  | 40600 | 2671 | 15.2 | 11.2 | 42400 | 2259 | 5.5 | 4.2 | Federally-Regulated Commercial & Industrial Equipment | 05/28/2019 |  | 09/18/2019
FHP Manufacturing Company | GEOEXCEL | EP042-3HZ/VT |  | Ground-Water-Source | WBAHP: Heat Pump Packaged Unit | Heat Pump | 208 | 3 |  |  |  | Single-Speed |  |  |  | 45000 | 1757 | 25.6 | 16.2 | 35000 | 2205 | 4.7 | 3.6 | Non Federally-Regulated | 05/28/2019 |  | 09/18/2019
FHP Manufacturing Company | GEOEXCEL | EP048-1HZ/VT |  | Water-Source | WBAHP: Heat Pump Packaged Unit | Heat Pump | 208 | 1 |  |  |  | Single-Speed |  |  |  | 47400 | 3160 | 15 | 11.2 | 50000 | 2764 | 5.3 | 4.2 | Federally-Regulated Commercial & Industrial Equipment | 05/28/2019 |  | 09/18/2019
FHP Manufacturing Company | GEOEXCEL | EP042-3HZ/VT |  | Ground-Source | WBAHP: Heat Pump Packaged Unit | Heat Pump | 208 | 3 |  |  |  | Single-Speed |  |  |  | 42200 | 2125 | 19.85 | 13.4 | 26800 | 2122 | 3.7 | 3.1 | Non Federally-Regulated | 05/28/2019 |  | 09/18/2019
FHP Manufacturing Company | GEOEXCEL | EP048-1HZ/VT |  | Ground-Water-Source | WBAHP: Heat Pump Packaged Unit | Heat Pump | 208 | 1 |  |  |  | Single-Speed |  |  |  | 52900 | 2190 | 24.15 | 16.2 | 40500 | 2760 | 4.3 | 3.6 | Non Federally-Regulated | 05/28/2019 |  | 09/18/2019
FHP Manufacturing Company | GEOEXCEL | EP048-1HZ/VT |  | Ground-Source | WBAHP: Heat Pump Packaged Unit | Heat Pump | 208 | 1 |  |  |  | Single-Speed |  |  |  | 49500 | 2788 | 17.75 | 13.4 | 33400 | 2645 | 3.7 | 3.1 | Non Federally-Regulated | 05/28/2019 |  | 09/18/2019
FHP Manufacturing Company | GEOEXCEL | EP048-3HZ/VT |  | Water-Source | WBAHP: Heat Pump Packaged Unit | Heat Pump | 208 | 3 |  |  |  | Single-Speed |  |  |  | 47400 | 3160 | 15 | 11.2 | 50000 | 2764 | 5.3 | 4.2 | Federally-Regulated Commercial & Industrial Equipment | 05/28/2019 |  | 09/18/2019
FHP Manufacturing Company | GEOEXCEL | RZ060-1CS*-*****A | RZ060-1AV/AH*-***A*A | Water-Source | WBAHP-CB: Heat Pump Split Syst | Both Heat Pump and Electric Re | 208 | 1 | False |  |  | Dual-Speed |  |  |  | 56100 | 3978 | 14.1 | 12 | 74500 | 4366 | 5 | 4.2 | Federally-Regulated Commercial & Industrial Equipment | 06/10/2019 |  | 09/18/2019
FHP Manufacturing Company | GEOEXCEL | EP048-3HZ/VT |  | Ground-Water-Source | WBAHP: Heat Pump Packaged Unit | Heat Pump | 208 | 3 |  |  |  | Single-Speed |  |  |  | 52900 | 2190 | 24.15 | 16.2 | 40500 | 2760 | 4.3 | 3.6 | Non Federally-Regulated | 05/28/2019 |  | 09/18/2019
FHP Manufacturing Company | GEOEXCEL | EP048-3HZ/VT |  | Ground-Source | WBAHP: Heat Pump Packaged Unit | Heat Pump | 208 | 3 |  |  |  | Single-Speed |  |  |  | 49500 | 2788 | 17.75 | 13.4 | 33400 | 2645 | 3.7 | 3.1 | Non Federally-Regulated | 05/28/2019 |  | 09/18/2019
FHP Manufacturing Company | GEOEXCEL | RZ060-1CS*-*****A | RZ060-1AV/AH*-***A*A | Ground-Water-Source | WBAHP-CB: Heat Pump Split Syst | Both Heat Pump and Electric Re | 208 | 1 | False |  |  | Dual-Speed |  |  |  | 64500 | 3146 | 20.5 | 16.2 | 60500 | 4029 | 4.4 | 3.6 | Non Federally-Regulated | 06/10/2019 |  | 09/18/2019
FHP Manufacturing Company | GEOEXCEL | EP042-4HZ/VT |  | Water-Source | WBAHP: Heat Pump Packaged Unit | Heat Pump | 460 | 3 |  |  |  | Single-Speed |  |  |  | 40600 | 2671 | 15.2 | 11.2 | 42000 | 2238 | 5.5 | 4.2 | Federally-Regulated Commercial & Industrial Equipment | 05/28/2019 |  | 09/18/2019
FHP Manufacturing Company | GEOEXCEL | EP042-4HZ/VT |  | Ground-Water-Source | WBAHP: Heat Pump Packaged Unit | Heat Pump | 460 | 3 |  |  |  | Single-Speed |  |  |  | 45000 | 1757 | 25.6 | 16.2 | 35000 | 2205 | 4.7 | 3.6 | Non Federally-Regulated | 05/28/2019 |  | 09/18/2019
FHP Manufacturing Company | GEOEXCEL | EP042-1HZ/VT |  | Water-Source | WBAHP: Heat Pump Packaged Unit | Heat Pump | 208 | 1 |  |  |  | Single-Speed |  |  |  | 40600 | 2671 | 15.2 | 11.2 | 42400 | 2259 | 5.5 | 4.2 | Federally-Regulated Commercial & Industrial Equipment | 05/28/2019 |  | 09/18/2019
FHP Manufacturing Company | GEOEXCEL | EP042-4HZ/VT |  | Ground-Source | WBAHP: Heat Pump Packaged Unit | Heat Pump | 460 | 3 |  |  |  | Single-Speed |  |  |  | 42200 | 2125 | 19.85 | 13.4 | 26800 | 2122 | 3.7 | 3.1 | Non Federally-Regulated | 05/28/2019 |  | 09/18/2019
FHP Manufacturing Company | GEOEXCEL | EP042-1HZ/VT |  | Ground-Water-Source | WBAHP: Heat Pump Packaged Unit | Heat Pump | 208 | 1 |  |  |  | Single-Speed |  |  |  | 45000 | 1757 | 25.6 | 16.2 | 35000 | 2205 | 4.7 | 3.6 | Non Federally-Regulated | 05/28/2019 |  | 09/18/2019
FHP Manufacturing Company | GEOEXCEL | EP042-1HZ/VT |  | Ground-Source | WBAHP: Heat Pump Packaged Unit | Heat Pump | 208 | 1 |  |  |  | Single-Speed |  |  |  | 42200 | 2125 | 19.85 | 13.4 | 26800 | 2122 | 3.7 | 3.1 | Non Federally-Regulated | 05/28/2019 |  | 09/18/2019
FHP Manufacturing Company | GEOEXCEL | RZ060-1CS*-*****A | RZ060-1AV/AH*-***A*A | Ground-Source | WBAHP-CB: Heat Pump Split Syst | Both Heat Pump and Electric Re | 208 | 1 | False |  |  | Dual-Speed |  |  |  | 58900 | 3658 | 16.1 | 13.4 | 49000 | 3779 | 3.8 | 3.1 | Non Federally-Regulated | 06/10/2019 |  | 09/18/2019
FHP Manufacturing Company | GEOEXCEL | EP048-4HZ/VT |  | Water-Source | WBAHP: Heat Pump Packaged Unit | Heat Pump | 460 | 3 |  |  |  | Single-Speed |  |  |  | 47400 | 3160 | 15 | 11.2 | 50000 | 2764 | 5.3 | 4.2 | Federally-Regulated Commercial & Industrial Equipment | 05/28/2019 |  | 09/18/2019
FHP Manufacturing Company | GEOEXCEL | EP048-4HZ/VT |  | Ground-Water-Source | WBAHP: Heat Pump Packaged Unit | Heat Pump | 460 | 3 |  |  |  | Single-Speed |  |  |  | 52900 | 2190 | 24.15 | 16.2 | 40500 | 2760 | 4.3 | 3.6 | Non Federally-Regulated | 05/28/2019 |  | 09/18/2019
FHP Manufacturing Company | GEOEXCEL | RZ048-1CS*-*****A | RZ048-1AV/AH*-***A*A | Water-Source | WBAHP-CB: Heat Pump Split Syst | Both Heat Pump and Electric Re | 208 | 1 | False |  |  | Dual-Speed |  |  |  | 46900 | 3147 | 14.9 | 12 | 56800 | 3140 | 5.3 | 4.2 | Federally-Regulated Commercial & Industrial Equipment | 06/10/2019 |  | 09/18/2019
FHP Manufacturing Company | GEOEXCEL | EP048-4HZ/VT |  | Ground-Source | WBAHP: Heat Pump Packaged Unit | Heat Pump | 460 | 3 |  |  |  | Single-Speed |  |  |  | 49500 | 2788 | 17.75 | 13.4 | 33400 | 2645 | 3.7 | 3.1 | Non Federally-Regulated | 05/28/2019 |  | 09/18/2019
FHP Manufacturing Company | GEOEXCEL | RZ048-1CS*-*****A | RZ048-1AV/AH*-***A*A | Ground-Water-Source | WBAHP-CB: Heat Pump Split Syst | Both Heat Pump and Electric Re | 208 | 1 | False |  |  | Dual-Speed |  |  |  | 52800 | 2433 | 21.7 | 16.2 | 46600 | 2968 | 4.6 | 3.6 | Non Federally-Regulated | 06/10/2019 |  | 09/18/2019
FHP Manufacturing Company | GEOEXCEL | RZ048-1CS*-*****A | RZ048-1AV/AH*-***A*A | Ground-Source | WBAHP-CB: Heat Pump Split Syst | Both Heat Pump and Electric Re | 208 | 1 | False |  |  | Dual-Speed |  |  |  | 48900 | 2859 | 17.1 | 13.4 | 37800 | 2840 | 3.9 | 3.1 | Non Federally-Regulated | 06/10/2019 |  | 09/18/2019
FHP Manufacturing Company | GEOEXCEL | RD042-3VT/CFC-***P*B-**S |  | Water-Source | WBAHP: Heat Pump Packaged Unit | Heat Pump | 208 | 3 |  |  |  | Single-Speed |  |  |  | 40000 | 2919 | 13.7 | 11.2 | 43000 | 2930 | 4.3 | 4.2 | Federally-Regulated Commercial & Industrial Equipment | 05/28/2019 |  | 09/18/2019
FHP Manufacturing Company | GEOEXCEL | RD042-1VT/CFC-***P*B-**S |  | Water-Source | WBAHP: Heat Pump Packaged Unit | Heat Pump | 208 | 1 |  |  |  | Single-Speed |  |  |  | 40000 | 2919 | 13.7 | 11.2 | 43000 | 2930 | 4.3 | 4.2 | Federally-Regulated Commercial & Industrial Equipment | 05/28/2019 |  | 09/18/2019
FHP Manufacturing Company | GEOEXCEL | CU018-2**-*****B |  | Water-Source | WBAHP-O: Heat Pump Packaged Un | Heat Pump | 265 | 1 |  |  |  | Single-Speed |  |  |  | 16900 | 1385 | 12.2 | 11.2 | 20800 | 1417 | 4.3 | 4.2 | Federally-Regulated Commercial & Industrial Equipment | 05/28/2019 |  | 09/18/2019
FHP Manufacturing Company | GEOEXCEL | CU018-2**-*****B |  | Ground-Water-Source | WBAHP-O: Heat Pump Packaged Un | Heat Pump | 265 | 1 |  |  |  | Single-Speed |  |  |  | 20100 | 1104 | 18.2 | 16.2 | 17500 | 1424 | 3.6 | 3.6 | Non Federally-Regulated | 05/28/2019 |  | 09/18/2019
FHP Manufacturing Company | GEOEXCEL | CU018-2**-*****B |  | Ground-Source | WBAHP-O: Heat Pump Packaged Un | Heat Pump | 265 | 1 |  |  |  | Single-Speed |  |  |  | 17900 | 1260 | 14.2 | 13.4 | 13900 | 1273 | 3.2 | 3.1 | Non Federally-Regulated | 05/28/2019 |  | 09/18/2019
FHP Manufacturing Company | GEOEXCEL | RD042-4VT/CFC-***T/A*B-**T/G |  | Water-Source | WBAHP: Heat Pump Packaged Unit | Heat Pump | 460 | 3 |  |  |  | Single-Speed |  |  |  | 40900 | 2900 | 14.1 | 11.2 | 45300 | 3017 | 4.4 | 4.2 | Federally-Regulated Commercial & Industrial Equipment | 05/28/2019 |  | 09/18/2019
FHP Manufacturing Company | GEOEXCEL | RD042-4VT/CFC-***T/A*B-**T/G |  | Ground-Source | WBAHP: Heat Pump Packaged Unit | Heat Pump | 460 | 3 |  |  |  | Single-Speed |  |  |  | 43500 | 2668 | 16.3 | 13.4 | 30100 | 2520 | 3.5 | 3.1 | Non Federally-Regulated | 05/28/2019 |  | 09/18/2019
FHP Manufacturing Company | GEOEXCEL | CU018-1**-*****B |  | Water-Source | WBAHP-O: Heat Pump Packaged Un | Heat Pump | 208 | 1 |  |  |  | Single-Speed |  |  |  | 16900 | 1385 | 12.2 | 11.2 | 20800 | 1417 | 4.3 | 4.2 | Federally-Regulated Commercial & Industrial Equipment | 05/28/2019 |  | 09/18/2019
FHP Manufacturing Company | GEOEXCEL | CU018-1**-*****B |  | Ground-Water-Source | WBAHP-O: Heat Pump Packaged Un | Heat Pump | 208 | 1 |  |  |  | Single-Speed |  |  |  | 20100 | 1104 | 18.2 | 16.2 | 17500 | 1424 | 3.6 | 3.6 | Non Federally-Regulated | 05/28/2019 |  | 09/18/2019
FHP Manufacturing Company | GEOEXCEL | CU018-1**-*****B |  | Ground-Source | WBAHP-O: Heat Pump Packaged Un | Heat Pump | 208 | 1 |  |  |  | Single-Speed |  |  |  | 17900 | 1260 | 14.2 | 13.4 | 13900 | 1273 | 3.2 | 3.1 | Non Federally-Regulated | 05/28/2019 |  | 09/18/2019
FHP Manufacturing Company | GEOEXCEL | RD042-3VT/CFC-***T/A*B-**T/G |  | Water-Source | WBAHP: Heat Pump Packaged Unit | Heat Pump | 208 | 3 |  |  |  | Single-Speed |  |  |  | 40900 | 2900 | 14.1 | 11.2 | 45300 | 3017 | 4.4 | 4.2 | Federally-Regulated Commercial & Industrial Equipment | 05/28/2019 |  | 09/18/2019
FHP Manufacturing Company | GEOEXCEL | RD042-3VT/CFC-***T/A*B-**T/G |  | Ground-Source | WBAHP: Heat Pump Packaged Unit | Heat Pump | 208 | 3 |  |  |  | Single-Speed |  |  |  | 43500 | 2668 | 16.3 | 13.4 | 30100 | 2520 | 3.5 | 3.1 | Non Federally-Regulated | 05/28/2019 |  | 09/18/2019
FHP Manufacturing Company | GEOEXCEL | RD042-4VT/CFC-***T/A*B-**S |  | Water-Source | WBAHP: Heat Pump Packaged Unit | Heat Pump | 460 | 3 |  |  |  | Single-Speed |  |  |  | 40900 | 2900 | 14.1 | 11.2 | 43000 | 2864 | 4.4 | 4.2 | Federally-Regulated Commercial & Industrial Equipment | 05/28/2019 |  | 09/18/2019
FHP Manufacturing Company | GEOEXCEL | RD042-3VT/CFC-***T/A*B-**S |  | Water-Source | WBAHP: Heat Pump Packaged Unit | Heat Pump | 208 | 3 |  |  |  | Single-Speed |  |  |  | 40900 | 2900 | 14.1 | 11.2 | 43000 | 2864 | 4.4 | 4.2 | Federally-Regulated Commercial & Industrial Equipment | 05/28/2019 |  | 09/18/2019
FHP Manufacturing Company | GEOEXCEL | RD042-1VT/CFC-***T/A*B-**S |  | Water-Source | WBAHP: Heat Pump Packaged Unit | Heat Pump | 208 | 1 |  |  |  | Single-Speed |  |  |  | 40900 | 2900 | 14.1 | 11.2 | 43000 | 2864 | 4.4 | 4.2 | Federally-Regulated Commercial & Industrial Equipment | 05/28/2019 |  | 09/18/2019
FHP Manufacturing Company | GEOEXCEL | RD042-1HZC-***T/A*B-**T/G |  | Water-Source | WBAHP: Heat Pump Packaged Unit | Heat Pump | 208 | 1 |  |  |  | Single-Speed |  |  |  | 40900 | 2900 | 14.1 | 11.2 | 45300 | 3017 | 4.4 | 4.2 | Federally-Regulated Commercial & Industrial Equipment | 05/28/2019 |  | 09/18/2019
FHP Manufacturing Company | GEOEXCEL | RD042-1HZC-***T/A*B-**T/G |  | Ground-Source | WBAHP: Heat Pump Packaged Unit | Heat Pump | 208 | 1 |  |  |  | Single-Speed |  |  |  | 43500 | 2668 | 16.3 | 13.4 | 30100 | 2520 | 3.5 | 3.1 | Non Federally-Regulated | 05/28/2019 |  | 09/18/2019
FHP Manufacturing Company | GEOEXCEL | RD042-4VT/CFC-***P*B-**S |  | Water-Source | WBAHP: Heat Pump Packaged Unit | Heat Pump | 460 | 3 |  |  |  | Single-Speed |  |  |  | 40000 | 2919 | 13.7 | 11.2 | 43000 | 2930 | 4.3 | 4.2 | Federally-Regulated Commercial & Industrial Equipment | 05/28/2019 |  | 09/18/2019
FHP Manufacturing Company | GEOEXCEL | RD042-3HZC-***P*B-**T/G |  | Water-Source | WBAHP: Heat Pump Packaged Unit | Heat Pump | 208 | 3 |  |  |  | Single-Speed |  |  |  | 40000 | 2919 | 13.7 | 11.2 | 46300 | 3155 | 4.3 | 4.2 | Federally-Regulated Commercial & Industrial Equipment | 05/28/2019 |  | 09/18/2019
FHP Manufacturing Company | GEOEXCEL | RD042-3HZC-***P*B-**T/G |  | Ground-Source | WBAHP: Heat Pump Packaged Unit | Heat Pump | 208 | 3 |  |  |  | Single-Speed |  |  |  | 42600 | 2878 | 14.8 | 13.4 | 31000 | 2753 | 3.3 | 3.1 | Non Federally-Regulated | 05/28/2019 |  | 09/18/2019
FHP Manufacturing Company | GEOEXCEL | RD042-4HZC-***P*B-**T/G |  | Water-Source | WBAHP: Heat Pump Packaged Unit | Heat Pump | 460 | 3 |  |  |  | Single-Speed |  |  |  | 40000 | 2919 | 13.7 | 11.2 | 46300 | 3155 | 4.3 | 4.2 | Federally-Regulated Commercial & Industrial Equipment | 05/28/2019 |  | 09/18/2019
FHP Manufacturing Company | GEOEXCEL | RD042-4HZC-***P*B-**T/G |  | Ground-Source | WBAHP: Heat Pump Packaged Unit | Heat Pump | 460 | 3 |  |  |  | Single-Speed |  |  |  | 42600 | 2878 | 14.8 | 13.4 | 31000 | 2753 | 3.3 | 3.1 | Non Federally-Regulated | 05/28/2019 |  | 09/18/2019
FHP Manufacturing Company | GEOEXCEL | RD042-1HZC-***P*B-**T/G |  | Water-Source | WBAHP: Heat Pump Packaged Unit | Heat Pump | 208 | 1 |  |  |  | Single-Speed |  |  |  | 40000 | 2919 | 13.7 | 11.2 | 46300 | 3155 | 4.3 | 4.2 | Federally-Regulated Commercial & Industrial Equipment | 05/28/2019 |  | 09/18/2019
FHP Manufacturing Company | GEOEXCEL | RD042-1HZC-***P*B-**T/G |  | Ground-Source | WBAHP: Heat Pump Packaged Unit | Heat Pump | 208 | 1 |  |  |  | Single-Speed |  |  |  | 42600 | 2878 | 14.8 | 13.4 | 31000 | 2753 | 3.3 | 3.1 | Non Federally-Regulated | 05/28/2019 |  | 09/18/2019
FHP Manufacturing Company | GEOEXCEL | RD042-3HZC-***P*B-**S |  | Water-Source | WBAHP: Heat Pump Packaged Unit | Heat Pump | 208 | 3 |  |  |  | Single-Speed |  |  |  | 40000 | 2919 | 13.7 | 11.2 | 43000 | 2930 | 4.3 | 4.2 | Federally-Regulated Commercial & Industrial Equipment | 05/28/2019 |  | 09/18/2019
FHP Manufacturing Company | GEOEXCEL | RD042-1HZC-***P*B-**S |  | Water-Source | WBAHP: Heat Pump Packaged Unit | Heat Pump | 208 | 1 |  |  |  | Single-Speed |  |  |  | 40000 | 2919 | 13.7 | 11.2 | 43000 | 2930 | 4.3 | 4.2 | Federally-Regulated Commercial & Industrial Equipment | 05/28/2019 |  | 09/18/2019
FHP Manufacturing Company | GEOEXCEL | RD042-3HZC-***T/A*B-**T/G |  | Water-Source | WBAHP: Heat Pump Packaged Unit | Heat Pump | 208 | 3 |  |  |  | Single-Speed |  |  |  | 40900 | 2900 | 14.1 | 11.2 | 45300 | 3017 | 4.4 | 4.2 | Federally-Regulated Commercial & Industrial Equipment | 05/28/2019 |  | 09/18/2019
FHP Manufacturing Company | GEOEXCEL | RD042-4HZC-***T/A*B-**T/G |  | Water-Source | WBAHP: Heat Pump Packaged Unit | Heat Pump | 460 | 3 |  |  |  | Single-Speed |  |  |  | 40900 | 2900 | 14.1 | 11.2 | 45300 | 3017 | 4.4 | 4.2 | Federally-Regulated Commercial & Industrial Equipment | 05/28/2019 |  | 09/18/2019
FHP Manufacturing Company | GEOEXCEL | RD042-4HZC-***T/A*B-**T/G |  | Ground-Source | WBAHP: Heat Pump Packaged Unit | Heat Pump | 460 | 3 |  |  |  | Single-Speed |  |  |  | 43500 | 2668 | 16.3 | 13.4 | 30100 | 2520 | 3.5 | 3.1 | Non Federally-Regulated | 05/28/2019 |  | 09/18/2019
FHP Manufacturing Company | GEOEXCEL | RD042-3HZC-***T/A*B-**T/G |  | Ground-Source | WBAHP: Heat Pump Packaged Unit | Heat Pump | 208 | 3 |  |  |  | Single-Speed |  |  |  | 43500 | 2668 | 16.3 | 13.4 | 30100 | 2520 | 3.5 | 3.1 | Non Federally-Regulated | 05/28/2019 |  | 09/18/2019
FHP Manufacturing Company | GEOEXCEL | RD042-4HZC-***T/A*B-**S |  | Water-Source | WBAHP: Heat Pump Packaged Unit | Heat Pump | 460 | 3 |  |  |  | Single-Speed |  |  |  | 40900 | 2900 | 14.1 | 11.2 | 43000 | 2864 | 4.4 | 4.2 | Federally-Regulated Commercial & Industrial Equipment | 05/28/2019 |  | 09/18/2019
FHP Manufacturing Company | GEOEXCEL | RD042-1HZC-***T/A*B-**S |  | Water-Source | WBAHP: Heat Pump Packaged Unit | Heat Pump | 208 | 1 |  |  |  | Single-Speed |  |  |  | 40900 | 2900 | 14.1 | 11.2 | 43000 | 2864 | 4.4 | 4.2 | Federally-Regulated Commercial & Industrial Equipment | 05/28/2019 |  | 09/18/2019
FHP Manufacturing Company | GEOEXCEL | RD042-4VT/CFN-***P*B-**T/G |  | Water-Source | WBAHP: Heat Pump Packaged Unit | Heat Pump | 460 | 3 |  |  |  | Single-Speed |  |  |  | 40000 | 2996 | 13.35 | 11.2 | 46300 | 3155 | 4.3 | 4.2 | Federally-Regulated Commercial & Industrial Equipment | 05/28/2019 |  | 09/18/2019
FHP Manufacturing Company | GEOEXCEL | RD042-4HZC-***P*B-**S |  | Water-Source | WBAHP: Heat Pump Packaged Unit | Heat Pump | 460 | 3 |  |  |  | Single-Speed |  |  |  | 40000 | 2919 | 13.7 | 11.2 | 43000 | 2930 | 4.3 | 4.2 | Federally-Regulated Commercial & Industrial Equipment | 05/28/2019 |  | 09/18/2019
FHP Manufacturing Company | GEOEXCEL | RD042-4VT/CFN-***P*B-**T/G |  | Ground-Source | WBAHP: Heat Pump Packaged Unit | Heat Pump | 460 | 3 |  |  |  | Single-Speed |  |  |  | 42600 | 2878 | 14.8 | 13.4 | 31000 | 2753 | 3.3 | 3.1 | Non Federally-Regulated | 05/28/2019 |  | 09/18/2019
FHP Manufacturing Company | GEOEXCEL | RD042-1VT/CFN-***T/A*B-**T/G |  | Water-Source | WBAHP: Heat Pump Packaged Unit | Heat Pump | 208 | 1 |  |  |  | Single-Speed |  |  |  | 40900 | 2900 | 14.1 | 11.2 | 45300 | 3017 | 4.4 | 4.2 | Federally-Regulated Commercial & Industrial Equipment | 05/28/2019 |  | 09/18/2019
FHP Manufacturing Company | GEOEXCEL | RD042-1VT/CFN-***T/A*B-**T/G |  | Ground-Source | WBAHP: Heat Pump Packaged Unit | Heat Pump | 208 | 1 |  |  |  | Single-Speed |  |  |  | 43500 | 2668 | 16.3 | 13.4 | 30100 | 2520 | 3.5 | 3.1 | Non Federally-Regulated | 05/28/2019 |  | 09/18/2019
FHP Manufacturing Company | GEOEXCEL | RD042-1VT/CFN-***P*B-**T/G |  | Water-Source | WBAHP: Heat Pump Packaged Unit | Heat Pump | 208 | 1 |  |  |  | Single-Speed |  |  |  | 40000 | 2996 | 13.35 | 11.2 | 46300 | 3155 | 4.3 | 4.2 | Federally-Regulated Commercial & Industrial Equipment | 05/28/2019 |  | 09/18/2019
FHP Manufacturing Company | GEOEXCEL | RD042-3HZC-***T/A*B-**S |  | Water-Source | WBAHP: Heat Pump Packaged Unit | Heat Pump | 208 | 3 |  |  |  | Single-Speed |  |  |  | 40900 | 2900 | 14.1 | 11.2 | 43000 | 2864 | 4.4 | 4.2 | Federally-Regulated Commercial & Industrial Equipment | 05/28/2019 |  | 09/18/2019
FHP Manufacturing Company | GEOEXCEL | RD042-1VT/CFN-***P*B-**T/G |  | Ground-Source | WBAHP: Heat Pump Packaged Unit | Heat Pump | 208 | 1 |  |  |  | Single-Speed |  |  |  | 42600 | 2878 | 14.8 | 13.4 | 31000 | 2753 | 3.3 | 3.1 | Non Federally-Regulated | 05/28/2019 |  | 09/18/2019
FHP Manufacturing Company | GEOEXCEL | RD042-3VT/CFN-***P*B-**T/G |  | Water-Source | WBAHP: Heat Pump Packaged Unit | Heat Pump | 208 | 3 |  |  |  | Single-Speed |  |  |  | 40000 | 2996 | 13.35 | 11.2 | 46300 | 3155 | 4.3 | 4.2 | Federally-Regulated Commercial & Industrial Equipment | 05/28/2019 |  | 09/18/2019
FHP Manufacturing Company | GEOEXCEL | RD042-3VT/CFN-***P*B-**T/G |  | Ground-Source | WBAHP: Heat Pump Packaged Unit | Heat Pump | 208 | 3 |  |  |  | Single-Speed |  |  |  | 42600 | 2878 | 14.8 | 13.4 | 31000 | 2753 | 3.3 | 3.1 | Non Federally-Regulated | 05/28/2019 |  | 09/18/2019
FHP Manufacturing Company | GEOEXCEL | RD042-3VT/CFN-***P*B-**S |  | Water-Source | WBAHP: Heat Pump Packaged Unit | Heat Pump | 208 | 3 |  |  |  | Single-Speed |  |  |  | 40000 | 2919 | 13.7 | 11.2 | 43000 | 2930 | 4.3 | 4.2 | Federally-Regulated Commercial & Industrial Equipment | 05/28/2019 |  | 09/18/2019
FHP Manufacturing Company | GEOEXCEL | RD042-4VT/CFN-***T/A*B-**T/G |  | Water-Source | WBAHP: Heat Pump Packaged Unit | Heat Pump | 460 | 3 |  |  |  | Single-Speed |  |  |  | 40900 | 2900 | 14.1 | 11.2 | 45300 | 3017 | 4.4 | 4.2 | Federally-Regulated Commercial & Industrial Equipment | 05/28/2019 |  | 09/18/2019
FHP Manufacturing Company | GEOEXCEL | RD042-4VT/CFN-***T/A*B-**T/G |  | Ground-Source | WBAHP: Heat Pump Packaged Unit | Heat Pump | 460 | 3 |  |  |  | Single-Speed |  |  |  | 43500 | 2668 | 16.3 | 13.4 | 30100 | 2520 | 3.5 | 3.1 | Non Federally-Regulated | 05/28/2019 |  | 09/18/2019
FHP Manufacturing Company | GEOEXCEL | RD042-1VT/CFN-***P*B-**S |  | Water-Source | WBAHP: Heat Pump Packaged Unit | Heat Pump | 208 | 1 |  |  |  | Single-Speed |  |  |  | 40000 | 2919 | 13.7 | 11.2 | 43000 | 2930 | 4.3 | 4.2 | Federally-Regulated Commercial & Industrial Equipment | 05/28/2019 |  | 09/18/2019
FHP Manufacturing Company | GEOEXCEL | RD042-3VT/CFN-***T/A*B-**T/G |  | Water-Source | WBAHP: Heat Pump Packaged Unit | Heat Pump | 208 | 3 |  |  |  | Single-Speed |  |  |  | 40900 | 2900 | 14.1 | 11.2 | 45300 | 3017 | 4.4 | 4.2 | Federally-Regulated Commercial & Industrial Equipment | 05/28/2019 |  | 09/18/2019
FHP Manufacturing Company | GEOEXCEL | RD042-3VT/CFN-***T/A*B-**T/G |  | Ground-Source | WBAHP: Heat Pump Packaged Unit | Heat Pump | 208 | 3 |  |  |  | Single-Speed |  |  |  | 43500 | 2668 | 16.3 | 13.4 | 30100 | 2520 | 3.5 | 3.1 | Non Federally-Regulated | 05/28/2019 |  | 09/18/2019
FHP Manufacturing Company | GEOEXCEL | RD042-4VT/CFN-***T/A*B-**S |  | Water-Source | WBAHP: Heat Pump Packaged Unit | Heat Pump | 460 | 3 |  |  |  | Single-Speed |  |  |  | 40900 | 2900 | 14.1 | 11.2 | 43000 | 2864 | 4.4 | 4.2 | Federally-Regulated Commercial & Industrial Equipment | 05/28/2019 |  | 09/18/2019
FHP Manufacturing Company | GEOEXCEL | RD042-1HZN-***T/A*B-**T/G |  | Water-Source | WBAHP: Heat Pump Packaged Unit | Heat Pump | 208 | 1 |  |  |  | Single-Speed |  |  |  | 40900 | 2900 | 14.1 | 11.2 | 45300 | 3017 | 4.4 | 4.2 | Federally-Regulated Commercial & Industrial Equipment | 05/28/2019 |  | 09/18/2019
FHP Manufacturing Company | GEOEXCEL | RD042-4VT/CFN-***P*B-**S |  | Water-Source | WBAHP: Heat Pump Packaged Unit | Heat Pump | 460 | 3 |  |  |  | Single-Speed |  |  |  | 40000 | 2919 | 13.7 | 11.2 | 43000 | 2930 | 4.3 | 4.2 | Federally-Regulated Commercial & Industrial Equipment | 05/28/2019 |  | 09/18/2019
FHP Manufacturing Company | GEOEXCEL | RD042-1HZN-***T/A*B-**T/G |  | Ground-Source | WBAHP: Heat Pump Packaged Unit | Heat Pump | 208 | 1 |  |  |  | Single-Speed |  |  |  | 43500 | 2668 | 16.3 | 13.4 | 30100 | 2520 | 3.5 | 3.1 | Non Federally-Regulated | 05/28/2019 |  | 09/18/2019
FHP Manufacturing Company | GEOEXCEL | RD042-1VT/CFN-***T/A*B-**S |  | Water-Source | WBAHP: Heat Pump Packaged Unit | Heat Pump | 208 | 1 |  |  |  | Single-Speed |  |  |  | 40900 | 2900 | 14.1 | 11.2 | 43000 | 2864 | 4.4 | 4.2 | Federally-Regulated Commercial & Industrial Equipment | 05/28/2019 |  | 09/18/2019
FHP Manufacturing Company | GEOEXCEL | RD042-3VT/CFN-***T/A*B-**S |  | Water-Source | WBAHP: Heat Pump Packaged Unit | Heat Pump | 208 | 3 |  |  |  | Single-Speed |  |  |  | 40900 | 2900 | 14.1 | 11.2 | 43000 | 2864 | 4.4 | 4.2 | Federally-Regulated Commercial & Industrial Equipment | 05/28/2019 |  | 09/18/2019
FHP Manufacturing Company | GEOEXCEL | RD042-4HZN-***P*B-**T/G |  | Water-Source | WBAHP: Heat Pump Packaged Unit | Heat Pump | 460 | 3 |  |  |  | Single-Speed |  |  |  | 40000 | 2996 | 13.35 | 11.2 | 46300 | 3155 | 4.3 | 4.2 | Federally-Regulated Commercial & Industrial Equipment | 05/28/2019 |  | 09/18/2019
FHP Manufacturing Company | GEOEXCEL | RD042-4HZN-***P*B-**T/G |  | Ground-Source | WBAHP: Heat Pump Packaged Unit | Heat Pump | 460 | 3 |  |  |  | Single-Speed |  |  |  | 42600 | 2878 | 14.8 | 13.4 | 31000 | 2753 | 3.3 | 3.1 | Non Federally-Regulated | 05/28/2019 |  | 09/18/2019
FHP Manufacturing Company | GEOEXCEL | RD042-3HZN-***P*B-**T/G |  | Water-Source | WBAHP: Heat Pump Packaged Unit | Heat Pump | 208 | 3 |  |  |  | Single-Speed |  |  |  | 40000 | 2996 | 13.35 | 11.2 | 46300 | 3155 | 4.3 | 4.2 | Federally-Regulated Commercial & Industrial Equipment | 05/28/2019 |  | 09/18/2019
FHP Manufacturing Company | GEOEXCEL | RD042-3HZN-***P*B-**T/G |  | Ground-Source | WBAHP: Heat Pump Packaged Unit | Heat Pump | 208 | 3 |  |  |  | Single-Speed |  |  |  | 42600 | 2878 | 14.8 | 13.4 | 31000 | 2753 | 3.3 | 3.1 | Non Federally-Regulated | 05/28/2019 |  | 09/18/2019
FHP Manufacturing Company | GEOEXCEL | RD042-1HZN-***P*B-**T/G |  | Water-Source | WBAHP: Heat Pump Packaged Unit | Heat Pump | 208 | 1 |  |  |  | Single-Speed |  |  |  | 40000 | 2996 | 13.35 | 11.2 | 46300 | 3155 | 4.3 | 4.2 | Federally-Regulated Commercial & Industrial Equipment | 05/28/2019 |  | 09/18/2019
FHP Manufacturing Company | GEOEXCEL | RD042-3HZN-***P*B-**S |  | Water-Source | WBAHP: Heat Pump Packaged Unit | Heat Pump | 208 | 3 |  |  |  | Single-Speed |  |  |  | 40000 | 2919 | 13.7 | 11.2 | 43000 | 2930 | 4.3 | 4.2 | Federally-Regulated Commercial & Industrial Equipment | 05/28/2019 |  | 09/18/2019
FHP Manufacturing Company | GEOEXCEL | RD042-1HZN-***P*B-**T/G |  | Ground-Source | WBAHP: Heat Pump Packaged Unit | Heat Pump | 208 | 1 |  |  |  | Single-Speed |  |  |  | 42600 | 2878 | 14.8 | 13.4 | 31000 | 2753 | 3.3 | 3.1 | Non Federally-Regulated | 05/28/2019 |  | 09/18/2019
FHP Manufacturing Company | GEOEXCEL | RD042-1HZN-***P*B-**S |  | Water-Source | WBAHP: Heat Pump Packaged Unit | Heat Pump | 208 | 1 |  |  |  | Single-Speed |  |  |  | 40000 | 2919 | 13.7 | 11.2 | 43000 | 2930 | 4.3 | 4.2 | Federally-Regulated Commercial & Industrial Equipment | 05/28/2019 |  | 09/18/2019
FHP Manufacturing Company | GEOEXCEL | RD042-4HZN-***T/A*B-**T/G |  | Water-Source | WBAHP: Heat Pump Packaged Unit | Heat Pump | 460 | 3 |  |  |  | Single-Speed |  |  |  | 40900 | 2900 | 14.1 | 11.2 | 45300 | 3017 | 4.4 | 4.2 | Federally-Regulated Commercial & Industrial Equipment | 05/28/2019 |  | 09/18/2019
FHP Manufacturing Company | GEOEXCEL | RD042-4HZN-***T/A*B-**T/G |  | Ground-Source | WBAHP: Heat Pump Packaged Unit | Heat Pump | 460 | 3 |  |  |  | Single-Speed |  |  |  | 43500 | 2668 | 16.3 | 13.4 | 30100 | 2520 | 3.5 | 3.1 | Non Federally-Regulated | 05/28/2019 |  | 09/18/2019
FHP Manufacturing Company | GEOEXCEL | RD042-3HZN-***T/A*B-**T/G |  | Water-Source | WBAHP: Heat Pump Packaged Unit | Heat Pump | 208 | 3 |  |  |  | Single-Speed |  |  |  | 40900 | 2900 | 14.1 | 11.2 | 45300 | 3017 | 4.4 | 4.2 | Federally-Regulated Commercial & Industrial Equipment | 05/28/2019 |  | 09/18/2019
FHP Manufacturing Company | GEOEXCEL | RD042-3HZN-***T/A*B-**T/G |  | Ground-Source | WBAHP: Heat Pump Packaged Unit | Heat Pump | 208 | 3 |  |  |  | Single-Speed |  |  |  | 43500 | 2668 | 16.3 | 13.4 | 30100 | 2520 | 3.5 | 3.1 | Non Federally-Regulated | 05/28/2019 |  | 09/18/2019
FHP Manufacturing Company | GEOEXCEL | RD042-3HZN-***T/A*B-**S |  | Water-Source | WBAHP: Heat Pump Packaged Unit | Heat Pump | 208 | 3 |  |  |  | Single-Speed |  |  |  | 40900 | 2900 | 14.1 | 11.2 | 43000 | 2864 | 4.4 | 4.2 | Federally-Regulated Commercial & Industrial Equipment | 05/28/2019 |  | 09/18/2019
FHP Manufacturing Company | GEOEXCEL | RD042-4HZN-***T/A*B-**S |  | Water-Source | WBAHP: Heat Pump Packaged Unit | Heat Pump | 460 | 3 |  |  |  | Single-Speed |  |  |  | 40900 | 2900 | 14.1 | 11.2 | 43000 | 2864 | 4.4 | 4.2 | Federally-Regulated Commercial & Industrial Equipment | 05/28/2019 |  | 09/18/2019
FHP Manufacturing Company | GEOEXCEL | RD048-5VT/CFC-***P*B-**T/G |  | Water-Source | WBAHP: Heat Pump Packaged Unit | Heat Pump | 575 | 3 |  |  |  | Single-Speed |  |  |  | 45900 | 3530 | 13 | 11.2 | 56400 | 3844 | 4.3 | 4.2 | Federally-Regulated Commercial & Industrial Equipment | 05/28/2019 |  | 09/18/2019
FHP Manufacturing Company | GEOEXCEL | RD048-5VT/CFC-***P*B-**T/G |  | Ground-Source | WBAHP: Heat Pump Packaged Unit | Heat Pump | 575 | 3 |  |  |  | Single-Speed |  |  |  | 48800 | 3275 | 14.9 | 13.4 | 35400 | 3051 | 3.4 | 3.1 | Non Federally-Regulated | 05/28/2019 |  | 09/18/2019
FHP Manufacturing Company | GEOEXCEL | RD042-4HZN-***P*B-**S |  | Water-Source | WBAHP: Heat Pump Packaged Unit | Heat Pump | 460 | 3 |  |  |  | Single-Speed |  |  |  | 40000 | 2919 | 13.7 | 11.2 | 43000 | 2930 | 4.3 | 4.2 | Federally-Regulated Commercial & Industrial Equipment | 05/28/2019 |  | 09/18/2019
FHP Manufacturing Company | GEOEXCEL | RD042-1HZN-***T/A*B-**S |  | Water-Source | WBAHP: Heat Pump Packaged Unit | Heat Pump | 208 | 1 |  |  |  | Single-Speed |  |  |  | 40900 | 2900 | 14.1 | 11.2 | 43000 | 2864 | 4.4 | 4.2 | Federally-Regulated Commercial & Industrial Equipment | 05/28/2019 |  | 09/18/2019
FHP Manufacturing Company | GEOEXCEL | RD048-3VT/CFC-***P*B-**T/G |  | Water-Source | WBAHP: Heat Pump Packaged Unit | Heat Pump | 208 | 3 |  |  |  | Single-Speed |  |  |  | 45900 | 3530 | 13 | 11.2 | 56400 | 3844 | 4.3 | 4.2 | Federally-Regulated Commercial & Industrial Equipment | 05/28/2019 |  | 09/18/2019
FHP Manufacturing Company | GEOEXCEL | RD048-3VT/CFC-***P*B-**T/G |  | Ground-Source | WBAHP: Heat Pump Packaged Unit | Heat Pump | 208 | 3 |  |  |  | Single-Speed |  |  |  | 48800 | 3275 | 14.9 | 13.4 | 35400 | 3051 | 3.4 | 3.1 | Non Federally-Regulated | 05/28/2019 |  | 09/18/2019
FHP Manufacturing Company | GEOEXCEL | RD048-4VT/CFC-***P*B-**T/G |  | Water-Source | WBAHP: Heat Pump Packaged Unit | Heat Pump | 460 | 3 |  |  |  | Single-Speed |  |  |  | 45900 | 3530 | 13 | 11.2 | 56400 | 3844 | 4.3 | 4.2 | Federally-Regulated Commercial & Industrial Equipment | 05/28/2019 |  | 09/18/2019
FHP Manufacturing Company | GEOEXCEL | RD048-4VT/CFC-***P*B-**T/G |  | Ground-Source | WBAHP: Heat Pump Packaged Unit | Heat Pump | 460 | 3 |  |  |  | Single-Speed |  |  |  | 48800 | 3275 | 14.9 | 13.4 | 35400 | 3051 | 3.4 | 3.1 | Non Federally-Regulated | 05/28/2019 |  | 09/18/2019
FHP Manufacturing Company | GEOEXCEL | RD048-4VT/CFC-***T/A*B-**T/G |  | Water-Source | WBAHP: Heat Pump Packaged Unit | Heat Pump | 460 | 3 |  |  |  | Single-Speed |  |  |  | 46800 | 3295 | 14.2 | 11.2 | 55600 | 3621 | 4.5 | 4.2 | Federally-Regulated Commercial & Industrial Equipment | 05/28/2019 |  | 09/18/2019
FHP Manufacturing Company | GEOEXCEL | RD048-4VT/CFC-***T/A*B-**T/G |  | Ground-Source | WBAHP: Heat Pump Packaged Unit | Heat Pump | 460 | 3 |  |  |  | Single-Speed |  |  |  | 49600 | 3042 | 16.3 | 13.4 | 34600 | 2816 | 3.6 | 3.1 | Non Federally-Regulated | 05/28/2019 |  | 09/18/2019
FHP Manufacturing Company | GEOEXCEL | RD048-1VT/CFC-***P*B-**T/G |  | Water-Source | WBAHP: Heat Pump Packaged Unit | Heat Pump | 208 | 1 |  |  |  | Single-Speed |  |  |  | 45900 | 3530 | 13 | 11.2 | 56400 | 3844 | 4.3 | 4.2 | Federally-Regulated Commercial & Industrial Equipment | 05/28/2019 |  | 09/18/2019
FHP Manufacturing Company | GEOEXCEL | RD048-1VT/CFC-***P*B-**T/G |  | Ground-Source | WBAHP: Heat Pump Packaged Unit | Heat Pump | 208 | 1 |  |  |  | Single-Speed |  |  |  | 48800 | 3275 | 14.9 | 13.4 | 35400 | 3051 | 3.4 | 3.1 | Non Federally-Regulated | 05/28/2019 |  | 09/18/2019
FHP Manufacturing Company | GEOEXCEL | RD048-1VT/CFC-***P*B-**S |  | Water-Source | WBAHP: Heat Pump Packaged Unit | Heat Pump | 208 | 1 |  |  |  | Single-Speed |  |  |  | 45900 | 3530 | 13 | 11.2 | 56400 | 3844 | 4.3 | 4.2 | Federally-Regulated Commercial & Industrial Equipment | 05/28/2019 |  | 09/18/2019
FHP Manufacturing Company | GEOEXCEL | RD048-1VT/CFC-***T/A*B-**T/G |  | Water-Source | WBAHP: Heat Pump Packaged Unit | Heat Pump | 208 | 1 |  |  |  | Single-Speed |  |  |  | 46800 | 3295 | 14.2 | 11.2 | 55600 | 3621 | 4.5 | 4.2 | Federally-Regulated Commercial & Industrial Equipment | 05/28/2019 |  | 09/18/2019
FHP Manufacturing Company | GEOEXCEL | RD048-1VT/CFC-***T/A*B-**T/G |  | Ground-Source | WBAHP: Heat Pump Packaged Unit | Heat Pump | 208 | 1 |  |  |  | Single-Speed |  |  |  | 49600 | 3042 | 16.3 | 13.4 | 34600 | 2816 | 3.6 | 3.1 | Non Federally-Regulated | 05/28/2019 |  | 09/18/2019
FHP Manufacturing Company | GEOEXCEL | RD048-3VT/CFC-***T/A*B-**T/G |  | Water-Source | WBAHP: Heat Pump Packaged Unit | Heat Pump | 208 | 3 |  |  |  | Single-Speed |  |  |  | 46800 | 3295 | 14.2 | 11.2 | 55600 | 3621 | 4.5 | 4.2 | Federally-Regulated Commercial & Industrial Equipment | 05/28/2019 |  | 09/18/2019
FHP Manufacturing Company | GEOEXCEL | RD048-3VT/CFC-***T/A*B-**T/G |  | Ground-Source | WBAHP: Heat Pump Packaged Unit | Heat Pump | 208 | 3 |  |  |  | Single-Speed |  |  |  | 49600 | 3042 | 16.3 | 13.4 | 34600 | 2816 | 3.6 | 3.1 | Non Federally-Regulated | 05/28/2019 |  | 09/18/2019
FHP Manufacturing Company | GEOEXCEL | RD048-1VT/CFC-***T/A*B-**S |  | Water-Source | WBAHP: Heat Pump Packaged Unit | Heat Pump | 208 | 1 |  |  |  | Single-Speed |  |  |  | 46800 | 3342 | 14 | 11.2 | 55600 | 3621 | 4.5 | 4.2 | Federally-Regulated Commercial & Industrial Equipment | 05/28/2019 |  | 09/18/2019
FHP Manufacturing Company | GEOEXCEL | RD048-5VT/CFC-***P*B-**S |  | Water-Source | WBAHP: Heat Pump Packaged Unit | Heat Pump | 575 | 3 |  |  |  | Single-Speed |  |  |  | 45900 | 3530 | 13 | 11.2 | 56400 | 3844 | 4.3 | 4.2 | Federally-Regulated Commercial & Industrial Equipment | 05/28/2019 |  | 09/18/2019
FHP Manufacturing Company | GEOEXCEL | RD048-4VT/CFC-***P*B-**S |  | Water-Source | WBAHP: Heat Pump Packaged Unit | Heat Pump | 460 | 3 |  |  |  | Single-Speed |  |  |  | 45900 | 3530 | 13 | 11.2 | 56400 | 3844 | 4.3 | 4.2 | Federally-Regulated Commercial & Industrial Equipment | 05/28/2019 |  | 09/18/2019
FHP Manufacturing Company | GEOEXCEL | RD048-3VT/CFC-***P*B-**S |  | Water-Source | WBAHP: Heat Pump Packaged Unit | Heat Pump | 208 | 3 |  |  |  | Single-Speed |  |  |  | 45900 | 3530 | 13 | 11.2 | 56400 | 3844 | 4.3 | 4.2 | Federally-Regulated Commercial & Industrial Equipment | 05/28/2019 |  | 09/18/2019
FHP Manufacturing Company | GEOEXCEL | RD048-3HZC-***P*B-**T/G |  | Water-Source | WBAHP: Heat Pump Packaged Unit | Heat Pump | 208 | 3 |  |  |  | Single-Speed |  |  |  | 45900 | 3530 | 13 | 11.2 | 56400 | 3844 | 4.3 | 4.2 | Federally-Regulated Commercial & Industrial Equipment | 05/28/2019 |  | 09/18/2019
FHP Manufacturing Company | GEOEXCEL | RD048-3HZC-***P*B-**T/G |  | Ground-Source | WBAHP: Heat Pump Packaged Unit | Heat Pump | 208 | 3 |  |  |  | Single-Speed |  |  |  | 48800 | 3275 | 14.9 | 13.4 | 35400 | 3051 | 3.4 | 3.1 | Non Federally-Regulated | 05/28/2019 |  | 09/18/2019
FHP Manufacturing Company | GEOEXCEL | RD048-4VT/CFC-***T/A*B-**S |  | Water-Source | WBAHP: Heat Pump Packaged Unit | Heat Pump | 460 | 3 |  |  |  | Single-Speed |  |  |  | 46800 | 3342 | 14 | 11.2 | 55600 | 3621 | 4.5 | 4.2 | Federally-Regulated Commercial & Industrial Equipment | 05/28/2019 |  | 09/18/2019
FHP Manufacturing Company | GEOEXCEL | RD048-1HZC-***P*B-**T/G |  | Water-Source | WBAHP: Heat Pump Packaged Unit | Heat Pump | 208 | 1 |  |  |  | Single-Speed |  |  |  | 45900 | 3530 | 13 | 11.2 | 56400 | 3844 | 4.3 | 4.2 | Federally-Regulated Commercial & Industrial Equipment | 05/28/2019 |  | 09/18/2019
FHP Manufacturing Company | GEOEXCEL | RD048-1HZC-***P*B-**T/G |  | Ground-Source | WBAHP: Heat Pump Packaged Unit | Heat Pump | 208 | 1 |  |  |  | Single-Speed |  |  |  | 48800 | 3275 | 14.9 | 13.4 | 35400 | 3051 | 3.4 | 3.1 | Non Federally-Regulated | 05/28/2019 |  | 09/18/2019
FHP Manufacturing Company | GEOEXCEL | RD048-1HZC-***T/A*B-**T/G |  | Water-Source | WBAHP: Heat Pump Packaged Unit | Heat Pump | 208 | 1 |  |  |  | Single-Speed |  |  |  | 46800 | 3295 | 14.2 | 11.2 | 55600 | 3621 | 4.5 | 4.2 | Federally-Regulated Commercial & Industrial Equipment | 05/28/2019 |  | 09/18/2019
FHP Manufacturing Company | GEOEXCEL | RD048-3HZC-***T/A*B-**T/G |  | Water-Source | WBAHP: Heat Pump Packaged Unit | Heat Pump | 208 | 3 |  |  |  | Single-Speed |  |  |  | 46800 | 3295 | 14.2 | 11.2 | 55600 | 3621 | 4.5 | 4.2 | Federally-Regulated Commercial & Industrial Equipment | 05/28/2019 |  | 09/18/2019
FHP Manufacturing Company | GEOEXCEL | RD048-3HZC-***T/A*B-**T/G |  | Ground-Source | WBAHP: Heat Pump Packaged Unit | Heat Pump | 208 | 3 |  |  |  | Single-Speed |  |  |  | 49600 | 3042 | 16.3 | 13.4 | 34600 | 2816 | 3.6 | 3.1 | Non Federally-Regulated | 05/28/2019 |  | 09/18/2019
FHP Manufacturing Company | GEOEXCEL | RD048-3VT/CFC-***T/A*B-**S |  | Water-Source | WBAHP: Heat Pump Packaged Unit | Heat Pump | 208 | 3 |  |  |  | Single-Speed |  |  |  | 46800 | 3342 | 14 | 11.2 | 55600 | 3621 | 4.5 | 4.2 | Federally-Regulated Commercial & Industrial Equipment | 05/28/2019 |  | 09/18/2019
FHP Manufacturing Company | GEOEXCEL | RD048-1HZC-***T/A*B-**T/G |  | Ground-Source | WBAHP: Heat Pump Packaged Unit | Heat Pump | 208 | 1 |  |  |  | Single-Speed |  |  |  | 49600 | 3042 | 16.3 | 13.4 | 34600 | 2816 | 3.6 | 3.1 | Non Federally-Regulated | 05/28/2019 |  | 09/18/2019
FHP Manufacturing Company | GEOEXCEL | RD048-5HZC-***P*B-**T/G |  | Water-Source | WBAHP: Heat Pump Packaged Unit | Heat Pump | 575 | 3 |  |  |  | Single-Speed |  |  |  | 45900 | 3530 | 13 | 11.2 | 56400 | 3844 | 4.3 | 4.2 | Federally-Regulated Commercial & Industrial Equipment | 05/28/2019 |  | 09/18/2019
FHP Manufacturing Company | GEOEXCEL | RD048-5HZC-***P*B-**T/G |  | Ground-Source | WBAHP: Heat Pump Packaged Unit | Heat Pump | 575 | 3 |  |  |  | Single-Speed |  |  |  | 48800 | 3275 | 14.9 | 13.4 | 35400 | 3051 | 3.4 | 3.1 | Non Federally-Regulated | 05/28/2019 |  | 09/18/2019
FHP Manufacturing Company | GEOEXCEL | RD048-4HZC-***P*B-**T/G |  | Water-Source | WBAHP: Heat Pump Packaged Unit | Heat Pump | 460 | 3 |  |  |  | Single-Speed |  |  |  | 45900 | 3530 | 13 | 11.2 | 56400 | 3844 | 4.3 | 4.2 | Federally-Regulated Commercial & Industrial Equipment | 05/28/2019 |  | 09/18/2019
FHP Manufacturing Company | GEOEXCEL | RD048-4HZC-***P*B-**T/G |  | Ground-Source | WBAHP: Heat Pump Packaged Unit | Heat Pump | 460 | 3 |  |  |  | Single-Speed |  |  |  | 48800 | 3275 | 14.9 | 13.4 | 35400 | 3051 | 3.4 | 3.1 | Non Federally-Regulated | 05/28/2019 |  | 09/18/2019
FHP Manufacturing Company | GEOEXCEL | RD048-4HZC-***P*B-**S |  | Water-Source | WBAHP: Heat Pump Packaged Unit | Heat Pump | 460 | 3 |  |  |  | Single-Speed |  |  |  | 45900 | 3530 | 13 | 11.2 | 56400 | 3844 | 4.3 | 4.2 | Federally-Regulated Commercial & Industrial Equipment | 05/28/2019 |  | 09/18/2019
FHP Manufacturing Company | GEOEXCEL | RD030-1HZC-***T/A*C-**S |  | Water-Source | WBAHP: Heat Pump Packaged Unit | Heat Pump | 208 | 1 |  |  |  | Single-Speed |  |  |  | 30000 | 2105 | 14.25 | 11.2 | 32800 | 2089 | 4.6 | 4.2 | Federally-Regulated Commercial & Industrial Equipment | 05/28/2019 |  | 09/18/2019
FHP Manufacturing Company | GEOEXCEL | RD030-1HZC-***P*C-**S |  | Water-Source | WBAHP: Heat Pump Packaged Unit | Heat Pump | 208 | 1 |  |  |  | Single-Speed |  |  |  | 29200 | 2212 | 13.2 | 11.2 | 33400 | 2276 | 4.3 | 4.2 | Federally-Regulated Commercial & Industrial Equipment | 05/28/2019 |  | 09/18/2019
FHP Manufacturing Company | GEOEXCEL | RD030-1VT/CFC-***T/A*C-**T/G |  | Water-Source | WBAHP: Heat Pump Packaged Unit | Heat Pump | 208 | 1 |  |  |  | Single-Speed |  |  |  | 30000 | 2205 | 13.6 | 11.2 | 32800 | 2089 | 4.6 | 4.2 | Federally-Regulated Commercial & Industrial Equipment | 05/28/2019 |  | 09/18/2019
FHP Manufacturing Company | GEOEXCEL | RD030-1VT/CFC-***T/A*C-**T/G |  | Ground-Source | WBAHP: Heat Pump Packaged Unit | Heat Pump | 208 | 1 |  |  |  | Single-Speed |  |  |  | 31600 | 1805 | 17.5 | 13.4 | 20400 | 1758 | 3.4 | 3.1 | Non Federally-Regulated | 05/28/2019 |  | 09/18/2019
FHP Manufacturing Company | GEOEXCEL | RD030-1HZC-***T/A*C-**T/G |  | Water-Source | WBAHP: Heat Pump Packaged Unit | Heat Pump | 208 | 1 |  |  |  | Single-Speed |  |  |  | 30000 | 2205 | 13.6 | 11.2 | 32800 | 2089 | 4.6 | 4.2 | Federally-Regulated Commercial & Industrial Equipment | 05/28/2019 |  | 09/18/2019
FHP Manufacturing Company | GEOEXCEL | RD030-1HZC-***P*C-**T/G |  | Water-Source | WBAHP: Heat Pump Packaged Unit | Heat Pump | 208 | 1 |  |  |  | Single-Speed |  |  |  | 29200 | 2212 | 13.2 | 11.2 | 33400 | 2276 | 4.3 | 4.2 | Federally-Regulated Commercial & Industrial Equipment | 05/28/2019 |  | 09/18/2019
FHP Manufacturing Company | GEOEXCEL | RD048-3HZC-***P*B-**S |  | Water-Source | WBAHP: Heat Pump Packaged Unit | Heat Pump | 208 | 3 |  |  |  | Single-Speed |  |  |  | 45900 | 3530 | 13 | 11.2 | 56400 | 3844 | 4.3 | 4.2 | Federally-Regulated Commercial & Industrial Equipment | 05/28/2019 |  | 09/18/2019
FHP Manufacturing Company | GEOEXCEL | RD030-1HZC-***T/A*C-**T/G |  | Ground-Source | WBAHP: Heat Pump Packaged Unit | Heat Pump | 208 | 1 |  |  |  | Single-Speed |  |  |  | 31600 | 1805 | 17.5 | 13.4 | 20400 | 1758 | 3.4 | 3.1 | Non Federally-Regulated | 05/28/2019 |  | 09/18/2019
FHP Manufacturing Company | GEOEXCEL | RD030-1HZC-***P*C-**T/G |  | Ground-Source | WBAHP: Heat Pump Packaged Unit | Heat Pump | 208 | 1 |  |  |  | Single-Speed |  |  |  | 31000 | 2108 | 14.7 | 13.4 | 20900 | 1856 | 3.3 | 3.1 | Non Federally-Regulated | 05/28/2019 |  | 09/18/2019
FHP Manufacturing Company | GEOEXCEL | RD030-1VT/CFC-***P*C-**T/G |  | Water-Source | WBAHP: Heat Pump Packaged Unit | Heat Pump | 208 | 1 |  |  |  | Single-Speed |  |  |  | 29200 | 2212 | 13.2 | 11.2 | 33400 | 2276 | 4.3 | 4.2 | Federally-Regulated Commercial & Industrial Equipment | 05/28/2019 |  | 09/18/2019
FHP Manufacturing Company | GEOEXCEL | RD030-1VT/CFC-***P*C-**T/G |  | Ground-Source | WBAHP: Heat Pump Packaged Unit | Heat Pump | 208 | 1 |  |  |  | Single-Speed |  |  |  | 31000 | 2108 | 14.7 | 13.4 | 20900 | 1856 | 3.3 | 3.1 | Non Federally-Regulated | 05/28/2019 |  | 09/18/2019
FHP Manufacturing Company | GEOEXCEL | RD030-1VT/CFC-***T/A*C-**S |  | Water-Source | WBAHP: Heat Pump Packaged Unit | Heat Pump | 208 | 1 |  |  |  | Single-Speed |  |  |  | 30000 | 2105 | 14.25 | 11.2 | 32800 | 2089 | 4.6 | 4.2 | Federally-Regulated Commercial & Industrial Equipment | 05/28/2019 |  | 09/18/2019
FHP Manufacturing Company | GEOEXCEL | RD030-1VT/CFC-***P*C-**S |  | Water-Source | WBAHP: Heat Pump Packaged Unit | Heat Pump | 208 | 1 |  |  |  | Single-Speed |  |  |  | 29200 | 2212 | 13.2 | 11.2 | 33400 | 2276 | 4.3 | 4.2 | Federally-Regulated Commercial & Industrial Equipment | 05/28/2019 |  | 09/18/2019
FHP Manufacturing Company | GEOEXCEL | RD048-1HZC-***P*B-**S |  | Water-Source | WBAHP: Heat Pump Packaged Unit | Heat Pump | 208 | 1 |  |  |  | Single-Speed |  |  |  | 45900 | 3530 | 13 | 11.2 | 56400 | 3844 | 4.3 | 4.2 | Federally-Regulated Commercial & Industrial Equipment | 05/28/2019 |  | 09/18/2019
FHP Manufacturing Company | GEOEXCEL | RD048-4HZC-***T/A*B-**T/G |  | Water-Source | WBAHP: Heat Pump Packaged Unit | Heat Pump | 460 | 3 |  |  |  | Single-Speed |  |  |  | 46800 | 3295 | 14.2 | 11.2 | 55600 | 3621 | 4.5 | 4.2 | Federally-Regulated Commercial & Industrial Equipment | 05/28/2019 |  | 09/18/2019
FHP Manufacturing Company | GEOEXCEL | RD048-4HZC-***T/A*B-**T/G |  | Ground-Source | WBAHP: Heat Pump Packaged Unit | Heat Pump | 460 | 3 |  |  |  | Single-Speed |  |  |  | 49600 | 3042 | 16.3 | 13.4 | 34600 | 2816 | 3.6 | 3.1 | Non Federally-Regulated | 05/28/2019 |  | 09/18/2019
FHP Manufacturing Company | GEOEXCEL | RD048-4HZC-***T/A*B-**S |  | Water-Source | WBAHP: Heat Pump Packaged Unit | Heat Pump | 460 | 3 |  |  |  | Single-Speed |  |  |  | 46800 | 3342 | 14 | 11.2 | 55600 | 3621 | 4.5 | 4.2 | Federally-Regulated Commercial & Industrial Equipment | 05/28/2019 |  | 09/18/2019
FHP Manufacturing Company | GEOEXCEL | RD048-3HZC-***T/A*B-**S |  | Water-Source | WBAHP: Heat Pump Packaged Unit | Heat Pump | 208 | 3 |  |  |  | Single-Speed |  |  |  | 46800 | 3342 | 14 | 11.2 | 55600 | 3621 | 4.5 | 4.2 | Federally-Regulated Commercial & Industrial Equipment | 05/28/2019 |  | 09/18/2019
FHP Manufacturing Company | GEOEXCEL | RD030-3HZN-***T/A*C-**S |  | Water-Source | WBAHP: Heat Pump Packaged Unit | Heat Pump | 208 | 3 |  |  |  | Single-Speed |  |  |  | 30000 | 2181 | 13.75 | 11.2 | 32800 | 2089 | 4.6 | 4.2 | Federally-Regulated Commercial & Industrial Equipment | 05/28/2019 |  | 09/18/2019
FHP Manufacturing Company | GEOEXCEL | CU009-1**-*****B |  | Water-Source | WBAHP-O: Heat Pump Packaged Un | Heat Pump | 200 | 1 |  |  |  | Single-Speed |  |  |  | 8700 | 669 | 13 | 11.2 | 9500 | 618 | 4.5 | 4.2 | Federally-Regulated Commercial & Industrial Equipment | 05/28/2019 |  | 09/18/2019
FHP Manufacturing Company | GEOEXCEL | CU009-1**-*****B |  | Ground-Water-Source | WBAHP-O: Heat Pump Packaged Un | Heat Pump | 200 | 1 |  |  |  | Single-Speed |  |  |  | 10300 | 479 | 21.5 | 16.2 | 8000 | 601 | 3.9 | 3.6 | Non Federally-Regulated | 05/28/2019 |  | 09/18/2019
FHP Manufacturing Company | GEOEXCEL | CU009-1**-*****B |  | Ground-Source | WBAHP-O: Heat Pump Packaged Un | Heat Pump | 200 | 1 |  |  |  | Single-Speed |  |  |  | 9100 | 587 | 15.5 | 13.4 | 6000 | 549 | 3.2 | 3.1 | Non Federally-Regulated | 05/28/2019 |  | 09/18/2019
FHP Manufacturing Company | GEOEXCEL | CU009-2**-*****B |  | Water-Source | WBAHP-O: Heat Pump Packaged Un | Heat Pump | 265 | 1 |  |  |  | Single-Speed |  |  |  | 8700 | 669 | 13 | 11.2 | 9500 | 618 | 4.5 | 4.2 | Federally-Regulated Commercial & Industrial Equipment | 05/28/2019 |  | 09/18/2019
FHP Manufacturing Company | GEOEXCEL | CU009-2**-*****B |  | Ground-Water-Source | WBAHP-O: Heat Pump Packaged Un | Heat Pump | 265 | 1 |  |  |  | Single-Speed |  |  |  | 10300 | 479 | 21.5 | 16.2 | 8000 | 601 | 3.9 | 3.6 | Non Federally-Regulated | 05/28/2019 |  | 09/18/2019
FHP Manufacturing Company | GEOEXCEL | CU009-2**-*****B |  | Ground-Source | WBAHP-O: Heat Pump Packaged Un | Heat Pump | 265 | 1 |  |  |  | Single-Speed |  |  |  | 9100 | 587 | 15.5 | 13.4 | 6000 | 549 | 3.2 | 3.1 | Non Federally-Regulated | 05/28/2019 |  | 09/18/2019
FHP Manufacturing Company | GEOEXCEL | RD030-4HZN-***T/A*C-**S |  | Water-Source | WBAHP: Heat Pump Packaged Unit | Heat Pump | 460 | 3 |  |  |  | Single-Speed |  |  |  | 30000 | 2181 | 13.75 | 11.2 | 32800 | 2089 | 4.6 | 4.2 | Federally-Regulated Commercial & Industrial Equipment | 05/28/2019 |  | 09/18/2019
FHP Manufacturing Company | GEOEXCEL | RD030-2HZN-***T/A*C-**S |  | Water-Source | WBAHP: Heat Pump Packaged Unit | Heat Pump | 265 | 1 |  |  |  | Single-Speed |  |  |  | 30000 | 2181 | 13.75 | 11.2 | 32800 | 2089 | 4.6 | 4.2 | Federally-Regulated Commercial & Industrial Equipment | 05/28/2019 |  | 09/18/2019
FHP Manufacturing Company | GEOEXCEL | RD030-2HZN-***T/A*C-**T/G |  | Water-Source | WBAHP: Heat Pump Packaged Unit | Heat Pump | 265 | 1 |  |  |  | Single-Speed |  |  |  | 30000 | 2272 | 13.2 | 11.2 | 32800 | 2089 | 4.6 | 4.2 | Federally-Regulated Commercial & Industrial Equipment | 05/28/2019 |  | 09/18/2019
FHP Manufacturing Company | GEOEXCEL | RD030-2HZN-***T/A*C-**T/G |  | Ground-Source | WBAHP: Heat Pump Packaged Unit | Heat Pump | 265 | 1 |  |  |  | Single-Speed |  |  |  | 31600 | 1805 | 17.5 | 13.4 | 20400 | 1758 | 3.4 | 3.1 | Non Federally-Regulated | 05/28/2019 |  | 09/18/2019
FHP Manufacturing Company | GEOEXCEL | RD030-2HZN-***P*C-**S |  | Water-Source | WBAHP: Heat Pump Packaged Unit | Heat Pump | 265 | 1 |  |  |  | Single-Speed |  |  |  | 29200 | 2212 | 13.2 | 11.2 | 33400 | 2276 | 4.3 | 4.2 | Federally-Regulated Commercial & Industrial Equipment | 05/28/2019 |  | 09/18/2019
FHP Manufacturing Company | GEOEXCEL | RD030-3HZN-***P*C-**S |  | Water-Source | WBAHP: Heat Pump Packaged Unit | Heat Pump | 208 | 3 |  |  |  | Single-Speed |  |  |  | 29200 | 2212 | 13.2 | 11.2 | 33400 | 2276 | 4.3 | 4.2 | Federally-Regulated Commercial & Industrial Equipment | 05/28/2019 |  | 09/18/2019
FHP Manufacturing Company | GEOEXCEL | RD030-2HZN-***P*C-**T/G |  | Water-Source | WBAHP: Heat Pump Packaged Unit | Heat Pump | 265 | 1 |  |  |  | Single-Speed |  |  |  | 29200 | 2246 | 13 | 11.2 | 33400 | 2276 | 4.3 | 4.2 | Federally-Regulated Commercial & Industrial Equipment | 05/28/2019 |  | 09/18/2019
FHP Manufacturing Company | GEOEXCEL | RD048-1HZC-***T/A*B-**S |  | Water-Source | WBAHP: Heat Pump Packaged Unit | Heat Pump | 208 | 1 |  |  |  | Single-Speed |  |  |  | 46800 | 3342 | 14 | 11.2 | 55600 | 3621 | 4.5 | 4.2 | Federally-Regulated Commercial & Industrial Equipment | 05/28/2019 |  | 09/18/2019
FHP Manufacturing Company | GEOEXCEL | RD030-2HZN-***P*C-**T/G |  | Ground-Source | WBAHP: Heat Pump Packaged Unit | Heat Pump | 265 | 1 |  |  |  | Single-Speed |  |  |  | 31000 | 2108 | 14.7 | 13.4 | 20900 | 1856 | 3.3 | 3.1 | Non Federally-Regulated | 05/28/2019 |  | 09/18/2019
FHP Manufacturing Company | GEOEXCEL | RD030-4HZN-***P*C-**S |  | Water-Source | WBAHP: Heat Pump Packaged Unit | Heat Pump | 460 | 3 |  |  |  | Single-Speed |  |  |  | 29200 | 2212 | 13.2 | 11.2 | 33400 | 2276 | 4.3 | 4.2 | Federally-Regulated Commercial & Industrial Equipment | 05/28/2019 |  | 09/18/2019
FHP Manufacturing Company | GEOEXCEL | RD030-4HZN-***P*C-**T/G |  | Water-Source | WBAHP: Heat Pump Packaged Unit | Heat Pump | 460 | 3 |  |  |  | Single-Speed |  |  |  | 29200 | 2246 | 13 | 11.2 | 33400 | 2276 | 4.3 | 4.2 | Federally-Regulated Commercial & Industrial Equipment | 05/28/2019 |  | 09/18/2019
FHP Manufacturing Company | GEOEXCEL | RD030-4HZN-***P*C-**T/G |  | Ground-Source | WBAHP: Heat Pump Packaged Unit | Heat Pump | 460 | 3 |  |  |  | Single-Speed |  |  |  | 31000 | 2108 | 14.7 | 13.4 | 20900 | 1856 | 3.3 | 3.1 | Non Federally-Regulated | 05/28/2019 |  | 09/18/2019
FHP Manufacturing Company | GEOEXCEL | RD030-4HZN-***T/A*C-**T/G |  | Water-Source | WBAHP: Heat Pump Packaged Unit | Heat Pump | 460 | 3 |  |  |  | Single-Speed |  |  |  | 30000 | 2272 | 13.2 | 11.2 | 32800 | 2089 | 4.6 | 4.2 | Federally-Regulated Commercial & Industrial Equipment | 05/28/2019 |  | 09/18/2019
FHP Manufacturing Company | GEOEXCEL | RD030-4HZN-***T/A*C-**T/G |  | Ground-Source | WBAHP: Heat Pump Packaged Unit | Heat Pump | 460 | 3 |  |  |  | Single-Speed |  |  |  | 31600 | 1805 | 17.5 | 13.4 | 20400 | 1758 | 3.4 | 3.1 | Non Federally-Regulated | 05/28/2019 |  | 09/18/2019
FHP Manufacturing Company | GEOEXCEL | RD030-3HZN-***T/A*C-**T/G |  | Water-Source | WBAHP: Heat Pump Packaged Unit | Heat Pump | 208 | 3 |  |  |  | Single-Speed |  |  |  | 30000 | 2272 | 13.2 | 11.2 | 32800 | 2089 | 4.6 | 4.2 | Federally-Regulated Commercial & Industrial Equipment | 05/28/2019 |  | 09/18/2019
FHP Manufacturing Company | GEOEXCEL | RD030-3HZN-***T/A*C-**T/G |  | Ground-Source | WBAHP: Heat Pump Packaged Unit | Heat Pump | 208 | 3 |  |  |  | Single-Speed |  |  |  | 31600 | 1805 | 17.5 | 13.4 | 20400 | 1758 | 3.4 | 3.1 | Non Federally-Regulated | 05/28/2019 |  | 09/18/2019
FHP Manufacturing Company | GEOEXCEL | RD070-3HZC-***P*B-**S |  | Water-Source | WBAHP: Heat Pump Packaged Unit | Heat Pump | 208 | 3 |  |  |  | Single-Speed |  |  |  | 64000 | 4812 | 13.3 | 11.2 | 72800 | 4849 | 4.4 | 4.2 | Federally-Regulated Commercial & Industrial Equipment | 05/28/2019 |  | 09/18/2019
FHP Manufacturing Company | GEOEXCEL | RD070-4HZC-***P*B-**S |  | Water-Source | WBAHP: Heat Pump Packaged Unit | Heat Pump | 460 | 3 |  |  |  | Single-Speed |  |  |  | 64000 | 4812 | 13.3 | 11.2 | 72800 | 4849 | 4.4 | 4.2 | Federally-Regulated Commercial & Industrial Equipment | 05/28/2019 |  | 09/18/2019
FHP Manufacturing Company | GEOEXCEL | RD030-3HZN-***P*C-**T/G |  | Water-Source | WBAHP: Heat Pump Packaged Unit | Heat Pump | 208 | 3 |  |  |  | Single-Speed |  |  |  | 29200 | 2246 | 13 | 11.2 | 33400 | 2276 | 4.3 | 4.2 | Federally-Regulated Commercial & Industrial Equipment | 05/28/2019 |  | 09/18/2019
FHP Manufacturing Company | GEOEXCEL | RD070-5HZC-***P*B-**S |  | Water-Source | WBAHP: Heat Pump Packaged Unit | Heat Pump | 575 | 3 |  |  |  | Single-Speed |  |  |  | 64000 | 4812 | 13.3 | 11.2 | 72800 | 4849 | 4.4 | 4.2 | Federally-Regulated Commercial & Industrial Equipment | 05/28/2019 |  | 09/18/2019
FHP Manufacturing Company | GEOEXCEL | RD030-3HZN-***P*C-**T/G |  | Ground-Source | WBAHP: Heat Pump Packaged Unit | Heat Pump | 208 | 3 |  |  |  | Single-Speed |  |  |  | 31000 | 2108 | 14.7 | 13.4 | 20900 | 1856 | 3.3 | 3.1 | Non Federally-Regulated | 05/28/2019 |  | 09/18/2019
FHP Manufacturing Company | GEOEXCEL | RD030-2VT/CFN-***T/A*C-**T/G |  | Water-Source | WBAHP: Heat Pump Packaged Unit | Heat Pump | 265 | 1 |  |  |  | Single-Speed |  |  |  | 30000 | 2272 | 13.2 | 11.2 | 32800 | 2089 | 4.6 | 4.2 | Federally-Regulated Commercial & Industrial Equipment | 05/28/2019 |  | 09/18/2019
FHP Manufacturing Company | GEOEXCEL | RD030-3VT/CFN-***T/A*C-**S |  | Water-Source | WBAHP: Heat Pump Packaged Unit | Heat Pump | 208 | 3 |  |  |  | Single-Speed |  |  |  | 30000 | 2181 | 13.75 | 11.2 | 32800 | 2089 | 4.6 | 4.2 | Federally-Regulated Commercial & Industrial Equipment | 05/28/2019 |  | 09/18/2019
FHP Manufacturing Company | GEOEXCEL | RD030-4VT/CFN-***T/A*C-**S |  | Water-Source | WBAHP: Heat Pump Packaged Unit | Heat Pump | 460 | 3 |  |  |  | Single-Speed |  |  |  | 30000 | 2181 | 13.75 | 11.2 | 32800 | 2089 | 4.6 | 4.2 | Federally-Regulated Commercial & Industrial Equipment | 05/28/2019 |  | 09/18/2019
FHP Manufacturing Company | GEOEXCEL | RD030-2VT/CFN-***T/A*C-**T/G |  | Ground-Source | WBAHP: Heat Pump Packaged Unit | Heat Pump | 265 | 1 |  |  |  | Single-Speed |  |  |  | 31600 | 1805 | 17.5 | 13.4 | 20400 | 1758 | 3.4 | 3.1 | Non Federally-Regulated | 05/28/2019 |  | 09/18/2019
FHP Manufacturing Company | GEOEXCEL | RD030-2VT/CFN-***T/A*C-**S |  | Water-Source | WBAHP: Heat Pump Packaged Unit | Heat Pump | 265 | 1 |  |  |  | Single-Speed |  |  |  | 30000 | 2181 | 13.75 | 11.2 | 32800 | 2089 | 4.6 | 4.2 | Federally-Regulated Commercial & Industrial Equipment | 05/28/2019 |  | 09/18/2019
FHP Manufacturing Company | GEOEXCEL | RD048-5HZC-***P*B-**S |  | Water-Source | WBAHP: Heat Pump Packaged Unit | Heat Pump | 575 | 3 |  |  |  | Single-Speed |  |  |  | 45900 | 3530 | 13 | 11.2 | 56400 | 3844 | 4.3 | 4.2 | Federally-Regulated Commercial & Industrial Equipment | 05/28/2019 |  | 09/18/2019
FHP Manufacturing Company | GEOEXCEL | RD030-2VT/CFN-***P*C-**S |  | Water-Source | WBAHP: Heat Pump Packaged Unit | Heat Pump | 265 | 1 |  |  |  | Single-Speed |  |  |  | 29200 | 2212 | 13.2 | 11.2 | 33400 | 2276 | 4.3 | 4.2 | Federally-Regulated Commercial & Industrial Equipment | 05/28/2019 |  | 09/18/2019
FHP Manufacturing Company | GEOEXCEL | RD070-1HZC-***P*B-**S |  | Water-Source | WBAHP: Heat Pump Packaged Unit | Heat Pump | 208 | 1 |  |  |  | Single-Speed |  |  |  | 64000 | 4812 | 13.3 | 11.2 | 72800 | 4849 | 4.4 | 4.2 | Federally-Regulated Commercial & Industrial Equipment | 05/28/2019 |  | 09/18/2019
FHP Manufacturing Company | GEOEXCEL | RD048-5VT/CFN-***P*B-**T/G |  | Water-Source | WBAHP: Heat Pump Packaged Unit | Heat Pump | 575 | 3 |  |  |  | Single-Speed |  |  |  | 45900 | 3530 | 13 | 11.2 | 56400 | 3844 | 4.3 | 4.2 | Federally-Regulated Commercial & Industrial Equipment | 05/28/2019 |  | 09/18/2019
FHP Manufacturing Company | GEOEXCEL | RD030-3VT/CFN-***P*C-**S |  | Water-Source | WBAHP: Heat Pump Packaged Unit | Heat Pump | 208 | 3 |  |  |  | Single-Speed |  |  |  | 29200 | 2212 | 13.2 | 11.2 | 33400 | 2276 | 4.3 | 4.2 | Federally-Regulated Commercial & Industrial Equipment | 05/28/2019 |  | 09/18/2019
FHP Manufacturing Company | GEOEXCEL | RD048-5VT/CFN-***P*B-**T/G |  | Ground-Source | WBAHP: Heat Pump Packaged Unit | Heat Pump | 575 | 3 |  |  |  | Single-Speed |  |  |  | 48800 | 3275 | 14.9 | 13.4 | 35400 | 3051 | 3.4 | 3.1 | Non Federally-Regulated | 05/28/2019 |  | 09/18/2019
FHP Manufacturing Company | GEOEXCEL | RD030-4VT/CFN-***P*C-**S |  | Water-Source | WBAHP: Heat Pump Packaged Unit | Heat Pump | 460 | 3 |  |  |  | Single-Speed |  |  |  | 29200 | 2212 | 13.2 | 11.2 | 33400 | 2276 | 4.3 | 4.2 | Federally-Regulated Commercial & Industrial Equipment | 05/28/2019 |  | 09/18/2019
FHP Manufacturing Company | GEOEXCEL | RD030-3VT/CFN-***T/A*C-**T/G |  | Water-Source | WBAHP: Heat Pump Packaged Unit | Heat Pump | 208 | 3 |  |  |  | Single-Speed |  |  |  | 30000 | 2272 | 13.2 | 11.2 | 32800 | 2089 | 4.6 | 4.2 | Federally-Regulated Commercial & Industrial Equipment | 05/28/2019 |  | 09/18/2019
FHP Manufacturing Company | GEOEXCEL | RD030-3VT/CFN-***T/A*C-**T/G |  | Ground-Source | WBAHP: Heat Pump Packaged Unit | Heat Pump | 208 | 3 |  |  |  | Single-Speed |  |  |  | 31600 | 1805 | 17.5 | 13.4 | 20400 | 1758 | 3.4 | 3.1 | Non Federally-Regulated | 05/28/2019 |  | 09/18/2019
FHP Manufacturing Company | GEOEXCEL | RD030-4VT/CFN-***T/A*C-**T/G |  | Water-Source | WBAHP: Heat Pump Packaged Unit | Heat Pump | 460 | 3 |  |  |  | Single-Speed |  |  |  | 30000 | 2272 | 13.2 | 11.2 | 32800 | 2089 | 4.6 | 4.2 | Federally-Regulated Commercial & Industrial Equipment | 05/28/2019 |  | 09/18/2019
FHP Manufacturing Company | GEOEXCEL | RD030-4VT/CFN-***T/A*C-**T/G |  | Ground-Source | WBAHP: Heat Pump Packaged Unit | Heat Pump | 460 | 3 |  |  |  | Single-Speed |  |  |  | 31600 | 1805 | 17.5 | 13.4 | 20400 | 1758 | 3.4 | 3.1 | Non Federally-Regulated | 05/28/2019 |  | 09/18/2019
FHP Manufacturing Company | GEOEXCEL | RD030-3HZC-***T/A*C-**S |  | Water-Source | WBAHP: Heat Pump Packaged Unit | Heat Pump | 208 | 3 |  |  |  | Single-Speed |  |  |  | 30000 | 2105 | 14.25 | 11.2 | 32800 | 2089 | 4.6 | 4.2 | Federally-Regulated Commercial & Industrial Equipment | 05/28/2019 |  | 09/18/2019
FHP Manufacturing Company | GEOEXCEL | RD030-4HZC-***T/A*C-**S |  | Water-Source | WBAHP: Heat Pump Packaged Unit | Heat Pump | 460 | 3 |  |  |  | Single-Speed |  |  |  | 30000 | 2105 | 14.25 | 11.2 | 32800 | 2089 | 4.6 | 4.2 | Federally-Regulated Commercial & Industrial Equipment | 05/28/2019 |  | 09/18/2019
FHP Manufacturing Company | GEOEXCEL | RD030-2HZC-***T/A*C-**T/G |  | Water-Source | WBAHP: Heat Pump Packaged Unit | Heat Pump | 265 | 1 |  |  |  | Single-Speed |  |  |  | 30000 | 2205 | 13.6 | 11.2 | 32800 | 2089 | 4.6 | 4.2 | Federally-Regulated Commercial & Industrial Equipment | 05/28/2019 |  | 09/18/2019
FHP Manufacturing Company | GEOEXCEL | RD030-2HZC-***T/A*C-**T/G |  | Ground-Source | WBAHP: Heat Pump Packaged Unit | Heat Pump | 265 | 1 |  |  |  | Single-Speed |  |  |  | 31600 | 1805 | 17.5 | 13.4 | 20400 | 1758 | 3.4 | 3.1 | Non Federally-Regulated | 05/28/2019 |  | 09/18/2019
FHP Manufacturing Company | GEOEXCEL | RD030-2HZC-***T/A*C-**S |  | Water-Source | WBAHP: Heat Pump Packaged Unit | Heat Pump | 265 | 1 |  |  |  | Single-Speed |  |  |  | 30000 | 2105 | 14.25 | 11.2 | 32800 | 2089 | 4.6 | 4.2 | Federally-Regulated Commercial & Industrial Equipment | 05/28/2019 |  | 09/18/2019
FHP Manufacturing Company | GEOEXCEL | RD030-3HZC-***P*C-**S |  | Water-Source | WBAHP: Heat Pump Packaged Unit | Heat Pump | 208 | 3 |  |  |  | Single-Speed |  |  |  | 29200 | 2212 | 13.2 | 11.2 | 33400 | 2276 | 4.3 | 4.2 | Federally-Regulated Commercial & Industrial Equipment | 05/28/2019 |  | 09/18/2019
FHP Manufacturing Company | GEOEXCEL | RD030-4HZC-***P*C-**S |  | Water-Source | WBAHP: Heat Pump Packaged Unit | Heat Pump | 460 | 3 |  |  |  | Single-Speed |  |  |  | 29200 | 2212 | 13.2 | 11.2 | 33400 | 2276 | 4.3 | 4.2 | Federally-Regulated Commercial & Industrial Equipment | 05/28/2019 |  | 09/18/2019
FHP Manufacturing Company | GEOEXCEL | RD030-2HZC-***P*C-**T/G |  | Water-Source | WBAHP: Heat Pump Packaged Unit | Heat Pump | 265 | 1 |  |  |  | Single-Speed |  |  |  | 29200 | 2212 | 13.2 | 11.2 | 33400 | 2276 | 4.3 | 4.2 | Federally-Regulated Commercial & Industrial Equipment | 05/28/2019 |  | 09/18/2019
FHP Manufacturing Company | GEOEXCEL | RD030-2HZC-***P*C-**T/G |  | Ground-Source | WBAHP: Heat Pump Packaged Unit | Heat Pump | 265 | 1 |  |  |  | Single-Speed |  |  |  | 31000 | 2108 | 14.7 | 13.4 | 20900 | 1856 | 3.3 | 3.1 | Non Federally-Regulated | 05/28/2019 |  | 09/18/2019
FHP Manufacturing Company | GEOEXCEL | RD030-4HZC-***P*C-**T/G |  | Water-Source | WBAHP: Heat Pump Packaged Unit | Heat Pump | 460 | 3 |  |  |  | Single-Speed |  |  |  | 29200 | 2212 | 13.2 | 11.2 | 33400 | 2276 | 4.3 | 4.2 | Federally-Regulated Commercial & Industrial Equipment | 05/28/2019 |  | 09/18/2019
FHP Manufacturing Company | GEOEXCEL | RD030-4HZC-***P*C-**T/G |  | Ground-Source | WBAHP: Heat Pump Packaged Unit | Heat Pump | 460 | 3 |  |  |  | Single-Speed |  |  |  | 31000 | 2108 | 14.7 | 13.4 | 20900 | 1856 | 3.3 | 3.1 | Non Federally-Regulated | 05/28/2019 |  | 09/18/2019
FHP Manufacturing Company | GEOEXCEL | RD030-3HZC-***T/A*C-**T/G |  | Water-Source | WBAHP: Heat Pump Packaged Unit | Heat Pump | 208 | 3 |  |  |  | Single-Speed |  |  |  | 30000 | 2205 | 13.6 | 11.2 | 32800 | 2089 | 4.6 | 4.2 | Federally-Regulated Commercial & Industrial Equipment | 05/28/2019 |  | 09/18/2019
FHP Manufacturing Company | GEOEXCEL | RD030-3HZC-***T/A*C-**T/G |  | Ground-Source | WBAHP: Heat Pump Packaged Unit | Heat Pump | 208 | 3 |  |  |  | Single-Speed |  |  |  | 31600 | 1805 | 17.5 | 13.4 | 20400 | 1758 | 3.4 | 3.1 | Non Federally-Regulated | 05/28/2019 |  | 09/18/2019
FHP Manufacturing Company | GEOEXCEL | RD030-2HZC-***P*C-**S |  | Water-Source | WBAHP: Heat Pump Packaged Unit | Heat Pump | 265 | 1 |  |  |  | Single-Speed |  |  |  | 29200 | 2212 | 13.2 | 11.2 | 33400 | 2276 | 4.3 | 4.2 | Federally-Regulated Commercial & Industrial Equipment | 05/28/2019 |  | 09/18/2019
FHP Manufacturing Company | GEOEXCEL | RD030-4HZC-***T/A*C-**T/G |  | Water-Source | WBAHP: Heat Pump Packaged Unit | Heat Pump | 460 | 3 |  |  |  | Single-Speed |  |  |  | 30000 | 2205 | 13.6 | 11.2 | 32800 | 2089 | 4.6 | 4.2 | Federally-Regulated Commercial & Industrial Equipment | 05/28/2019 |  | 09/18/2019
FHP Manufacturing Company | GEOEXCEL | RD030-4HZC-***T/A*C-**T/G |  | Ground-Source | WBAHP: Heat Pump Packaged Unit | Heat Pump | 460 | 3 |  |  |  | Single-Speed |  |  |  | 31600 | 1805 | 17.5 | 13.4 | 20400 | 1758 | 3.4 | 3.1 | Non Federally-Regulated | 05/28/2019 |  | 09/18/2019
FHP Manufacturing Company | GEOEXCEL | RD030-3VT/CFC-***T/A*C-**S |  | Water-Source | WBAHP: Heat Pump Packaged Unit | Heat Pump | 208 | 3 |  |  |  | Single-Speed |  |  |  | 30000 | 2105 | 14.25 | 11.2 | 32800 | 2089 | 4.6 | 4.2 | Federally-Regulated Commercial & Industrial Equipment | 05/28/2019 |  | 09/18/2019
FHP Manufacturing Company | GEOEXCEL | RD030-4VT/CFC-***T/A*C-**S |  | Water-Source | WBAHP: Heat Pump Packaged Unit | Heat Pump | 460 | 3 |  |  |  | Single-Speed |  |  |  | 30000 | 2105 | 14.25 | 11.2 | 32800 | 2089 | 4.6 | 4.2 | Federally-Regulated Commercial & Industrial Equipment | 05/28/2019 |  | 09/18/2019
FHP Manufacturing Company | GEOEXCEL | RD030-2VT/CFC-***T/A*C-**S |  | Water-Source | WBAHP: Heat Pump Packaged Unit | Heat Pump | 265 | 1 |  |  |  | Single-Speed |  |  |  | 30000 | 2105 | 14.25 | 11.2 | 32800 | 2089 | 4.6 | 4.2 | Federally-Regulated Commercial & Industrial Equipment | 05/28/2019 |  | 09/18/2019
FHP Manufacturing Company | GEOEXCEL | RD030-3HZC-***P*C-**T/G |  | Water-Source | WBAHP: Heat Pump Packaged Unit | Heat Pump | 208 | 3 |  |  |  | Single-Speed |  |  |  | 29200 | 2212 | 13.2 | 11.2 | 33400 | 2276 | 4.3 | 4.2 | Federally-Regulated Commercial & Industrial Equipment | 05/28/2019 |  | 09/18/2019
FHP Manufacturing Company | GEOEXCEL | RD030-3HZC-***P*C-**T/G |  | Ground-Source | WBAHP: Heat Pump Packaged Unit | Heat Pump | 208 | 3 |  |  |  | Single-Speed |  |  |  | 31000 | 2108 | 14.7 | 13.4 | 20900 | 1856 | 3.3 | 3.1 | Non Federally-Regulated | 05/28/2019 |  | 09/18/2019
FHP Manufacturing Company | GEOEXCEL | RD030-2VT/CFC-***T/A*C-**T/G |  | Water-Source | WBAHP: Heat Pump Packaged Unit | Heat Pump | 265 | 1 |  |  |  | Single-Speed |  |  |  | 30000 | 2205 | 13.6 | 11.2 | 32800 | 2089 | 4.6 | 4.2 | Federally-Regulated Commercial & Industrial Equipment | 05/28/2019 |  | 09/18/2019
FHP Manufacturing Company | GEOEXCEL | RD030-2VT/CFC-***T/A*C-**T/G |  | Ground-Source | WBAHP: Heat Pump Packaged Unit | Heat Pump | 265 | 1 |  |  |  | Single-Speed |  |  |  | 31600 | 1805 | 17.5 | 13.4 | 20400 | 1758 | 3.4 | 3.1 | Non Federally-Regulated | 05/28/2019 |  | 09/18/2019
FHP Manufacturing Company | GEOEXCEL | RD048-4VT/CFN-***P*B-**T/G |  | Water-Source | WBAHP: Heat Pump Packaged Unit | Heat Pump | 460 | 3 |  |  |  | Single-Speed |  |  |  | 45900 | 3530 | 13 | 11.2 | 56400 | 3844 | 4.3 | 4.2 | Federally-Regulated Commercial & Industrial Equipment | 05/28/2019 |  | 09/18/2019
FHP Manufacturing Company | GEOEXCEL | RD048-4VT/CFN-***P*B-**T/G |  | Ground-Source | WBAHP: Heat Pump Packaged Unit | Heat Pump | 460 | 3 |  |  |  | Single-Speed |  |  |  | 48800 | 3275 | 14.9 | 13.4 | 35400 | 3051 | 3.4 | 3.1 | Non Federally-Regulated | 05/28/2019 |  | 09/18/2019
FHP Manufacturing Company | GEOEXCEL | RD030-2VT/CFC-***P*C-**S |  | Water-Source | WBAHP: Heat Pump Packaged Unit | Heat Pump | 265 | 1 |  |  |  | Single-Speed |  |  |  | 29200 | 2212 | 13.2 | 11.2 | 33400 | 2276 | 4.3 | 4.2 | Federally-Regulated Commercial & Industrial Equipment | 05/28/2019 |  | 09/18/2019
FHP Manufacturing Company | GEOEXCEL | RD030-4VT/CFC-***P*C-**S |  | Water-Source | WBAHP: Heat Pump Packaged Unit | Heat Pump | 460 | 3 |  |  |  | Single-Speed |  |  |  | 29200 | 2212 | 13.2 | 11.2 | 33400 | 2276 | 4.3 | 4.2 | Federally-Regulated Commercial & Industrial Equipment | 05/28/2019 |  | 09/18/2019
FHP Manufacturing Company | GEOEXCEL | RD030-2VT/CFC-***P*C-**T/G |  | Water-Source | WBAHP: Heat Pump Packaged Unit | Heat Pump | 265 | 1 |  |  |  | Single-Speed |  |  |  | 29200 | 2212 | 13.2 | 11.2 | 33400 | 2276 | 4.3 | 4.2 | Federally-Regulated Commercial & Industrial Equipment | 05/28/2019 |  | 09/18/2019
FHP Manufacturing Company | GEOEXCEL | RD030-2VT/CFC-***P*C-**T/G |  | Ground-Source | WBAHP: Heat Pump Packaged Unit | Heat Pump | 265 | 1 |  |  |  | Single-Speed |  |  |  | 31000 | 2108 | 14.7 | 13.4 | 20900 | 1856 | 3.3 | 3.1 | Non Federally-Regulated | 05/28/2019 |  | 09/18/2019
FHP Manufacturing Company | GEOEXCEL | RD030-3VT/CFC-***P*C-**S |  | Water-Source | WBAHP: Heat Pump Packaged Unit | Heat Pump | 208 | 3 |  |  |  | Single-Speed |  |  |  | 29200 | 2212 | 13.2 | 11.2 | 33400 | 2276 | 4.3 | 4.2 | Federally-Regulated Commercial & Industrial Equipment | 05/28/2019 |  | 09/18/2019
FHP Manufacturing Company | GEOEXCEL | RD030-4VT/CFC-***P*C-**T/G |  | Water-Source | WBAHP: Heat Pump Packaged Unit | Heat Pump | 460 | 3 |  |  |  | Single-Speed |  |  |  | 29200 | 2212 | 13.2 | 11.2 | 33400 | 2276 | 4.3 | 4.2 | Federally-Regulated Commercial & Industrial Equipment | 05/28/2019 |  | 09/18/2019
FHP Manufacturing Company | GEOEXCEL | RD030-4VT/CFC-***P*C-**T/G |  | Ground-Source | WBAHP: Heat Pump Packaged Unit | Heat Pump | 460 | 3 |  |  |  | Single-Speed |  |  |  | 31000 | 2108 | 14.7 | 13.4 | 20900 | 1856 | 3.3 | 3.1 | Non Federally-Regulated | 05/28/2019 |  | 09/18/2019
FHP Manufacturing Company | GEOEXCEL | RD030-3VT/CFC-***T/A*C-**T/G |  | Water-Source | WBAHP: Heat Pump Packaged Unit | Heat Pump | 208 | 3 |  |  |  | Single-Speed |  |  |  | 30000 | 2205 | 13.6 | 11.2 | 32800 | 2089 | 4.6 | 4.2 | Federally-Regulated Commercial & Industrial Equipment | 05/28/2019 |  | 09/18/2019
FHP Manufacturing Company | GEOEXCEL | RD030-4VT/CFC-***T/A*C-**T/G |  | Water-Source | WBAHP: Heat Pump Packaged Unit | Heat Pump | 460 | 3 |  |  |  | Single-Speed |  |  |  | 30000 | 2205 | 13.6 | 11.2 | 32800 | 2089 | 4.6 | 4.2 | Federally-Regulated Commercial & Industrial Equipment | 05/28/2019 |  | 09/18/2019
FHP Manufacturing Company | GEOEXCEL | RD030-3VT/CFC-***T/A*C-**T/G |  | Ground-Source | WBAHP: Heat Pump Packaged Unit | Heat Pump | 208 | 3 |  |  |  | Single-Speed |  |  |  | 31600 | 1805 | 17.5 | 13.4 | 20400 | 1758 | 3.4 | 3.1 | Non Federally-Regulated | 05/28/2019 |  | 09/18/2019
FHP Manufacturing Company | GEOEXCEL | RD030-4VT/CFC-***T/A*C-**T/G |  | Ground-Source | WBAHP: Heat Pump Packaged Unit | Heat Pump | 460 | 3 |  |  |  | Single-Speed |  |  |  | 31600 | 1805 | 17.5 | 13.4 | 20400 | 1758 | 3.4 | 3.1 | Non Federally-Regulated | 05/28/2019 |  | 09/18/2019
FHP Manufacturing Company | GEOEXCEL | RD030-1HZN-***T/A*C-**T/G |  | Water-Source | WBAHP: Heat Pump Packaged Unit | Heat Pump | 208 | 1 |  |  |  | Single-Speed |  |  |  | 30000 | 2272 | 13.2 | 11.2 | 32800 | 2089 | 4.6 | 4.2 | Federally-Regulated Commercial & Industrial Equipment | 05/28/2019 |  | 09/18/2019
FHP Manufacturing Company | GEOEXCEL | RD030-1HZN-***T/A*C-**T/G |  | Ground-Source | WBAHP: Heat Pump Packaged Unit | Heat Pump | 208 | 1 |  |  |  | Single-Speed |  |  |  | 31600 | 1805 | 17.5 | 13.4 | 20400 | 1758 | 3.4 | 3.1 | Non Federally-Regulated | 05/28/2019 |  | 09/18/2019
FHP Manufacturing Company | GEOEXCEL | RD030-1HZN-***P*C-**S |  | Water-Source | WBAHP: Heat Pump Packaged Unit | Heat Pump | 208 | 1 |  |  |  | Single-Speed |  |  |  | 29200 | 2212 | 13.2 | 11.2 | 33400 | 2276 | 4.3 | 4.2 | Federally-Regulated Commercial & Industrial Equipment | 05/28/2019 |  | 09/18/2019
FHP Manufacturing Company | GEOEXCEL | RD030-1HZN-***T/A*C-**S |  | Water-Source | WBAHP: Heat Pump Packaged Unit | Heat Pump | 208 | 1 |  |  |  | Single-Speed |  |  |  | 30000 | 2181 | 13.75 | 11.2 | 32800 | 2089 | 4.6 | 4.2 | Federally-Regulated Commercial & Industrial Equipment | 05/28/2019 |  | 09/18/2019
FHP Manufacturing Company | GEOEXCEL | RD030-3VT/CFC-***P*C-**T/G |  | Water-Source | WBAHP: Heat Pump Packaged Unit | Heat Pump | 208 | 3 |  |  |  | Single-Speed |  |  |  | 29200 | 2212 | 13.2 | 11.2 | 33400 | 2276 | 4.3 | 4.2 | Federally-Regulated Commercial & Industrial Equipment | 05/28/2019 |  | 09/18/2019
FHP Manufacturing Company | GEOEXCEL | RD030-3VT/CFC-***P*C-**T/G |  | Ground-Source | WBAHP: Heat Pump Packaged Unit | Heat Pump | 208 | 3 |  |  |  | Single-Speed |  |  |  | 31000 | 2108 | 14.7 | 13.4 | 20900 | 1856 | 3.3 | 3.1 | Non Federally-Regulated | 05/28/2019 |  | 09/18/2019
FHP Manufacturing Company | GEOEXCEL | RD048-3VT/CFN-***P*B-**T/G |  | Water-Source | WBAHP: Heat Pump Packaged Unit | Heat Pump | 208 | 3 |  |  |  | Single-Speed |  |  |  | 45900 | 3530 | 13 | 11.2 | 56400 | 3844 | 4.3 | 4.2 | Federally-Regulated Commercial & Industrial Equipment | 05/28/2019 |  | 09/18/2019
FHP Manufacturing Company | GEOEXCEL | RD030-1VT/CFN-***T/A*C-**T/G |  | Water-Source | WBAHP: Heat Pump Packaged Unit | Heat Pump | 208 | 1 |  |  |  | Single-Speed |  |  |  | 30000 | 2272 | 13.2 | 11.2 | 32800 | 2089 | 4.6 | 4.2 | Federally-Regulated Commercial & Industrial Equipment | 05/28/2019 |  | 09/18/2019
FHP Manufacturing Company | GEOEXCEL | RD048-3VT/CFN-***P*B-**T/G |  | Ground-Source | WBAHP: Heat Pump Packaged Unit | Heat Pump | 208 | 3 |  |  |  | Single-Speed |  |  |  | 48800 | 3275 | 14.9 | 13.4 | 35400 | 3051 | 3.4 | 3.1 | Non Federally-Regulated | 05/28/2019 |  | 09/18/2019
FHP Manufacturing Company | GEOEXCEL | RD030-1VT/CFN-***T/A*C-**T/G |  | Ground-Source | WBAHP: Heat Pump Packaged Unit | Heat Pump | 208 | 1 |  |  |  | Single-Speed |  |  |  | 31600 | 1805 | 17.5 | 13.4 | 20400 | 1758 | 3.4 | 3.1 | Non Federally-Regulated | 05/28/2019 |  | 09/18/2019
FHP Manufacturing Company | GEOEXCEL | RD030-1VT/CFN-***P*C-**S |  | Water-Source | WBAHP: Heat Pump Packaged Unit | Heat Pump | 208 | 1 |  |  |  | Single-Speed |  |  |  | 29200 | 2212 | 13.2 | 11.2 | 33400 | 2276 | 4.3 | 4.2 | Federally-Regulated Commercial & Industrial Equipment | 05/28/2019 |  | 09/18/2019
FHP Manufacturing Company | GEOEXCEL | RD048-1VT/CFN-***P*B-**T/G |  | Water-Source | WBAHP: Heat Pump Packaged Unit | Heat Pump | 208 | 1 |  |  |  | Single-Speed |  |  |  | 45900 | 3530 | 13 | 11.2 | 56400 | 3844 | 4.3 | 4.2 | Federally-Regulated Commercial & Industrial Equipment | 05/28/2019 |  | 09/18/2019
FHP Manufacturing Company | GEOEXCEL | RD048-1VT/CFN-***P*B-**T/G |  | Ground-Source | WBAHP: Heat Pump Packaged Unit | Heat Pump | 208 | 1 |  |  |  | Single-Speed |  |  |  | 48800 | 3275 | 14.9 | 13.4 | 35400 | 3051 | 3.4 | 3.1 | Non Federally-Regulated | 05/28/2019 |  | 09/18/2019
FHP Manufacturing Company | GEOEXCEL | RD048-1VT/CFN-***P*B-**S |  | Water-Source | WBAHP: Heat Pump Packaged Unit | Heat Pump | 208 | 1 |  |  |  | Single-Speed |  |  |  | 45900 | 3530 | 13 | 11.2 | 56400 | 3844 | 4.3 | 4.2 | Federally-Regulated Commercial & Industrial Equipment | 05/28/2019 |  | 09/18/2019
FHP Manufacturing Company | GEOEXCEL | RD030-1VT/CFN-***T/A*C-**S |  | Water-Source | WBAHP: Heat Pump Packaged Unit | Heat Pump | 208 | 1 |  |  |  | Single-Speed |  |  |  | 30000 | 2181 | 13.75 | 11.2 | 32800 | 2089 | 4.6 | 4.2 | Federally-Regulated Commercial & Industrial Equipment | 05/28/2019 |  | 09/18/2019
FHP Manufacturing Company | GEOEXCEL | RD030-1HZN-***P*C-**T/G |  | Water-Source | WBAHP: Heat Pump Packaged Unit | Heat Pump | 208 | 1 |  |  |  | Single-Speed |  |  |  | 29200 | 2246 | 13 | 11.2 | 33400 | 2276 | 4.3 | 4.2 | Federally-Regulated Commercial & Industrial Equipment | 05/28/2019 |  | 09/18/2019
FHP Manufacturing Company | GEOEXCEL | RD030-1HZN-***P*C-**T/G |  | Ground-Source | WBAHP: Heat Pump Packaged Unit | Heat Pump | 208 | 1 |  |  |  | Single-Speed |  |  |  | 31000 | 2108 | 14.7 | 13.4 | 20900 | 1856 | 3.3 | 3.1 | Non Federally-Regulated | 05/28/2019 |  | 09/18/2019
FHP Manufacturing Company | FHP | CA009-2**-*****B |  | Water-Source | WBAHP-O: Heat Pump Packaged Un | Heat Pump | 265 | 1 |  |  |  | Single-Speed |  |  |  | 8700 | 669 | 13 | 11.2 | 9500 | 618 | 4.5 | 4.2 | Federally-Regulated Commercial & Industrial Equipment | 01/11/2019 |  | 09/18/2019
FHP Manufacturing Company | FHP | CA009-2**-*****B |  | Ground-Water-Source | WBAHP-O: Heat Pump Packaged Un | Heat Pump | 265 | 1 |  |  |  | Single-Speed |  |  |  | 10300 | 479 | 21.5 | 16.2 | 8000 | 601 | 3.9 | 3.6 | Non Federally-Regulated | 01/11/2019 |  | 09/18/2019
FHP Manufacturing Company | FHP | CA009-2**-*****B |  | Ground-Source | WBAHP-O: Heat Pump Packaged Un | Heat Pump | 265 | 1 |  |  |  | Single-Speed |  |  |  | 9100 | 587 | 15.5 | 13.4 | 6000 | 549 | 3.2 | 3.1 | Non Federally-Regulated | 01/11/2019 |  | 09/18/2019
FHP Manufacturing Company | FHP | CA009-1**-*****B |  | Water-Source | WBAHP-O: Heat Pump Packaged Un | Heat Pump | 200 | 1 |  |  |  | Single-Speed |  |  |  | 8700 | 669 | 13 | 11.2 | 9500 | 618 | 4.5 | 4.2 | Federally-Regulated Commercial & Industrial Equipment | 01/11/2019 |  | 09/18/2019
FHP Manufacturing Company | FHP | CA009-1**-*****B |  | Ground-Water-Source | WBAHP-O: Heat Pump Packaged Un | Heat Pump | 200 | 1 |  |  |  | Single-Speed |  |  |  | 10300 | 479 | 21.5 | 16.2 | 8000 | 601 | 3.9 | 3.6 | Non Federally-Regulated | 01/11/2019 |  | 09/18/2019
FHP Manufacturing Company | FHP | CA009-1**-*****B |  | Ground-Source | WBAHP-O: Heat Pump Packaged Un | Heat Pump | 200 | 1 |  |  |  | Single-Speed |  |  |  | 9100 | 587 | 15.5 | 13.4 | 6000 | 549 | 3.2 | 3.1 | Non Federally-Regulated | 01/11/2019 |  | 09/18/2019
Enertech Global, LLC | GEOCOMFORT | GYT024*3 |  | Ground-Water-Source | WBAHP: Heat Pump Packaged Unit | Heat Pump | 460 | 3 |  |  |  | Single-Speed |  |  |  | 29200 | 1136 | 25.7 | 16.2 | 23400 | 1293 | 5.3 | 3.6 | Non Federally-Regulated | 08/12/2019 |  | 09/18/2019
Enertech Global, LLC | GEOCOMFORT | GYT024*3 |  | Ground-Source | WBAHP: Heat Pump Packaged Unit | Heat Pump | 460 | 3 |  |  |  | Single-Speed |  |  |  | 27100 | 1361 | 19.9 | 13.4 | 19000 | 1294 | 4.3 | 3.1 | Non Federally-Regulated | 08/12/2019 |  | 09/18/2019
Enertech Global, LLC | GEOCOMFORT | GYT024 |  | Ground-Water-Source | WBAHP: Heat Pump Packaged Unit | Heat Pump | 208 | 1 |  |  |  | Single-Speed |  |  |  | 29200 | 1136 | 25.7 | 16.2 | 23400 | 1293 | 5.3 | 3.6 | Non Federally-Regulated | 08/12/2019 |  | 09/18/2019
Enertech Global, LLC | GEOCOMFORT | GYT024*2 |  | Ground-Water-Source | WBAHP: Heat Pump Packaged Unit | Heat Pump | 208 | 3 |  |  |  | Single-Speed |  |  |  | 29200 | 1136 | 25.7 | 16.2 | 23400 | 1293 | 5.3 | 3.6 | Non Federally-Regulated | 08/12/2019 |  | 09/18/2019
Enertech Global, LLC | GEOCOMFORT | GYT024*2 |  | Ground-Source | WBAHP: Heat Pump Packaged Unit | Heat Pump | 208 | 3 |  |  |  | Single-Speed |  |  |  | 27100 | 1361 | 19.9 | 13.4 | 19000 | 1294 | 4.3 | 3.1 | Non Federally-Regulated | 08/12/2019 |  | 09/18/2019
Enertech Global, LLC | GEOCOMFORT | GYT024 |  | Ground-Source | WBAHP: Heat Pump Packaged Unit | Heat Pump | 208 | 1 |  |  |  | Single-Speed |  |  |  | 27100 | 1361 | 19.9 | 13.4 | 19000 | 1294 | 4.3 | 3.1 | Non Federally-Regulated | 08/12/2019 |  | 09/18/2019
Enertech Global, LLC | GEOCOMFORT | GYT060*3 |  | Ground-Source | WBAHP: Heat Pump Packaged Unit | Heat Pump | 460 | 3 |  |  |  | Single-Speed |  |  |  | 64300 | 3331 | 19.3 | 13.4 | 49200 | 3516 | 4.1 | 3.1 | Non Federally-Regulated | 08/12/2019 |  | 09/18/2019
Enertech Global, LLC | GEOCOMFORT | GYT060*2 |  | Ground-Source | WBAHP: Heat Pump Packaged Unit | Heat Pump | 208 | 3 |  |  |  | Single-Speed |  |  |  | 64300 | 3331 | 19.3 | 13.4 | 49200 | 3516 | 4.1 | 3.1 | Non Federally-Regulated | 08/12/2019 |  | 09/18/2019
Enertech Global, LLC | GEOCOMFORT | GYT048*3 |  | Ground-Water-Source | WBAHP: Heat Pump Packaged Unit | Heat Pump | 460 | 3 |  |  |  | Single-Speed |  |  |  | 57100 | 2179 | 26.2 | 16.2 | 49500 | 2789 | 5.2 | 3.6 | Non Federally-Regulated | 08/12/2019 |  | 09/18/2019
Enertech Global, LLC | GEOCOMFORT | GYT048*3 |  | Ground-Source | WBAHP: Heat Pump Packaged Unit | Heat Pump | 460 | 3 |  |  |  | Single-Speed |  |  |  | 53300 | 2638 | 20.2 | 13.4 | 39900 | 2719 | 4.3 | 3.1 | Non Federally-Regulated | 08/12/2019 |  | 09/18/2019
Enertech Global, LLC | GEOCOMFORT | GYT060 |  | Ground-Source | WBAHP: Heat Pump Packaged Unit | Heat Pump | 208 | 1 |  |  |  | Single-Speed |  |  |  | 64300 | 3331 | 19.3 | 13.4 | 49200 | 3516 | 4.1 | 3.1 | Non Federally-Regulated | 08/12/2019 |  | 09/18/2019
Enertech Global, LLC | GEOCOMFORT | GYT048*2 |  | Ground-Water-Source | WBAHP: Heat Pump Packaged Unit | Heat Pump | 208 | 3 |  |  |  | Single-Speed |  |  |  | 57100 | 2179 | 26.2 | 16.2 | 49500 | 2789 | 5.2 | 3.6 | Non Federally-Regulated | 08/12/2019 |  | 09/18/2019
Enertech Global, LLC | GEOCOMFORT | GYT048*2 |  | Ground-Source | WBAHP: Heat Pump Packaged Unit | Heat Pump | 208 | 3 |  |  |  | Single-Speed |  |  |  | 53300 | 2638 | 20.2 | 13.4 | 39900 | 2719 | 4.3 | 3.1 | Non Federally-Regulated | 08/12/2019 |  | 09/18/2019
Enertech Global, LLC | GEOCOMFORT | GYT048 |  | Ground-Water-Source | WBAHP: Heat Pump Packaged Unit | Heat Pump | 208 | 1 |  |  |  | Single-Speed |  |  |  | 57100 | 2179 | 26.2 | 16.2 | 49500 | 2789 | 5.2 | 3.6 | Non Federally-Regulated | 08/12/2019 |  | 09/18/2019
Enertech Global, LLC | GEOCOMFORT | GYT048 |  | Ground-Source | WBAHP: Heat Pump Packaged Unit | Heat Pump | 208 | 1 |  |  |  | Single-Speed |  |  |  | 53300 | 2638 | 20.2 | 13.4 | 39900 | 2719 | 4.3 | 3.1 | Non Federally-Regulated | 08/12/2019 |  | 09/18/2019
Enertech Global, LLC | GEOCOMFORT | GYT036*3 |  | Ground-Water-Source | WBAHP: Heat Pump Packaged Unit | Heat Pump | 460 | 3 |  |  |  | Single-Speed |  |  |  | 44300 | 1640 | 27 | 16.2 | 37500 | 1998 | 5.5 | 3.6 | Non Federally-Regulated | 08/12/2019 |  | 09/18/2019
Enertech Global, LLC | GEOCOMFORT | GYT036*3 |  | Ground-Source | WBAHP: Heat Pump Packaged Unit | Heat Pump | 460 | 3 |  |  |  | Single-Speed |  |  |  | 41200 | 1971 | 20.9 | 13.4 | 29100 | 1895 | 4.5 | 3.1 | Non Federally-Regulated | 08/12/2019 |  | 09/18/2019
Enertech Global, LLC | GEOCOMFORT | GYT036*2 |  | Ground-Water-Source | WBAHP: Heat Pump Packaged Unit | Heat Pump | 208 | 3 |  |  |  | Single-Speed |  |  |  | 44300 | 1640 | 27 | 16.2 | 37500 | 1998 | 5.5 | 3.6 | Non Federally-Regulated | 08/12/2019 |  | 09/18/2019
Enertech Global, LLC | GEOCOMFORT | GYT036*2 |  | Ground-Source | WBAHP: Heat Pump Packaged Unit | Heat Pump | 208 | 3 |  |  |  | Single-Speed |  |  |  | 41200 | 1971 | 20.9 | 13.4 | 29100 | 1895 | 4.5 | 3.1 | Non Federally-Regulated | 08/12/2019 |  | 09/18/2019
Enertech Global, LLC | GEOCOMFORT | GYT036 |  | Ground-Water-Source | WBAHP: Heat Pump Packaged Unit | Heat Pump | 208 | 1 |  |  |  | Single-Speed |  |  |  | 44300 | 1640 | 27 | 16.2 | 37500 | 1998 | 5.5 | 3.6 | Non Federally-Regulated | 08/12/2019 |  | 09/18/2019
Enertech Global, LLC | GEOCOMFORT | GYT036 |  | Ground-Source | WBAHP: Heat Pump Packaged Unit | Heat Pump | 208 | 1 |  |  |  | Single-Speed |  |  |  | 41200 | 1971 | 20.9 | 13.4 | 29100 | 1895 | 4.5 | 3.1 | Non Federally-Regulated | 08/12/2019 |  | 09/18/2019
Enertech Global, LLC | GEOCOMFORT | GVT060*A |  | Water-Source | WBAHP: Heat Pump Packaged Unit | Heat Pump | 265 | 1 |  |  |  | Single-Speed |  |  |  | 58600 | 3805 | 15.4 | 11.2 | 70500 | 4051 | 5.1 | 4.2 | Federally-Regulated Commercial & Industrial Equipment | 05/10/2019 |  | 09/18/2019
Enertech Global, LLC | GEOCOMFORT | GVT060*A |  | Ground-Water-Source | WBAHP: Heat Pump Packaged Unit | Heat Pump | 265 | 1 |  |  |  | Single-Speed |  |  |  | 64200 | 2918 | 22 | 16.2 | 57500 | 3744 | 4.5 | 3.6 | Non Federally-Regulated | 05/10/2019 |  | 09/18/2019
Enertech Global, LLC | GEOCOMFORT | GVT060*A |  | Ground-Source | WBAHP: Heat Pump Packaged Unit | Heat Pump | 265 | 1 |  |  |  | Single-Speed |  |  |  | 60900 | 3460 | 17.6 | 13.4 | 46300 | 3570 | 3.8 | 3.1 | Non Federally-Regulated | 05/10/2019 |  | 09/18/2019
Enertech Global, LLC | GEOCOMFORT | GVT060*3 |  | Water-Source | WBAHP: Heat Pump Packaged Unit | Heat Pump | 460 | 3 |  |  |  | Single-Speed |  |  |  | 58600 | 3805 | 15.4 | 11.2 | 70500 | 4051 | 5.1 | 4.2 | Federally-Regulated Commercial & Industrial Equipment | 05/10/2019 |  | 09/18/2019
Enertech Global, LLC | GEOCOMFORT | GVT060*3 |  | Ground-Water-Source | WBAHP: Heat Pump Packaged Unit | Heat Pump | 460 | 3 |  |  |  | Single-Speed |  |  |  | 64200 | 2918 | 22 | 16.2 | 57500 | 3744 | 4.5 | 3.6 | Non Federally-Regulated | 05/10/2019 |  | 09/18/2019
Enertech Global, LLC | GEOCOMFORT | GVT060*3 |  | Ground-Source | WBAHP: Heat Pump Packaged Unit | Heat Pump | 460 | 3 |  |  |  | Single-Speed |  |  |  | 60900 | 3460 | 17.6 | 13.4 | 46300 | 3570 | 3.8 | 3.1 | Non Federally-Regulated | 05/10/2019 |  | 09/18/2019
Enertech Global, LLC | GEOCOMFORT | GVT060*2 |  | Water-Source | WBAHP: Heat Pump Packaged Unit | Heat Pump | 208 | 3 |  |  |  | Single-Speed |  |  |  | 58600 | 3805 | 15.4 | 11.2 | 70500 | 4051 | 5.1 | 4.2 | Federally-Regulated Commercial & Industrial Equipment | 03/15/2019 |  | 09/18/2019
Enertech Global, LLC | GEOCOMFORT | GVT060*2 |  | Ground-Water-Source | WBAHP: Heat Pump Packaged Unit | Heat Pump | 208 | 3 |  |  |  | Single-Speed |  |  |  | 64200 | 2918 | 22 | 16.2 | 57500 | 3744 | 4.5 | 3.6 | Non Federally-Regulated | 03/15/2019 |  | 09/18/2019
Enertech Global, LLC | GEOCOMFORT | GVT060*2 |  | Ground-Source | WBAHP: Heat Pump Packaged Unit | Heat Pump | 208 | 3 |  |  |  | Single-Speed |  |  |  | 60900 | 3460 | 17.6 | 13.4 | 46300 | 3570 | 3.8 | 3.1 | Non Federally-Regulated | 03/15/2019 |  | 09/18/2019
Enertech Global, LLC | GEOCOMFORT | GVT060 |  | Water-Source | WBAHP: Heat Pump Packaged Unit | Heat Pump | 208 | 1 |  |  |  | Single-Speed |  |  |  | 58600 | 3805 | 15.4 | 11.2 | 70500 | 4051 | 5.1 | 4.2 | Federally-Regulated Commercial & Industrial Equipment | 05/10/2019 |  | 09/18/2019
Enertech Global, LLC | GEOCOMFORT | GVT060 |  | Ground-Water-Source | WBAHP: Heat Pump Packaged Unit | Heat Pump | 208 | 1 |  |  |  | Single-Speed |  |  |  | 64200 | 2918 | 22 | 16.2 | 57500 | 3744 | 4.5 | 3.6 | Non Federally-Regulated | 05/10/2019 |  | 09/18/2019
Enertech Global, LLC | GEOCOMFORT | GVT060 |  | Ground-Source | WBAHP: Heat Pump Packaged Unit | Heat Pump | 208 | 1 |  |  |  | Single-Speed |  |  |  | 60900 | 3460 | 17.6 | 13.4 | 46300 | 3570 | 3.8 | 3.1 | Non Federally-Regulated | 05/10/2019 |  | 09/18/2019
Enertech Global, LLC | GEOEXCEL | AYT024*2 |  | Ground-Water-Source | WBAHP: Heat Pump Packaged Unit | Heat Pump | 208 | 3 |  |  |  | Single-Speed |  |  |  | 29200 | 1136 | 25.7 | 16.2 | 23400 | 1293 | 5.3 | 3.6 | Non Federally-Regulated | 05/28/2019 |  | 09/18/2019
Enertech Global, LLC | GEOEXCEL | AYT024*2 |  | Ground-Source | WBAHP: Heat Pump Packaged Unit | Heat Pump | 208 | 3 |  |  |  | Single-Speed |  |  |  | 27100 | 1361 | 19.9 | 13.4 | 19000 | 1294 | 4.3 | 3.1 | Non Federally-Regulated | 05/28/2019 |  | 09/18/2019
Enertech Global, LLC | GEOEXCEL | AYT024*3 |  | Ground-Water-Source | WBAHP: Heat Pump Packaged Unit | Heat Pump | 460 | 3 |  |  |  | Single-Speed |  |  |  | 29200 | 1136 | 25.7 | 16.2 | 23400 | 1293 | 5.3 | 3.6 | Non Federally-Regulated | 05/28/2019 |  | 09/18/2019
Enertech Global, LLC | GEOEXCEL | AYT024*3 |  | Ground-Source | WBAHP: Heat Pump Packaged Unit | Heat Pump | 460 | 3 |  |  |  | Single-Speed |  |  |  | 27100 | 1361 | 19.9 | 13.4 | 19000 | 1294 | 4.3 | 3.1 | Non Federally-Regulated | 05/28/2019 |  | 09/18/2019
Enertech Global, LLC | GEOEXCEL | AYT024 |  | Ground-Water-Source | WBAHP: Heat Pump Packaged Unit | Heat Pump | 208 | 1 |  |  |  | Single-Speed |  |  |  | 29200 | 1136 | 25.7 | 16.2 | 23400 | 1293 | 5.3 | 3.6 | Non Federally-Regulated | 05/28/2019 |  | 09/18/2019
Enertech Global, LLC | GEOEXCEL | AYT024 |  | Ground-Source | WBAHP: Heat Pump Packaged Unit | Heat Pump | 208 | 1 |  |  |  | Single-Speed |  |  |  | 27100 | 1361 | 19.9 | 13.4 | 19000 | 1294 | 4.3 | 3.1 | Non Federally-Regulated | 05/28/2019 |  | 09/18/2019
Enertech Global, LLC | GEOEXCEL | AYT060*3 |  | Ground-Source | WBAHP: Heat Pump Packaged Unit | Heat Pump | 460 | 3 |  |  |  | Single-Speed |  |  |  | 64300 | 3331 | 19.3 | 13.4 | 49200 | 3516 | 4.1 | 3.1 | Non Federally-Regulated | 05/28/2019 |  | 09/18/2019
Enertech Global, LLC | GEOEXCEL | AYT060*2 |  | Ground-Source | WBAHP: Heat Pump Packaged Unit | Heat Pump | 208 | 3 |  |  |  | Single-Speed |  |  |  | 64300 | 3331 | 19.3 | 13.4 | 49200 | 3516 | 4.1 | 3.1 | Non Federally-Regulated | 05/28/2019 |  | 09/18/2019
Enertech Global, LLC | GEOEXCEL | AYT060 |  | Ground-Source | WBAHP: Heat Pump Packaged Unit | Heat Pump | 208 | 1 |  |  |  | Single-Speed |  |  |  | 64300 | 3331 | 19.3 | 13.4 | 49200 | 3516 | 4.1 | 3.1 | Non Federally-Regulated | 05/28/2019 |  | 09/18/2019
Enertech Global, LLC | GEOEXCEL | AYT048*3 |  | Ground-Water-Source | WBAHP: Heat Pump Packaged Unit | Heat Pump | 460 | 3 |  |  |  | Single-Speed |  |  |  | 57100 | 2179 | 26.2 | 16.2 | 49500 | 2789 | 5.2 | 3.6 | Non Federally-Regulated | 05/28/2019 |  | 09/18/2019
Enertech Global, LLC | GEOEXCEL | AYT048*3 |  | Ground-Source | WBAHP: Heat Pump Packaged Unit | Heat Pump | 460 | 3 |  |  |  | Single-Speed |  |  |  | 53300 | 2638 | 20.2 | 13.4 | 39900 | 2719 | 4.3 | 3.1 | Non Federally-Regulated | 05/28/2019 |  | 09/18/2019
Enertech Global, LLC | GEOEXCEL | AYT048 |  | Ground-Water-Source | WBAHP: Heat Pump Packaged Unit | Heat Pump | 208 | 1 |  |  |  | Single-Speed |  |  |  | 57100 | 2179 | 26.2 | 16.2 | 49500 | 2789 | 5.2 | 3.6 | Non Federally-Regulated | 05/28/2019 |  | 09/18/2019
Enertech Global, LLC | GEOEXCEL | AYT048 |  | Ground-Source | WBAHP: Heat Pump Packaged Unit | Heat Pump | 208 | 1 |  |  |  | Single-Speed |  |  |  | 53300 | 2638 | 20.2 | 13.4 | 39900 | 2719 | 4.3 | 3.1 | Non Federally-Regulated | 05/28/2019 |  | 09/18/2019
Enertech Global, LLC | GEOEXCEL | AYT036*3 |  | Ground-Water-Source | WBAHP: Heat Pump Packaged Unit | Heat Pump | 460 | 3 |  |  |  | Single-Speed |  |  |  | 44300 | 1640 | 27 | 16.2 | 37500 | 1998 | 5.5 | 3.6 | Non Federally-Regulated | 05/28/2019 |  | 09/18/2019
Enertech Global, LLC | GEOEXCEL | AYT048*2 |  | Ground-Water-Source | WBAHP: Heat Pump Packaged Unit | Heat Pump | 208 | 3 |  |  |  | Single-Speed |  |  |  | 57100 | 2179 | 26.2 | 16.2 | 49500 | 2789 | 5.2 | 3.6 | Non Federally-Regulated | 05/28/2019 |  | 09/18/2019
Enertech Global, LLC | GEOEXCEL | AYT036*3 |  | Ground-Source | WBAHP: Heat Pump Packaged Unit | Heat Pump | 460 | 3 |  |  |  | Single-Speed |  |  |  | 41200 | 1971 | 20.9 | 13.4 | 29100 | 1895 | 4.5 | 3.1 | Non Federally-Regulated | 05/28/2019 |  | 09/18/2019
Enertech Global, LLC | GEOEXCEL | AYT048*2 |  | Ground-Source | WBAHP: Heat Pump Packaged Unit | Heat Pump | 208 | 3 |  |  |  | Single-Speed |  |  |  | 53300 | 2638 | 20.2 | 13.4 | 39900 | 2719 | 4.3 | 3.1 | Non Federally-Regulated | 05/28/2019 |  | 09/18/2019
Enertech Global, LLC | GEOEXCEL | AYT036*2 |  | Ground-Water-Source | WBAHP: Heat Pump Packaged Unit | Heat Pump | 208 | 3 |  |  |  | Single-Speed |  |  |  | 44300 | 1640 | 27 | 16.2 | 37500 | 1998 | 5.5 | 3.6 | Non Federally-Regulated | 05/28/2019 |  | 09/18/2019
Enertech Global, LLC | GEOEXCEL | AYT036 |  | Ground-Water-Source | WBAHP: Heat Pump Packaged Unit | Heat Pump | 208 | 1 |  |  |  | Single-Speed |  |  |  | 44300 | 1640 | 27 | 16.2 | 37500 | 1998 | 5.5 | 3.6 | Non Federally-Regulated | 05/28/2019 |  | 09/18/2019
Enertech Global, LLC | GEOEXCEL | AYT036*2 |  | Ground-Source | WBAHP: Heat Pump Packaged Unit | Heat Pump | 208 | 3 |  |  |  | Single-Speed |  |  |  | 41200 | 1971 | 20.9 | 13.4 | 29100 | 1895 | 4.5 | 3.1 | Non Federally-Regulated | 05/28/2019 |  | 09/18/2019
Enertech Global, LLC | GEOEXCEL | AYT036 |  | Ground-Source | WBAHP: Heat Pump Packaged Unit | Heat Pump | 208 | 1 |  |  |  | Single-Speed |  |  |  | 41200 | 1971 | 20.9 | 13.4 | 29100 | 1895 | 4.5 | 3.1 | Non Federally-Regulated | 05/28/2019 |  | 09/18/2019
Enertech Global, LLC | GEOEXCEL | AVT060*3 |  | Water-Source | WBAHP: Heat Pump Packaged Unit | Heat Pump | 460 | 3 |  |  |  | Single-Speed |  |  |  | 58600 | 3805 | 15.4 | 11.2 | 70500 | 4051 | 5.1 | 4.2 | Federally-Regulated Commercial & Industrial Equipment | 05/28/2019 |  | 09/18/2019
Enertech Global, LLC | GEOEXCEL | AVT060*2 |  | Water-Source | WBAHP: Heat Pump Packaged Unit | Heat Pump | 208 | 3 |  |  |  | Single-Speed |  |  |  | 58600 | 3805 | 15.4 | 11.2 | 70500 | 4051 | 5.1 | 4.2 | Federally-Regulated Commercial & Industrial Equipment | 05/28/2019 |  | 09/18/2019
Enertech Global, LLC | GEOEXCEL | AVT060*3 |  | Ground-Water-Source | WBAHP: Heat Pump Packaged Unit | Heat Pump | 460 | 3 |  |  |  | Single-Speed |  |  |  | 64200 | 2918 | 22 | 16.2 | 57500 | 3744 | 4.5 | 3.6 | Non Federally-Regulated | 05/28/2019 |  | 09/18/2019
Enertech Global, LLC | GEOEXCEL | AVT060*A |  | Water-Source | WBAHP: Heat Pump Packaged Unit | Heat Pump | 265 | 1 |  |  |  | Single-Speed |  |  |  | 58600 | 3805 | 15.4 | 11.2 | 70500 | 4051 | 5.1 | 4.2 | Federally-Regulated Commercial & Industrial Equipment | 05/28/2019 |  | 09/18/2019
Enertech Global, LLC | GEOEXCEL | AVT060*3 |  | Ground-Source | WBAHP: Heat Pump Packaged Unit | Heat Pump | 460 | 3 |  |  |  | Single-Speed |  |  |  | 60900 | 3460 | 17.6 | 13.4 | 46300 | 3570 | 3.8 | 3.1 | Non Federally-Regulated | 05/28/2019 |  | 09/18/2019
Enertech Global, LLC | GEOEXCEL | AVT060 |  | Water-Source | WBAHP: Heat Pump Packaged Unit | Heat Pump | 208 | 1 |  |  |  | Single-Speed |  |  |  | 58600 | 3805 | 15.4 | 11.2 | 70500 | 4051 | 5.1 | 4.2 | Federally-Regulated Commercial & Industrial Equipment | 05/28/2019 |  | 09/18/2019
Enertech Global, LLC | GEOEXCEL | AVT060*2 |  | Ground-Water-Source | WBAHP: Heat Pump Packaged Unit | Heat Pump | 208 | 3 |  |  |  | Single-Speed |  |  |  | 64200 | 2918 | 22 | 16.2 | 57500 | 3744 | 4.5 | 3.6 | Non Federally-Regulated | 05/28/2019 |  | 09/18/2019
Enertech Global, LLC | GEOEXCEL | AVT060*A |  | Ground-Water-Source | WBAHP: Heat Pump Packaged Unit | Heat Pump | 265 | 1 |  |  |  | Single-Speed |  |  |  | 64200 | 2918 | 22 | 16.2 | 57500 | 3744 | 4.5 | 3.6 | Non Federally-Regulated | 05/28/2019 |  | 09/18/2019
Enertech Global, LLC | GEOEXCEL | AVT060*A |  | Ground-Source | WBAHP: Heat Pump Packaged Unit | Heat Pump | 265 | 1 |  |  |  | Single-Speed |  |  |  | 60900 | 3460 | 17.6 | 13.4 | 46300 | 3570 | 3.8 | 3.1 | Non Federally-Regulated | 05/28/2019 |  | 09/18/2019
Enertech Global, LLC | GEOEXCEL | AVT060 |  | Ground-Water-Source | WBAHP: Heat Pump Packaged Unit | Heat Pump | 208 | 1 |  |  |  | Single-Speed |  |  |  | 64200 | 2918 | 22 | 16.2 | 57500 | 3744 | 4.5 | 3.6 | Non Federally-Regulated | 05/28/2019 |  | 09/18/2019
Enertech Global, LLC | GEOEXCEL | AVT060*2 |  | Ground-Source | WBAHP: Heat Pump Packaged Unit | Heat Pump | 208 | 3 |  |  |  | Single-Speed |  |  |  | 60900 | 3460 | 17.6 | 13.4 | 46300 | 3570 | 3.8 | 3.1 | Non Federally-Regulated | 05/28/2019 |  | 09/18/2019
Enertech Global, LLC | GEOEXCEL | AVT060 |  | Ground-Source | WBAHP: Heat Pump Packaged Unit | Heat Pump | 208 | 1 |  |  |  | Single-Speed |  |  |  | 60900 | 3460 | 17.6 | 13.4 | 46300 | 3570 | 3.8 | 3.1 | Non Federally-Regulated | 05/28/2019 |  | 09/18/2019
Enertech Global, LLC | Hydron Module | HYT024*3 |  | Ground-Water-Source | WBAHP: Heat Pump Packaged Unit | Heat Pump | 460 | 3 |  |  |  | Single-Speed |  |  |  | 29200 | 1136 | 25.7 | 16.2 | 23400 | 1293 | 5.3 | 3.6 | Non Federally-Regulated | 08/12/2019 |  | 09/18/2019
Enertech Global, LLC | Hydron Module | HYT024*3 |  | Ground-Source | WBAHP: Heat Pump Packaged Unit | Heat Pump | 460 | 3 |  |  |  | Single-Speed |  |  |  | 27100 | 1361 | 19.9 | 13.4 | 19000 | 1294 | 4.3 | 3.1 | Non Federally-Regulated | 08/12/2019 |  | 09/18/2019
Enertech Global, LLC | Hydron Module | HYT024 |  | Ground-Water-Source | WBAHP: Heat Pump Packaged Unit | Heat Pump | 208 | 1 |  |  |  | Single-Speed |  |  |  | 29200 | 1136 | 25.7 | 16.2 | 23400 | 1293 | 5.3 | 3.6 | Non Federally-Regulated | 08/12/2019 |  | 09/18/2019
Enertech Global, LLC | Hydron Module | HYT024 |  | Ground-Source | WBAHP: Heat Pump Packaged Unit | Heat Pump | 208 | 1 |  |  |  | Single-Speed |  |  |  | 27100 | 1361 | 19.9 | 13.4 | 19000 | 1294 | 4.3 | 3.1 | Non Federally-Regulated | 08/12/2019 |  | 09/18/2019
Enertech Global, LLC | Hydron Module | HYT024*2 |  | Ground-Water-Source | WBAHP: Heat Pump Packaged Unit | Heat Pump | 208 | 3 |  |  |  | Single-Speed |  |  |  | 29200 | 1136 | 25.7 | 16.2 | 23400 | 1293 | 5.3 | 3.6 | Non Federally-Regulated | 08/12/2019 |  | 09/18/2019
Enertech Global, LLC | Hydron Module | HYT024*2 |  | Ground-Source | WBAHP: Heat Pump Packaged Unit | Heat Pump | 208 | 3 |  |  |  | Single-Speed |  |  |  | 27100 | 1361 | 19.9 | 13.4 | 19000 | 1294 | 4.3 | 3.1 | Non Federally-Regulated | 08/12/2019 |  | 09/18/2019
Enertech Global, LLC | Hydron Module | HYT060*3 |  | Ground-Source | WBAHP: Heat Pump Packaged Unit | Heat Pump | 460 | 3 |  |  |  | Single-Speed |  |  |  | 64300 | 3331 | 19.3 | 13.4 | 49200 | 3516 | 4.1 | 3.1 | Non Federally-Regulated | 08/12/2019 |  | 09/18/2019
Enertech Global, LLC | Hydron Module | HYT060 |  | Ground-Source | WBAHP: Heat Pump Packaged Unit | Heat Pump | 208 | 1 |  |  |  | Single-Speed |  |  |  | 64300 | 3331 | 19.3 | 13.4 | 49200 | 3516 | 4.1 | 3.1 | Non Federally-Regulated | 08/12/2019 |  | 09/18/2019
Enertech Global, LLC | Hydron Module | HYT060*2 |  | Ground-Source | WBAHP: Heat Pump Packaged Unit | Heat Pump | 208 | 3 |  |  |  | Single-Speed |  |  |  | 64300 | 3331 | 19.3 | 13.4 | 49200 | 3516 | 4.1 | 3.1 | Non Federally-Regulated | 08/12/2019 |  | 09/18/2019
Enertech Global, LLC | Hydron Module | HYT048*3 |  | Ground-Water-Source | WBAHP: Heat Pump Packaged Unit | Heat Pump | 460 | 3 |  |  |  | Single-Speed |  |  |  | 57100 | 2179 | 26.2 | 16.2 | 49500 | 2789 | 5.2 | 3.6 | Non Federally-Regulated | 08/12/2019 |  | 09/18/2019
Enertech Global, LLC | Hydron Module | HYT048*3 |  | Ground-Source | WBAHP: Heat Pump Packaged Unit | Heat Pump | 460 | 3 |  |  |  | Single-Speed |  |  |  | 53300 | 2638 | 20.2 | 13.4 | 39900 | 2719 | 4.3 | 3.1 | Non Federally-Regulated | 08/12/2019 |  | 09/18/2019
Enertech Global, LLC | Hydron Module | HYT048*2 |  | Ground-Water-Source | WBAHP: Heat Pump Packaged Unit | Heat Pump | 208 | 3 |  |  |  | Single-Speed |  |  |  | 57100 | 2179 | 26.2 | 16.2 | 49500 | 2789 | 5.2 | 3.6 | Non Federally-Regulated | 08/12/2019 |  | 09/18/2019
Enertech Global, LLC | Hydron Module | HYT048 |  | Ground-Water-Source | WBAHP: Heat Pump Packaged Unit | Heat Pump | 208 | 1 |  |  |  | Single-Speed |  |  |  | 57100 | 2179 | 26.2 | 16.2 | 49500 | 2789 | 5.2 | 3.6 | Non Federally-Regulated | 08/12/2019 |  | 09/18/2019
Enertech Global, LLC | Hydron Module | HYT048*2 |  | Ground-Source | WBAHP: Heat Pump Packaged Unit | Heat Pump | 208 | 3 |  |  |  | Single-Speed |  |  |  | 53300 | 2638 | 20.2 | 13.4 | 39900 | 2719 | 4.3 | 3.1 | Non Federally-Regulated | 08/12/2019 |  | 09/18/2019
Enertech Global, LLC | Hydron Module | HYT048 |  | Ground-Source | WBAHP: Heat Pump Packaged Unit | Heat Pump | 208 | 1 |  |  |  | Single-Speed |  |  |  | 53300 | 2638 | 20.2 | 13.4 | 39900 | 2719 | 4.3 | 3.1 | Non Federally-Regulated | 08/12/2019 |  | 09/18/2019
Enertech Global, LLC | Hydron Module | HYT036*3 |  | Ground-Water-Source | WBAHP: Heat Pump Packaged Unit | Heat Pump | 460 | 3 |  |  |  | Single-Speed |  |  |  | 44300 | 1640 | 27 | 16.2 | 37500 | 1998 | 5.5 | 3.6 | Non Federally-Regulated | 08/12/2019 |  | 09/18/2019
Enertech Global, LLC | Hydron Module | HYT036*3 |  | Ground-Source | WBAHP: Heat Pump Packaged Unit | Heat Pump | 460 | 3 |  |  |  | Single-Speed |  |  |  | 41200 | 1971 | 20.9 | 13.4 | 29100 | 1895 | 4.5 | 3.1 | Non Federally-Regulated | 08/12/2019 |  | 09/18/2019
Enertech Global, LLC | Hydron Module | HYT036*2 |  | Ground-Water-Source | WBAHP: Heat Pump Packaged Unit | Heat Pump | 208 | 3 |  |  |  | Single-Speed |  |  |  | 44300 | 1640 | 27 | 16.2 | 37500 | 1998 | 5.5 | 3.6 | Non Federally-Regulated | 08/12/2019 |  | 09/18/2019
Enertech Global, LLC | Hydron Module | HYT036*2 |  | Ground-Source | WBAHP: Heat Pump Packaged Unit | Heat Pump | 208 | 3 |  |  |  | Single-Speed |  |  |  | 41200 | 1971 | 20.9 | 13.4 | 29100 | 1895 | 4.5 | 3.1 | Non Federally-Regulated | 08/12/2019 |  | 09/18/2019
Enertech Global, LLC | Hydron Module | HYT036 |  | Ground-Water-Source | WBAHP: Heat Pump Packaged Unit | Heat Pump | 208 | 1 |  |  |  | Single-Speed |  |  |  | 44300 | 1640 | 27 | 16.2 | 37500 | 1998 | 5.5 | 3.6 | Non Federally-Regulated | 08/12/2019 |  | 09/18/2019
Enertech Global, LLC | Hydron Module | HYT036 |  | Ground-Source | WBAHP: Heat Pump Packaged Unit | Heat Pump | 208 | 1 |  |  |  | Single-Speed |  |  |  | 41200 | 1971 | 20.9 | 13.4 | 29100 | 1895 | 4.5 | 3.1 | Non Federally-Regulated | 08/12/2019 |  | 09/18/2019
Enertech Global, LLC | Hydron Module | HVT060*A |  | Water-Source | WBAHP: Heat Pump Packaged Unit | Heat Pump | 265 | 1 |  |  |  | Single-Speed |  |  |  | 58600 | 3805 | 15.4 | 11.2 | 70500 | 4051 | 5.1 | 4.2 | Federally-Regulated Commercial & Industrial Equipment | 05/13/2019 |  | 09/18/2019
Enertech Global, LLC | Hydron Module | HVT060*A |  | Ground-Water-Source | WBAHP: Heat Pump Packaged Unit | Heat Pump | 265 | 1 |  |  |  | Single-Speed |  |  |  | 64200 | 2918 | 22 | 16.2 | 57500 | 3744 | 4.5 | 3.6 | Non Federally-Regulated | 05/13/2019 |  | 09/18/2019
Enertech Global, LLC | Hydron Module | HVT060*A |  | Ground-Source | WBAHP: Heat Pump Packaged Unit | Heat Pump | 265 | 1 |  |  |  | Single-Speed |  |  |  | 60900 | 3460 | 17.6 | 13.4 | 46300 | 3570 | 3.8 | 3.1 | Non Federally-Regulated | 05/13/2019 |  | 09/18/2019
Enertech Global, LLC | Hydron Module | HVT060*3 |  | Water-Source | WBAHP: Heat Pump Packaged Unit | Heat Pump | 460 | 3 |  |  |  | Single-Speed |  |  |  | 58600 | 3805 | 15.4 | 11.2 | 70500 | 4051 | 5.1 | 4.2 | Federally-Regulated Commercial & Industrial Equipment | 05/13/2019 |  | 09/18/2019
Enertech Global, LLC | Hydron Module | HVT060*3 |  | Ground-Water-Source | WBAHP: Heat Pump Packaged Unit | Heat Pump | 460 | 3 |  |  |  | Single-Speed |  |  |  | 64200 | 2918 | 22 | 16.2 | 57500 | 3744 | 4.5 | 3.6 | Non Federally-Regulated | 05/13/2019 |  | 09/18/2019
Enertech Global, LLC | Hydron Module | HVT060*3 |  | Ground-Source | WBAHP: Heat Pump Packaged Unit | Heat Pump | 460 | 3 |  |  |  | Single-Speed |  |  |  | 60900 | 3460 | 17.6 | 13.4 | 46300 | 3570 | 3.8 | 3.1 | Non Federally-Regulated | 05/13/2019 |  | 09/18/2019
Enertech Global, LLC | Hydron Module | HVT060*2 |  | Water-Source | WBAHP: Heat Pump Packaged Unit | Heat Pump | 208 | 3 |  |  |  | Single-Speed |  |  |  | 58600 | 3805 | 15.4 | 11.2 | 70500 | 4051 | 5.1 | 4.2 | Federally-Regulated Commercial & Industrial Equipment | 05/13/2019 |  | 09/18/2019
Enertech Global, LLC | Hydron Module | HVT060*2 |  | Ground-Water-Source | WBAHP: Heat Pump Packaged Unit | Heat Pump | 208 | 3 |  |  |  | Single-Speed |  |  |  | 64200 | 2918 | 22 | 16.2 | 57500 | 3744 | 4.5 | 3.6 | Non Federally-Regulated | 05/13/2019 |  | 09/18/2019
Enertech Global, LLC | Hydron Module | HVT060 |  | Water-Source | WBAHP: Heat Pump Packaged Unit | Heat Pump | 208 | 1 |  |  |  | Single-Speed |  |  |  | 58600 | 3805 | 15.4 | 11.2 | 70500 | 4051 | 5.1 | 4.2 | Federally-Regulated Commercial & Industrial Equipment | 05/13/2019 |  | 09/18/2019
Enertech Global, LLC | Hydron Module | HVT060*2 |  | Ground-Source | WBAHP: Heat Pump Packaged Unit | Heat Pump | 208 | 3 |  |  |  | Single-Speed |  |  |  | 60900 | 3460 | 17.6 | 13.4 | 46300 | 3570 | 3.8 | 3.1 | Non Federally-Regulated | 05/13/2019 |  | 09/18/2019
Enertech Global, LLC | Hydron Module | HVT060 |  | Ground-Water-Source | WBAHP: Heat Pump Packaged Unit | Heat Pump | 208 | 1 |  |  |  | Single-Speed |  |  |  | 64200 | 2918 | 22 | 16.2 | 57500 | 3744 | 4.5 | 3.6 | Non Federally-Regulated | 05/13/2019 |  | 09/18/2019
Enertech Global, LLC | Hydron Module | HVT060 |  | Ground-Source | WBAHP: Heat Pump Packaged Unit | Heat Pump | 208 | 1 |  |  |  | Single-Speed |  |  |  | 60900 | 3460 | 17.6 | 13.4 | 46300 | 3570 | 3.8 | 3.1 | Non Federally-Regulated | 05/13/2019 |  | 09/18/2019
Enertech Global, LLC | Tetco | TYT024*3 |  | Ground-Water-Source | WBAHP: Heat Pump Packaged Unit | Heat Pump | 460 | 3 |  |  |  | Single-Speed |  |  |  | 29200 | 1136 | 25.7 | 16.2 | 23400 | 1293 | 5.3 | 3.6 | Non Federally-Regulated | 08/12/2019 |  | 09/18/2019
Enertech Global, LLC | Tetco | TYT024*3 |  | Ground-Source | WBAHP: Heat Pump Packaged Unit | Heat Pump | 460 | 3 |  |  |  | Single-Speed |  |  |  | 27100 | 1361 | 19.9 | 13.4 | 19000 | 1294 | 4.3 | 3.1 | Non Federally-Regulated | 08/12/2019 |  | 09/18/2019
Enertech Global, LLC | Tetco | TYT024 |  | Ground-Water-Source | WBAHP: Heat Pump Packaged Unit | Heat Pump | 208 | 1 |  |  |  | Single-Speed |  |  |  | 29200 | 1136 | 25.7 | 16.2 | 23400 | 1293 | 5.3 | 3.6 | Non Federally-Regulated | 08/12/2019 |  | 09/18/2019
Enertech Global, LLC | Tetco | TYT024*2 |  | Ground-Water-Source | WBAHP: Heat Pump Packaged Unit | Heat Pump | 208 | 3 |  |  |  | Single-Speed |  |  |  | 29200 | 1136 | 25.7 | 16.2 | 23400 | 1293 | 5.3 | 3.6 | Non Federally-Regulated | 08/12/2019 |  | 09/18/2019
Enertech Global, LLC | Tetco | TYT024*2 |  | Ground-Source | WBAHP: Heat Pump Packaged Unit | Heat Pump | 208 | 3 |  |  |  | Single-Speed |  |  |  | 27100 | 1361 | 19.9 | 13.4 | 19000 | 1294 | 4.3 | 3.1 | Non Federally-Regulated | 08/12/2019 |  | 09/18/2019
Enertech Global, LLC | Tetco | TYT024 |  | Ground-Source | WBAHP: Heat Pump Packaged Unit | Heat Pump | 208 | 1 |  |  |  | Single-Speed |  |  |  | 27100 | 1361 | 19.9 | 13.4 | 19000 | 1294 | 4.3 | 3.1 | Non Federally-Regulated | 08/12/2019 |  | 09/18/2019
Enertech Global, LLC | Tetco | TYT060*3 |  | Ground-Source | WBAHP: Heat Pump Packaged Unit | Heat Pump | 460 | 3 |  |  |  | Single-Speed |  |  |  | 64300 | 3331 | 19.3 | 13.4 | 49200 | 3516 | 4.1 | 3.1 | Non Federally-Regulated | 08/12/2019 |  | 09/18/2019
Enertech Global, LLC | Tetco | TYT060*2 |  | Ground-Source | WBAHP: Heat Pump Packaged Unit | Heat Pump | 208 | 3 |  |  |  | Single-Speed |  |  |  | 64300 | 3331 | 19.3 | 13.4 | 49200 | 3516 | 4.1 | 3.1 | Non Federally-Regulated | 08/12/2019 |  | 09/18/2019
Enertech Global, LLC | Tetco | TYT060 |  | Ground-Source | WBAHP: Heat Pump Packaged Unit | Heat Pump | 208 | 1 |  |  |  | Single-Speed |  |  |  | 64300 | 3331 | 19.3 | 13.4 | 49200 | 3516 | 4.1 | 3.1 | Non Federally-Regulated | 08/12/2019 |  | 09/18/2019
Enertech Global, LLC | Tetco | TYT048*3 |  | Ground-Water-Source | WBAHP: Heat Pump Packaged Unit | Heat Pump | 460 | 3 |  |  |  | Single-Speed |  |  |  | 57100 | 2179 | 26.2 | 16.2 | 49500 | 2789 | 5.2 | 3.6 | Non Federally-Regulated | 08/12/2019 |  | 09/18/2019
Enertech Global, LLC | Tetco | TYT048*3 |  | Ground-Source | WBAHP: Heat Pump Packaged Unit | Heat Pump | 460 | 3 |  |  |  | Single-Speed |  |  |  | 53300 | 2638 | 20.2 | 13.4 | 39900 | 2719 | 4.3 | 3.1 | Non Federally-Regulated | 08/12/2019 |  | 09/18/2019
Enertech Global, LLC | Tetco | TYT048*2 |  | Ground-Water-Source | WBAHP: Heat Pump Packaged Unit | Heat Pump | 208 | 3 |  |  |  | Single-Speed |  |  |  | 57100 | 2179 | 26.2 | 16.2 | 49500 | 2789 | 5.2 | 3.6 | Non Federally-Regulated | 08/12/2019 |  | 09/18/2019
Enertech Global, LLC | Tetco | TYT048 |  | Ground-Water-Source | WBAHP: Heat Pump Packaged Unit | Heat Pump | 208 | 1 |  |  |  | Single-Speed |  |  |  | 57100 | 2179 | 26.2 | 16.2 | 49500 | 2789 | 5.2 | 3.6 | Non Federally-Regulated | 08/12/2019 |  | 09/18/2019
Enertech Global, LLC | Tetco | TYT048*2 |  | Ground-Source | WBAHP: Heat Pump Packaged Unit | Heat Pump | 208 | 3 |  |  |  | Single-Speed |  |  |  | 53300 | 2638 | 20.2 | 13.4 | 39900 | 2719 | 4.3 | 3.1 | Non Federally-Regulated | 08/12/2019 |  | 09/18/2019
Enertech Global, LLC | Tetco | TYT048 |  | Ground-Source | WBAHP: Heat Pump Packaged Unit | Heat Pump | 208 | 1 |  |  |  | Single-Speed |  |  |  | 53300 | 2638 | 20.2 | 13.4 | 39900 | 2719 | 4.3 | 3.1 | Non Federally-Regulated | 08/12/2019 |  | 09/18/2019
Enertech Global, LLC | Tetco | TYT036*3 |  | Ground-Water-Source | WBAHP: Heat Pump Packaged Unit | Heat Pump | 460 | 3 |  |  |  | Single-Speed |  |  |  | 44300 | 1640 | 27 | 16.2 | 37500 | 1998 | 5.5 | 3.6 | Non Federally-Regulated | 08/12/2019 |  | 09/18/2019
Enertech Global, LLC | Tetco | TYT036*3 |  | Ground-Source | WBAHP: Heat Pump Packaged Unit | Heat Pump | 460 | 3 |  |  |  | Single-Speed |  |  |  | 41200 | 1971 | 20.9 | 13.4 | 29100 | 1895 | 4.5 | 3.1 | Non Federally-Regulated | 08/12/2019 |  | 09/18/2019
Enertech Global, LLC | Tetco | TYT036 |  | Ground-Water-Source | WBAHP: Heat Pump Packaged Unit | Heat Pump | 208 | 1 |  |  |  | Single-Speed |  |  |  | 44300 | 1640 | 27 | 16.2 | 37500 | 1998 | 5.5 | 3.6 | Non Federally-Regulated | 08/12/2019 |  | 09/18/2019
Enertech Global, LLC | Tetco | TYT036 |  | Ground-Source | WBAHP: Heat Pump Packaged Unit | Heat Pump | 208 | 1 |  |  |  | Single-Speed |  |  |  | 41200 | 1971 | 20.9 | 13.4 | 29100 | 1895 | 4.5 | 3.1 | Non Federally-Regulated | 08/12/2019 |  | 09/18/2019
Enertech Global, LLC | Tetco | TYT036*2 |  | Ground-Water-Source | WBAHP: Heat Pump Packaged Unit | Heat Pump | 208 | 3 |  |  |  | Single-Speed |  |  |  | 44300 | 1640 | 27 | 16.2 | 37500 | 1998 | 5.5 | 3.6 | Non Federally-Regulated | 08/12/2019 |  | 09/18/2019
Enertech Global, LLC | Tetco | TYT036*2 |  | Ground-Source | WBAHP: Heat Pump Packaged Unit | Heat Pump | 208 | 3 |  |  |  | Single-Speed |  |  |  | 41200 | 1971 | 20.9 | 13.4 | 29100 | 1895 | 4.5 | 3.1 | Non Federally-Regulated | 08/12/2019 |  | 09/18/2019
Enertech Global, LLC | Tetco | TVT060*3 |  | Water-Source | WBAHP: Heat Pump Packaged Unit | Heat Pump | 460 | 3 |  |  |  | Single-Speed |  |  |  | 58600 | 3805 | 15.4 | 11.2 | 70500 | 4051 | 5.1 | 4.2 | Federally-Regulated Commercial & Industrial Equipment | 05/13/2019 |  | 09/18/2019
Enertech Global, LLC | Tetco | TVT060*3 |  | Ground-Water-Source | WBAHP: Heat Pump Packaged Unit | Heat Pump | 460 | 3 |  |  |  | Single-Speed |  |  |  | 64200 | 2918 | 22 | 16.2 | 57500 | 3744 | 4.5 | 3.6 | Non Federally-Regulated | 05/13/2019 |  | 09/18/2019
Enertech Global, LLC | Tetco | TVT060*A |  | Water-Source | WBAHP: Heat Pump Packaged Unit | Heat Pump | 265 | 1 |  |  |  | Single-Speed |  |  |  | 58600 | 3805 | 15.4 | 11.2 | 70500 | 4051 | 5.1 | 4.2 | Federally-Regulated Commercial & Industrial Equipment | 05/13/2019 |  | 09/18/2019
Enertech Global, LLC | Tetco | TVT060*A |  | Ground-Water-Source | WBAHP: Heat Pump Packaged Unit | Heat Pump | 265 | 1 |  |  |  | Single-Speed |  |  |  | 64200 | 2918 | 22 | 16.2 | 57500 | 3744 | 4.5 | 3.6 | Non Federally-Regulated | 05/13/2019 |  | 09/18/2019
Enertech Global, LLC | Tetco | TVT060*A |  | Ground-Source | WBAHP: Heat Pump Packaged Unit | Heat Pump | 265 | 1 |  |  |  | Single-Speed |  |  |  | 60900 | 3460 | 17.6 | 13.4 | 46300 | 3570 | 3.8 | 3.1 | Non Federally-Regulated | 05/13/2019 |  | 09/18/2019
Enertech Global, LLC | Tetco | TVT060*3 |  | Ground-Source | WBAHP: Heat Pump Packaged Unit | Heat Pump | 460 | 3 |  |  |  | Single-Speed |  |  |  | 60900 | 3460 | 17.6 | 13.4 | 46300 | 3570 | 3.8 | 3.1 | Non Federally-Regulated | 05/13/2019 |  | 09/18/2019
Enertech Global, LLC | Tetco | TVT060*2 |  | Water-Source | WBAHP: Heat Pump Packaged Unit | Heat Pump | 208 | 3 |  |  |  | Single-Speed |  |  |  | 58600 | 3805 | 15.4 | 11.2 | 70500 | 4051 | 5.1 | 4.2 | Federally-Regulated Commercial & Industrial Equipment | 05/13/2019 |  | 09/18/2019
Enertech Global, LLC | Tetco | TVT060*2 |  | Ground-Water-Source | WBAHP: Heat Pump Packaged Unit | Heat Pump | 208 | 3 |  |  |  | Single-Speed |  |  |  | 64200 | 2918 | 22 | 16.2 | 57500 | 3744 | 4.5 | 3.6 | Non Federally-Regulated | 05/13/2019 |  | 09/18/2019
Enertech Global, LLC | Tetco | TVT060*2 |  | Ground-Source | WBAHP: Heat Pump Packaged Unit | Heat Pump | 208 | 3 |  |  |  | Single-Speed |  |  |  | 60900 | 3460 | 17.6 | 13.4 | 46300 | 3570 | 3.8 | 3.1 | Non Federally-Regulated | 05/13/2019 |  | 09/18/2019
Enertech Global, LLC | Tetco | TVT060 |  | Water-Source | WBAHP: Heat Pump Packaged Unit | Heat Pump | 208 | 1 |  |  |  | Single-Speed |  |  |  | 58600 | 3805 | 15.4 | 11.2 | 70500 | 4051 | 5.1 | 4.2 | Federally-Regulated Commercial & Industrial Equipment | 05/13/2019 |  | 09/18/2019
Enertech Global, LLC | Tetco | TVT060 |  | Ground-Water-Source | WBAHP: Heat Pump Packaged Unit | Heat Pump | 208 | 1 |  |  |  | Single-Speed |  |  |  | 64200 | 2918 | 22 | 16.2 | 57500 | 3744 | 4.5 | 3.6 | Non Federally-Regulated | 05/13/2019 |  | 09/18/2019
Enertech Global, LLC | Tetco | TVT060 |  | Ground-Source | WBAHP: Heat Pump Packaged Unit | Heat Pump | 208 | 1 |  |  |  | Single-Speed |  |  |  | 60900 | 3460 | 17.6 | 13.4 | 46300 | 3570 | 3.8 | 3.1 | Non Federally-Regulated | 05/13/2019 |  | 09/18/2019
FHP Manufacturing Company | Bosch | SV018-1VT/CFC-***T/A*B-**G |  | Ground-Source | WBAHP: Heat Pump Packaged Unit | Heat Pump | 208 | 1 |  |  |  | Single-Speed |  |  |  | 21500 | 1352 | 15.9 | 13.4 | 14100 | 1116 | 3.7 | 3.1 | Non Federally-Regulated | 11/19/2018 |  | 09/18/2019
FHP Manufacturing Company | Bosch | SV018-2VT/CFC-***P*B-**G |  | Ground-Source | WBAHP: Heat Pump Packaged Unit | Heat Pump | 265 | 1 |  |  |  | Single-Speed |  |  |  | 21200 | 1341 | 15.8 | 13.4 | 14300 | 1197 | 3.5 | 3.1 | Non Federally-Regulated | 11/19/2018 |  | 09/18/2019
FHP Manufacturing Company | Bosch | SV018-2HZC-***P*B-**G |  | Ground-Source | WBAHP: Heat Pump Packaged Unit | Heat Pump | 265 | 1 |  |  |  | Single-Speed |  |  |  | 21200 | 1341 | 15.8 | 13.4 | 14300 | 1197 | 3.5 | 3.1 | Non Federally-Regulated | 11/19/2018 |  | 09/18/2019
FHP Manufacturing Company | Bosch | SV018-2VT/CFN-***T/A*B-**G |  | Ground-Source | WBAHP: Heat Pump Packaged Unit | Heat Pump | 265 | 1 |  |  |  | Single-Speed |  |  |  | 21500 | 1352 | 15.9 | 13.4 | 14100 | 1116 | 3.7 | 3.1 | Non Federally-Regulated | 11/19/2018 |  | 09/18/2019
FHP Manufacturing Company | Bosch | SV018-2VT/CFN-***P*B-**G |  | Ground-Source | WBAHP: Heat Pump Packaged Unit | Heat Pump | 265 | 1 |  |  |  | Single-Speed |  |  |  | 21200 | 1341 | 15.8 | 13.4 | 14300 | 1197 | 3.5 | 3.1 | Non Federally-Regulated | 11/19/2018 |  | 09/18/2019
FHP Manufacturing Company | Bosch | SV024-2VT/CFC-***T/A*B-**G |  | Ground-Source | WBAHP: Heat Pump Packaged Unit | Heat Pump | 265 | 1 |  |  |  | Single-Speed |  |  |  | 25400 | 1539 | 16.5 | 13.4 | 16700 | 1398 | 3.5 | 3.1 | Non Federally-Regulated | 11/19/2018 |  | 09/18/2019
FHP Manufacturing Company | Bosch | SV018-2HZN-***P*B-**G |  | Ground-Source | WBAHP: Heat Pump Packaged Unit | Heat Pump | 265 | 1 |  |  |  | Single-Speed |  |  |  | 21200 | 1341 | 15.8 | 13.4 | 14300 | 1197 | 3.5 | 3.1 | Non Federally-Regulated | 11/19/2018 |  | 09/18/2019
FHP Manufacturing Company | Bosch | SV024-4HZC-***P*B-**G |  | Ground-Source | WBAHP: Heat Pump Packaged Unit | Heat Pump | 460 | 3 |  |  |  | Single-Speed |  |  |  | 25000 | 1612 | 15.5 | 13.4 | 17000 | 1465 | 3.4 | 3.1 | Non Federally-Regulated | 11/19/2018 |  | 09/18/2019
FHP Manufacturing Company | Bosch | SV024-3VT/CFN-***P*B-**G |  | Ground-Source | WBAHP: Heat Pump Packaged Unit | Heat Pump | 208 | 3 |  |  |  | Single-Speed |  |  |  | 25000 | 1612 | 15.5 | 13.4 | 17000 | 1465 | 3.4 | 3.1 | Non Federally-Regulated | 11/19/2018 |  | 09/18/2019
FHP Manufacturing Company | Bosch | SV024-3HZC-***P*B-**S |  | Water-Source | WBAHP: Heat Pump Packaged Unit | Heat Pump | 208 | 3 |  |  |  | Single-Speed |  |  |  | 23400 | 1746 | 13.4 | 11.2 | 26600 | 1771 | 4.4 | 4.2 | Federally-Regulated Commercial & Industrial Equipment | 11/28/2018 |  | 09/18/2019
FHP Manufacturing Company | Bosch | SV024-2VT/CFN-***T/A*B-**G |  | Ground-Source | WBAHP: Heat Pump Packaged Unit | Heat Pump | 265 | 1 |  |  |  | Single-Speed |  |  |  | 25400 | 1539 | 16.5 | 13.4 | 16700 | 1398 | 3.5 | 3.1 | Non Federally-Regulated | 11/19/2018 |  | 09/18/2019
FHP Manufacturing Company | Bosch | SV024-2VT/CFN-***P*B-**G |  | Ground-Source | WBAHP: Heat Pump Packaged Unit | Heat Pump | 265 | 1 |  |  |  | Single-Speed |  |  |  | 25000 | 1612 | 15.5 | 13.4 | 17000 | 1465 | 3.4 | 3.1 | Non Federally-Regulated | 11/19/2018 |  | 09/18/2019
FHP Manufacturing Company | Bosch | SV024-3VT/CFN-***T/A*B-**G |  | Ground-Source | WBAHP: Heat Pump Packaged Unit | Heat Pump | 208 | 3 |  |  |  | Single-Speed |  |  |  | 25400 | 1539 | 16.5 | 13.4 | 16700 | 1398 | 3.5 | 3.1 | Non Federally-Regulated | 11/19/2018 |  | 09/18/2019
FHP Manufacturing Company | Bosch | SV024-4HZN-***T/A*B-**G |  | Ground-Source | WBAHP: Heat Pump Packaged Unit | Heat Pump | 460 | 3 |  |  |  | Single-Speed |  |  |  | 25400 | 1539 | 16.5 | 13.4 | 16700 | 1398 | 3.5 | 3.1 | Non Federally-Regulated | 11/19/2018 |  | 09/18/2019
FHP Manufacturing Company | Bosch | SV036-1VT/CFC-***P*B-**G |  | Ground-Source | WBAHP: Heat Pump Packaged Unit | Heat Pump | 208 | 1 |  |  |  | Single-Speed |  |  |  | 39900 | 2360 | 16.9 | 13.4 | 26900 | 2252 | 3.5 | 3.1 | Non Federally-Regulated | 11/19/2018 |  | 09/18/2019
FHP Manufacturing Company | Bosch | SV036-4VT/CFN-***T/A*B-**G |  | Ground-Source | WBAHP: Heat Pump Packaged Unit | Heat Pump | 460 | 3 |  |  |  | Single-Speed |  |  |  | 40200 | 2271 | 17.7 | 13.4 | 26500 | 2157 | 3.6 | 3.1 | Non Federally-Regulated | 11/19/2018 |  | 09/18/2019
FHP Manufacturing Company | Bosch | SV036-4VT/CFN-***P*B-**G |  | Ground-Source | WBAHP: Heat Pump Packaged Unit | Heat Pump | 460 | 3 |  |  |  | Single-Speed |  |  |  | 39900 | 2360 | 16.9 | 13.4 | 26900 | 2252 | 3.5 | 3.1 | Non Federally-Regulated | 11/19/2018 |  | 09/18/2019
FHP Manufacturing Company | Bosch | SV036-4HZN-***P*B-**G |  | Ground-Source | WBAHP: Heat Pump Packaged Unit | Heat Pump | 460 | 3 |  |  |  | Single-Speed |  |  |  | 39900 | 2360 | 16.9 | 13.4 | 26900 | 2252 | 3.5 | 3.1 | Non Federally-Regulated | 11/19/2018 |  | 09/18/2019
FHP Manufacturing Company | Bosch | SV036-1HZN-***T/A*B-**G |  | Ground-Source | WBAHP: Heat Pump Packaged Unit | Heat Pump | 208 | 1 |  |  |  | Single-Speed |  |  |  | 40200 | 2271 | 17.7 | 13.4 | 26500 | 2157 | 3.6 | 3.1 | Non Federally-Regulated | 11/19/2018 |  | 09/18/2019
FHP Manufacturing Company | Bosch | SV036-4HZN-***T/A*B-**G |  | Ground-Source | WBAHP: Heat Pump Packaged Unit | Heat Pump | 460 | 3 |  |  |  | Single-Speed |  |  |  | 40200 | 2271 | 17.7 | 13.4 | 26500 | 2157 | 3.6 | 3.1 | Non Federally-Regulated | 11/19/2018 |  | 09/18/2019
FHP Manufacturing Company | Bosch | SV042-1VT/CFC-***T/A*B-**G |  | Ground-Source | WBAHP: Heat Pump Packaged Unit | Heat Pump | 208 | 1 |  |  |  | Single-Speed |  |  |  | 43500 | 2668 | 16.3 | 13.4 | 30100 | 2520 | 3.5 | 3.1 | Non Federally-Regulated | 11/19/2018 |  | 09/18/2019
FHP Manufacturing Company | Bosch | SV042-1HZC-***P*B-**G |  | Ground-Source | WBAHP: Heat Pump Packaged Unit | Heat Pump | 208 | 1 |  |  |  | Single-Speed |  |  |  | 42600 | 2878 | 14.8 | 13.4 | 31000 | 2753 | 3.3 | 3.1 | Non Federally-Regulated | 11/19/2018 |  | 09/18/2019
FHP Manufacturing Company | Bosch | SV042-4HZC-***P*B-**G |  | Ground-Source | WBAHP: Heat Pump Packaged Unit | Heat Pump | 460 | 3 |  |  |  | Single-Speed |  |  |  | 42600 | 2878 | 14.8 | 13.4 | 31000 | 2753 | 3.3 | 3.1 | Non Federally-Regulated | 11/19/2018 |  | 09/18/2019
FHP Manufacturing Company | Bosch | SV042-3HZC-***P*B-**G |  | Ground-Source | WBAHP: Heat Pump Packaged Unit | Heat Pump | 208 | 3 |  |  |  | Single-Speed |  |  |  | 42600 | 2878 | 14.8 | 13.4 | 31000 | 2753 | 3.3 | 3.1 | Non Federally-Regulated | 11/19/2018 |  | 09/18/2019
FHP Manufacturing Company | Bosch | SV042-4HZC-***T/A*B-**G |  | Ground-Source | WBAHP: Heat Pump Packaged Unit | Heat Pump | 460 | 3 |  |  |  | Single-Speed |  |  |  | 43500 | 2668 | 16.3 | 13.4 | 30100 | 2520 | 3.5 | 3.1 | Non Federally-Regulated | 11/19/2018 |  | 09/18/2019
FHP Manufacturing Company | Bosch | SV042-4VT/CFN-***T/A*B-**G |  | Ground-Source | WBAHP: Heat Pump Packaged Unit | Heat Pump | 460 | 3 |  |  |  | Single-Speed |  |  |  | 43500 | 2668 | 16.3 | 13.4 | 30100 | 2520 | 3.5 | 3.1 | Non Federally-Regulated | 11/19/2018 |  | 09/18/2019
FHP Manufacturing Company | Bosch | SV042-4HZC-***P*B-**S |  | Water-Source | WBAHP: Heat Pump Packaged Unit | Heat Pump | 460 | 3 |  |  |  | Single-Speed |  |  |  | 40000 | 2919 | 13.7 | 11.2 | 43000 | 2930 | 4.3 | 4.2 | Federally-Regulated Commercial & Industrial Equipment | 11/28/2018 |  | 09/18/2019
FHP Manufacturing Company | Bosch | SV042-4HZN-***P*B-**G |  | Ground-Source | WBAHP: Heat Pump Packaged Unit | Heat Pump | 460 | 3 |  |  |  | Single-Speed |  |  |  | 42600 | 2878 | 14.8 | 13.4 | 31000 | 2753 | 3.3 | 3.1 | Non Federally-Regulated | 11/19/2018 |  | 09/18/2019
FHP Manufacturing Company | Bosch | SV042-4HZN-***T/A*B-**G |  | Ground-Source | WBAHP: Heat Pump Packaged Unit | Heat Pump | 460 | 3 |  |  |  | Single-Speed |  |  |  | 43500 | 2668 | 16.3 | 13.4 | 30100 | 2520 | 3.5 | 3.1 | Non Federally-Regulated | 11/19/2018 |  | 09/18/2019
FHP Manufacturing Company | Bosch | SV048-5VT/CFC-***P*B-**G |  | Ground-Source | WBAHP: Heat Pump Packaged Unit | Heat Pump | 575 | 3 |  |  |  | Single-Speed |  |  |  | 48800 | 3275 | 14.9 | 13.4 | 35400 | 3051 | 3.4 | 3.1 | Non Federally-Regulated | 11/19/2018 |  | 09/18/2019
FHP Manufacturing Company | Bosch | SV048-1HZC-***P*B-**G |  | Ground-Source | WBAHP: Heat Pump Packaged Unit | Heat Pump | 208 | 1 |  |  |  | Single-Speed |  |  |  | 48800 | 3275 | 14.9 | 13.4 | 35400 | 3051 | 3.4 | 3.1 | Non Federally-Regulated | 11/19/2018 |  | 09/18/2019
FHP Manufacturing Company | Bosch | SV048-1HZC-***T/A*B-**G |  | Ground-Source | WBAHP: Heat Pump Packaged Unit | Heat Pump | 208 | 1 |  |  |  | Single-Speed |  |  |  | 49600 | 3042 | 16.3 | 13.4 | 34600 | 2816 | 3.6 | 3.1 | Non Federally-Regulated | 11/19/2018 |  | 09/18/2019
FHP Manufacturing Company | Bosch | SV048-5HZC-***P*B-**G |  | Ground-Source | WBAHP: Heat Pump Packaged Unit | Heat Pump | 575 | 3 |  |  |  | Single-Speed |  |  |  | 48800 | 3275 | 14.9 | 13.4 | 35400 | 3051 | 3.4 | 3.1 | Non Federally-Regulated | 11/19/2018 |  | 09/18/2019
FHP Manufacturing Company | Bosch | SV048-4HZN-***T/A*B-**G |  | Ground-Source | WBAHP: Heat Pump Packaged Unit | Heat Pump | 460 | 3 |  |  |  | Single-Speed |  |  |  | 49600 | 3042 | 16.3 | 13.4 | 34600 | 2816 | 3.6 | 3.1 | Non Federally-Regulated | 11/19/2018 |  | 09/18/2019
FHP Manufacturing Company | Bosch | SV048-4HZN-***P*B-**G |  | Ground-Source | WBAHP: Heat Pump Packaged Unit | Heat Pump | 460 | 3 |  |  |  | Single-Speed |  |  |  | 48800 | 3275 | 14.9 | 13.4 | 35400 | 3051 | 3.4 | 3.1 | Non Federally-Regulated | 11/19/2018 |  | 09/18/2019
FHP Manufacturing Company | Bosch | SV041-4VT/CFC-***T/A*B-**G |  | Ground-Source | WBAHP: Heat Pump Packaged Unit | Heat Pump | 460 | 3 |  |  |  | Single-Speed |  |  |  | 42200 | 2654 | 15.9 | 13.4 | 28500 | 2320 | 3.6 | 3.1 | Non Federally-Regulated | 11/19/2018 |  | 09/18/2019
FHP Manufacturing Company | Bosch | SV030-2HZN-***T/A*C-**T/G |  | Ground-Source | WBAHP: Heat Pump Packaged Unit | Heat Pump | 265 | 1 |  |  |  | Single-Speed |  |  |  | 31600 | 1805 | 17.5 | 13.4 | 20400 | 1758 | 3.4 | 3.1 | Non Federally-Regulated | 11/19/2018 |  | 09/18/2019
FHP Manufacturing Company | Bosch | SV030-2VT/CFN-***T/A*C-**T/G |  | Ground-Source | WBAHP: Heat Pump Packaged Unit | Heat Pump | 265 | 1 |  |  |  | Single-Speed |  |  |  | 31600 | 1805 | 17.5 | 13.4 | 20400 | 1758 | 3.4 | 3.1 | Non Federally-Regulated | 11/19/2018 |  | 09/18/2019
FHP Manufacturing Company | Bosch | SV030-3HZN-***T/A*C-**T/G |  | Ground-Source | WBAHP: Heat Pump Packaged Unit | Heat Pump | 208 | 3 |  |  |  | Single-Speed |  |  |  | 31600 | 1805 | 17.5 | 13.4 | 20400 | 1758 | 3.4 | 3.1 | Non Federally-Regulated | 11/19/2018 |  | 09/18/2019
FHP Manufacturing Company | Bosch | SV030-4HZN-***P*C-**T/G |  | Ground-Source | WBAHP: Heat Pump Packaged Unit | Heat Pump | 460 | 3 |  |  |  | Single-Speed |  |  |  | 31000 | 2108 | 14.7 | 13.4 | 20900 | 1856 | 3.3 | 3.1 | Non Federally-Regulated | 11/19/2018 |  | 09/18/2019
FHP Manufacturing Company | Bosch | SV030-3HZN-***P*C-**T/G |  | Ground-Source | WBAHP: Heat Pump Packaged Unit | Heat Pump | 208 | 3 |  |  |  | Single-Speed |  |  |  | 31000 | 2108 | 14.7 | 13.4 | 20900 | 1856 | 3.3 | 3.1 | Non Federally-Regulated | 11/19/2018 |  | 09/18/2019
FHP Manufacturing Company | Bosch | SV030-2HZN-***P*C-**T/G |  | Ground-Source | WBAHP: Heat Pump Packaged Unit | Heat Pump | 265 | 1 |  |  |  | Single-Speed |  |  |  | 31000 | 2108 | 14.7 | 13.4 | 20900 | 1856 | 3.3 | 3.1 | Non Federally-Regulated | 11/19/2018 |  | 09/18/2019
FHP Manufacturing Company | Bosch | SM024-1CF/HZ/VT |  | Water-Source | WBAHP: Heat Pump Packaged Unit | Both Heat Pump and Electric Re | 208 | 1 |  |  |  | Dual-Speed |  |  |  | 25500 | 1465 | 17.4 | 11.2 | 29200 | 1528 | 5.6 | 4.2 | Federally-Regulated Commercial & Industrial Equipment | 05/13/2019 |  | 09/18/2019
FHP Manufacturing Company | Bosch | SM024-1CF/HZ/VT |  | Ground-Water-Source | WBAHP: Heat Pump Packaged Unit | Both Heat Pump and Electric Re | 208 | 1 |  |  |  | Dual-Speed |  |  |  | 29000 | 1094 | 26.5 | 16.2 | 23500 | 1405 | 4.9 | 3.6 | Non Federally-Regulated | 05/13/2019 |  | 09/18/2019
FHP Manufacturing Company | Bosch | SM024-1CF/HZ/VT |  | Ground-Source | WBAHP: Heat Pump Packaged Unit | Both Heat Pump and Electric Re | 208 | 1 |  |  |  | Dual-Speed |  |  |  | 26600 | 1336 | 19.9 | 13.4 | 18000 | 1395 | 3.8 | 3.1 | Non Federally-Regulated | 05/13/2019 |  | 09/18/2019
FHP Manufacturing Company | Bosch | SV030-4VT/CFN-***T/A*C-**T/G |  | Ground-Source | WBAHP: Heat Pump Packaged Unit | Heat Pump | 460 | 3 |  |  |  | Single-Speed |  |  |  | 31600 | 1805 | 17.5 | 13.4 | 20400 | 1758 | 3.4 | 3.1 | Non Federally-Regulated | 11/19/2018 |  | 09/18/2019
FHP Manufacturing Company | Bosch | SV030-2HZC-***P*C-**T/G |  | Ground-Source | WBAHP: Heat Pump Packaged Unit | Heat Pump | 265 | 1 |  |  |  | Single-Speed |  |  |  | 31000 | 2108 | 14.7 | 13.4 | 20900 | 1856 | 3.3 | 3.1 | Non Federally-Regulated | 11/19/2018 |  | 09/18/2019
FHP Manufacturing Company | Bosch | SV030-4HZC-***P*C-**T/G |  | Ground-Source | WBAHP: Heat Pump Packaged Unit | Heat Pump | 460 | 3 |  |  |  | Single-Speed |  |  |  | 31000 | 2108 | 14.7 | 13.4 | 20900 | 1856 | 3.3 | 3.1 | Non Federally-Regulated | 11/19/2018 |  | 09/18/2019
FHP Manufacturing Company | Bosch | SV030-4HZC-***T/A*C-**T/G |  | Ground-Source | WBAHP: Heat Pump Packaged Unit | Heat Pump | 460 | 3 |  |  |  | Single-Speed |  |  |  | 31600 | 1805 | 17.5 | 13.4 | 20400 | 1758 | 3.4 | 3.1 | Non Federally-Regulated | 11/19/2018 |  | 09/18/2019
FHP Manufacturing Company | Bosch | SV030-2VT/CFC-***P*C-**T/G |  | Ground-Source | WBAHP: Heat Pump Packaged Unit | Heat Pump | 265 | 1 |  |  |  | Single-Speed |  |  |  | 31000 | 2108 | 14.7 | 13.4 | 20900 | 1856 | 3.3 | 3.1 | Non Federally-Regulated | 11/19/2018 |  | 09/18/2019
FHP Manufacturing Company | Bosch | SV030-2VT/CFC-***T/A*C-**T/G |  | Ground-Source | WBAHP: Heat Pump Packaged Unit | Heat Pump | 265 | 1 |  |  |  | Single-Speed |  |  |  | 31600 | 1805 | 17.5 | 13.4 | 20400 | 1758 | 3.4 | 3.1 | Non Federally-Regulated | 11/19/2018 |  | 09/18/2019
FHP Manufacturing Company | Bosch | SV030-1HZN-***P*C-**T/G |  | Ground-Source | WBAHP: Heat Pump Packaged Unit | Heat Pump | 208 | 1 |  |  |  | Single-Speed |  |  |  | 31000 | 2108 | 14.7 | 13.4 | 20900 | 1856 | 3.3 | 3.1 | Non Federally-Regulated | 11/19/2018 |  | 09/18/2019
FHP Manufacturing Company | Bosch | SV030-4VT/CFC-***T/A*C-**T/G |  | Ground-Source | WBAHP: Heat Pump Packaged Unit | Heat Pump | 460 | 3 |  |  |  | Single-Speed |  |  |  | 31600 | 1805 | 17.5 | 13.4 | 20400 | 1758 | 3.4 | 3.1 | Non Federally-Regulated | 11/19/2018 |  | 09/18/2019
FHP Manufacturing Company | Bosch | SV030-1HZC-***P*C-**T/G |  | Ground-Source | WBAHP: Heat Pump Packaged Unit | Heat Pump | 208 | 1 |  |  |  | Single-Speed |  |  |  | 31000 | 2108 | 14.7 | 13.4 | 20900 | 1856 | 3.3 | 3.1 | Non Federally-Regulated | 11/19/2018 |  | 09/18/2019
FHP Manufacturing Company | Bosch | LM036-1CS*-*****A | LM036-1AV/AH*-***A*A | Ground-Water-Source | WBAHP-CB: Heat Pump Split Syst | Both Heat Pump and Electric Re | 208 | 1 | False |  |  | Dual-Speed |  |  |  | 40900 | 1817 | 22.5 | 16.2 | 35200 | 2292 | 4.5 | 3.6 | Non Federally-Regulated | 06/10/2019 |  | 09/18/2019
FHP Manufacturing Company | Bosch | LM024-1CS*-*****A | LM024-1AV/AH*-***A*A | Ground-Water-Source | WBAHP-CB: Heat Pump Split Syst | Both Heat Pump and Electric Re | 208 | 1 | False |  |  | Dual-Speed |  |  |  | 28500 | 1144 | 24.9 | 16.2 | 22200 | 1445 | 4.5 | 3.6 | Non Federally-Regulated | 06/10/2019 |  | 09/18/2019
FHP Manufacturing Company | Bosch | LM036-1CS*-*****A | LM036-1AV/AH*-***A*A | Ground-Source | WBAHP-CB: Heat Pump Split Syst | Both Heat Pump and Electric Re | 208 | 1 | False |  |  | Dual-Speed |  |  |  | 37900 | 2190 | 17.3 | 13.4 | 27400 | 2113 | 3.8 | 3.1 | Non Federally-Regulated | 06/10/2019 |  | 09/18/2019
FHP Manufacturing Company | Bosch | LV024-2CS*-*****A | LV024-2AV/AH*-***T/A*A | Water-Source | WBAHP-CB: Heat Pump Split Syst | Heat Pump | 265 | 3 | False |  |  | Single-Speed |  |  |  | 22600 | 1725 | 13.1 | 12 | 24900 | 1697 | 4.3 | 4.2 | Federally-Regulated Commercial & Industrial Equipment | 01/11/2019 |  | 09/18/2019
FHP Manufacturing Company | Bosch | LM048-1CS*-*****A | LM048-1AV/AH*-***A*A | Water-Source | WBAHP-CB: Heat Pump Split Syst | Both Heat Pump and Electric Re | 208 | 1 | False |  |  | Dual-Speed |  |  |  | 46900 | 3147 | 14.9 | 12 | 56800 | 3140 | 5.3 | 4.2 | Federally-Regulated Commercial & Industrial Equipment | 06/10/2019 |  | 09/18/2019
FHP Manufacturing Company | Bosch | LV024-2CS*-*****A | LV024-2AV/AH*-***T/A*A | Ground-Source | WBAHP-CB: Heat Pump Split Syst | Heat Pump | 265 | 3 | False |  |  | Single-Speed |  |  |  | 23900 | 1593 | 15 | 13.4 | 16200 | 1438 | 3.3 | 3.1 | Non Federally-Regulated | 01/11/2019 |  | 09/18/2019
FHP Manufacturing Company | Bosch | LM024-1CS*-*****A | LM024-1AV/AH*-***A*A | Ground-Source | WBAHP-CB: Heat Pump Split Syst | Both Heat Pump and Electric Re | 208 | 1 | False |  |  | Dual-Speed |  |  |  | 26200 | 1357 | 19.3 | 13.4 | 17700 | 1365 | 3.8 | 3.1 | Non Federally-Regulated | 06/10/2019 |  | 09/18/2019
FHP Manufacturing Company | Bosch | LV030-3CS*-*****A | LV030-1AV/AH*-***T/A*A | Water-Source | WBAHP-CB: Heat Pump Split Syst | Heat Pump | 208 | 3 | False |  |  | Single-Speed |  |  |  | 26400 | 2030 | 13 | 12 | 29600 | 2017 | 4.3 | 4.2 | Federally-Regulated Commercial & Industrial Equipment | 01/11/2019 |  | 09/18/2019
FHP Manufacturing Company | Bosch | LV024-1CS*-*****A | LV024-1AV/AH*-***T/A*A | Water-Source | WBAHP-CB: Heat Pump Split Syst | Heat Pump | 208 | 1 | False |  |  | Single-Speed |  |  |  | 22600 | 1725 | 13.1 | 12 | 24900 | 1697 | 4.3 | 4.2 | Federally-Regulated Commercial & Industrial Equipment | 01/11/2019 |  | 09/18/2019
FHP Manufacturing Company | Bosch | LM048-1CS*-*****A | LM048-1AV/AH*-***A*A | Ground-Water-Source | WBAHP-CB: Heat Pump Split Syst | Both Heat Pump and Electric Re | 208 | 1 | False |  |  | Dual-Speed |  |  |  | 52800 | 2433 | 21.7 | 16.2 | 46600 | 2968 | 4.6 | 3.6 | Non Federally-Regulated | 06/10/2019 |  | 09/18/2019
FHP Manufacturing Company | Bosch | LM060-1CS*-*****A | LM060-1AV/AH*-***A*A | Water-Source | WBAHP-CB: Heat Pump Split Syst | Both Heat Pump and Electric Re | 208 | 1 | False |  |  | Dual-Speed |  |  |  | 56100 | 3978 | 14.1 | 12 | 74500 | 4366 | 5 | 4.2 | Federally-Regulated Commercial & Industrial Equipment | 06/10/2019 |  | 09/18/2019
FHP Manufacturing Company | Bosch | LV024-1CS*-*****A | LV024-1AV/AH*-***T/A*A | Ground-Source | WBAHP-CB: Heat Pump Split Syst | Heat Pump | 208 | 1 | False |  |  | Single-Speed |  |  |  | 23900 | 1593 | 15 | 13.4 | 16200 | 1438 | 3.3 | 3.1 | Non Federally-Regulated | 01/11/2019 |  | 09/18/2019
FHP Manufacturing Company | Bosch | LV030-3CS*-*****A | LV030-1AV/AH*-***T/A*A | Ground-Source | WBAHP-CB: Heat Pump Split Syst | Heat Pump | 208 | 3 | False |  |  | Single-Speed |  |  |  | 27900 | 1951 | 14.3 | 13.4 | 19500 | 1785 | 3.2 | 3.1 | Non Federally-Regulated | 01/11/2019 |  | 09/18/2019
FHP Manufacturing Company | Bosch | LM060-1CS*-*****A | LM060-1AV/AH*-***A*A | Ground-Water-Source | WBAHP-CB: Heat Pump Split Syst | Both Heat Pump and Electric Re | 208 | 1 | False |  |  | Dual-Speed |  |  |  | 64500 | 3146 | 20.5 | 16.2 | 60500 | 4029 | 4.4 | 3.6 | Non Federally-Regulated | 06/10/2019 |  | 09/18/2019
FHP Manufacturing Company | Bosch | LV036-4CS*-*****A | LV036-4AV/AH*-***T*A | Water-Source | WBAHP-CB: Heat Pump Split Syst | Heat Pump | 460 | 3 | False |  |  | Single-Speed |  |  |  | 35000 | 2536 | 13.8 | 12 | 37000 | 2521 | 4.3 | 4.2 | Federally-Regulated Commercial & Industrial Equipment | 01/11/2019 |  | 09/18/2019
FHP Manufacturing Company | Bosch | LM048-1CS*-*****A | LM048-1AV/AH*-***A*A | Ground-Source | WBAHP-CB: Heat Pump Split Syst | Both Heat Pump and Electric Re | 208 | 1 | False |  |  | Dual-Speed |  |  |  | 48900 | 2859 | 17.1 | 13.4 | 37800 | 2840 | 3.9 | 3.1 | Non Federally-Regulated | 06/10/2019 |  | 09/18/2019
FHP Manufacturing Company | Bosch | LV036-2CS*-*****A | LV036-2AV/AH*-***T/A*A | Water-Source | WBAHP-CB: Heat Pump Split Syst | Heat Pump | 265 | 1 | False |  |  | Single-Speed |  |  |  | 35000 | 2536 | 13.8 | 12 | 37000 | 2521 | 4.3 | 4.2 | Federally-Regulated Commercial & Industrial Equipment | 01/11/2019 |  | 09/18/2019
FHP Manufacturing Company | Bosch | LV036-4CS*-*****A | LV036-4AV/AH*-***T*A | Ground-Source | WBAHP-CB: Heat Pump Split Syst | Heat Pump | 460 | 3 | False |  |  | Single-Speed |  |  |  | 37300 | 2345 | 15.9 | 13.4 | 24900 | 2085 | 3.5 | 3.1 | Non Federally-Regulated | 01/11/2019 |  | 09/18/2019
FHP Manufacturing Company | Bosch | LM060-1CS*-*****A | LM060-1AV/AH*-***A*A | Ground-Source | WBAHP-CB: Heat Pump Split Syst | Both Heat Pump and Electric Re | 208 | 1 | False |  |  | Dual-Speed |  |  |  | 58900 | 3658 | 16.1 | 13.4 | 49000 | 3779 | 3.8 | 3.1 | Non Federally-Regulated | 06/10/2019 |  | 09/18/2019
FHP Manufacturing Company | Bosch | LV036-2CS*-*****A | LV036-2AV/AH*-***T/A*A | Ground-Source | WBAHP-CB: Heat Pump Split Syst | Heat Pump | 265 | 1 | False |  |  | Single-Speed |  |  |  | 37300 | 2345 | 15.9 | 13.4 | 24900 | 2085 | 3.5 | 3.1 | Non Federally-Regulated | 01/11/2019 |  | 09/18/2019
FHP Manufacturing Company | Bosch | LV024-3CS*-*****A | LV024-1AV/AH*-***T/A*A | Water-Source | WBAHP-CB: Heat Pump Split Syst | Heat Pump | 208 | 3 | False |  |  | Single-Speed |  |  |  | 22600 | 1725 | 13.1 | 12 | 24900 | 1697 | 4.3 | 4.2 | Federally-Regulated Commercial & Industrial Equipment | 01/11/2019 |  | 09/18/2019
FHP Manufacturing Company | Bosch | LV024-3CS*-*****A | LV024-1AV/AH*-***T/A*A | Ground-Source | WBAHP-CB: Heat Pump Split Syst | Heat Pump | 208 | 3 | False |  |  | Single-Speed |  |  |  | 23900 | 1593 | 15 | 13.4 | 16200 | 1438 | 3.3 | 3.1 | Non Federally-Regulated | 01/11/2019 |  | 09/18/2019
FHP Manufacturing Company | Bosch | LV036-1CS*-*****A | LV036-1AV/AH*-***T/A*A | Water-Source | WBAHP-CB: Heat Pump Split Syst | Heat Pump | 208 | 1 | False |  |  | Single-Speed |  |  |  | 35000 | 2536 | 13.8 | 12 | 37000 | 2521 | 4.3 | 4.2 | Federally-Regulated Commercial & Industrial Equipment | 01/11/2019 |  | 09/18/2019
FHP Manufacturing Company | Bosch | LV036-1CS*-*****A | LV036-1AV/AH*-***T/A*A | Ground-Source | WBAHP-CB: Heat Pump Split Syst | Heat Pump | 208 | 1 | False |  |  | Single-Speed |  |  |  | 37300 | 2345 | 15.9 | 13.4 | 24900 | 2085 | 3.5 | 3.1 | Non Federally-Regulated | 01/11/2019 |  | 09/18/2019
FHP Manufacturing Company | Bosch | LV030-4CS*-*****A | LV030-4AV/AH*-***T*A | Water-Source | WBAHP-CB: Heat Pump Split Syst | Heat Pump | 460 | 3 | False |  |  | Single-Speed |  |  |  | 26400 | 2030 | 13 | 12 | 29600 | 2017 | 4.3 | 4.2 | Federally-Regulated Commercial & Industrial Equipment | 01/11/2019 |  | 09/18/2019
FHP Manufacturing Company | Bosch | LV030-4CS*-*****A | LV030-4AV/AH*-***T*A | Ground-Source | WBAHP-CB: Heat Pump Split Syst | Heat Pump | 460 | 3 | False |  |  | Single-Speed |  |  |  | 27900 | 1951 | 14.3 | 13.4 | 19500 | 1785 | 3.2 | 3.1 | Non Federally-Regulated | 01/11/2019 |  | 09/18/2019
FHP Manufacturing Company | Bosch | LV036-3CS*-*****A | LV036-1AV/AH*-***T/A*A | Water-Source | WBAHP-CB: Heat Pump Split Syst | Heat Pump | 208 | 3 | False |  |  | Single-Speed |  |  |  | 35000 | 2536 | 13.8 | 12 | 37000 | 2521 | 4.3 | 4.2 | Federally-Regulated Commercial & Industrial Equipment | 01/11/2019 |  | 09/18/2019
FHP Manufacturing Company | Bosch | LV036-3CS*-*****A | LV036-1AV/AH*-***T/A*A | Ground-Source | WBAHP-CB: Heat Pump Split Syst | Heat Pump | 208 | 3 | False |  |  | Single-Speed |  |  |  | 37300 | 2345 | 15.9 | 13.4 | 24900 | 2085 | 3.5 | 3.1 | Non Federally-Regulated | 01/11/2019 |  | 09/18/2019
FHP Manufacturing Company | Bosch | LV030-4CS*-*****A | LV030-2AV/AH*-***T/A*A | Water-Source | WBAHP-CB: Heat Pump Split Syst | Heat Pump | 460 | 3 | False |  |  | Single-Speed |  |  |  | 26400 | 2030 | 13 | 12 | 29600 | 2017 | 4.3 | 4.2 | Federally-Regulated Commercial & Industrial Equipment | 01/11/2019 |  | 09/18/2019
FHP Manufacturing Company | Bosch | LV030-4CS*-*****A | LV030-2AV/AH*-***T/A*A | Ground-Source | WBAHP-CB: Heat Pump Split Syst | Heat Pump | 460 | 3 | False |  |  | Single-Speed |  |  |  | 27900 | 1951 | 14.3 | 13.4 | 19500 | 1785 | 3.2 | 3.1 | Non Federally-Regulated | 01/11/2019 |  | 09/18/2019
FHP Manufacturing Company | Bosch | LV030-2CS*-*****A | LV030-2AV/AH*-***T/A*A | Water-Source | WBAHP-CB: Heat Pump Split Syst | Heat Pump | 265 | 1 | False |  |  | Single-Speed |  |  |  | 26400 | 2030 | 13 | 12 | 29600 | 2017 | 4.3 | 4.2 | Federally-Regulated Commercial & Industrial Equipment | 01/11/2019 |  | 09/18/2019
FHP Manufacturing Company | Bosch | LV030-2CS*-*****A | LV030-2AV/AH*-***T/A*A | Ground-Source | WBAHP-CB: Heat Pump Split Syst | Heat Pump | 265 | 1 | False |  |  | Single-Speed |  |  |  | 27900 | 1951 | 14.3 | 13.4 | 19500 | 1785 | 3.2 | 3.1 | Non Federally-Regulated | 01/11/2019 |  | 09/18/2019
FHP Manufacturing Company | Bosch | LV024-4CS*-*****A | LV024-4AV/AH*-***T*A | Water-Source | WBAHP-CB: Heat Pump Split Syst | Heat Pump | 460 | 3 | False |  |  | Single-Speed |  |  |  | 22600 | 1725 | 13.1 | 12 | 24900 | 1697 | 4.3 | 4.2 | Federally-Regulated Commercial & Industrial Equipment | 01/11/2019 |  | 09/18/2019
FHP Manufacturing Company | Bosch | LV024-4CS*-*****A | LV024-4AV/AH*-***T*A | Ground-Source | WBAHP-CB: Heat Pump Split Syst | Heat Pump | 460 | 3 | False |  |  | Single-Speed |  |  |  | 23900 | 1593 | 15 | 13.4 | 16200 | 1438 | 3.3 | 3.1 | Non Federally-Regulated | 01/11/2019 |  | 09/18/2019
FHP Manufacturing Company | Bosch | LV030-1CS*-*****A | LV030-1AV/AH*-***T/A*A | Water-Source | WBAHP-CB: Heat Pump Split Syst | Heat Pump | 208 | 1 | False |  |  | Single-Speed |  |  |  | 26400 | 2030 | 13 | 12 | 29600 | 2017 | 4.3 | 4.2 | Federally-Regulated Commercial & Industrial Equipment | 01/11/2019 |  | 09/18/2019
FHP Manufacturing Company | Bosch | LV030-1CS*-*****A | LV030-1AV/AH*-***T/A*A | Ground-Source | WBAHP-CB: Heat Pump Split Syst | Heat Pump | 208 | 1 | False |  |  | Single-Speed |  |  |  | 27900 | 1951 | 14.3 | 13.4 | 19500 | 1785 | 3.2 | 3.1 | Non Federally-Regulated | 01/11/2019 |  | 09/18/2019
FHP Manufacturing Company | Bosch | CA009-1**-*****B |  | Water-Source | WBAHP-O: Heat Pump Packaged Un | Heat Pump | 200 | 1 |  |  |  | Single-Speed |  |  |  | 8700 | 669 | 13 | 11.2 | 9500 | 618 | 4.5 | 4.2 | Federally-Regulated Commercial & Industrial Equipment | 01/11/2019 |  | 09/18/2019
FHP Manufacturing Company | Bosch | CA009-1**-*****B |  | Ground-Water-Source | WBAHP-O: Heat Pump Packaged Un | Heat Pump | 200 | 1 |  |  |  | Single-Speed |  |  |  | 10300 | 479 | 21.5 | 16.2 | 8000 | 601 | 3.9 | 3.6 | Non Federally-Regulated | 01/11/2019 |  | 09/18/2019
FHP Manufacturing Company | Bosch | CA009-1**-*****B |  | Ground-Source | WBAHP-O: Heat Pump Packaged Un | Heat Pump | 200 | 1 |  |  |  | Single-Speed |  |  |  | 9100 | 587 | 15.5 | 13.4 | 6000 | 549 | 3.2 | 3.1 | Non Federally-Regulated | 01/11/2019 |  | 09/18/2019
FHP Manufacturing Company | Bosch | CA009-2**-*****B |  | Water-Source | WBAHP-O: Heat Pump Packaged Un | Heat Pump | 265 | 1 |  |  |  | Single-Speed |  |  |  | 8700 | 669 | 13 | 11.2 | 9500 | 618 | 4.5 | 4.2 | Federally-Regulated Commercial & Industrial Equipment | 01/11/2019 |  | 09/18/2019
FHP Manufacturing Company | Bosch | CA009-2**-*****B |  | Ground-Water-Source | WBAHP-O: Heat Pump Packaged Un | Heat Pump | 265 | 1 |  |  |  | Single-Speed |  |  |  | 10300 | 479 | 21.5 | 16.2 | 8000 | 601 | 3.9 | 3.6 | Non Federally-Regulated | 01/11/2019 |  | 09/18/2019
FHP Manufacturing Company | Bosch | CA009-2**-*****B |  | Ground-Source | WBAHP-O: Heat Pump Packaged Un | Heat Pump | 265 | 1 |  |  |  | Single-Speed |  |  |  | 9100 | 587 | 15.5 | 13.4 | 6000 | 549 | 3.2 | 3.1 | Non Federally-Regulated | 01/11/2019 |  | 09/18/2019
FHP Manufacturing Company | Bryant | GC024C/H/V******1*X1 + UI |  | Water-Source | WBAHP: Heat Pump Packaged Unit | Both Heat Pump and Electric Re | 208 | 1 |  |  |  | Dual-Speed |  |  |  | 25500 | 1465 | 17.4 | 11.2 | 29200 | 1528 | 5.6 | 4.2 | Federally-Regulated Commercial & Industrial Equipment | 05/13/2019 |  | 09/18/2019
FHP Manufacturing Company | Bryant | GC024C/H/V******1*X1 + UI |  | Ground-Water-Source | WBAHP: Heat Pump Packaged Unit | Both Heat Pump and Electric Re | 208 | 1 |  |  |  | Dual-Speed |  |  |  | 29000 | 1094 | 26.5 | 16.2 | 23500 | 1405 | 4.9 | 3.6 | Non Federally-Regulated | 05/13/2019 |  | 09/18/2019
FHP Manufacturing Company | Bryant | GC024C/H/V******1*X1 + UI |  | Ground-Source | WBAHP: Heat Pump Packaged Unit | Both Heat Pump and Electric Re | 208 | 1 |  |  |  | Dual-Speed |  |  |  | 26600 | 1336 | 19.9 | 13.4 | 18000 | 1395 | 3.8 | 3.1 | Non Federally-Regulated | 05/13/2019 |  | 09/18/2019
AAON, Inc. | AAON, Inc. | WV-048-A-H-DCAC-C0-10-D00-A |  | Ground-Source | WBAHP: Heat Pump Packaged Unit | Heat Pump | 265 | 1 |  |  |  | Dual-Speed |  |  |  | 49800 | 2845 | 17.5 | 13.4 | 44900 | 3374 | 3.9 | 3.1 | Non Federally-Regulated | 11/13/2018 |  | 09/27/2019
AAON, Inc. | AAON, Inc. | WV-036-A-H-DCAC-C0-10-D00-A |  | Ground-Source | WBAHP: Heat Pump Packaged Unit | Heat Pump | 265 | 1 |  |  |  | Dual-Speed |  |  |  | 37400 | 2239 | 16.7 | 13.4 | 27500 | 2066 | 3.9 | 3.1 | Non Federally-Regulated | 11/13/2018 |  | 09/27/2019
AAON, Inc. | AAON, Inc. | WV-024-A-H-DCAC-C0-10-D00-A |  | Ground-Source | WBAHP: Heat Pump Packaged Unit | Heat Pump | 265 | 1 |  |  |  | Dual-Speed |  |  |  | 26900 | 1486 | 18.1 | 13.4 | 16700 | 1281 | 3.8 | 3.1 | Non Federally-Regulated | 11/13/2018 |  | 09/27/2019
Bard Manufacturing Company, Inc. | G3 | GTC48S2-A | HE49948D210B2705AW | Ground-Water-Source | WBAH-C: Heating Only Split Sys | Heat Pump | 208 | 1 | False |  |  | Dual-Speed | [7 empty] | 48000 | 3091 | 4.6 | 3.1 | Non Federally-Regulated | 05/28/2019 |  | 10/24/2019
Bard Manufacturing Company, Inc. | G3 | GTC48S2-A | HE49948D210B2705AW | Ground-Source | WBAH-C: Heating Only Split Sys | Heat Pump | 208 | 1 | False |  |  | Dual-Speed | [7 empty] | 37000 | 2780 | 3.9 | 3.1 | Non Federally-Regulated | 05/28/2019 |  | 10/24/2019
Bard Manufacturing Company, Inc. | G3 | GTC48S2-A | GTA4860UD1AA+GTB1-A | Ground-Water-Source | WBAHP-CB: Heat Pump Split Syst | Heat Pump | 208 | 1 | False |  |  | Dual-Speed |  |  |  | 55500 | 2733 | 20.3 | 16.2 | 50000 | 3330 | 4.4 | 3.6 | Non Federally-Regulated | 05/28/2019 |  | 10/24/2019
Bard Manufacturing Company, Inc. | G3 | GTC36S2-A | GTA3600UD1AA+GTB1-A | Ground-Water-Source | WBAHP-CB: Heat Pump Split Syst | Heat Pump | 208 | 1 | False |  |  | Dual-Speed |  |  |  | 41000 | 1898 | 21.6 | 16.2 | 37500 | 2289 | 4.8 | 3.6 | Non Federally-Regulated | 05/28/2019 |  | 10/24/2019
Bard Manufacturing Company, Inc. | G3 | GTC48S2-A | GTA4860UD1AA+GTB1-A | Ground-Source | WBAHP-CB: Heat Pump Split Syst | Heat Pump | 208 | 1 | False |  |  | Dual-Speed |  |  |  | 51500 | 3301 | 15.6 | 13.4 | 41000 | 3247 | 3.7 | 3.1 | Non Federally-Regulated | 05/28/2019 |  | 10/24/2019
Bard Manufacturing Company, Inc. | G3 | GTC36S2-A | GTA3600UD1AA+GTB1-A | Ground-Source | WBAHP-CB: Heat Pump Split Syst | Heat Pump | 208 | 1 | False |  |  | Dual-Speed |  |  |  | 38400 | 2219 | 17.3 | 13.4 | 29600 | 2168 | 4 | 3.1 | Non Federally-Regulated | 05/28/2019 |  | 10/24/2019
Bard Manufacturing Company, Inc. | G3 | GTC48S2-A | GTADP-4860-C | Ground-Water-Source | WBAH-C: Heating Only Split Sys | Heat Pump | 208 | 1 | False |  |  | Dual-Speed | [7 empty] | 48000 | 3091 | 4.6 | 3.1 | Non Federally-Regulated | 05/28/2019 |  | 10/24/2019
Bard Manufacturing Company, Inc. | G3 | GTC36S2-A | GTADP-3642-* | Ground-Water-Source | WBAH-C: Heating Only Split Sys | Heat Pump | 208 | 1 | False |  |  | Dual-Speed | [7 empty] | 38000 | 2227 | 5 | 3.1 | Non Federally-Regulated | 05/28/2019 |  | 10/24/2019
Bard Manufacturing Company, Inc. | G3 | GTC48S2-A | GTADP-4860-C | Ground-Source | WBAH-C: Heating Only Split Sys | Heat Pump | 208 | 1 | False |  |  | Dual-Speed | [7 empty] | 37000 | 2780 | 3.9 | 3.1 | Non Federally-Regulated | 05/28/2019 |  | 10/24/2019
Bard Manufacturing Company, Inc. | G3 | GTC36S2-A | GTADP-3642-* | Ground-Source | WBAH-C: Heating Only Split Sys | Heat Pump | 208 | 1 | False |  |  | Dual-Speed | [7 empty] | 29000 | 2023 | 4.2 | 3.1 | Non Federally-Regulated | 05/28/2019 |  | 10/24/2019
Enertech Global, LLC | GEOCOMFORT | GVT060*A |  | Water-Source | WBAHP: Heat Pump Packaged Unit | Heat Pump | 265 | 1 |  |  |  | Single-Speed |  |  |  | 58600 | 3932 | 14.9 | 11.2 | 70500 | 4216 | 4.9 | 4.2 | Federally-Regulated Commercial & Industrial Equipment | 09/18/2019 |  | 10/25/2019
Enertech Global, LLC | GEOCOMFORT | GVT060*A |  | Ground-Water-Source | WBAHP: Heat Pump Packaged Unit | Heat Pump | 265 | 1 |  |  |  | Single-Speed |  |  |  | 64200 | 3042 | 21.1 | 16.2 | 57500 | 3829 | 4.4 | 3.6 | Non Federally-Regulated | 09/18/2019 |  | 10/25/2019
Enertech Global, LLC | GEOCOMFORT | GVT060*A |  | Ground-Source | WBAHP: Heat Pump Packaged Unit | Heat Pump | 265 | 1 |  |  |  | Single-Speed |  |  |  | 60900 | 3603 | 16.9 | 13.4 | 46300 | 3667 | 3.7 | 3.1 | Non Federally-Regulated | 09/18/2019 |  | 10/25/2019
Enertech Global, LLC | GEOEXCEL | AVT060*A |  | Water-Source | WBAHP: Heat Pump Packaged Unit | Heat Pump | 265 | 1 |  |  |  | Single-Speed |  |  |  | 58600 | 3932 | 14.9 |  | 70500 | 4216 | 4.9 |  | Federally-Regulated Commercial & Industrial Equipment | 09/18/2019 |  | 10/25/2019
Enertech Global, LLC | GEOEXCEL | AVT060*A |  | Ground-Water-Source | WBAHP: Heat Pump Packaged Unit | Heat Pump | 265 | 1 |  |  |  | Single-Speed |  |  |  | 64200 | 3042 | 21.1 |  | 57500 | 3829 | 4.4 |  | Non Federally-Regulated | 09/18/2019 |  | 10/25/2019
Enertech Global, LLC | GEOEXCEL | AVT060*A |  | Ground-Source | WBAHP: Heat Pump Packaged Unit | Heat Pump | 265 | 1 |  |  |  | Single-Speed |  |  |  | 60900 | 3603 | 16.9 |  | 46300 | 3667 | 3.7 |  | Non Federally-Regulated | 09/18/2019 |  | 10/25/2019
Enertech Global, LLC | Hydron Module | HVT060*A |  | Water-Source | WBAHP: Heat Pump Packaged Unit | Heat Pump | 265 | 1 |  |  |  | Single-Speed |  |  |  | 58600 | 3932 | 14.9 |  | 70500 | 4216 | 4.9 |  | Federally-Regulated Commercial & Industrial Equipment | 09/18/2019 |  | 10/25/2019
Enertech Global, LLC | Hydron Module | HVT060*A |  | Ground-Water-Source | WBAHP: Heat Pump Packaged Unit | Heat Pump | 265 | 1 |  |  |  | Single-Speed |  |  |  | 64200 | 3042 | 21.1 |  | 57500 | 3829 | 4.4 |  | Non Federally-Regulated | 09/18/2019 |  | 10/25/2019
Enertech Global, LLC | Hydron Module | HVT060*A |  | Ground-Source | WBAHP: Heat Pump Packaged Unit | Heat Pump | 265 | 1 |  |  |  | Single-Speed |  |  |  | 60900 | 3603 | 16.9 |  | 46300 | 3667 | 3.7 |  | Non Federally-Regulated | 09/18/2019 |  | 10/25/2019
Enertech Global, LLC | Tetco | TVT060*A |  | Water-Source | WBAHP: Heat Pump Packaged Unit | Heat Pump | 265 | 1 |  |  |  | Single-Speed |  |  |  | 58600 | 3932 | 14.9 |  | 70500 | 4216 | 4.9 |  | Federally-Regulated Commercial & Industrial Equipment | 09/18/2019 |  | 10/25/2019
Enertech Global, LLC | Tetco | TVT060*A |  | Ground-Water-Source | WBAHP: Heat Pump Packaged Unit | Heat Pump | 265 | 1 |  |  |  | Single-Speed |  |  |  | 64200 | 3042 | 21.1 |  | 57500 | 3829 | 4.4 |  | Non Federally-Regulated | 09/18/2019 |  | 10/25/2019
Enertech Global, LLC | Tetco | TVT060*A |  | Ground-Source | WBAHP: Heat Pump Packaged Unit | Heat Pump | 265 | 1 |  |  |  | Single-Speed |  |  |  | 60900 | 3603 | 16.9 |  | 46300 | 3667 | 3.7 |  | Non Federally-Regulated | 09/18/2019 |  | 10/25/2019
FHP Manufacturing Company | Arcoaire | HP036V/H/C******1**1 |  | Water-Source | WBAHP: Heat Pump Packaged Unit | Heat Pump | 208 | 1 |  |  |  | Dual-Speed |  |  |  | 36000 | 2571 | 14 | 11.2 | 43000 | 2897 | 4.4 | 4.2 | Federally-Regulated Commercial & Industrial Equipment | 05/13/2019 |  | 10/25/2019
FHP Manufacturing Company | Arcoaire | HP036V/H/C******1**1 |  | Ground-Water-Source | WBAHP: Heat Pump Packaged Unit | Heat Pump | 208 | 1 |  |  |  | Dual-Speed |  |  |  | 42000 | 1976 | 21.25 | 16.2 | 36000 | 2512 | 4.2 | 3.6 | Non Federally-Regulated | 05/13/2019 |  | 10/25/2019
FHP Manufacturing Company | Arcoaire | HP036V/H/C******1**1 |  | Ground-Source | WBAHP: Heat Pump Packaged Unit | Heat Pump | 208 | 1 |  |  |  | Dual-Speed |  |  |  | 38000 | 2420 | 15.7 | 13.4 | 28000 | 2279 | 3.6 | 3.1 | Non Federally-Regulated | 05/13/2019 |  | 10/25/2019
FHP Manufacturing Company | BOSCH-GEO | CE035-1VT/HZ/CF*-*****B |  | Water-Source | WBAHP: Heat Pump Packaged Unit | Heat Pump | 208 | 1 |  |  |  | Dual-Speed |  |  |  | 36000 | 2571 | 14 | 11.2 | 43000 | 2897 | 4.4 | 4.2 | Federally-Regulated Commercial & Industrial Equipment | 05/13/2019 |  | 10/25/2019
FHP Manufacturing Company | BOSCH-GEO | CE035-1VT/HZ/CF*-*****B |  | Ground-Water-Source | WBAHP: Heat Pump Packaged Unit | Heat Pump | 208 | 1 |  |  |  | Dual-Speed |  |  |  | 42000 | 1976 | 21.25 | 16.2 | 36000 | 2512 | 4.2 | 3.6 | Non Federally-Regulated | 05/13/2019 |  | 10/25/2019
FHP Manufacturing Company | BOSCH-GEO | CE035-1VT/HZ/CF*-*****B |  | Ground-Source | WBAHP: Heat Pump Packaged Unit | Heat Pump | 208 | 1 |  |  |  | Dual-Speed |  |  |  | 38000 | 2420 | 15.7 | 13.4 | 28000 | 2279 | 3.6 | 3.1 | Non Federally-Regulated | 05/13/2019 |  | 10/25/2019
FHP Manufacturing Company | Bosch | CE035-1VT/HZ/CF*-*****B |  | Water-Source | WBAHP: Heat Pump Packaged Unit | Heat Pump | 208 | 1 |  |  |  | Dual-Speed |  |  |  | 36000 | 2571 | 14 | 11.2 | 43000 | 2897 | 4.4 | 4.2 | Federally-Regulated Commercial & Industrial Equipment | 05/13/2019 |  | 10/25/2019
FHP Manufacturing Company | Bosch | CE035-1VT/HZ/CF*-*****B |  | Ground-Water-Source | WBAHP: Heat Pump Packaged Unit | Heat Pump | 208 | 1 |  |  |  | Dual-Speed |  |  |  | 42000 | 1976 | 21.25 | 16.2 | 36000 | 2512 | 4.2 | 3.6 | Non Federally-Regulated | 05/13/2019 |  | 10/25/2019
FHP Manufacturing Company | Bosch | CE035-1VT/HZ/CF*-*****B |  | Ground-Source | WBAHP: Heat Pump Packaged Unit | Heat Pump | 208 | 1 |  |  |  | Dual-Speed |  |  |  | 38000 | 2420 | 15.7 | 13.4 | 28000 | 2279 | 3.6 | 3.1 | Non Federally-Regulated | 05/13/2019 |  | 10/25/2019
FHP Manufacturing Company | Bosch | ES035-4CF/HZ/VT*-*****A |  | Water-Source | WBAHP: Heat Pump Packaged Unit | Heat Pump | 460 | 3 |  |  |  | Dual-Speed |  |  |  | 36000 | 2465 | 14.6 | 11.2 | 43000 | 2625 | 4.8 | 4.2 | Federally-Regulated Commercial & Industrial Equipment | 11/28/2018 |  | 10/25/2019
FHP Manufacturing Company | Bosch | ES035-4CF/HZ/VT*-*****A |  | Ground-Water-Source | WBAHP: Heat Pump Packaged Unit | Heat Pump | 460 | 3 |  |  |  | Dual-Speed |  |  |  | 42000 | 1944 | 21.6 | 16.2 | 36000 | 2512 | 4.2 | 3.6 | Non Federally-Regulated | 11/28/2018 |  | 10/25/2019
FHP Manufacturing Company | Bosch | ES035-4CF/HZ/VT*-*****A |  | Ground-Source | WBAHP: Heat Pump Packaged Unit | Heat Pump | 460 | 3 |  |  |  | Dual-Speed |  |  |  | 38000 | 2209 | 17.2 | 13.4 | 28000 | 2159 | 3.8 | 3.1 | Non Federally-Regulated | 11/28/2018 |  | 10/25/2019
FHP Manufacturing Company | Bosch | ES035-3CF/HZ/VT*-*****A |  | Water-Source | WBAHP: Heat Pump Packaged Unit | Heat Pump | 208 | 3 |  |  |  | Dual-Speed |  |  |  | 36000 | 2571 | 14 | 11.2 | 43000 | 2739 | 4.6 | 4.2 | Federally-Regulated Commercial & Industrial Equipment | 05/13/2019 |  | 10/25/2019
FHP Manufacturing Company | Bosch | ES035-3CF/HZ/VT*-*****A |  | Ground-Water-Source | WBAHP: Heat Pump Packaged Unit | Heat Pump | 208 | 3 |  |  |  | Dual-Speed |  |  |  | 42000 | 2009 | 20.9 | 16.2 | 36000 | 2512 | 4.2 | 3.6 | Non Federally-Regulated | 05/13/2019 |  | 10/25/2019
FHP Manufacturing Company | Bosch | ES035-3CF/HZ/VT*-*****A |  | Ground-Source | WBAHP: Heat Pump Packaged Unit | Heat Pump | 208 | 3 |  |  |  | Dual-Speed |  |  |  | 38000 | 2420 | 15.7 | 13.4 | 28000 | 2311 | 3.6 | 3.1 | Non Federally-Regulated | 05/13/2019 |  | 10/25/2019
FHP Manufacturing Company | Bosch | ES035-1CF/HZ/VT*-*****A |  | Water-Source | WBAHP: Heat Pump Packaged Unit | Heat Pump | 208 | 1 |  |  |  | Dual-Speed |  |  |  | 36000 | 2465 | 14.6 | 11.2 | 43000 | 2625 | 4.8 | 4.2 | Federally-Regulated Commercial & Industrial Equipment | 05/25/2016 |  | 10/25/2019
FHP Manufacturing Company | Bosch | ES035-1CF/HZ/VT*-*****A |  | Ground-Water-Source | WBAHP: Heat Pump Packaged Unit | Heat Pump | 208 | 1 |  |  |  | Dual-Speed |  |  |  | 42000 | 1944 | 21.6 | 16.2 | 36000 | 2512 | 4.2 | 3.6 | Non Federally-Regulated | 05/25/2016 |  | 10/25/2019
FHP Manufacturing Company | Bosch | ES035-1CF/HZ/VT*-*****A |  | Ground-Source | WBAHP: Heat Pump Packaged Unit | Heat Pump | 208 | 1 |  |  |  | Dual-Speed |  |  |  | 38000 | 2209 | 17.2 | 13.4 | 28000 | 2159 | 3.8 | 3.1 | Non Federally-Regulated | 05/25/2016 |  | 10/25/2019
FHP Manufacturing Company | Comfortmaker | HP036V/H/C******1**1 |  | Water-Source | WBAHP: Heat Pump Packaged Unit | Heat Pump | 208 | 1 |  |  |  | Dual-Speed |  |  |  | 36000 | 2571 | 14 | 11.2 | 43000 | 2897 | 4.4 | 4.2 | Federally-Regulated Commercial & Industrial Equipment | 05/13/2019 |  | 10/25/2019
FHP Manufacturing Company | Comfortmaker | HP036V/H/C******1**1 |  | Ground-Water-Source | WBAHP: Heat Pump Packaged Unit | Heat Pump | 208 | 1 |  |  |  | Dual-Speed |  |  |  | 42000 | 1976 | 21.25 | 16.2 | 36000 | 2512 | 4.2 | 3.6 | Non Federally-Regulated | 05/13/2019 |  | 10/25/2019
FHP Manufacturing Company | Comfortmaker | HP036V/H/C******1**1 |  | Ground-Source | WBAHP: Heat Pump Packaged Unit | Heat Pump | 208 | 1 |  |  |  | Dual-Speed |  |  |  | 38000 | 2420 | 15.7 | 13.4 | 28000 | 2279 | 3.6 | 3.1 | Non Federally-Regulated | 05/13/2019 |  | 10/25/2019
FHP Manufacturing Company | Day & Night | HP036V/H/C******1**1 |  | Water-Source | WBAHP: Heat Pump Packaged Unit | Heat Pump | 208 | 1 |  |  |  | Dual-Speed |  |  |  | 36000 | 2571 | 14 | 11.2 | 43000 | 2897 | 4.4 | 4.2 | Federally-Regulated Commercial & Industrial Equipment | 05/13/2019 |  | 10/25/2019
FHP Manufacturing Company | Day & Night | HP036V/H/C******1**1 |  | Ground-Water-Source | WBAHP: Heat Pump Packaged Unit | Heat Pump | 208 | 1 |  |  |  | Dual-Speed |  |  |  | 42000 | 1976 | 21.25 | 16.2 | 36000 | 2512 | 4.2 | 3.6 | Non Federally-Regulated | 05/13/2019 |  | 10/25/2019
FHP Manufacturing Company | Day & Night | HP036V/H/C******1**1 |  | Ground-Source | WBAHP: Heat Pump Packaged Unit | Heat Pump | 208 | 1 |  |  |  | Dual-Speed |  |  |  | 38000 | 2420 | 15.7 | 13.4 | 28000 | 2279 | 3.6 | 3.1 | Non Federally-Regulated | 05/13/2019 |  | 10/25/2019
FHP Manufacturing Company | Keeprite | HP036V/H/C******1**1 |  | Water-Source | WBAHP: Heat Pump Packaged Unit | Heat Pump | 208 | 1 |  |  |  | Dual-Speed |  |  |  | 36000 | 2571 | 14 | 11.2 | 43000 | 2897 | 4.4 | 4.2 | Federally-Regulated Commercial & Industrial Equipment | 05/10/2019 |  | 10/25/2019
FHP Manufacturing Company | Keeprite | HP036V/H/C******1**1 |  | Ground-Water-Source | WBAHP: Heat Pump Packaged Unit | Heat Pump | 208 | 1 |  |  |  | Dual-Speed |  |  |  | 42000 | 1976 | 21.25 | 16.2 | 36000 | 2512 | 4.2 | 3.6 | Non Federally-Regulated | 05/10/2019 |  | 10/25/2019
FHP Manufacturing Company | Keeprite | HP036V/H/C******1**1 |  | Ground-Source | WBAHP: Heat Pump Packaged Unit | Heat Pump | 208 | 1 |  |  |  | Dual-Speed |  |  |  | 38000 | 2420 | 15.7 | 13.4 | 28000 | 2279 | 3.6 | 3.1 | Non Federally-Regulated | 05/10/2019 |  | 10/25/2019
FHP Manufacturing Company | Tempstar | HP036V/H/C******1**1 |  | Water-Source | WBAHP: Heat Pump Packaged Unit | Heat Pump | 208 | 1 |  |  |  | Dual-Speed |  |  |  | 36000 | 2571 | 14 | 11.2 | 43000 | 2897 | 4.4 | 4.2 | Federally-Regulated Commercial & Industrial Equipment | 05/10/2019 |  | 10/25/2019
FHP Manufacturing Company | Tempstar | HP036V/H/C******1**1 |  | Ground-Water-Source | WBAHP: Heat Pump Packaged Unit | Heat Pump | 208 | 1 |  |  |  | Dual-Speed |  |  |  | 42000 | 1976 | 21.25 | 16.2 | 36000 | 2512 | 4.2 | 3.6 | Non Federally-Regulated | 05/10/2019 |  | 10/25/2019
FHP Manufacturing Company | Tempstar | HP036V/H/C******1**1 |  | Ground-Source | WBAHP: Heat Pump Packaged Unit | Heat Pump | 208 | 1 |  |  |  | Dual-Speed |  |  |  | 38000 | 2420 | 15.7 | 13.4 | 28000 | 2279 | 3.6 | 3.1 | Non Federally-Regulated | 05/10/2019 |  | 10/25/2019
Bard Manufacturing Company, Inc. | Bard | GTC48S2-A | GTADP-4860-C | Ground-Water-Source | WBAH-C: Heating Only Split Sys | Heat Pump | 208 | 1 | False |  |  | Dual-Speed | [7 empty] | 43000 | 2831 | 4.5 | 3.1 | Non Federally-Regulated | 02/23/2016 |  | 10/25/2019
Bard Manufacturing Company, Inc. | Bard | GTC48S2-A | GTADP-4860-C | Ground-Source | WBAH-C: Heating Only Split Sys | Heat Pump | 208 | 1 | False |  |  | Dual-Speed | [7 empty] | 35000 | 2699 | 3.8 | 3.1 | Non Federally-Regulated | 02/23/2016 |  | 10/25/2019
Bard Manufacturing Company, Inc. | Bard | GTC36S2-A | GTADP-3642-* | Ground-Water-Source | WBAH-C: Heating Only Split Sys | Heat Pump | 208 | 1 | False |  |  | Dual-Speed | [7 empty] | 34000 | 2054 | 4.9 | 3.1 | Non Federally-Regulated | 02/23/2016 |  | 10/25/2019
Bard Manufacturing Company, Inc. | Bard | GTC36S2-A | GTADP-3642-* | Ground-Source | WBAH-C: Heating Only Split Sys | Heat Pump | 208 | 1 | False |  |  | Dual-Speed | [7 empty] | 27000 | 1930 | 4.1 | 3.1 | Non Federally-Regulated | 02/23/2016 |  | 10/25/2019
Waterfurnace International, Inc. | YORK BY JOHNSON CONTROLS | YAFV036**1*(1,2)* |  | Water-Source | WBAHP: Heat Pump Packaged Unit | Heat Pump | 208 | 1 |  |  |  | Variable-Speed |  |  |  | 32000 | 1777 | 18 | 11.2 | 50000 | 2764 | 5.3 | 4.2 | Federally-Regulated Commercial & Industrial Equipment | 10/01/2019 |  | 10/25/2019
Waterfurnace International, Inc. | YORK BY JOHNSON CONTROLS | YAFV036**1*(1,2)* |  | Ground-Water-Source | WBAHP: Heat Pump Packaged Unit | Heat Pump | 208 | 1 |  |  |  | Variable-Speed |  |  |  | 38000 | 1206 | 31.5 | 16.2 | 41000 | 2612 | 4.6 | 3.6 | Non Federally-Regulated | 10/01/2019 |  | 10/25/2019
Waterfurnace International, Inc. | YORK BY JOHNSON CONTROLS | YAFV036**1*(1,2)* |  | Ground-Source | WBAHP: Heat Pump Packaged Unit | Heat Pump | 208 | 1 |  |  |  | Variable-Speed |  |  |  | 36000 | 1636 | 22 | 13.4 | 32000 | 2679 | 3.5 | 3.1 | Non Federally-Regulated | 10/01/2019 |  | 10/25/2019
Waterfurnace International, Inc. | SYCAMORE | 141/142A036**1*(1,2) |  | Water-Source | WBAHP: Heat Pump Packaged Unit | Heat Pump | 208 | 1 |  |  |  | Variable-Speed |  |  |  | 32000 | 1777 | 18 | 11.2 | 50000 | 2764 | 5.3 | 4.2 | Federally-Regulated Commercial & Industrial Equipment | 09/17/2019 |  | 10/25/2019
Waterfurnace International, Inc. | SYCAMORE | 141/142A036**1*(1,2) |  | Ground-Water-Source | WBAHP: Heat Pump Packaged Unit | Heat Pump | 208 | 1 |  |  |  | Variable-Speed |  |  |  | 38000 | 1206 | 31.5 | 16.2 | 41000 | 2612 | 4.6 | 3.6 | Non Federally-Regulated | 09/17/2019 |  | 10/25/2019
Waterfurnace International, Inc. | SYCAMORE | 141/142A036**1*(1,2) |  | Ground-Source | WBAHP: Heat Pump Packaged Unit | Heat Pump | 208 | 1 |  |  |  | Variable-Speed |  |  |  | 36000 | 1636 | 22 | 13.4 | 32000 | 2679 | 3.5 | 3.1 | Non Federally-Regulated | 09/17/2019 |  | 10/25/2019
Waterfurnace International, Inc. | SYCAMORE | 141/142A060**1*1 |  | Water-Source | WBAHP: Heat Pump Packaged Unit | Heat Pump | 208 | 1 |  |  |  | Variable-Speed |  |  |  | 50000 | 3067 | 16.3 | 11.2 | 78000 | 4762 | 4.8 | 4.2 | Federally-Regulated Commercial & Industrial Equipment | 09/17/2019 |  | 10/25/2019
Waterfurnace International, Inc. | SYCAMORE | 141/142A060**1*1 |  | Ground-Water-Source | WBAHP: Heat Pump Packaged Unit | Heat Pump | 208 | 1 |  |  |  | Variable-Speed |  |  |  | 60000 | 2097 | 28.6 | 16.2 | 65000 | 4430 | 4.3 | 3.6 | Non Federally-Regulated | 09/17/2019 |  | 10/25/2019
Waterfurnace International, Inc. | SYCAMORE | 141/142A060**1*1 |  | Ground-Source | WBAHP: Heat Pump Packaged Unit | Heat Pump | 208 | 1 |  |  |  | Variable-Speed |  |  |  | 56000 | 2886 | 19.4 | 13.4 | 51000 | 4270 | 3.5 | 3.1 | Non Federally-Regulated | 09/17/2019 |  | 10/25/2019
Waterfurnace International, Inc. | SYCAMORE | 141/142A048**1*1 |  | Water-Source | WBAHP: Heat Pump Packaged Unit | Heat Pump | 208 | 1 |  |  |  | Variable-Speed |  |  |  | 41000 | 2329 | 17.6 | 11.2 | 67000 | 3927 | 5 | 4.2 | Federally-Regulated Commercial & Industrial Equipment | 09/17/2019 |  | 10/25/2019
Waterfurnace International, Inc. | SYCAMORE | 141/142A048**1*1 |  | Ground-Water-Source | WBAHP: Heat Pump Packaged Unit | Heat Pump | 208 | 1 |  |  |  | Variable-Speed |  |  |  | 49000 | 1545 | 31.7 | 16.2 | 55000 | 3748 | 4.3 | 3.6 | Non Federally-Regulated | 09/17/2019 |  | 10/25/2019
Waterfurnace International, Inc. | SYCAMORE | 141/142A048**1*1 |  | Ground-Source | WBAHP: Heat Pump Packaged Unit | Heat Pump | 208 | 1 |  |  |  | Variable-Speed |  |  |  | 46000 | 2119 | 21.7 | 13.4 | 43000 | 3500 | 3.6 | 3.1 | Non Federally-Regulated | 09/17/2019 |  | 10/25/2019
Waterfurnace International, Inc. | 7 SERIES | NVV/NVH036B1*(1,2) |  | Water-Source | WBAHP: Heat Pump Packaged Unit | Heat Pump | 208 | 1 |  |  |  | Variable-Speed |  |  |  | 32000 | 1777 | 18 | 11.2 | 50000 | 2764 | 5.3 | 4.2 | Federally-Regulated Commercial & Industrial Equipment | 09/18/2019 |  | 10/25/2019
Waterfurnace International, Inc. | 7 SERIES | NVV/NVH036B1*(1,2) |  | Ground-Water-Source | WBAHP: Heat Pump Packaged Unit | Heat Pump | 208 | 1 |  |  |  | Variable-Speed |  |  |  | 38000 | 1206 | 31.5 | 16.2 | 41000 | 2612 | 4.6 | 3.6 | Non Federally-Regulated | 09/18/2019 |  | 10/25/2019
Waterfurnace International, Inc. | 7 SERIES | NVV/NVH036B1*(1,2) |  | Ground-Source | WBAHP: Heat Pump Packaged Unit | Heat Pump | 208 | 1 |  |  |  | Variable-Speed |  |  |  | 36000 | 1636 | 22 | 13.4 | 32000 | 2679 | 3.5 | 3.1 | Non Federally-Regulated | 09/18/2019 |  | 10/25/2019
Waterfurnace International, Inc. | PREMIUM V | VI036**1*(1,2)* |  | Water-Source | WBAHP: Heat Pump Packaged Unit | Heat Pump | 208 | 1 |  |  |  | Variable-Speed |  |  |  | 32000 | 1777 | 18 | 11.2 | 50000 | 2764 | 5.3 | 4.2 | Federally-Regulated Commercial & Industrial Equipment | 09/17/2019 |  | 10/25/2019
Waterfurnace International, Inc. | PREMIUM V | VI036**1*(1,2)* |  | Ground-Water-Source | WBAHP: Heat Pump Packaged Unit | Heat Pump | 208 | 1 |  |  |  | Variable-Speed |  |  |  | 38000 | 1206 | 31.5 | 16.2 | 41000 | 2612 | 4.6 | 3.6 | Non Federally-Regulated | 09/17/2019 |  | 10/25/2019
Waterfurnace International, Inc. | PREMIUM V | VI036**1*(1,2)* |  | Ground-Source | WBAHP: Heat Pump Packaged Unit | Heat Pump | 208 | 1 |  |  |  | Variable-Speed |  |  |  | 36000 | 1636 | 22 | 13.4 | 32000 | 2679 | 3.5 | 3.1 | Non Federally-Regulated | 09/17/2019 |  | 10/25/2019
Waterfurnace International, Inc. | SYCAMORE | 141/142B036**1*(1,2) |  | Water-Source | WBAHP: Heat Pump Packaged Unit | Heat Pump | 208 | 1 |  |  |  | Variable-Speed |  |  |  | 32000 | 1777 | 18 | 11.2 | 50000 | 2764 | 5.3 | 4.2 | Federally-Regulated Commercial & Industrial Equipment | 09/17/2019 |  | 10/25/2019
Waterfurnace International, Inc. | SYCAMORE | 141/142B036**1*(1,2) |  | Ground-Water-Source | WBAHP: Heat Pump Packaged Unit | Heat Pump | 208 | 1 |  |  |  | Variable-Speed |  |  |  | 38000 | 1206 | 31.5 | 16.2 | 41000 | 2612 | 4.6 | 3.6 | Non Federally-Regulated | 09/17/2019 |  | 10/25/2019
Waterfurnace International, Inc. | SYCAMORE | 141/142B036**1*(1,2) |  | Ground-Source | WBAHP: Heat Pump Packaged Unit | Heat Pump | 208 | 1 |  |  |  | Variable-Speed |  |  |  | 36000 | 1636 | 22 | 13.4 | 32000 | 2679 | 3.5 | 3.1 | Non Federally-Regulated | 09/17/2019 |  | 10/25/2019
AAON, Inc. | AAON, Inc. | WV-060-A-H-ACAC-C0-10-200-A |  | Water-Source | WBAHP: Heat Pump Packaged Unit | Heat Pump | 265 | 1 |  |  |  | Single-Speed |  |  |  | 59000 | 3933 | 15 | 11.2 | 72900 | 4273 | 5 | 4.2 | Federally-Regulated Commercial & Industrial Equipment | 11/28/2018 |  | 10/28/2019
AAON, Inc. | AAON, Inc. | WV-060-A-H-DCAC-C0-10-D00-A |  | Water-Source | WBAHP: Heat Pump Packaged Unit | Heat Pump | 265 | 1 |  |  |  | Dual-Speed |  |  |  | 60500 | 3781 | 16 | 11.2 | 78900 | 4282 | 5.4 | 4.2 | Federally-Regulated Commercial & Industrial Equipment | 09/27/2019 |  | 10/28/2019
AAON, Inc. | AAON, Inc. | WV-060-A-H-DCAC-C0-10-D00-A |  | Ground-Water-Source | WBAHP: Heat Pump Packaged Unit | Heat Pump | 265 | 1 |  |  |  | Dual-Speed |  |  |  | 64000 | 2949 | 21.7 | 16.2 | 65000 | 3887 | 4.9 | 3.6 | Non Federally-Regulated | 09/27/2019 |  | 10/28/2019
Bard Manufacturing Company, Inc. | Bard | GTC48S2-A | HE49948D210B2705AW | Ground-Water-Source | WBAH-C: Heating Only Split Sys | Heat Pump | 208 | 1 | False |  |  | Dual-Speed | [7 empty] | 44000 | 2865 | 4.5 |  | Non Federally-Regulated | 06/19/2015 |  | 10/28/2019
Bard Manufacturing Company, Inc. | Bard | GTC48S2-A | HE49948D210B2705AW | Ground-Source | WBAH-C: Heating Only Split Sys | Heat Pump | 208 | 1 | False |  |  | Dual-Speed | [7 empty] | 35000 | 2699 | 3.8 |  | Non Federally-Regulated | 06/19/2015 |  | 10/28/2019
Bard Manufacturing Company, Inc. | Bard | GTC36S2-A | GTA3600UD1AA+GTB1-A | Ground-Water-Source | WBAHP-CB: Heat Pump Split Syst | Heat Pump | 208 | 1 | False |  |  | Dual-Speed |  |  |  | 41000 | 1898 | 21.6 | 16.2 | 37500 | 2289 | 4.8 | 3.6 | Non Federally-Regulated | 04/18/2017 |  | 10/28/2019
Bard Manufacturing Company, Inc. | Bard | GTC36S2-A | GTA3600UD1AA+GTB1-A | Ground-Source | WBAHP-CB: Heat Pump Split Syst | Heat Pump | 208 | 1 | False |  |  | Dual-Speed |  |  |  | 38400 | 2219 | 17.3 | 13.4 | 29600 | 2168 | 4 | 3.1 | Non Federally-Regulated | 04/18/2017 |  | 10/28/2019
Bard Manufacturing Company, Inc. | Bard | GV27S3AA |  | Ground-Water-Source | WBAHP: Heat Pump Packaged Unit | Both Heat Pump and Electric Re | 208 | 1 |  |  |  | Dual-Speed |  |  |  | 26600 | 1085 | 24.5 | 16.2 | 26200 | 1476 | 5.2 | 3.6 | Non Federally-Regulated | 02/06/2019 |  | 10/28/2019
Bard Manufacturing Company, Inc. | Bard | GV27S3AA |  | Ground-Source | WBAHP: Heat Pump Packaged Unit | Both Heat Pump and Electric Re | 208 | 1 |  |  |  | Dual-Speed |  |  |  | 26600 | 1469 | 18.1 | 13.4 | 20200 | 1443 | 4.1 | 3.1 | Non Federally-Regulated | 02/06/2019 |  | 10/28/2019
Bard Manufacturing Company, Inc. | Bard | QW4S2-A |  | Water-Source | WBAHP: Heat Pump Packaged Unit | Heat Pump | 208 | 1 |  |  |  | Dual-Speed |  |  |  | 47500 | 3145 | 15.1 | 11.2 | 57000 | 3977 | 4.2 | 4.2 | Federally-Regulated Commercial & Industrial Equipment | 11/12/2015 |  | 10/28/2019
Bard Manufacturing Company, Inc. | Bard | QW4S2-A |  | Ground-Source | WBAHP: Heat Pump Packaged Unit | Heat Pump | 208 | 1 |  |  |  | Dual-Speed |  |  |  | 49500 | 2877 | 17.2 | 13.4 | 36000 | 3149 | 3.4 | 3.1 | Non Federally-Regulated | 11/12/2015 |  | 10/28/2019
Bard Manufacturing Company, Inc. | Bard | QW4S2-B |  | Water-Source | WBAHP: Heat Pump Packaged Unit | Heat Pump | 208 | 3 |  |  |  | Dual-Speed |  |  |  | 47500 | 3145 | 15.1 | 11.2 | 57000 | 3977 | 4.2 | 4.2 | Federally-Regulated Commercial & Industrial Equipment | 11/12/2015 |  | 10/28/2019
Bard Manufacturing Company, Inc. | Bard | QW4S2-B |  | Ground-Source | WBAHP: Heat Pump Packaged Unit | Heat Pump | 208 | 3 |  |  |  | Dual-Speed |  |  |  | 49500 | 2877 | 17.2 | 13.4 | 36000 | 3149 | 3.4 | 3.1 | Non Federally-Regulated | 11/12/2015 |  | 10/28/2019
Bard Manufacturing Company, Inc. | Bard | QW4S2-C |  | Water-Source | WBAHP: Heat Pump Packaged Unit | Heat Pump | 460 | 3 |  |  |  | Dual-Speed |  |  |  | 47500 | 3145 | 15.1 | 11.2 | 57000 | 3977 | 4.2 | 4.2 | Federally-Regulated Commercial & Industrial Equipment | 11/12/2015 |  | 10/28/2019
Bard Manufacturing Company, Inc. | Bard | QW4S2-C |  | Ground-Source | WBAHP: Heat Pump Packaged Unit | Heat Pump | 460 | 3 |  |  |  | Dual-Speed |  |  |  | 49500 | 2877 | 17.2 | 13.4 | 36000 | 3149 | 3.4 | 3.1 | Non Federally-Regulated | 11/12/2015 |  | 10/28/2019
AAON, Inc. | AAON, Inc. | WH-006-1-H-ACAC-C0-10-200-A |  | Ground-Source | WBAHP: Heat Pump Packaged Unit | Heat Pump | 208 | 1 |  |  |  | Single-Speed |  |  |  | 6400 | 372 | 17.2 | 13.4 | 4600 | 374 | 3.6 | 3.1 | Non Federally-Regulated | 11/13/2018 |  | 10/28/2019
AAON, Inc. | AAON, Inc. | WH-006-A-H-ACAC-C0-10-200-A |  | Ground-Source | WBAHP: Heat Pump Packaged Unit | Heat Pump | 265 | 1 |  |  |  | Single-Speed |  |  |  | 6400 | 372 | 17.2 | 13.4 | 4600 | 374 | 3.6 | 3.1 | Non Federally-Regulated | 11/14/2018 |  | 10/28/2019
AAON, Inc. | AAON, Inc. | WH-006-B-H-ACAC-C0-10-200-A |  | Ground-Source | WBAHP: Heat Pump Packaged Unit | Heat Pump | 115 | 1 |  |  |  | Single-Speed |  |  |  | 6400 | 372 | 17.2 | 13.4 | 4600 | 374 | 3.6 | 3.1 | Non Federally-Regulated | 11/13/2018 |  | 10/28/2019
AAON, Inc. | AAON, Inc. | WH-015-1-H-ACAC-C0-10-100-A |  | Ground-Source | WBAHP: Heat Pump Packaged Unit | Heat Pump | 208 | 1 |  |  |  | Single-Speed |  |  |  | 14700 | 807 | 18.2 | 13.4 | 11100 | 677 | 4.8 | 3.1 | Non Federally-Regulated | 11/13/2018 |  | 10/28/2019
AAON, Inc. | AAON, Inc. | WH-015-1-H-ACAC-C0-10-200-A |  | Ground-Source | WBAHP: Heat Pump Packaged Unit | Heat Pump | 208 | 1 |  |  |  | Single-Speed |  |  |  | 14700 | 738 | 19.9 | 13.4 | 10900 | 614 | 5.2 | 3.1 | Non Federally-Regulated | 11/14/2018 |  | 10/28/2019
AAON, Inc. | AAON, Inc. | WH-015-A-H-ACAC-C0-10-100-A |  | Ground-Source | WBAHP: Heat Pump Packaged Unit | Heat Pump | 265 | 1 |  |  |  | Single-Speed |  |  |  | 14700 | 807 | 18.2 | 13.4 | 11100 | 677 | 4.8 | 3.1 | Non Federally-Regulated | 11/13/2018 |  | 10/28/2019
AAON, Inc. | AAON, Inc. | WH-015-A-H-ACAC-C0-10-200-A |  | Ground-Source | WBAHP: Heat Pump Packaged Unit | Heat Pump | 265 | 1 |  |  |  | Single-Speed |  |  |  | 14700 | 738 | 19.9 | 13.4 | 10900 | 614 | 5.2 | 3.1 | Non Federally-Regulated | 11/14/2018 |  | 10/28/2019
AAON, Inc. | AAON, Inc. | WH-060-1-H-ACAC-C0-10-200-A |  | Ground-Source | WBAHP: Heat Pump Packaged Unit | Heat Pump | 208 | 1 |  |  |  | Single-Speed |  |  |  | 62300 | 3686 | 16.9 | 13.4 | 52700 | 3510 | 4.4 | 3.1 | Non Federally-Regulated | 11/13/2018 |  | 10/28/2019
AAON, Inc. | AAON, Inc. | WH-060-2-H-ACAC-C0-10-100-A |  | Ground-Source | WBAHP: Heat Pump Packaged Unit | Heat Pump | 208 | 3 |  |  |  | Single-Speed |  |  |  | 61200 | 4000 | 15.3 | 13.4 | 47900 | 3694 | 3.8 | 3.1 | Non Federally-Regulated | 11/13/2018 |  | 10/28/2019
AAON, Inc. | AAON, Inc. | WH-060-3-H-ACAC-C0-10-100-A |  | Ground-Source | WBAHP: Heat Pump Packaged Unit | Heat Pump | 460 | 3 |  |  |  | Single-Speed |  |  |  | 61200 | 4000 | 15.3 | 13.4 | 47900 | 3694 | 3.8 | 3.1 | Non Federally-Regulated | 11/13/2018 |  | 10/28/2019
AAON, Inc. | AAON, Inc. | WH-060-3-H-DCAC-C0-10-200-A |  | Ground-Source | WBAHP: Heat Pump Packaged Unit | Heat Pump | 460 | 3 |  |  |  | Dual-Speed |  |  |  | 62700 | 3317 | 18.9 | 13.4 | 47900 | 3694 | 3.8 | 3.1 | Non Federally-Regulated | 11/13/2018 |  | 10/28/2019
AAON, Inc. | AAON, Inc. | WH-060-A-H-ACAC-C0-10-100-A |  | Ground-Source | WBAHP: Heat Pump Packaged Unit | Heat Pump | 265 | 1 |  |  |  | Single-Speed |  |  |  | 61200 | 4000 | 15.3 | 13.4 | 47900 | 3694 | 3.8 | 3.1 | Non Federally-Regulated | 11/13/2018 |  | 10/28/2019
AAON, Inc. | AAON, Inc. | WH-060-A-H-DCAC-C0-10-200-A |  | Ground-Source | WBAHP: Heat Pump Packaged Unit | Heat Pump | 265 | 1 |  |  |  | Dual-Speed |  |  |  | 62700 | 3317 | 18.9 | 13.4 | 47900 | 3694 | 3.8 | 3.1 | Non Federally-Regulated | 11/13/2018 |  | 10/28/2019
AAON, Inc. | AAON, Inc. | WV-006-A-H-ACAC-C0-10-200-A |  | Ground-Source | WBAHP: Heat Pump Packaged Unit | Heat Pump | 265 | 1 |  |  |  | Single-Speed |  |  |  | 6300 | 346 | 18.2 | 13.4 | 5200 | 371 | 4.1 | 3.1 | Non Federally-Regulated | 11/13/2018 |  | 10/28/2019
AAON, Inc. | AAON, Inc. | WV-006-B-H-ACAC-C0-10-200-A |  | Ground-Source | WBAHP: Heat Pump Packaged Unit | Heat Pump | 115 | 1 |  |  |  | Single-Speed |  |  |  | 6300 | 346 | 18.2 | 13.4 | 5200 | 371 | 4.1 | 3.1 | Non Federally-Regulated | 11/13/2018 |  | 10/28/2019
AAON, Inc. | AAON, Inc. | WV-015-1-H-ACAC-C0-10-100-A |  | Ground-Source | WBAHP: Heat Pump Packaged Unit | Heat Pump | 208 | 1 |  |  |  | Single-Speed |  |  |  | 14500 | 843 | 17.2 | 13.4 | 10500 | 992 | 3.1 | 3.1 | Non Federally-Regulated | 11/13/2018 |  | 10/28/2019
AAON, Inc. | AAON, Inc. | WV-015-1-H-ACAC-C0-10-200-A |  | Ground-Source | WBAHP: Heat Pump Packaged Unit | Heat Pump | 208 | 1 |  |  |  | Single-Speed |  |  |  | 14800 | 778 | 19 | 13.4 | 11300 | 974 | 3.4 | 3.1 | Non Federally-Regulated | 11/13/2018 |  | 10/28/2019
AAON, Inc. | AAON, Inc. | WV-015-A-H-ACAC-C0-10-100-A |  | Ground-Source | WBAHP: Heat Pump Packaged Unit | Heat Pump | 265 | 1 |  |  |  | Single-Speed |  |  |  | 14500 | 843 | 17.2 | 13.4 | 10500 | 992 | 3.1 | 3.1 | Non Federally-Regulated | 11/14/2018 |  | 10/28/2019
AAON, Inc. | AAON, Inc. | WV-015-A-H-ACAC-C0-10-200-A |  | Ground-Source | WBAHP: Heat Pump Packaged Unit | Heat Pump | 265 | 1 |  |  |  | Single-Speed |  |  |  | 14800 | 778 | 19 | 13.4 | 11300 | 974 | 3.4 | 3.1 | Non Federally-Regulated | 11/13/2018 |  | 10/28/2019
AAON, Inc. | AAON, Inc. | WV-016-1-H-ACAC-C0-10-100-A |  | Ground-Source | WBAHP: Heat Pump Packaged Unit | Heat Pump | 208 | 1 |  |  |  | Single-Speed |  |  |  | 14800 | 822 | 18 | 13.4 | 10600 | 1002 | 3.1 | 3.1 | Non Federally-Regulated | 11/14/2018 |  | 10/28/2019
AAON, Inc. | AAON, Inc. | WV-016-A-H-ACAC-C0-10-100-A |  | Ground-Source | WBAHP: Heat Pump Packaged Unit | Heat Pump | 265 | 1 |  |  |  | Single-Speed |  |  |  | 14800 | 822 | 18 | 13.4 | 10600 | 1002 | 3.1 | 3.1 | Non Federally-Regulated | 11/13/2018 |  | 10/28/2019
AAON, Inc. | AAON, Inc. | WV-016-A-H-ACAC-C0-10-200-A |  | Ground-Source | WBAHP: Heat Pump Packaged Unit | Heat Pump | 265 | 1 |  |  |  | Single-Speed |  |  |  | 15100 | 755 | 20 | 13.4 | 11400 | 982 | 3.4 | 3.1 | Non Federally-Regulated | 11/13/2018 |  | 10/28/2019
AAON, Inc. | AAON, Inc. | WV-036-1-H-DCAC-C0-10-D00-A |  | Ground-Source | WBAHP: Heat Pump Packaged Unit | Heat Pump | 208 | 1 |  |  |  | Dual-Speed |  |  |  | 38500 | 2264 | 17 | 13.4 | 29100 | 2436 | 3.5 | 3.1 | Non Federally-Regulated | 09/27/2019 |  | 10/28/2019
AAON, Inc. | AAON, Inc. | WV-048-1-H-DCAC-C0-10-D00-A |  | Ground-Source | WBAHP: Heat Pump Packaged Unit | Heat Pump | 208 | 1 |  |  |  | Dual-Speed |  |  |  | 49000 | 2969 | 16.5 | 13.4 | 39800 | 3332 | 3.5 | 3.1 | Non Federally-Regulated | 09/27/2019 |  | 10/28/2019
AAON, Inc. | AAON, Inc. | WV-060-1-H-ACAC-C0-10-100-A |  | Ground-Source | WBAHP: Heat Pump Packaged Unit | Heat Pump | 208 | 1 |  |  |  | Single-Speed |  |  |  | 61100 | 3795 | 16.1 | 13.4 | 46800 | 3516 | 3.9 | 3.1 | Non Federally-Regulated | 11/13/2018 |  | 10/28/2019
AAON, Inc. | AAON, Inc. | WV-060-1-H-ACAC-C0-10-200-A |  | Ground-Source | WBAHP: Heat Pump Packaged Unit | Heat Pump | 208 | 1 |  |  |  | Single-Speed |  |  |  | 62000 | 3583 | 17.3 | 13.4 | 51000 | 3321 | 4.5 | 3.1 | Non Federally-Regulated | 11/13/2018 |  | 10/28/2019
AAON, Inc. | AAON, Inc. | WV-060-1-H-DCAC-C0-10-D00-A |  | Ground-Source | WBAHP: Heat Pump Packaged Unit | Heat Pump | 208 | 1 |  |  |  | Dual-Speed |  |  |  | 59000 | 3806 | 15.5 | 13.4 | 49100 | 3597 | 4 | 3.1 | Non Federally-Regulated | 09/27/2019 |  | 10/28/2019
AAON, Inc. | AAON, Inc. | WV-060-2-H-ACAC-C0-10-100-A |  | Ground-Source | WBAHP: Heat Pump Packaged Unit | Heat Pump | 208 | 3 |  |  |  | Single-Speed |  |  |  | 61100 | 3795 | 16.1 | 13.4 | 46800 | 3516 | 3.9 | 3.1 | Non Federally-Regulated | 11/13/2018 |  | 10/28/2019
AAON, Inc. | AAON, Inc. | WV-060-3-H-ACAC-C0-10-100-A |  | Ground-Source | WBAHP: Heat Pump Packaged Unit | Heat Pump | 460 | 3 |  |  |  | Single-Speed |  |  |  | 61100 | 3795 | 16.1 | 13.4 | 46800 | 3516 | 3.9 | 3.1 | Non Federally-Regulated | 11/13/2018 |  | 10/28/2019
AAON, Inc. | AAON, Inc. | WV-060-3-H-ACAC-C0-10-200-A |  | Ground-Source | WBAHP: Heat Pump Packaged Unit | Heat Pump | 460 | 3 |  |  |  | Single-Speed |  |  |  | 62000 | 3583 | 17.3 | 13.4 | 51000 | 3321 | 4.5 | 3.1 | Non Federally-Regulated | 11/13/2018 |  | 10/28/2019
AAON, Inc. | AAON, Inc. | WV-060-3-H-DCAC-C0-10-200-A |  | Ground-Source | WBAHP: Heat Pump Packaged Unit | Heat Pump | 460 | 3 |  |  |  | Dual-Speed |  |  |  | 59300 | 3683 | 16.1 | 13.4 | 43000 | 3231 | 3.9 | 3.1 | Non Federally-Regulated | 11/13/2018 |  | 10/28/2019
AAON, Inc. | AAON, Inc. | WV-060-A-H-ACAC-C0-10-100-A |  | Ground-Source | WBAHP: Heat Pump Packaged Unit | Heat Pump | 265 | 1 |  |  |  | Single-Speed |  |  |  | 61100 | 3795 | 16.1 | 13.4 | 46800 | 3516 | 3.9 | 3.1 | Non Federally-Regulated | 11/13/2018 |  | 10/28/2019
AAON, Inc. | AAON, Inc. | WV-060-A-H-ACAC-C0-10-200-A |  | Ground-Source | WBAHP: Heat Pump Packaged Unit | Heat Pump | 265 | 1 |  |  |  | Single-Speed |  |  |  | 62000 | 3583 | 17.3 | 13.4 | 51000 | 3321 | 4.5 | 3.1 | Non Federally-Regulated | 11/28/2018 |  | 10/28/2019
AAON, Inc. | AAON, Inc. | WV-060-A-H-DCAC-C0-10-200-A |  | Ground-Source | WBAHP: Heat Pump Packaged Unit | Heat Pump | 265 | 1 |  |  |  | Dual-Speed |  |  |  | 59300 | 3683 | 16.1 | 13.4 | 43000 | 3231 | 3.9 | 3.1 | Non Federally-Regulated | 11/13/2018 |  | 10/28/2019
AAON, Inc. | AAON, Inc. | WV-060-A-H-DCAC-C0-10-D00-A |  | Ground-Source | WBAHP: Heat Pump Packaged Unit | Heat Pump | 265 | 1 |  |  |  | Dual-Speed |  |  |  | 61500 | 3639 | 16.9 | 13.4 | 49600 | 3461 | 4.2 | 3.1 | Non Federally-Regulated | 09/27/2019 |  | 10/28/2019
Waterfurnace International, Inc. | MAGNOLIA PLUS | 12(1,2)A072 |  | Water-Source | WBAHP: Heat Pump Packaged Unit | Heat Pump | 208 | 1 |  |  |  | Dual-Speed |  |  |  | 64400 | 4472 | 14.4 | 11.2 | 82800 | 5392 | 4.5 | 4.2 | Federally-Regulated Commercial & Industrial Equipment | 09/18/2019 |  | 10/28/2019
Waterfurnace International, Inc. | MAGNOLIA PLUS | 12(1,2)A048 |  | Water-Source | WBAHP: Heat Pump Packaged Unit | Heat Pump | 208 | 1 |  |  |  | Dual-Speed |  |  |  | 46500 | 3141 | 14.8 | 11.2 | 53900 | 3290 | 4.8 | 4.2 | Federally-Regulated Commercial & Industrial Equipment | 09/18/2019 |  | 10/28/2019
Waterfurnace International, Inc. | MAGNOLIA PLUS | 12(1,2)A048 |  | Ground-Water-Source | WBAHP: Heat Pump Packaged Unit | Heat Pump | 208 | 1 |  |  |  | Dual-Speed |  |  |  | 52300 | 2399 | 21.8 | 16.2 | 45000 | 3067 | 4.3 | 3.6 | Non Federally-Regulated | 09/18/2019 |  | 10/28/2019
Waterfurnace International, Inc. | MAGNOLIA PLUS | 12(1,2)A048 |  | Ground-Source | WBAHP: Heat Pump Packaged Unit | Heat Pump | 208 | 1 |  |  |  | Dual-Speed |  |  |  | 49000 | 3043 | 16.1 | 13.4 | 36000 | 2851 | 3.7 | 3.1 | Non Federally-Regulated | 09/18/2019 |  | 10/28/2019
Waterfurnace International, Inc. | MAGNOLIA PLUS | 12(1,2)A036 |  | Water-Source | WBAHP: Heat Pump Packaged Unit | Heat Pump | 208 | 1 |  |  |  | Dual-Speed |  |  |  | 33700 | 2496 | 13.5 | 11.2 | 42500 | 2650 | 4.7 | 4.2 | Federally-Regulated Commercial & Industrial Equipment | 09/18/2019 |  | 10/28/2019
Waterfurnace International, Inc. | MAGNOLIA PLUS | 12(1,2)A036 |  | Ground-Water-Source | WBAHP: Heat Pump Packaged Unit | Heat Pump | 208 | 1 |  |  |  | Dual-Speed |  |  |  | 38000 | 1928 | 19.7 | 16.2 | 35500 | 2477 | 4.2 | 3.6 | Non Federally-Regulated | 09/18/2019 |  | 10/28/2019
Waterfurnace International, Inc. | MAGNOLIA PLUS | 12(1,2)A036 |  | Ground-Source | WBAHP: Heat Pump Packaged Unit | Heat Pump | 208 | 1 |  |  |  | Dual-Speed |  |  |  | 35100 | 2264 | 15.5 | 13.4 | 26000 | 2116 | 3.6 | 3.1 | Non Federally-Regulated | 09/18/2019 |  | 10/28/2019
Waterfurnace International, Inc. | MAGNOLIA PLUS | 12(1,2)A024 |  | Water-Source | WBAHP: Heat Pump Packaged Unit | Heat Pump | 208 | 1 |  |  |  | Dual-Speed |  |  |  | 22000 | 1582 | 13.9 | 11.2 | 28300 | 1692 | 4.9 | 4.2 | Federally-Regulated Commercial & Industrial Equipment | 09/18/2019 |  | 10/28/2019
Waterfurnace International, Inc. | MAGNOLIA PLUS | 12(1,2)A024 |  | Ground-Water-Source | WBAHP: Heat Pump Packaged Unit | Heat Pump | 208 | 1 |  |  |  | Dual-Speed |  |  |  | 25100 | 1218 | 20.6 | 16.2 | 23500 | 1565 | 4.4 | 3.6 | Non Federally-Regulated | 09/18/2019 |  | 10/28/2019
Waterfurnace International, Inc. | MAGNOLIA PLUS | 12(1,2)A024 |  | Ground-Source | WBAHP: Heat Pump Packaged Unit | Heat Pump | 208 | 1 |  |  |  | Dual-Speed |  |  |  | 23100 | 1480 | 15.6 | 13.4 | 18900 | 1457 | 3.8 | 3.1 | Non Federally-Regulated | 09/18/2019 |  | 10/28/2019
AAON, Inc. | AAON, Inc. | M2-005-1-H-DCAC-S0-10-000-A |  | Ground-Source | WBAHP: Heat Pump Packaged Unit | Both Heat Pump and Electric Re | 208 | 1 |  |  |  | Single-Speed |  |  |  | 57900 | 3181 | 18.2 | 13.4 | 40200 | 3184 | 3.7 | 3.1 | Non Federally-Regulated | 11/13/2018 |  | 10/28/2019
AAON, Inc. | AAON, Inc. | M2-005-2-H-DCAC-S0-10-000-A |  | Ground-Source | WBAHP: Heat Pump Packaged Unit | Both Heat Pump and Electric Re | 208 | 3 |  |  |  | Single-Speed |  |  |  | 57900 | 3181 | 18.2 | 13.4 | 40200 | 3184 | 3.7 | 3.1 | Non Federally-Regulated | 11/13/2018 |  | 10/28/2019
AAON, Inc. | AAON, Inc. | M2-005-3-H-DCAC-S0-10-000-A |  | Ground-Source | WBAHP: Heat Pump Packaged Unit | Both Heat Pump and Electric Re | 460 | 3 |  |  |  | Single-Speed |  |  |  | 57900 | 3181 | 18.2 | 13.4 | 40200 | 3184 | 3.7 | 3.1 | Non Federally-Regulated | 11/14/2018 |  | 10/28/2019
AAON, Inc. | AAON, Inc. | M2-005-4-H-DCAC-S0-10-000-A |  | Ground-Source | WBAHP: Heat Pump Packaged Unit | Both Heat Pump and Electric Re | 575 | 3 |  |  |  | Single-Speed |  |  |  | 57900 | 3181 | 18.2 | 13.4 | 40200 | 3184 | 3.7 | 3.1 | Non Federally-Regulated | 11/14/2018 |  | 10/28/2019
AAON, Inc. | AAON, Inc. | RN-006-2-0-ACAY-C0-10-000-A |  | Ground-Source | WBAHP: Heat Pump Packaged Unit | Both Heat Pump and Electric Re | 208 | 3 |  |  |  | Single-Speed |  |  |  | 62000 | 3647 | 17 | 13.4 | 45000 | 3878 | 3.4 | 3.1 | Non Federally-Regulated | 11/13/2018 |  | 10/28/2019
AAON, Inc. | AAON, Inc. | RN-006-2-0-BCAY-V0-10-000-A |  | Ground-Source | WBAHP: Heat Pump Packaged Unit | Both Heat Pump and Electric Re | 208 | 3 |  |  |  | Single-Speed |  |  |  | 58000 | 3473 | 16.7 | 13.4 | 39000 | 3361 | 3.4 | 3.1 | Non Federally-Regulated | 11/13/2018 |  | 10/28/2019
AAON, Inc. | AAON, Inc. | RN-006-3-0-ACAY-C0-10-000-A |  | Ground-Source | WBAHP: Heat Pump Packaged Unit | Both Heat Pump and Electric Re | 460 | 3 |  |  |  | Single-Speed |  |  |  | 62000 | 3647 | 17 | 13.4 | 45000 | 3878 | 3.4 | 3.1 | Non Federally-Regulated | 11/13/2018 |  | 10/28/2019
AAON, Inc. | AAON, Inc. | RN-006-3-0-BCAY-V0-10-000-A |  | Ground-Source | WBAHP: Heat Pump Packaged Unit | Both Heat Pump and Electric Re | 460 | 3 |  |  |  | Single-Speed |  |  |  | 58000 | 3473 | 16.7 | 13.4 | 39000 | 3361 | 3.4 | 3.1 | Non Federally-Regulated | 11/13/2018 |  | 10/28/2019
AAON, Inc. | AAON, Inc. | RN-006-4-0-ACAY-C0-10-000-A |  | Ground-Source | WBAHP: Heat Pump Packaged Unit | Both Heat Pump and Electric Re | 575 | 3 |  |  |  | Single-Speed |  |  |  | 62000 | 3647 | 17 | 13.4 | 45000 | 3878 | 3.4 | 3.1 | Non Federally-Regulated | 11/13/2018 |  | 10/28/2019
AAON, Inc. | AAON, Inc. | RN-006-4-0-BCAY-V0-10-000-A |  | Ground-Source | WBAHP: Heat Pump Packaged Unit | Both Heat Pump and Electric Re | 575 | 3 |  |  |  | Single-Speed |  |  |  | 58000 | 3473 | 16.7 | 13.4 | 39000 | 3361 | 3.4 | 3.1 | Non Federally-Regulated | 11/13/2018 |  | 10/28/2019
FHP Manufacturing Company | Bryant | GP036V/H/C******1**1 |  | Water-Source | WBAHP: Heat Pump Packaged Unit | Heat Pump | 208 | 1 |  |  |  | Dual-Speed |  |  |  | 36000 | 2571 | 14 | 11.2 | 43000 | 2897 | 4.4 | 4.2 | Federally-Regulated Commercial & Industrial Equipment | 05/13/2019 |  | 10/29/2019
FHP Manufacturing Company | Bryant | GP036V/H/C******1**1 |  | Ground-Water-Source | WBAHP: Heat Pump Packaged Unit | Heat Pump | 208 | 1 |  |  |  | Dual-Speed |  |  |  | 42000 | 1976 | 21.25 | 16.2 | 36000 | 2512 | 4.2 | 3.6 | Non Federally-Regulated | 05/13/2019 |  | 10/29/2019
FHP Manufacturing Company | Bryant | GP036V/H/C******1**1 |  | Ground-Source | WBAHP: Heat Pump Packaged Unit | Heat Pump | 208 | 1 |  |  |  | Dual-Speed |  |  |  | 38000 | 2420 | 15.7 | 13.4 | 28000 | 2279 | 3.6 | 3.1 | Non Federally-Regulated | 05/13/2019 |  | 10/29/2019
FHP Manufacturing Company | FHP | ES035-4CF/HZ/VT*-*****A |  | Water-Source | WBAHP: Heat Pump Packaged Unit | Heat Pump | 460 | 3 |  |  |  | Dual-Speed |  |  |  | 36000 | 2465 | 14.6 | 11.2 | 43000 | 2625 | 4.8 | 4.2 | Federally-Regulated Commercial & Industrial Equipment | 11/28/2018 |  | 10/29/2019
FHP Manufacturing Company | FHP | ES035-4CF/HZ/VT*-*****A |  | Ground-Water-Source | WBAHP: Heat Pump Packaged Unit | Heat Pump | 460 | 3 |  |  |  | Dual-Speed |  |  |  | 42000 | 1944 | 21.6 | 16.2 | 36000 | 2512 | 4.2 | 3.6 | Non Federally-Regulated | 11/28/2018 |  | 10/29/2019
FHP Manufacturing Company | FHP | ES035-4CF/HZ/VT*-*****A |  | Ground-Source | WBAHP: Heat Pump Packaged Unit | Heat Pump | 460 | 3 |  |  |  | Dual-Speed |  |  |  | 38000 | 2209 | 17.2 | 13.4 | 28000 | 2159 | 3.8 | 3.1 | Non Federally-Regulated | 11/28/2018 |  | 10/29/2019
FHP Manufacturing Company | FHP | ES035-3CF/HZ/VT*-*****A |  | Water-Source | WBAHP: Heat Pump Packaged Unit | Heat Pump | 208 | 3 |  |  |  | Dual-Speed |  |  |  | 36000 | 2571 | 14 | 11.2 | 43000 | 2739 | 4.6 | 4.2 | Federally-Regulated Commercial & Industrial Equipment | 05/13/2019 |  | 10/29/2019
FHP Manufacturing Company | FHP | ES035-3CF/HZ/VT*-*****A |  | Ground-Water-Source | WBAHP: Heat Pump Packaged Unit | Heat Pump | 208 | 3 |  |  |  | Dual-Speed |  |  |  | 42000 | 2009 | 20.9 | 16.2 | 36000 | 2512 | 4.2 | 3.6 | Non Federally-Regulated | 05/13/2019 |  | 10/29/2019
FHP Manufacturing Company | FHP | ES035-3CF/HZ/VT*-*****A |  | Ground-Source | WBAHP: Heat Pump Packaged Unit | Heat Pump | 208 | 3 |  |  |  | Dual-Speed |  |  |  | 38000 | 2420 | 15.7 | 13.4 | 28000 | 2311 | 3.6 | 3.1 | Non Federally-Regulated | 05/13/2019 |  | 10/29/2019
FHP Manufacturing Company | FHP | ES035-1CF/HZ/VT*-*****A |  | Water-Source | WBAHP: Heat Pump Packaged Unit | Heat Pump | 208 | 1 |  |  |  | Dual-Speed |  |  |  | 36000 | 2465 | 14.6 | 11.2 | 43000 | 2625 | 4.8 | 4.2 | Federally-Regulated Commercial & Industrial Equipment | 05/26/2016 |  | 10/29/2019
FHP Manufacturing Company | FHP | ES035-1CF/HZ/VT*-*****A |  | Ground-Water-Source | WBAHP: Heat Pump Packaged Unit | Heat Pump | 208 | 1 |  |  |  | Dual-Speed |  |  |  | 42000 | 1944 | 21.6 | 16.2 | 36000 | 2512 | 4.2 | 3.6 | Non Federally-Regulated | 05/26/2016 |  | 10/29/2019
FHP Manufacturing Company | FHP | ES035-1CF/HZ/VT*-*****A |  | Ground-Source | WBAHP: Heat Pump Packaged Unit | Heat Pump | 208 | 1 |  |  |  | Dual-Speed |  |  |  | 38000 | 2209 | 17.2 | 13.4 | 28000 | 2159 | 3.8 | 3.1 | Non Federally-Regulated | 05/26/2016 |  | 10/29/2019
FHP Manufacturing Company | GEOEXCEL | ES035-4CF/HZ/VT*-*****A |  | Water-Source | WBAHP: Heat Pump Packaged Unit | Heat Pump | 460 | 3 |  |  |  | Dual-Speed |  |  |  | 36000 | 2465 | 14.6 | 11.2 | 43000 | 2625 | 4.8 | 4.2 | Federally-Regulated Commercial & Industrial Equipment | 05/28/2019 |  | 10/29/2019
FHP Manufacturing Company | GEOEXCEL | ES035-4CF/HZ/VT*-*****A |  | Ground-Water-Source | WBAHP: Heat Pump Packaged Unit | Heat Pump | 460 | 3 |  |  |  | Dual-Speed |  |  |  | 42000 | 1944 | 21.6 | 16.2 | 36000 | 2512 | 4.2 | 3.6 | Non Federally-Regulated | 05/28/2019 |  | 10/29/2019
FHP Manufacturing Company | GEOEXCEL | ES035-4CF/HZ/VT*-*****A |  | Ground-Source | WBAHP: Heat Pump Packaged Unit | Heat Pump | 460 | 3 |  |  |  | Dual-Speed |  |  |  | 38000 | 2209 | 17.2 | 13.4 | 28000 | 2159 | 3.8 | 3.1 | Non Federally-Regulated | 05/28/2019 |  | 10/29/2019
FHP Manufacturing Company | GEOEXCEL | ES035-3CF/HZ/VT*-*****A |  | Water-Source | WBAHP: Heat Pump Packaged Unit | Heat Pump | 208 | 3 |  |  |  | Dual-Speed |  |  |  | 36000 | 2571 | 14 | 11.2 | 43000 | 2739 | 4.6 | 4.2 | Federally-Regulated Commercial & Industrial Equipment | 05/28/2019 |  | 10/29/2019
FHP Manufacturing Company | GEOEXCEL | ES035-3CF/HZ/VT*-*****A |  | Ground-Water-Source | WBAHP: Heat Pump Packaged Unit | Heat Pump | 208 | 3 |  |  |  | Dual-Speed |  |  |  | 42000 | 2009 | 20.9 | 16.2 | 36000 | 2512 | 4.2 | 3.6 | Non Federally-Regulated | 05/28/2019 |  | 10/29/2019
FHP Manufacturing Company | GEOEXCEL | ES035-3CF/HZ/VT*-*****A |  | Ground-Source | WBAHP: Heat Pump Packaged Unit | Heat Pump | 208 | 3 |  |  |  | Dual-Speed |  |  |  | 38000 | 2420 | 15.7 | 13.4 | 28000 | 2311 | 3.6 | 3.1 | Non Federally-Regulated | 05/28/2019 |  | 10/29/2019
FHP Manufacturing Company | GEOEXCEL | ES035-1CF/HZ/VT*-*****A |  | Water-Source | WBAHP: Heat Pump Packaged Unit | Heat Pump | 208 | 1 |  |  |  | Dual-Speed |  |  |  | 36000 | 2465 | 14.6 | 11.2 | 43000 | 2625 | 4.8 | 4.2 | Federally-Regulated Commercial & Industrial Equipment | 05/28/2019 |  | 10/29/2019
FHP Manufacturing Company | GEOEXCEL | ES035-1CF/HZ/VT*-*****A |  | Ground-Water-Source | WBAHP: Heat Pump Packaged Unit | Heat Pump | 208 | 1 |  |  |  | Dual-Speed |  |  |  | 42000 | 1944 | 21.6 | 16.2 | 36000 | 2512 | 4.2 | 3.6 | Non Federally-Regulated | 05/28/2019 |  | 10/29/2019
FHP Manufacturing Company | GEOEXCEL | ES035-1CF/HZ/VT*-*****A |  | Ground-Source | WBAHP: Heat Pump Packaged Unit | Heat Pump | 208 | 1 |  |  |  | Dual-Speed |  |  |  | 38000 | 2209 | 17.2 | 13.4 | 28000 | 2159 | 3.8 | 3.1 | Non Federally-Regulated | 05/28/2019 |  | 10/29/2019
Addison Products | Addison Products | VWY072-4A |  | Water-Source | WBAHP: Heat Pump Packaged Unit | Heat Pump | 460 | 3 |  |  | No Match | No Match |  |  |  | 75000 | 6000 | 12.5 | 9 | 85200 | 5547 | 4.5 | 3.8 | Federally-Regulated Commercial & Industrial Equipment | 11/14/2000 |  | 11/27/2019
Addison Products | Addison Products | HPY048-1A |  | Water-Source | WBAHP: Heat Pump Packaged Unit | Heat Pump | 230 | 1 |  |  | No Match | No Match |  |  |  | 49200 | 3967 | 12.4 | 10 | 61900 | 4030 | 4.5 |  | Federally-Regulated Commercial & Industrial Equipment | 11/14/2000 |  | 11/27/2019
Addison Products | Addison Products | HWY015-1A |  | Water-Source | WBAHP: Heat Pump Packaged Unit | Heat Pump | 230 | 1 |  |  | No Match | No Match |  |  |  | 15100 | 1324 | 11.4 | 10 | 20900 | 1458 | 4.2 |  | Federally-Regulated Commercial & Industrial Equipment | 11/17/1999 |  | 11/27/2019
Addison Products | Addison Products | HGY009-1A |  | Water-Source | WBAHP: Heat Pump Packaged Unit | Heat Pump | 208 | 1 |  |  | No Match | No Match |  |  |  | 9150 | 698 | 13.1 | 10 | 11890 | 710 | 4.9 |  | Federally-Regulated Commercial & Industrial Equipment | 11/14/2000 |  | 11/27/2019
Addison Products | Addison Products | HPY007-8A |  | Water-Source | WBAHP: Heat Pump Packaged Unit | Heat Pump | 265 | 1 |  |  | No Match | No Match |  |  |  | 7600 | 633 | 12 | 10 | 10100 | 657 | 4.5 |  | Federally-Regulated Commercial & Industrial Equipment | 11/14/2000 |  | 11/27/2019
Addison Products | Addison Products | VWY030-3A |  | Water-Source | WBAHP: Heat Pump Packaged Unit | Heat Pump | 208 | 3 |  |  | No Match | No Match |  |  |  | 32000 | 2500 | 12.8 | 10 | 42300 | 2816 | 4.4 |  | Federally-Regulated Commercial & Industrial Equipment | 11/14/2000 |  | 11/27/2019
Addison Products | Addison Products | VWY012-1A |  | Water-Source | WBAHP: Heat Pump Packaged Unit | Heat Pump | 230 | 1 |  |  | No Match | No Match |  |  |  | 11300 | 830 | 13.6 | 10 | 15100 | 921 | 4.8 |  | Federally-Regulated Commercial & Industrial Equipment | 05/19/2000 |  | 11/27/2019
Addison Products | Addison Products | VPY024-1A |  | Water-Source | WBAHP: Heat Pump Packaged Unit | Heat Pump | 208 | 1 |  |  | No Match | No Match |  |  |  | 24300 | 1748 | 13.9 | 10 | 30500 | 1901 | 4.7 |  | Federally-Regulated Commercial & Industrial Equipment | 11/14/2000 |  | 11/27/2019
Addison Products | Addison Products | HPY048-3A |  | Water-Source | WBAHP: Heat Pump Packaged Unit | Heat Pump | 230 | 3 |  |  | No Match | No Match |  |  |  | 49200 | 3967 | 12.4 | 10 | 61900 | 4030 | 4.5 |  | Federally-Regulated Commercial & Industrial Equipment | 11/14/2000 |  | 11/27/2019
Addison Products | Addison Products | VWY042-3A |  | Water-Source | WBAHP: Heat Pump Packaged Unit | Heat Pump | 230 | 3 |  |  | No Match | No Match |  |  |  | 43600 | 3353 | 13 | 10 | 53000 | 3450 | 4.5 |  | Federally-Regulated Commercial & Industrial Equipment | 05/19/2000 |  | 11/27/2019
Addison Products | Addison Products | HWY060-1A |  | Water-Source | WBAHP: Heat Pump Packaged Unit | Heat Pump | 208 | 1 |  |  | No Match | No Match |  |  |  | 60700 | 4598 | 13.2 | 10 | 78700 | 4906 | 4.7 |  | Federally-Regulated Commercial & Industrial Equipment | 11/14/2000 |  | 11/27/2019
Addison Products | Addison Products | HPY030-3A |  | Water-Source | WBAHP: Heat Pump Packaged Unit | Heat Pump | 208 | 3 |  |  | No Match | No Match |  |  |  | 32000 | 2580 | 12.4 | 10 | 42300 | 2882 | 4.3 |  | Federally-Regulated Commercial & Industrial Equipment | 03/18/2002 |  | 11/27/2019
Addison Products | Addison Products | HGY009-0A |  | Water-Source | WBAHP: Heat Pump Packaged Unit | Heat Pump | 115 | 1 |  |  | No Match | No Match |  |  |  | 9150 | 698 | 13.1 | 10 | 11890 | 710 | 4.9 |  | Federally-Regulated Commercial & Industrial Equipment | 11/14/2000 |  | 11/27/2019
Addison Products | Addison Products | HGY018-1A |  | Water-Source | WBAHP: Heat Pump Packaged Unit | Heat Pump | 230 | 1 |  |  | No Match | No Match |  |  |  | 17600 | 1323 | 13.3 | 10 | 23000 | 1321 | 5.1 |  | Federally-Regulated Commercial & Industrial Equipment | 03/22/2001 |  | 11/27/2019
Addison Products | Addison Products | HWY036-1A |  | Water-Source | WBAHP: Heat Pump Packaged Unit | Heat Pump | 208 | 1 |  |  | No Match | No Match |  |  |  | 34400 | 2474 | 13.9 | 10 | 42700 | 2606 | 4.8 |  | Federally-Regulated Commercial & Industrial Equipment | 11/14/2000 |  | 11/27/2019
Addison Products | Addison Products | HGY060-3A |  | Water-Source | WBAHP: Heat Pump Packaged Unit | Heat Pump | 208 | 3 |  |  | No Match | No Match |  |  |  | 60700 | 4598 | 13.2 | 10 | 78700 | 4906 | 4.7 |  | Federally-Regulated Commercial & Industrial Equipment | 11/14/2000 |  | 11/27/2019
Addison Products | Addison Products | HPY042-4A |  | Water-Source | WBAHP: Heat Pump Packaged Unit | Heat Pump | 460 | 3 |  |  | No Match | No Match |  |  |  | 43100 | 3265 | 13.2 | 10 | 52500 | 3418 | 4.5 |  | Federally-Regulated Commercial & Industrial Equipment | 11/14/2000 |  | 11/27/2019
Addison Products | Addison Products | VWY042-1A |  | Water-Source | WBAHP: Heat Pump Packaged Unit | Heat Pump | 208 | 1 |  |  | No Match | No Match |  |  |  | 43100 | 3265 | 13.2 | 10 | 52600 | 3424 | 4.5 |  | Federally-Regulated Commercial & Industrial Equipment | 05/19/2000 |  | 11/27/2019
Addison Products | Addison Products | HWY072-3A |  | Water-Source | WBAHP: Heat Pump Packaged Unit | Heat Pump | 208 | 3 |  |  | No Match | No Match |  |  |  | 75000 | 6000 | 12.5 | 9 | 85200 | 5547 | 4.5 | 3.8 | Federally-Regulated Commercial & Industrial Equipment | 11/14/2000 |  | 11/27/2019
Addison Products | Addison Products | HGY030-1A |  | Water-Source | WBAHP: Heat Pump Packaged Unit | Heat Pump | 208 | 1 |  |  | No Match | No Match |  |  |  | 32000 | 2500 | 12.8 | 10 | 42300 | 2816 | 4.4 |  | Federally-Regulated Commercial & Industrial Equipment | 11/14/2000 |  | 11/27/2019
Addison Products | Addison Products | HGY007-1A |  | Water-Source | WBAHP: Heat Pump Packaged Unit | Heat Pump | 230 | 1 |  |  | No Match | No Match |  |  |  | 7600 | 589 | 12.9 | 10 | 10100 | 657 | 4.5 |  | Federally-Regulated Commercial & Industrial Equipment | 07/16/2001 |  | 11/27/2019
Addison Products | Addison Products | VPY018-8A |  | Water-Source | WBAHP: Heat Pump Packaged Unit | Heat Pump | 265 | 1 |  |  | No Match | No Match |  |  |  | 17600 | 1303 | 13.5 | 10 | 23000 | 1321 | 5.1 |  | Federally-Regulated Commercial & Industrial Equipment | 03/22/2001 |  | 11/27/2019
Addison Products | Addison Products | VWY030-3A |  | Water-Source | WBAHP: Heat Pump Packaged Unit | Heat Pump | 230 | 3 |  |  | No Match | No Match |  |  |  | 32000 | 2500 | 12.8 | 10 | 42300 | 2882 | 4.3 |  | Federally-Regulated Commercial & Industrial Equipment | 11/14/2000 |  | 11/27/2019
Addison Products | Addison Products | HGY036-3A |  | Water-Source | WBAHP: Heat Pump Packaged Unit | Heat Pump | 230 | 3 |  |  | No Match | No Match |  |  |  | 34400 | 2510 | 13.7 | 10 | 42700 | 2606 | 4.8 |  | Federally-Regulated Commercial & Industrial Equipment | 11/14/2000 |  | 11/27/2019
Addison Products | Addison Products | HWY042-3A |  | Water-Source | WBAHP: Heat Pump Packaged Unit | Heat Pump | 208 | 3 |  |  | No Match | No Match |  |  |  | 43100 | 3265 | 13.2 | 10 | 52500 | 3418 | 4.5 |  | Federally-Regulated Commercial & Industrial Equipment | 11/14/2000 |  | 11/27/2019
Addison Products | Addison Products | VWY054-1A |  | Water-Source | WBAHP: Heat Pump Packaged Unit | Heat Pump | 230 | 1 |  |  | No Match | No Match |  |  |  | 54200 | 4406 | 12.3 | 10 | 67300 | 4481 | 4.4 |  | Federally-Regulated Commercial & Industrial Equipment | 11/14/2000 |  | 11/27/2019
Addison Products | Addison Products | HGY018-8A |  | Water-Source | WBAHP: Heat Pump Packaged Unit | Heat Pump | 265 | 1 |  |  | No Match | No Match |  |  |  | 17600 | 1303 | 13.5 | 10 | 23000 | 1321 | 5.1 |  | Federally-Regulated Commercial & Industrial Equipment | 03/22/2001 |  | 11/27/2019
Addison Products | Addison Products | VWY042-1A |  | Water-Source | WBAHP: Heat Pump Packaged Unit | Heat Pump | 230 | 1 |  |  | No Match | No Match |  |  |  | 43600 | 3353 | 13 | 10 | 53000 | 3450 | 4.5 |  | Federally-Regulated Commercial & Industrial Equipment | 05/19/2000 |  | 11/27/2019
Addison Products | Addison Products | HWY042-1A |  | Water-Source | WBAHP: Heat Pump Packaged Unit | Heat Pump | 230 | 1 |  |  | No Match | No Match |  |  |  | 43600 | 3353 | 13 | 10 | 52500 | 3418 | 4.5 |  | Federally-Regulated Commercial & Industrial Equipment | 11/14/2000 |  | 11/27/2019
Addison Products | Addison Products | HPY009-1A |  | Water-Source | WBAHP: Heat Pump Packaged Unit | Heat Pump | 208 | 1 |  |  | No Match | No Match |  |  |  | 9150 | 698 | 13.1 | 10 | 11890 | 710 | 4.9 |  | Federally-Regulated Commercial & Industrial Equipment | 11/14/2000 |  | 11/27/2019
Addison Products | Addison Products | HWY007-0A |  | Water-Source | WBAHP: Heat Pump Packaged Unit | Heat Pump | 115 | 1 |  |  | No Match | No Match |  |  |  | 7600 | 589 | 12.9 | 10 | 10100 | 657 | 4.5 |  | Federally-Regulated Commercial & Industrial Equipment | 11/14/2000 |  | 11/27/2019
Addison Products | Addison Products | HGY042-5A |  | Water-Source | WBAHP: Heat Pump Packaged Unit | Heat Pump | 575 | 3 |  |  | No Match | No Match |  |  |  | 43100 | 3265 | 13.2 | 10 | 52500 | 3418 | 4.5 |  | Federally-Regulated Commercial & Industrial Equipment | 11/14/2000 |  | 11/27/2019
Addison Products | Addison Products | HWY030-8A |  | Water-Source | WBAHP: Heat Pump Packaged Unit | Heat Pump | 265 | 1 |  |  | No Match | No Match |  |  |  | 32000 | 2500 | 12.8 | 10 | 42300 | 2816 | 4.4 |  | Federally-Regulated Commercial & Industrial Equipment | 11/14/2000 |  | 11/27/2019
Addison Products | Addison Products | HWY072-4A |  | Water-Source | WBAHP: Heat Pump Packaged Unit | Heat Pump | 460 | 3 |  |  | No Match | No Match |  |  |  | 75000 | 6000 | 12.5 | 9 | 85200 | 5547 | 4.5 | 3.8 | Federally-Regulated Commercial & Industrial Equipment | 11/14/2000 |  | 11/27/2019
Addison Products | Addison Products | VGY054-3A |  | Water-Source | WBAHP: Heat Pump Packaged Unit | Heat Pump | 230 | 3 |  |  | No Match | No Match |  |  |  | 54200 | 4406 | 12.3 | 10 | 67300 | 4481 | 4.4 |  | Federally-Regulated Commercial & Industrial Equipment | 11/14/2000 |  | 11/27/2019
Addison Products | Addison Products | HWY048-1A |  | Water-Source | WBAHP: Heat Pump Packaged Unit | Heat Pump | 208 | 1 |  |  | No Match | No Match |  |  |  | 49200 | 3874 | 12.7 | 10 | 61900 | 4030 | 4.5 |  | Federally-Regulated Commercial & Industrial Equipment | 11/17/1999 |  | 11/27/2019
Addison Products | Addison Products | HWY042-1A |  | Water-Source | WBAHP: Heat Pump Packaged Unit | Heat Pump | 208 | 1 |  |  | No Match | No Match |  |  |  | 43100 | 3265 | 13.2 | 10 | 52500 | 3418 | 4.5 |  | Federally-Regulated Commercial & Industrial Equipment | 11/14/2000 |  | 11/27/2019
Addison Products | Addison Products | HPY009-0A |  | Water-Source | WBAHP: Heat Pump Packaged Unit | Heat Pump | 115 | 1 |  |  | No Match | No Match |  |  |  | 9150 | 698 | 13.1 | 10 | 11890 | 710 | 4.9 |  | Federally-Regulated Commercial & Industrial Equipment | 11/14/2000 |  | 11/27/2019
Addison Products | Addison Products | HPY030-4A |  | Water-Source | WBAHP: Heat Pump Packaged Unit | Heat Pump | 460 | 3 |  |  | No Match | No Match |  |  |  | 32000 | 2580 | 12.4 | 10 | 42300 | 2882 | 4.3 |  | Federally-Regulated Commercial & Industrial Equipment | 03/18/2002 |  | 11/27/2019
Addison Products | Addison Products | HPY007-0A |  | Water-Source | WBAHP: Heat Pump Packaged Unit | Heat Pump | 115 | 1 |  |  | No Match | No Match |  |  |  | 7600 | 633 | 12 | 10 | 10100 | 657 | 4.5 |  | Federally-Regulated Commercial & Industrial Equipment | 11/14/2000 |  | 11/27/2019
Addison Products | Addison Products | HGY036-8A |  | Water-Source | WBAHP: Heat Pump Packaged Unit | Heat Pump | 265 | 1 |  |  | No Match | No Match |  |  |  | 34400 | 2474 | 13.9 | 10 | 42700 | 2606 | 4.8 |  | Federally-Regulated Commercial & Industrial Equipment | 11/14/2000 |  | 11/27/2019
Addison Products | Addison Products | VGY012-1A |  | Water-Source | WBAHP: Heat Pump Packaged Unit | Heat Pump | 230 | 1 |  |  | No Match | No Match |  |  |  | 11300 | 812 | 13.9 | 10 | 13800 | 792 | 5.1 |  | Federally-Regulated Commercial & Industrial Equipment | 11/14/2000 |  | 11/27/2019
Addison Products | Addison Products | VWY054-4A |  | Water-Source | WBAHP: Heat Pump Packaged Unit | Heat Pump | 460 | 3 |  |  | No Match | No Match |  |  |  | 54200 | 4406 | 12.3 | 10 | 67300 | 4481 | 4.4 |  | Federally-Regulated Commercial & Industrial Equipment | 11/14/2000 |  | 11/27/2019
Addison Products | Addison Products | VGY018-8A |  | Water-Source | WBAHP: Heat Pump Packaged Unit | Heat Pump | 265 | 1 |  |  | No Match | No Match |  |  |  | 17600 | 1303 | 13.5 | 10 | 23000 | 1321 | 5.1 |  | Federally-Regulated Commercial & Industrial Equipment | 03/22/2001 |  | 11/27/2019
Addison Products | Addison Products | VWY036-3A |  | Water-Source | WBAHP: Heat Pump Packaged Unit | Heat Pump | 230 | 3 |  |  | No Match | No Match |  |  |  | 34400 | 2510 | 13.7 | 10 | 43300 | 2883 | 4.4 |  | Federally-Regulated Commercial & Industrial Equipment | 05/19/2000 |  | 11/27/2019
Addison Products | Addison Products | VGY012-8A |  | Water-Source | WBAHP: Heat Pump Packaged Unit | Heat Pump | 265 | 1 |  |  | No Match | No Match |  |  |  | 11290 | 806 | 14 | 10 | 13720 | 773 | 5.2 |  | Federally-Regulated Commercial & Industrial Equipment | 11/14/2000 |  | 11/27/2019
Addison Products | Addison Products | HGY030-3A |  | Water-Source | WBAHP: Heat Pump Packaged Unit | Heat Pump | 230 | 3 |  |  | No Match | No Match |  |  |  | 32000 | 2539 | 12.6 | 10 | 42300 | 2816 | 4.4 |  | Federally-Regulated Commercial & Industrial Equipment | 11/14/2000 |  | 11/27/2019
Addison Products | Addison Products | HGY024-1A |  | Water-Source | WBAHP: Heat Pump Packaged Unit | Heat Pump | 230 | 1 |  |  | No Match | No Match |  |  |  | 24300 | 1786 | 13.6 | 10 | 30600 | 1907 | 4.7 |  | Federally-Regulated Commercial & Industrial Equipment | 11/14/2000 |  | 11/27/2019
Addison Products | Addison Products | VGY036-1A |  | Water-Source | WBAHP: Heat Pump Packaged Unit | Heat Pump | 230 | 1 |  |  | No Match | No Match |  |  |  | 34400 | 2510 | 13.7 | 10 | 42700 | 2606 | 4.8 |  | Federally-Regulated Commercial & Industrial Equipment | 11/14/2000 |  | 11/27/2019
Addison Products | Addison Products | VGY030-1A |  | Water-Source | WBAHP: Heat Pump Packaged Unit | Heat Pump | 208 | 1 |  |  | No Match | No Match |  |  |  | 32000 | 2500 | 12.8 | 10 | 42300 | 2816 | 4.4 |  | Federally-Regulated Commercial & Industrial Equipment | 11/14/2000 |  | 11/27/2019
Addison Products | Addison Products | VGY072-4A |  | Water-Source | WBAHP: Heat Pump Packaged Unit | Heat Pump | 460 | 3 |  |  | No Match | No Match |  |  |  | 74000 | 5920 | 12.5 | 9 | 84700 | 5514 | 4.5 | 3.8 | Federally-Regulated Commercial & Industrial Equipment | 11/14/2000 |  | 11/27/2019
Addison Products | Addison Products | VGY036-8A |  | Water-Source | WBAHP: Heat Pump Packaged Unit | Heat Pump | 265 | 1 |  |  | No Match | No Match |  |  |  | 34400 | 2474 | 13.9 | 10 | 42700 | 2606 | 4.8 |  | Federally-Regulated Commercial & Industrial Equipment | 01/18/2001 |  | 11/27/2019
Addison Products | Addison Products | HPY060-1A |  | Water-Source | WBAHP: Heat Pump Packaged Unit | Heat Pump | 208 | 1 |  |  | No Match | No Match |  |  |  | 60700 | 4598 | 13.2 | 10 | 78700 | 4906 | 4.7 |  | Federally-Regulated Commercial & Industrial Equipment | 11/14/2000 |  | 11/27/2019
Addison Products | Addison Products | HGY048-1A |  | Water-Source | WBAHP: Heat Pump Packaged Unit | Heat Pump | 230 | 1 |  |  | No Match | No Match |  |  |  | 49200 | 3967 | 12.4 | 10 | 61900 | 4030 | 4.5 |  | Federally-Regulated Commercial & Industrial Equipment | 11/14/2000 |  | 11/27/2019
Addison Products | Addison Products | VPY030-3A |  | Water-Source | WBAHP: Heat Pump Packaged Unit | Heat Pump | 208 | 3 |  |  | No Match | No Match |  |  |  | 32000 | 2500 | 12.8 | 10 | 42300 | 2816 | 4.4 |  | Federally-Regulated Commercial & Industrial Equipment | 11/14/2000 |  | 11/27/2019
Addison Products | Addison Products | HGY030-8A |  | Water-Source | WBAHP: Heat Pump Packaged Unit | Heat Pump | 265 | 1 |  |  | No Match | No Match |  |  |  | 32000 | 2500 | 12.8 | 10 | 42300 | 2816 | 4.4 |  | Federally-Regulated Commercial & Industrial Equipment | 11/14/2000 |  | 11/27/2019
Addison Products | Addison Products | VPY048-1A |  | Water-Source | WBAHP: Heat Pump Packaged Unit | Heat Pump | 230 | 1 |  |  | No Match | No Match |  |  |  | 49200 | 3967 | 12.4 | 10 | 61900 | 4030 | 4.5 |  | Federally-Regulated Commercial & Industrial Equipment | 11/14/2000 |  | 11/27/2019
Addison Products | Addison Products | HGY012-1A |  | Water-Source | WBAHP: Heat Pump Packaged Unit | Heat Pump | 230 | 1 |  |  | No Match | No Match |  |  |  | 11300 | 812 | 13.9 | 10 | 13800 | 792 | 5.1 |  | Federally-Regulated Commercial & Industrial Equipment | 11/14/2000 |  | 11/27/2019
Addison Products | Addison Products | HWY012-1A |  | Water-Source | WBAHP: Heat Pump Packaged Unit | Heat Pump | 230 | 1 |  |  | No Match | No Match |  |  |  | 11300 | 812 | 13.9 | 10 | 13800 | 792 | 5.1 |  | Federally-Regulated Commercial & Industrial Equipment | 11/14/2000 |  | 11/27/2019
Addison Products | Addison Products | VGY096-3A |  | Water-Source | WBAHP: Heat Pump Packaged Unit | Heat Pump | 208 | 3 |  |  | No Match | No Match |  |  |  | 94000 | 7580 | 12.4 | 9 | 116000 | 7904 | 4.3 | 3.8 | Federally-Regulated Commercial & Industrial Equipment | 01/24/2002 |  | 11/27/2019
Addison Products | Addison Products | VWY024-1A |  | Water-Source | WBAHP: Heat Pump Packaged Unit | Heat Pump | 230 | 1 |  |  | No Match | No Match |  |  |  | 24300 | 1786 | 13.6 | 10 | 30600 | 1907 | 4.7 |  | Federally-Regulated Commercial & Industrial Equipment | 05/19/2000 |  | 11/27/2019
Addison Products | Addison Products | HWY036-8A |  | Water-Source | WBAHP: Heat Pump Packaged Unit | Heat Pump | 265 | 1 |  |  | No Match | No Match |  |  |  | 34400 | 2474 | 13.9 | 10 | 42700 | 2606 | 4.8 |  | Federally-Regulated Commercial & Industrial Equipment | 11/14/2000 |  | 11/27/2019
Addison Products | Addison Products | HPY048-4A |  | Water-Source | WBAHP: Heat Pump Packaged Unit | Heat Pump | 460 | 3 |  |  | No Match | No Match |  |  |  | 49200 | 3874 | 12.7 | 10 | 61900 | 4030 | 4.5 |  | Federally-Regulated Commercial & Industrial Equipment | 11/14/2000 |  | 11/27/2019
Addison Products | Addison Products | HPY007-1A |  | Water-Source | WBAHP: Heat Pump Packaged Unit | Heat Pump | 208 | 1 |  |  | No Match | No Match |  |  |  | 7600 | 633 | 12 | 10 | 10100 | 657 | 4.5 |  | Federally-Regulated Commercial & Industrial Equipment | 11/14/2000 |  | 11/27/2019
Addison Products | Addison Products | VGY042-1A |  | Water-Source | WBAHP: Heat Pump Packaged Unit | Heat Pump | 208 | 1 |  |  | No Match | No Match |  |  |  | 43100 | 3265 | 13.2 | 10 | 52500 | 3418 | 4.5 |  | Federally-Regulated Commercial & Industrial Equipment | 11/14/2000 |  | 11/27/2019
Addison Products | Addison Products | VPY042-1A |  | Water-Source | WBAHP: Heat Pump Packaged Unit | Heat Pump | 208 | 1 |  |  | No Match | No Match |  |  |  | 43100 | 3265 | 13.2 | 10 | 52500 | 3418 | 4.5 |  | Federally-Regulated Commercial & Industrial Equipment | 11/14/2000 |  | 11/27/2019
Addison Products | Addison Products | VWY024-1A |  | Water-Source | WBAHP: Heat Pump Packaged Unit | Heat Pump | 208 | 1 |  |  | No Match | No Match |  |  |  | 24300 | 1748 | 13.9 | 10 | 30500 | 1901 | 4.7 |  | Federally-Regulated Commercial & Industrial Equipment | 05/19/2000 |  | 11/27/2019
Addison Products | Addison Products | HGY060-5A |  | Water-Source | WBAHP: Heat Pump Packaged Unit | Heat Pump | 575 | 3 |  |  | No Match | No Match |  |  |  | 60700 | 4598 | 13.2 | 10 | 78700 | 4906 | 4.7 |  | Federally-Regulated Commercial & Industrial Equipment | 11/14/2000 |  | 11/27/2019
Addison Products | Addison Products | VGY012-1A |  | Water-Source | WBAHP: Heat Pump Packaged Unit | Heat Pump | 208 | 1 |  |  | No Match | No Match |  |  |  | 11290 | 806 | 14 | 10 | 13720 | 773 | 5.2 |  | Federally-Regulated Commercial & Industrial Equipment | 11/14/2000 |  | 11/27/2019
Addison Products | Addison Products | HGY007-1A |  | Water-Source | WBAHP: Heat Pump Packaged Unit | Heat Pump | 208 | 1 |  |  | No Match | No Match |  |  |  | 7600 | 589 | 12.9 | 10 | 10100 | 657 | 4.5 |  | Federally-Regulated Commercial & Industrial Equipment | 07/16/2001 |  | 11/27/2019
Addison Products | Addison Products | VWY060-3A |  | Water-Source | WBAHP: Heat Pump Packaged Unit | Heat Pump | 208 | 3 |  |  | No Match | No Match |  |  |  | 60700 | 4598 | 13.2 | 10 | 78700 | 4906 | 4.7 |  | Federally-Regulated Commercial & Industrial Equipment | 05/19/2000 |  | 11/27/2019
Addison Products | Addison Products | HWY060-4A |  | Water-Source | WBAHP: Heat Pump Packaged Unit | Heat Pump | 460 | 3 |  |  | No Match | No Match |  |  |  | 60700 | 4598 | 13.2 | 10 | 78700 | 4906 | 4.7 |  | Federally-Regulated Commercial & Industrial Equipment | 11/14/2000 |  | 11/27/2019
Addison Products | Addison Products | VPY060-1A |  | Water-Source | WBAHP: Heat Pump Packaged Unit | Heat Pump | 230 | 1 |  |  | No Match | No Match |  |  |  | 60700 | 4598 | 13.2 | 10 | 78700 | 4906 | 4.7 |  | Federally-Regulated Commercial & Industrial Equipment | 11/14/2000 |  | 11/27/2019
Addison Products | Addison Products | HGY009-8A |  | Water-Source | WBAHP: Heat Pump Packaged Unit | Heat Pump | 265 | 1 |  |  | No Match | No Match |  |  |  | 9150 | 698 | 13.1 | 10 | 11890 | 710 | 4.9 |  | Federally-Regulated Commercial & Industrial Equipment | 11/14/2000 |  | 11/27/2019
Addison Products | Addison Products | HPY060-4A |  | Water-Source | WBAHP: Heat Pump Packaged Unit | Heat Pump | 460 | 3 |  |  | No Match | No Match |  |  |  | 60700 | 4598 | 13.2 | 10 | 78700 | 4906 | 4.7 |  | Federally-Regulated Commercial & Industrial Equipment | 11/14/2000 |  | 11/27/2019
Addison Products | Addison Products | HGY036-1A |  | Water-Source | WBAHP: Heat Pump Packaged Unit | Heat Pump | 208 | 1 |  |  | No Match | No Match |  |  |  | 34400 | 2474 | 13.9 | 10 | 42700 | 2606 | 4.8 |  | Federally-Regulated Commercial & Industrial Equipment | 11/14/2000 |  | 11/27/2019
Addison Products | Addison Products | VGY096-4A |  | Water-Source | WBAHP: Heat Pump Packaged Unit | Heat Pump | 460 | 3 |  |  | No Match | No Match |  |  |  | 94000 | 7580 | 12.4 | 9 | 116000 | 7904 | 4.3 | 3.8 | Federally-Regulated Commercial & Industrial Equipment | 01/24/2002 |  | 11/27/2019
Addison Products | Addison Products | VWY036-1A |  | Water-Source | WBAHP: Heat Pump Packaged Unit | Heat Pump | 208 | 1 |  |  | No Match | No Match |  |  |  | 34400 | 2474 | 13.9 | 10 | 42700 | 2606 | 4.8 |  | Federally-Regulated Commercial & Industrial Equipment | 05/19/2000 |  | 11/27/2019
Addison Products | Addison Products | HGY072-5A |  | Water-Source | WBAHP: Heat Pump Packaged Unit | Heat Pump | 575 | 3 |  |  | No Match | No Match |  |  |  | 74000 | 5920 | 12.5 | 9 | 84700 | 5514 | 4.5 | 3.8 | Federally-Regulated Commercial & Industrial Equipment | 11/14/2000 |  | 11/27/2019
Addison Products | Addison Products | VGY060-1A |  | Water-Source | WBAHP: Heat Pump Packaged Unit | Heat Pump | 230 | 1 |  |  | No Match | No Match |  |  |  | 60700 | 4598 | 13.2 | 10 | 78700 | 4906 | 4.7 |  | Federally-Regulated Commercial & Industrial Equipment | 11/14/2000 |  | 11/27/2019
Addison Products | Addison Products | HGY060-4A |  | Water-Source | WBAHP: Heat Pump Packaged Unit | Heat Pump | 460 | 3 |  |  | No Match | No Match |  |  |  | 60700 | 4598 | 13.2 | 10 | 78700 | 4906 | 4.7 |  | Federally-Regulated Commercial & Industrial Equipment | 11/14/2000 |  | 11/27/2019
Addison Products | Addison Products | HGY060-1A |  | Water-Source | WBAHP: Heat Pump Packaged Unit | Heat Pump | 208 | 1 |  |  | No Match | No Match |  |  |  | 60700 | 4598 | 13.2 | 10 | 78700 | 4906 | 4.7 |  | Federally-Regulated Commercial & Industrial Equipment | 11/14/2000 |  | 11/27/2019
Addison Products | Addison Products | VPY054-3A |  | Water-Source | WBAHP: Heat Pump Packaged Unit | Heat Pump | 208 | 3 |  |  | No Match | No Match |  |  |  | 54200 | 4406 | 12.3 | 10 | 67300 | 4481 | 4.4 |  | Federally-Regulated Commercial & Industrial Equipment | 11/14/2000 |  | 11/27/2019
Addison Products | Addison Products | VWY060-1A |  | Water-Source | WBAHP: Heat Pump Packaged Unit | Heat Pump | 230 | 1 |  |  | No Match | No Match |  |  |  | 60700 | 4598 | 13.2 | 10 | 78700 | 4906 | 4.7 |  | Federally-Regulated Commercial & Industrial Equipment | 05/19/2000 |  | 11/27/2019
Addison Products | Addison Products | VGY060-1A |  | Water-Source | WBAHP: Heat Pump Packaged Unit | Heat Pump | 208 | 1 |  |  | No Match | No Match |  |  |  | 60700 | 4598 | 13.2 | 10 | 78700 | 4906 | 4.7 |  | Federally-Regulated Commercial & Industrial Equipment | 11/14/2000 |  | 11/27/2019
Addison Products | Addison Products | HWY042-5A |  | Water-Source | WBAHP: Heat Pump Packaged Unit | Heat Pump | 575 | 3 |  |  | No Match | No Match |  |  |  | 43100 | 3265 | 13.2 | 10 | 52500 | 3418 | 4.5 |  | Federally-Regulated Commercial & Industrial Equipment | 11/14/2000 |  | 11/27/2019
Addison Products | Addison Products | HGY048-1A |  | Water-Source | WBAHP: Heat Pump Packaged Unit | Heat Pump | 208 | 1 |  |  | No Match | No Match |  |  |  | 49200 | 3874 | 12.7 | 10 | 61900 | 4030 | 4.5 |  | Federally-Regulated Commercial & Industrial Equipment | 11/14/2000 |  | 11/27/2019
Addison Products | Addison Products | HPY018-8A |  | Water-Source | WBAHP: Heat Pump Packaged Unit | Heat Pump | 265 | 1 |  |  | No Match | No Match |  |  |  | 17600 | 1303 | 13.5 | 10 | 23000 | 1321 | 5.1 |  | Federally-Regulated Commercial & Industrial Equipment | 03/22/2001 |  | 11/27/2019
Addison Products | Addison Products | VWY030-1A |  | Water-Source | WBAHP: Heat Pump Packaged Unit | Heat Pump | 208 | 1 |  |  | No Match | No Match |  |  |  | 32000 | 2500 | 12.8 | 10 | 42300 | 2816 | 4.4 |  | Federally-Regulated Commercial & Industrial Equipment | 11/14/2000 |  | 11/27/2019
Addison Products | Addison Products | VPY042-4A |  | Water-Source | WBAHP: Heat Pump Packaged Unit | Heat Pump | 460 | 3 |  |  | No Match | No Match |  |  |  | 43100 | 3265 | 13.2 | 10 | 52500 | 3418 | 4.5 |  | Federally-Regulated Commercial & Industrial Equipment | 11/14/2000 |  | 11/27/2019
Addison Products | Addison Products | VWY048-1A |  | Water-Source | WBAHP: Heat Pump Packaged Unit | Heat Pump | 208 | 1 |  |  | No Match | No Match |  |  |  | 49200 | 3874 | 12.7 | 10 | 61900 | 4030 | 4.5 |  | Federally-Regulated Commercial & Industrial Equipment | 11/14/2000 |  | 11/27/2019
Addison Products | Addison Products | HWY007-1A |  | Water-Source | WBAHP: Heat Pump Packaged Unit | Heat Pump | 230 | 1 |  |  | No Match | No Match |  |  |  | 7700 | 601 | 12.8 | 10 | 10300 | 701 | 4.3 |  | Federally-Regulated Commercial & Industrial Equipment | 11/14/2000 |  | 11/27/2019
Addison Products | Addison Products | HGY036-3A |  | Water-Source | WBAHP: Heat Pump Packaged Unit | Heat Pump | 208 | 3 |  |  | No Match | No Match |  |  |  | 34400 | 2474 | 13.9 | 10 | 42700 | 2606 | 4.8 |  | Federally-Regulated Commercial & Industrial Equipment | 11/14/2000 |  | 11/27/2019
Addison Products | Addison Products | VWY018-1A |  | Water-Source | WBAHP: Heat Pump Packaged Unit | Heat Pump | 208 | 1 |  |  | No Match | No Match |  |  |  | 17600 | 1303 | 13.5 | 10 | 23200 | 1332 | 5.1 |  | Federally-Regulated Commercial & Industrial Equipment | 03/22/2001 |  | 11/27/2019
Addison Products | Addison Products | HWY060-3A |  | Water-Source | WBAHP: Heat Pump Packaged Unit | Heat Pump | 208 | 3 |  |  | No Match | No Match |  |  |  | 60700 | 4598 | 13.2 | 10 | 78700 | 4906 | 4.7 |  | Federally-Regulated Commercial & Industrial Equipment | 11/14/2000 |  | 11/27/2019
Addison Products | Addison Products | VWY054-1A |  | Water-Source | WBAHP: Heat Pump Packaged Unit | Heat Pump | 208 | 1 |  |  | No Match | No Match |  |  |  | 54200 | 4406 | 12.3 | 10 | 67300 | 4481 | 4.4 |  | Federally-Regulated Commercial & Industrial Equipment | 11/14/2000 |  | 11/27/2019
Addison Products | Addison Products | VGY030-3A |  | Water-Source | WBAHP: Heat Pump Packaged Unit | Heat Pump | 208 | 3 |  |  | No Match | No Match |  |  |  | 32000 | 2500 | 12.8 | 10 | 42300 | 2816 | 4.4 |  | Federally-Regulated Commercial & Industrial Equipment | 11/14/2000 |  | 11/27/2019
Addison Products | Addison Products | VGY060-3A |  | Water-Source | WBAHP: Heat Pump Packaged Unit | Heat Pump | 208 | 3 |  |  | No Match | No Match |  |  |  | 60700 | 4598 | 13.2 | 10 | 78700 | 4906 | 4.7 |  | Federally-Regulated Commercial & Industrial Equipment | 11/14/2000 |  | 11/27/2019
Addison Products | Addison Products | HPY048-3A |  | Water-Source | WBAHP: Heat Pump Packaged Unit | Heat Pump | 208 | 3 |  |  | No Match | No Match |  |  |  | 49200 | 3874 | 12.7 | 10 | 61900 | 4030 | 4.5 |  | Federally-Regulated Commercial & Industrial Equipment | 11/14/2000 |  | 11/27/2019
Addison Products | Addison Products | HWY030-1A |  | Water-Source | WBAHP: Heat Pump Packaged Unit | Heat Pump | 230 | 1 |  |  | No Match | No Match |  |  |  | 32000 | 2539 | 12.6 | 10 | 42300 | 2816 | 4.4 |  | Federally-Regulated Commercial & Industrial Equipment | 11/14/2000 |  | 11/27/2019
Addison Products | Addison Products | VGY036-4A |  | Water-Source | WBAHP: Heat Pump Packaged Unit | Heat Pump | 460 | 3 |  |  | No Match | No Match |  |  |  | 34400 | 2474 | 13.9 | 10 | 42700 | 2606 | 4.8 |  | Federally-Regulated Commercial & Industrial Equipment | 11/14/2000 |  | 11/27/2019
Addison Products | Addison Products | VPY060-3A |  | Water-Source | WBAHP: Heat Pump Packaged Unit | Heat Pump | 208 | 3 |  |  | No Match | No Match |  |  |  | 60700 | 4598 | 13.2 | 10 | 78700 | 4906 | 4.7 |  | Federally-Regulated Commercial & Industrial Equipment | 11/14/2000 |  | 11/27/2019
Addison Products | Addison Products | VGY096-3A |  | Water-Source | WBAHP: Heat Pump Packaged Unit | Heat Pump | 230 | 3 |  |  | No Match | No Match |  |  |  | 94000 | 7642 | 12.3 | 9 | 116000 | 7904 | 4.3 | 3.8 | Federally-Regulated Commercial & Industrial Equipment | 01/24/2002 |  | 11/27/2019
Addison Products | Addison Products | HPY042-1A |  | Water-Source | WBAHP: Heat Pump Packaged Unit | Heat Pump | 230 | 1 |  |  | No Match | No Match |  |  |  | 43600 | 3353 | 13 | 10 | 52500 | 3418 | 4.5 |  | Federally-Regulated Commercial & Industrial Equipment | 11/14/2000 |  | 11/27/2019
Addison Products | Addison Products | HGY060-1A |  | Water-Source | WBAHP: Heat Pump Packaged Unit | Heat Pump | 230 | 1 |  |  | No Match | No Match |  |  |  | 60700 | 4598 | 13.2 | 10 | 78700 | 4906 | 4.7 |  | Federally-Regulated Commercial & Industrial Equipment | 11/14/2000 |  | 11/27/2019
Addison Products | Addison Products | HGY012-8A |  | Water-Source | WBAHP: Heat Pump Packaged Unit | Heat Pump | 265 | 1 |  |  | No Match | No Match |  |  |  | 11290 | 806 | 14 | 10 | 13720 | 773 | 5.2 |  | Federally-Regulated Commercial & Industrial Equipment | 11/14/2000 |  | 11/27/2019
Addison Products | Addison Products | VGY042-3A |  | Water-Source | WBAHP: Heat Pump Packaged Unit | Heat Pump | 230 | 3 |  |  | No Match | No Match |  |  |  | 43600 | 3353 | 13 | 10 | 52500 | 3418 | 4.5 |  | Federally-Regulated Commercial & Industrial Equipment | 11/14/2000 |  | 11/27/2019
Addison Products | Addison Products | HGY048-3A |  | Water-Source | WBAHP: Heat Pump Packaged Unit | Heat Pump | 208 | 3 |  |  | No Match | No Match |  |  |  | 49200 | 3874 | 12.7 | 10 | 61900 | 4030 | 4.5 |  | Federally-Regulated Commercial & Industrial Equipment | 11/14/2000 |  | 11/27/2019
Addison Products | Addison Products | VWY012-8A |  | Water-Source | WBAHP: Heat Pump Packaged Unit | Heat Pump | 265 | 1 |  |  | No Match | No Match |  |  |  | 11300 | 807 | 14 | 10 | 14900 | 890 | 4.9 |  | Federally-Regulated Commercial & Industrial Equipment | 05/19/2000 |  | 11/27/2019
Addison Products | Addison Products | HWY015-1A |  | Water-Source | WBAHP: Heat Pump Packaged Unit | Heat Pump | 208 | 1 |  |  | No Match | No Match |  |  |  | 15100 | 1279 | 11.8 | 10 | 20100 | 1369 | 4.3 |  | Federally-Regulated Commercial & Industrial Equipment | 11/17/1999 |  | 11/27/2019
Addison Products | Addison Products | VPY054-1A |  | Water-Source | WBAHP: Heat Pump Packaged Unit | Heat Pump | 208 | 1 |  |  | No Match | No Match |  |  |  | 54200 | 4406 | 12.3 | 10 | 67300 | 4481 | 4.4 |  | Federally-Regulated Commercial & Industrial Equipment | 11/14/2000 |  | 11/27/2019
Addison Products | Addison Products | HWY048-3A |  | Water-Source | WBAHP: Heat Pump Packaged Unit | Heat Pump | 230 | 3 |  |  | No Match | No Match |  |  |  | 49200 | 3967 | 12.4 | 10 | 61900 | 4030 | 4.5 |  | Federally-Regulated Commercial & Industrial Equipment | 11/14/2000 |  | 11/27/2019
Addison Products | Addison Products | HPY007-1A |  | Water-Source | WBAHP: Heat Pump Packaged Unit | Heat Pump | 230 | 1 |  |  | No Match | No Match |  |  |  | 7600 | 633 | 12 | 10 | 10100 | 657 | 4.5 |  | Federally-Regulated Commercial & Industrial Equipment | 11/14/2000 |  | 11/27/2019
Addison Products | Addison Products | VWY018-1A |  | Water-Source | WBAHP: Heat Pump Packaged Unit | Heat Pump | 230 | 1 |  |  | No Match | No Match |  |  |  | 17600 | 1303 | 13.5 | 10 | 23200 | 1332 | 5.1 |  | Federally-Regulated Commercial & Industrial Equipment | 03/22/2001 |  | 11/27/2019
Addison Products | Addison Products | VGY048-4A |  | Water-Source | WBAHP: Heat Pump Packaged Unit | Heat Pump | 460 | 3 |  |  | No Match | No Match |  |  |  | 49200 | 3874 | 12.7 | 10 | 61900 | 4030 | 4.5 |  | Federally-Regulated Commercial & Industrial Equipment | 11/14/2000 |  | 11/27/2019
Addison Products | Addison Products | VWY042-4A |  | Water-Source | WBAHP: Heat Pump Packaged Unit | Heat Pump | 460 | 3 |  |  | No Match | No Match |  |  |  | 43100 | 3265 | 13.2 | 10 | 52600 | 3424 | 4.5 |  | Federally-Regulated Commercial & Industrial Equipment | 05/19/2000 |  | 11/27/2019
Addison Products | Addison Products | HGY015-8A |  | Water-Source | WBAHP: Heat Pump Packaged Unit | Heat Pump | 265 | 1 |  |  | No Match | No Match |  |  |  | 15230 | 1095 | 13.9 | 10 | 18730 | 1143 | 4.8 |  | Federally-Regulated Commercial & Industrial Equipment | 11/14/2000 |  | 11/27/2019
Addison Products | Addison Products | HWY060-5A |  | Water-Source | WBAHP: Heat Pump Packaged Unit | Heat Pump | 575 | 3 |  |  | No Match | No Match |  |  |  | 60700 | 4598 | 13.2 | 10 | 78700 | 4906 | 4.7 |  | Federally-Regulated Commercial & Industrial Equipment | 11/14/2000 |  | 11/27/2019
Addison Products | Addison Products | VGY036-3A |  | Water-Source | WBAHP: Heat Pump Packaged Unit | Heat Pump | 208 | 3 |  |  | No Match | No Match |  |  |  | 34400 | 2474 | 13.9 | 10 | 42700 | 2606 | 4.8 |  | Federally-Regulated Commercial & Industrial Equipment | 11/14/2000 |  | 11/27/2019
Addison Products | Addison Products | HPY036-3A |  | Water-Source | WBAHP: Heat Pump Packaged Unit | Heat Pump | 230 | 3 |  |  | No Match | No Match |  |  |  | 34400 | 2510 | 13.7 | 10 | 42700 | 2606 | 4.8 |  | Federally-Regulated Commercial & Industrial Equipment | 11/14/2000 |  | 11/27/2019
Addison Products | Addison Products | VWY054-3A |  | Water-Source | WBAHP: Heat Pump Packaged Unit | Heat Pump | 208 | 3 |  |  | No Match | No Match |  |  |  | 54200 | 4406 | 12.3 | 10 | 67300 | 4481 | 4.4 |  | Federally-Regulated Commercial & Industrial Equipment | 11/14/2000 |  | 11/27/2019
Addison Products | Addison Products | HWY036-8A |  | Water-Source | WBAHP: Heat Pump Packaged Unit | Heat Pump | 460 | 3 |  |  | No Match | No Match |  |  |  | 34400 | 2474 | 13.9 | 10 | 42700 | 2606 | 4.8 |  | Federally-Regulated Commercial & Industrial Equipment | 01/18/2001 |  | 11/27/2019
Addison Products | Addison Products | HGY048-5A |  | Water-Source | WBAHP: Heat Pump Packaged Unit | Heat Pump | 575 | 3 |  |  | No Match | No Match |  |  |  | 49200 | 3874 | 12.7 | 10 | 61900 | 4030 | 4.5 |  | Federally-Regulated Commercial & Industrial Equipment | 11/14/2000 |  | 11/27/2019
Addison Products | Addison Products | HPY018-1A |  | Water-Source | WBAHP: Heat Pump Packaged Unit | Heat Pump | 230 | 1 |  |  | No Match | No Match |  |  |  | 17600 | 1323 | 13.3 | 10 | 23000 | 1321 | 5.1 |  | Federally-Regulated Commercial & Industrial Equipment | 03/22/2001 |  | 11/27/2019
Addison Products | Addison Products | HPY072-4A |  | Water-Source | WBAHP: Heat Pump Packaged Unit | Heat Pump | 460 | 3 |  |  | No Match | No Match |  |  |  | 74000 | 5920 | 12.5 | 9 | 84700 | 5514 | 4.5 | 3.8 | Federally-Regulated Commercial & Industrial Equipment | 11/14/2000 |  | 11/27/2019
Addison Products | Addison Products | VWY072-3A |  | Water-Source | WBAHP: Heat Pump Packaged Unit | Heat Pump | 208 | 3 |  |  | No Match | No Match |  |  |  | 75000 | 6000 | 12.5 | 9 | 85200 | 5547 | 4.5 | 3.8 | Federally-Regulated Commercial & Industrial Equipment | 11/14/2000 |  | 11/27/2019
Addison Products | Addison Products | HWY030-3A |  | Water-Source | WBAHP: Heat Pump Packaged Unit | Heat Pump | 230 | 3 |  |  | No Match | No Match |  |  |  | 32000 | 2539 | 12.6 | 10 | 42300 | 2816 | 4.4 |  | Federally-Regulated Commercial & Industrial Equipment | 11/14/2000 |  | 11/27/2019
Addison Products | Addison Products | VPY060-1A |  | Water-Source | WBAHP: Heat Pump Packaged Unit | Heat Pump | 208 | 1 |  |  | No Match | No Match |  |  |  | 60700 | 4598 | 13.2 | 10 | 78700 | 4906 | 4.7 |  | Federally-Regulated Commercial & Industrial Equipment | 11/14/2000 |  | 11/27/2019
Addison Products | Addison Products | HPY012-1A |  | Water-Source | WBAHP: Heat Pump Packaged Unit | Heat Pump | 208 | 1 |  |  | No Match | No Match |  |  |  | 11290 | 806 | 14 | 10 | 13720 | 773 | 5.2 |  | Federally-Regulated Commercial & Industrial Equipment | 11/14/2000 |  | 11/27/2019
Addison Products | Addison Products | HPY015-1A |  | Water-Source | WBAHP: Heat Pump Packaged Unit | Heat Pump | 208 | 1 |  |  | No Match | No Match |  |  |  | 15230 | 1095 | 13.9 | 10 | 18730 | 1143 | 4.8 |  | Federally-Regulated Commercial & Industrial Equipment | 11/14/2000 |  | 11/27/2019
Addison Products | Addison Products | HWY009-0A |  | Water-Source | WBAHP: Heat Pump Packaged Unit | Heat Pump | 115 | 1 |  |  | No Match | No Match |  |  |  | 9150 | 698 | 13.1 | 10 | 11890 | 710 | 4.9 |  | Federally-Regulated Commercial & Industrial Equipment | 11/14/2000 |  | 11/27/2019
Addison Products | Addison Products | VPY018-1A |  | Water-Source | WBAHP: Heat Pump Packaged Unit | Heat Pump | 208 | 1 |  |  | No Match | No Match |  |  |  | 17600 | 1303 | 13.5 | 10 | 23000 | 1321 | 5.1 |  | Federally-Regulated Commercial & Industrial Equipment | 03/22/2001 |  | 11/27/2019
Addison Products | Addison Products | HWY072-5A |  | Water-Source | WBAHP: Heat Pump Packaged Unit | Heat Pump | 575 | 3 |  |  | No Match | No Match |  |  |  | 75000 | 6000 | 12.5 | 9 | 85200 | 5547 | 4.5 | 3.8 | Federally-Regulated Commercial & Industrial Equipment | 11/14/2000 |  | 11/27/2019
Addison Products | Addison Products | HWY060-1A |  | Water-Source | WBAHP: Heat Pump Packaged Unit | Heat Pump | 230 | 1 |  |  | No Match | No Match |  |  |  | 60700 | 4598 | 13.2 | 10 | 78700 | 4906 | 4.7 |  | Federally-Regulated Commercial & Industrial Equipment | 11/14/2000 |  | 11/27/2019
Addison Products | Addison Products | HPY030-1A |  | Water-Source | WBAHP: Heat Pump Packaged Unit | Heat Pump | 230 | 1 |  |  | No Match | No Match |  |  |  | 32000 | 2622 | 12.2 | 10 | 42300 | 2882 | 4.3 |  | Federally-Regulated Commercial & Industrial Equipment | 03/18/2002 |  | 11/27/2019
Addison Products | Addison Products | HPY060-3A |  | Water-Source | WBAHP: Heat Pump Packaged Unit | Heat Pump | 208 | 3 |  |  | No Match | No Match |  |  |  | 60700 | 4598 | 13.2 | 10 | 78700 | 4906 | 4.7 |  | Federally-Regulated Commercial & Industrial Equipment | 11/14/2000 |  | 11/27/2019
Addison Products | Addison Products | VGY054-1A |  | Water-Source | WBAHP: Heat Pump Packaged Unit | Heat Pump | 208 | 1 |  |  | No Match | No Match |  |  |  | 54200 | 4406 | 12.3 | 10 | 67300 | 4481 | 4.4 |  | Federally-Regulated Commercial & Industrial Equipment | 11/14/2000 |  | 11/27/2019
Addison Products | Addison Products | HPY009-8A |  | Water-Source | WBAHP: Heat Pump Packaged Unit | Heat Pump | 265 | 1 |  |  | No Match | No Match |  |  |  | 9150 | 698 | 13.1 | 10 | 11890 | 710 | 4.9 |  | Federally-Regulated Commercial & Industrial Equipment | 11/14/2000 |  | 11/27/2019
Addison Products | Addison Products | HPY072-5A |  | Water-Source | WBAHP: Heat Pump Packaged Unit | Heat Pump | 575 | 3 |  |  | No Match | No Match |  |  |  | 74000 | 5920 | 12.5 | 9 | 84700 | 5514 | 4.5 | 3.8 | Federally-Regulated Commercial & Industrial Equipment | 11/14/2000 |  | 11/27/2019
Addison Products | Addison Products | VPY036-1A |  | Water-Source | WBAHP: Heat Pump Packaged Unit | Heat Pump | 230 | 1 |  |  | No Match | No Match |  |  |  | 34400 | 2510 | 13.7 | 10 | 42700 | 2606 | 4.8 |  | Federally-Regulated Commercial & Industrial Equipment | 11/14/2000 |  | 11/27/2019
Addison Products | Addison Products | HPY030-3A |  | Water-Source | WBAHP: Heat Pump Packaged Unit | Heat Pump | 230 | 3 |  |  | No Match | No Match |  |  |  | 32000 | 2622 | 12.2 | 10 | 42300 | 2882 | 4.3 |  | Federally-Regulated Commercial & Industrial Equipment | 03/18/2002 |  | 11/27/2019
Addison Products | Addison Products | VGY030-1A |  | Water-Source | WBAHP: Heat Pump Packaged Unit | Heat Pump | 230 | 1 |  |  | No Match | No Match |  |  |  | 32000 | 2539 | 12.6 | 10 | 42300 | 2816 | 4.4 |  | Federally-Regulated Commercial & Industrial Equipment | 11/14/2000 |  | 11/27/2019
Addison Products | Addison Products | HWY009-1A |  | Water-Source | WBAHP: Heat Pump Packaged Unit | Heat Pump | 208 | 1 |  |  | No Match | No Match |  |  |  | 9150 | 698 | 13.1 | 10 | 11890 | 710 | 4.9 |  | Federally-Regulated Commercial & Industrial Equipment | 01/18/2001 |  | 11/27/2019
Addison Products | Addison Products | HWY048-1A |  | Water-Source | WBAHP: Heat Pump Packaged Unit | Heat Pump | 230 | 1 |  |  | No Match | No Match |  |  |  | 49200 | 3967 | 12.4 | 10 | 62900 | 4095 | 4.5 |  | Federally-Regulated Commercial & Industrial Equipment | 11/17/1999 |  | 11/27/2019
Addison Products | Addison Products | HGY060-3A |  | Water-Source | WBAHP: Heat Pump Packaged Unit | Heat Pump | 230 | 3 |  |  | No Match | No Match |  |  |  | 60700 | 4598 | 13.2 | 10 | 78700 | 4906 | 4.7 |  | Federally-Regulated Commercial & Industrial Equipment | 11/14/2000 |  | 11/27/2019
Addison Products | Addison Products | HWY030-4A |  | Water-Source | WBAHP: Heat Pump Packaged Unit | Heat Pump | 460 | 3 |  |  | No Match | No Match |  |  |  | 32000 | 2500 | 12.8 | 10 | 42300 | 2816 | 4.4 |  | Federally-Regulated Commercial & Industrial Equipment | 11/14/2000 |  | 11/27/2019
Addison Products | Addison Products | VGY036-3A |  | Water-Source | WBAHP: Heat Pump Packaged Unit | Heat Pump | 230 | 3 |  |  | No Match | No Match |  |  |  | 34400 | 2510 | 13.7 | 10 | 42700 | 2606 | 4.8 |  | Federally-Regulated Commercial & Industrial Equipment | 11/14/2000 |  | 11/27/2019
Addison Products | Addison Products | HWY036-1A |  | Water-Source | WBAHP: Heat Pump Packaged Unit | Heat Pump | 230 | 1 |  |  | No Match | No Match |  |  |  | 34400 | 2510 | 13.7 | 10 | 42700 | 2606 | 4.8 |  | Federally-Regulated Commercial & Industrial Equipment | 11/14/2000 |  | 11/27/2019
Addison Products | Addison Products | HPY024-1A |  | Water-Source | WBAHP: Heat Pump Packaged Unit | Heat Pump | 208 | 1 |  |  | No Match | No Match |  |  |  | 24300 | 1748 | 13.9 | 10 | 30500 | 1901 | 4.7 |  | Federally-Regulated Commercial & Industrial Equipment | 11/14/2000 |  | 11/27/2019
Addison Products | Addison Products | VPY054-1A |  | Water-Source | WBAHP: Heat Pump Packaged Unit | Heat Pump | 230 | 1 |  |  | No Match | No Match |  |  |  | 54200 | 4406 | 12.3 | 10 | 67300 | 4481 | 4.4 |  | Federally-Regulated Commercial & Industrial Equipment | 11/14/2000 |  | 11/27/2019
Addison Products | Addison Products | VGY072-3A |  | Water-Source | WBAHP: Heat Pump Packaged Unit | Heat Pump | 208 | 3 |  |  | No Match | No Match |  |  |  | 74000 | 5920 | 12.5 | 9 | 84700 | 5514 | 4.5 | 3.8 | Federally-Regulated Commercial & Industrial Equipment | 11/14/2000 |  | 11/27/2019
Addison Products | Addison Products | VGY048-1A |  | Water-Source | WBAHP: Heat Pump Packaged Unit | Heat Pump | 208 | 1 |  |  | No Match | No Match |  |  |  | 49200 | 3874 | 12.7 | 10 | 61900 | 4030 | 4.5 |  | Federally-Regulated Commercial & Industrial Equipment | 11/14/2000 |  | 11/27/2019
Addison Products | Addison Products | HPY018-1A |  | Water-Source | WBAHP: Heat Pump Packaged Unit | Heat Pump | 208 | 1 |  |  | No Match | No Match |  |  |  | 17600 | 1303 | 13.5 | 10 | 23000 | 1321 | 5.1 |  | Federally-Regulated Commercial & Industrial Equipment | 03/22/2001 |  | 11/27/2019
Addison Products | Addison Products | HPY042-3A |  | Water-Source | WBAHP: Heat Pump Packaged Unit | Heat Pump | 230 | 3 |  |  | No Match | No Match |  |  |  | 43600 | 3353 | 13 | 10 | 52500 | 3418 | 4.5 |  | Federally-Regulated Commercial & Industrial Equipment | 11/14/2000 |  | 11/27/2019
Addison Products | Addison Products | HWY018-8A |  | Water-Source | WBAHP: Heat Pump Packaged Unit | Heat Pump | 265 | 1 |  |  | No Match | No Match |  |  |  | 17600 | 1303 | 13.5 | 10 | 22200 | 1250 | 5.2 |  | Federally-Regulated Commercial & Industrial Equipment | 03/22/2001 |  | 11/27/2019
Addison Products | Addison Products | HGY012-0A |  | Water-Source | WBAHP: Heat Pump Packaged Unit | Heat Pump | 115 | 1 |  |  | No Match | No Match |  |  |  | 11290 | 806 | 14 | 10 | 13720 | 773 | 5.2 |  | Federally-Regulated Commercial & Industrial Equipment | 11/14/2000 |  | 11/27/2019
Addison Products | Addison Products | HGY015-1A |  | Water-Source | WBAHP: Heat Pump Packaged Unit | Heat Pump | 208 | 1 |  |  | No Match | No Match |  |  |  | 15230 | 1095 | 13.9 | 10 | 18730 | 1143 | 4.8 |  | Federally-Regulated Commercial & Industrial Equipment | 11/14/2000 |  | 11/27/2019
Addison Products | Addison Products | VWY060-3A |  | Water-Source | WBAHP: Heat Pump Packaged Unit | Heat Pump | 230 | 3 |  |  | No Match | No Match |  |  |  | 60700 | 4598 | 13.2 | 10 | 78700 | 4906 | 4.7 |  | Federally-Regulated Commercial & Industrial Equipment | 05/19/2000 |  | 11/27/2019
Addison Products | Addison Products | VPY030-1A |  | Water-Source | WBAHP: Heat Pump Packaged Unit | Heat Pump | 208 | 1 |  |  | No Match | No Match |  |  |  | 32000 | 2500 | 12.8 | 10 | 42300 | 2816 | 4.4 |  | Federally-Regulated Commercial & Industrial Equipment | 11/14/2000 |  | 11/27/2019
Addison Products | Addison Products | VWY048-1A |  | Water-Source | WBAHP: Heat Pump Packaged Unit | Heat Pump | 230 | 1 |  |  | No Match | No Match |  |  |  | 49200 | 3967 | 12.4 | 10 | 61900 | 4030 | 4.5 |  | Federally-Regulated Commercial & Industrial Equipment | 11/14/2000 |  | 11/27/2019
Addison Products | Addison Products | HWY009-8A |  | Water-Source | WBAHP: Heat Pump Packaged Unit | Heat Pump | 265 | 1 |  |  | No Match | No Match |  |  |  | 9150 | 698 | 13.1 | 10 | 11800 | 705 | 4.9 |  | Federally-Regulated Commercial & Industrial Equipment | 11/14/2000 |  | 11/27/2019
Addison Products | Addison Products | VGY060-4A |  | Water-Source | WBAHP: Heat Pump Packaged Unit | Heat Pump | 460 | 3 |  |  | No Match | No Match |  |  |  | 60700 | 4598 | 13.2 | 10 | 78700 | 4906 | 4.7 |  | Federally-Regulated Commercial & Industrial Equipment | 11/14/2000 |  | 11/27/2019
Addison Products | Addison Products | HGY072-3A |  | Water-Source | WBAHP: Heat Pump Packaged Unit | Heat Pump | 208 | 3 |  |  | No Match | No Match |  |  |  | 74000 | 5920 | 12.5 | 9 | 84700 | 5514 | 4.5 | 3.8 | Federally-Regulated Commercial & Industrial Equipment | 11/14/2000 |  | 11/27/2019
Addison Products | Addison Products | VWY018-8A |  | Water-Source | WBAHP: Heat Pump Packaged Unit | Heat Pump | 265 | 1 |  |  | No Match | No Match |  |  |  | 17600 | 1303 | 13.5 | 10 | 23200 | 1332 | 5.1 |  | Federally-Regulated Commercial & Industrial Equipment | 03/22/2001 |  | 11/27/2019
Addison Products | Addison Products | VWY096-4A |  | Water-Source | WBAHP: Heat Pump Packaged Unit | Heat Pump | 460 | 3 |  |  | No Match | No Match |  |  |  | 94000 | 7580 | 12.4 | 9 | 116000 | 7904 | 4.3 | 3.8 | Federally-Regulated Commercial & Industrial Equipment | 01/24/2002 |  | 11/27/2019
Addison Products | Addison Products | VPY030-3A |  | Water-Source | WBAHP: Heat Pump Packaged Unit | Heat Pump | 230 | 3 |  |  | No Match | No Match |  |  |  | 32000 | 2539 | 12.6 | 10 | 42300 | 2816 | 4.4 |  | Federally-Regulated Commercial & Industrial Equipment | 11/14/2000 |  | 11/27/2019
Addison Products | Addison Products | HGY036-1A |  | Water-Source | WBAHP: Heat Pump Packaged Unit | Heat Pump | 230 | 1 |  |  | No Match | No Match |  |  |  | 34400 | 2510 | 13.7 | 10 | 42700 | 2606 | 4.8 |  | Federally-Regulated Commercial & Industrial Equipment | 11/14/2000 |  | 11/27/2019
Addison Products | Addison Products | HPY042-5A |  | Water-Source | WBAHP: Heat Pump Packaged Unit | Heat Pump | 575 | 3 |  |  | No Match | No Match |  |  |  | 43100 | 3265 | 13.2 | 10 | 52500 | 3418 | 4.5 |  | Federally-Regulated Commercial & Industrial Equipment | 11/14/2000 |  | 11/27/2019
Addison Products | Addison Products | HGY048-3A |  | Water-Source | WBAHP: Heat Pump Packaged Unit | Heat Pump | 230 | 3 |  |  | No Match | No Match |  |  |  | 49200 | 3967 | 12.4 | 10 | 61900 | 4030 | 4.5 |  | Federally-Regulated Commercial & Industrial Equipment | 11/14/2000 |  | 11/27/2019
Addison Products | Addison Products | HWY036-3A |  | Water-Source | WBAHP: Heat Pump Packaged Unit | Heat Pump | 208 | 3 |  |  | No Match | No Match |  |  |  | 34400 | 2474 | 13.9 | 10 | 42700 | 2606 | 4.8 |  | Federally-Regulated Commercial & Industrial Equipment | 11/14/2000 |  | 11/27/2019
Addison Products | Addison Products | HPY060-1A |  | Water-Source | WBAHP: Heat Pump Packaged Unit | Heat Pump | 230 | 1 |  |  | No Match | No Match |  |  |  | 60700 | 4598 | 13.2 | 10 | 78700 | 4906 | 4.7 |  | Federally-Regulated Commercial & Industrial Equipment | 11/14/2000 |  | 11/27/2019
Addison Products | Addison Products | VPY054-3A |  | Water-Source | WBAHP: Heat Pump Packaged Unit | Heat Pump | 230 | 3 |  |  | No Match | No Match |  |  |  | 54200 | 4406 | 12.3 | 10 | 67300 | 4481 | 4.4 |  | Federally-Regulated Commercial & Industrial Equipment | 11/14/2000 |  | 11/27/2019
Addison Products | Addison Products | HGY012-1A |  | Water-Source | WBAHP: Heat Pump Packaged Unit | Heat Pump | 208 | 1 |  |  | No Match | No Match |  |  |  | 11290 | 806 | 14 | 10 | 13720 | 773 | 5.2 |  | Federally-Regulated Commercial & Industrial Equipment | 11/14/2000 |  | 11/27/2019
Addison Products | Addison Products | VGY054-4A |  | Water-Source | WBAHP: Heat Pump Packaged Unit | Heat Pump | 460 | 3 |  |  | No Match | No Match |  |  |  | 54200 | 4406 | 12.3 | 10 | 67300 | 4481 | 4.4 |  | Federally-Regulated Commercial & Industrial Equipment | 11/14/2000 |  | 11/27/2019
Addison Products | Addison Products | VWY036-4A |  | Water-Source | WBAHP: Heat Pump Packaged Unit | Heat Pump | 460 | 3 |  |  | No Match | No Match |  |  |  | 34400 | 2474 | 13.9 | 10 | 42700 | 2606 | 4.8 |  | Federally-Regulated Commercial & Industrial Equipment | 11/14/2000 |  | 11/27/2019
Addison Products | Addison Products | HPY009-1A |  | Water-Source | WBAHP: Heat Pump Packaged Unit | Heat Pump | 230 | 1 |  |  | No Match | No Match |  |  |  | 9150 | 698 | 13.1 | 10 | 11890 | 710 | 4.9 |  | Federally-Regulated Commercial & Industrial Equipment | 11/14/2000 |  | 11/27/2019
Addison Products | Addison Products | VPY048-3A |  | Water-Source | WBAHP: Heat Pump Packaged Unit | Heat Pump | 208 | 3 |  |  | No Match | No Match |  |  |  | 49200 | 3874 | 12.7 | 10 | 61900 | 4030 | 4.5 |  | Federally-Regulated Commercial & Industrial Equipment | 11/14/2000 |  | 11/27/2019
Addison Products | Addison Products | VGY054-3A |  | Water-Source | WBAHP: Heat Pump Packaged Unit | Heat Pump | 208 | 3 |  |  | No Match | No Match |  |  |  | 54200 | 4406 | 12.3 | 10 | 67300 | 4481 | 4.4 |  | Federally-Regulated Commercial & Industrial Equipment | 11/14/2000 |  | 11/27/2019
Addison Products | Addison Products | VPY060-4A |  | Water-Source | WBAHP: Heat Pump Packaged Unit | Heat Pump | 460 | 3 |  |  | No Match | No Match |  |  |  | 60700 | 4598 | 13.2 | 10 | 78700 | 4906 | 4.7 |  | Federally-Regulated Commercial & Industrial Equipment | 11/14/2000 |  | 11/27/2019
Addison Products | Addison Products | VPY072-3A |  | Water-Source | WBAHP: Heat Pump Packaged Unit | Heat Pump | 208 | 3 |  |  | No Match | No Match |  |  |  | 74000 | 5920 | 12.5 | 9 | 84700 | 5514 | 4.5 | 3.8 | Federally-Regulated Commercial & Industrial Equipment | 11/14/2000 |  | 11/27/2019
Addison Products | Addison Products | HPY042-3A |  | Water-Source | WBAHP: Heat Pump Packaged Unit | Heat Pump | 208 | 3 |  |  | No Match | No Match |  |  |  | 43100 | 3265 | 13.2 | 10 | 52500 | 3418 | 4.5 |  | Federally-Regulated Commercial & Industrial Equipment | 11/14/2000 |  | 11/27/2019
Addison Products | Addison Products | HPY030-1A |  | Water-Source | WBAHP: Heat Pump Packaged Unit | Heat Pump | 208 | 1 |  |  | No Match | No Match |  |  |  | 32000 | 2580 | 12.4 | 10 | 42300 | 2882 | 4.3 |  | Federally-Regulated Commercial & Industrial Equipment | 03/18/2002 |  | 11/27/2019
Addison Products | Addison Products | VWY054-3A |  | Water-Source | WBAHP: Heat Pump Packaged Unit | Heat Pump | 230 | 3 |  |  | No Match | No Match |  |  |  | 54200 | 4406 | 12.3 | 10 | 67300 | 4481 | 4.4 |  | Federally-Regulated Commercial & Industrial Equipment | 11/14/2000 |  | 11/27/2019
Addison Products | Addison Products | HGY030-3A |  | Water-Source | WBAHP: Heat Pump Packaged Unit | Heat Pump | 208 | 3 |  |  | No Match | No Match |  |  |  | 32000 | 2500 | 12.8 | 10 | 42300 | 2816 | 4.4 |  | Federally-Regulated Commercial & Industrial Equipment | 11/14/2000 |  | 11/27/2019
Addison Products | Addison Products | HWY007-1A |  | Water-Source | WBAHP: Heat Pump Packaged Unit | Heat Pump | 208 | 1 |  |  | No Match | No Match |  |  |  | 7600 | 589 | 12.9 | 10 | 10100 | 657 | 4.5 |  | Federally-Regulated Commercial & Industrial Equipment | 11/14/2000 |  | 11/27/2019
Addison Products | Addison Products | VPY018-1A |  | Water-Source | WBAHP: Heat Pump Packaged Unit | Heat Pump | 230 | 1 |  |  | No Match | No Match |  |  |  | 17600 | 1323 | 13.3 | 10 | 23000 | 1321 | 5.1 |  | Federally-Regulated Commercial & Industrial Equipment | 03/22/2001 |  | 11/27/2019
Addison Products | Addison Products | HPY072-3A |  | Water-Source | WBAHP: Heat Pump Packaged Unit | Heat Pump | 208 | 3 |  |  | No Match | No Match |  |  |  | 74000 | 5920 | 12.5 | 9 | 84700 | 5514 | 4.5 | 3.8 | Federally-Regulated Commercial & Industrial Equipment | 11/14/2000 |  | 11/27/2019
Addison Products | Addison Products | VGY036-1A |  | Water-Source | WBAHP: Heat Pump Packaged Unit | Heat Pump | 208 | 1 |  |  | No Match | No Match |  |  |  | 34400 | 2474 | 13.9 | 10 | 42700 | 2606 | 4.8 |  | Federally-Regulated Commercial & Industrial Equipment | 11/14/2000 |  | 11/27/2019
Addison Products | Addison Products | VPY012-1A |  | Water-Source | WBAHP: Heat Pump Packaged Unit | Heat Pump | 208 | 1 |  |  | No Match | No Match |  |  |  | 11290 | 806 | 14 | 10 | 13720 | 773 | 5.2 |  | Federally-Regulated Commercial & Industrial Equipment | 11/14/2000 |  | 11/27/2019
Addison Products | Addison Products | HPY060-3A |  | Water-Source | WBAHP: Heat Pump Packaged Unit | Heat Pump | 230 | 3 |  |  | No Match | No Match |  |  |  | 60700 | 4598 | 13.2 | 10 | 78700 | 4906 | 4.7 |  | Federally-Regulated Commercial & Industrial Equipment | 11/14/2000 |  | 11/27/2019
Addison Products | Addison Products | VPY024-8A |  | Water-Source | WBAHP: Heat Pump Packaged Unit | Heat Pump | 265 | 1 |  |  | No Match | No Match |  |  |  | 24300 | 1748 | 13.9 | 10 | 30500 | 1901 | 4.7 |  | Federally-Regulated Commercial & Industrial Equipment | 11/14/2000 |  | 11/27/2019
Addison Products | Addison Products | HPY015-8A |  | Water-Source | WBAHP: Heat Pump Packaged Unit | Heat Pump | 265 | 1 |  |  | No Match | No Match |  |  |  | 15230 | 1095 | 13.9 | 10 | 18730 | 1143 | 4.8 |  | Federally-Regulated Commercial & Industrial Equipment | 11/14/2000 |  | 11/27/2019
Addison Products | Addison Products | HWY030-1A |  | Water-Source | WBAHP: Heat Pump Packaged Unit | Heat Pump | 208 | 1 |  |  | No Match | No Match |  |  |  | 32000 | 2500 | 12.8 | 10 | 42300 | 2816 | 4.4 |  | Federally-Regulated Commercial & Industrial Equipment | 11/14/2000 |  | 11/27/2019
Addison Products | Addison Products | HWY048-3A |  | Water-Source | WBAHP: Heat Pump Packaged Unit | Heat Pump | 208 | 3 |  |  | No Match | No Match |  |  |  | 49200 | 3874 | 12.7 | 10 | 61900 | 4030 | 4.5 |  | Federally-Regulated Commercial & Industrial Equipment | 11/14/2000 |  | 11/27/2019
Addison Products | Addison Products | HGY048-4A |  | Water-Source | WBAHP: Heat Pump Packaged Unit | Heat Pump | 460 | 3 |  |  | No Match | No Match |  |  |  | 49200 | 3874 | 12.7 | 10 | 61900 | 4030 | 4.5 |  | Federally-Regulated Commercial & Industrial Equipment | 11/14/2000 |  | 11/27/2019
Addison Products | Addison Products | HWY012-1A |  | Water-Source | WBAHP: Heat Pump Packaged Unit | Heat Pump | 208 | 1 |  |  | No Match | No Match |  |  |  | 11290 | 806 | 14 | 10 | 13720 | 773 | 5.2 |  | Federally-Regulated Commercial & Industrial Equipment | 11/14/2000 |  | 11/27/2019
Addison Products | Addison Products | HGY042-3A |  | Water-Source | WBAHP: Heat Pump Packaged Unit | Heat Pump | 230 | 3 |  |  | No Match | No Match |  |  |  | 43600 | 3353 | 13 | 10 | 52500 | 3418 | 4.5 |  | Federally-Regulated Commercial & Industrial Equipment | 11/14/2000 |  | 11/27/2019
Addison Products | Addison Products | HWY048-4A |  | Water-Source | WBAHP: Heat Pump Packaged Unit | Heat Pump | 460 | 3 |  |  | No Match | No Match |  |  |  | 49200 | 3874 | 12.7 | 10 | 61900 | 4030 | 4.5 |  | Federally-Regulated Commercial & Industrial Equipment | 11/14/2000 |  | 11/27/2019
Addison Products | Addison Products | VPY036-3A |  | Water-Source | WBAHP: Heat Pump Packaged Unit | Heat Pump | 230 | 3 |  |  | No Match | No Match |  |  |  | 34400 | 2510 | 13.7 | 10 | 42700 | 2606 | 4.8 |  | Federally-Regulated Commercial & Industrial Equipment | 11/14/2000 |  | 11/27/2019
Addison Products | Addison Products | HPY036-3A |  | Water-Source | WBAHP: Heat Pump Packaged Unit | Heat Pump | 208 | 3 |  |  | No Match | No Match |  |  |  | 34400 | 2474 | 13.9 | 10 | 42700 | 2606 | 4.8 |  | Federally-Regulated Commercial & Industrial Equipment | 11/14/2000 |  | 11/27/2019
Addison Products | Addison Products | VWY036-3A |  | Water-Source | WBAHP: Heat Pump Packaged Unit | Heat Pump | 208 | 3 |  |  | No Match | No Match |  |  |  | 34400 | 2474 | 13.9 | 10 | 42700 | 2606 | 4.8 |  | Federally-Regulated Commercial & Industrial Equipment | 05/19/2000 |  | 11/27/2019
Addison Products | Addison Products | HWY036-3A |  | Water-Source | WBAHP: Heat Pump Packaged Unit | Heat Pump | 230 | 3 |  |  | No Match | No Match |  |  |  | 34400 | 2510 | 13.7 | 10 | 42700 | 2606 | 4.8 |  | Federally-Regulated Commercial & Industrial Equipment | 11/14/2000 |  | 11/27/2019
Addison Products | Addison Products | VWY096-3A |  | Water-Source | WBAHP: Heat Pump Packaged Unit | Heat Pump | 208 | 3 |  |  | No Match | No Match |  |  |  | 94000 | 7580 | 12.4 | 9 | 116000 | 7904 | 4.3 | 3.8 | Federally-Regulated Commercial & Industrial Equipment | 01/24/2002 |  | 11/27/2019
Addison Products | Addison Products | HGY015-1A |  | Water-Source | WBAHP: Heat Pump Packaged Unit | Heat Pump | 230 | 1 |  |  | No Match | No Match |  |  |  | 15230 | 1095 | 13.9 | 10 | 18730 | 1143 | 4.8 |  | Federally-Regulated Commercial & Industrial Equipment | 11/14/2000 |  | 11/27/2019
Addison Products | Addison Products | VWY042-3A |  | Water-Source | WBAHP: Heat Pump Packaged Unit | Heat Pump | 208 | 3 |  |  | No Match | No Match |  |  |  | 43100 | 3265 | 13.2 | 10 | 52600 | 3424 | 4.5 |  | Federally-Regulated Commercial & Industrial Equipment | 05/19/2000 |  | 11/27/2019
Addison Products | Addison Products | HPY036-4A |  | Water-Source | WBAHP: Heat Pump Packaged Unit | Heat Pump | 460 | 3 |  |  | No Match | No Match |  |  |  | 34400 | 2474 | 13.9 | 10 | 42700 | 2606 | 4.8 |  | Federally-Regulated Commercial & Industrial Equipment | 11/14/2000 |  | 11/27/2019
Addison Products | Addison Products | HWY024-1A |  | Water-Source | WBAHP: Heat Pump Packaged Unit | Heat Pump | 208 | 1 |  |  | No Match | No Match |  |  |  | 24300 | 1748 | 13.9 | 10 | 30500 | 1901 | 4.7 |  | Federally-Regulated Commercial & Industrial Equipment | 05/19/2000 |  | 11/27/2019
Addison Products | Addison Products | VPY012-8A |  | Water-Source | WBAHP: Heat Pump Packaged Unit | Heat Pump | 265 | 1 |  |  | No Match | No Match |  |  |  | 11290 | 806 | 14 | 10 | 13720 | 773 | 5.2 |  | Federally-Regulated Commercial & Industrial Equipment | 11/14/2000 |  | 11/27/2019
Addison Products | Addison Products | HPY072-3A |  | Water-Source | WBAHP: Heat Pump Packaged Unit | Heat Pump | 230 | 3 |  |  | No Match | No Match |  |  |  | 74000 | 5967 | 12.4 | 9 | 84700 | 5640 | 4.4 | 3.8 | Federally-Regulated Commercial & Industrial Equipment | 11/14/2000 |  | 11/27/2019
Addison Products | Addison Products | VWY036-1A |  | Water-Source | WBAHP: Heat Pump Packaged Unit | Heat Pump | 230 | 1 |  |  | No Match | No Match |  |  |  | 34400 | 2510 | 13.7 | 10 | 43300 | 2883 | 4.4 |  | Federally-Regulated Commercial & Industrial Equipment | 05/19/2000 |  | 11/27/2019
Addison Products | Addison Products | HPY042-1A |  | Water-Source | WBAHP: Heat Pump Packaged Unit | Heat Pump | 208 | 1 |  |  | No Match | No Match |  |  |  | 43100 | 3265 | 13.2 | 10 | 52500 | 3418 | 4.5 |  | Federally-Regulated Commercial & Industrial Equipment | 11/14/2000 |  | 11/27/2019
Addison Products | Addison Products | HPY024-8A |  | Water-Source | WBAHP: Heat Pump Packaged Unit | Heat Pump | 265 | 1 |  |  | No Match | No Match |  |  |  | 24300 | 1748 | 13.9 | 10 | 30500 | 1901 | 4.7 |  | Federally-Regulated Commercial & Industrial Equipment | 11/14/2000 |  | 11/27/2019
Addison Products | Addison Products | VWY096-3A |  | Water-Source | WBAHP: Heat Pump Packaged Unit | Heat Pump | 230 | 3 |  |  | No Match | No Match |  |  |  | 94000 | 7642 | 12.3 | 9 | 116000 | 7904 | 4.3 | 3.8 | Federally-Regulated Commercial & Industrial Equipment | 01/24/2002 |  | 11/27/2019
Addison Products | Addison Products | HGY030-4A |  | Water-Source | WBAHP: Heat Pump Packaged Unit | Heat Pump | 460 | 3 |  |  | No Match | No Match |  |  |  | 32000 | 2500 | 12.8 | 10 | 42300 | 2816 | 4.4 |  | Federally-Regulated Commercial & Industrial Equipment | 11/14/2000 |  | 11/27/2019
Addison Products | Addison Products | VPY060-3A |  | Water-Source | WBAHP: Heat Pump Packaged Unit | Heat Pump | 230 | 3 |  |  | No Match | No Match |  |  |  | 60700 | 4598 | 13.2 | 10 | 78700 | 4906 | 4.7 |  | Federally-Regulated Commercial & Industrial Equipment | 11/14/2000 |  | 11/27/2019
Addison Products | Addison Products | VWY030-1A |  | Water-Source | WBAHP: Heat Pump Packaged Unit | Heat Pump | 230 | 1 |  |  | No Match | No Match |  |  |  | 32000 | 2500 | 12.8 | 10 | 42300 | 2882 | 4.3 |  | Federally-Regulated Commercial & Industrial Equipment | 11/14/2000 |  | 11/27/2019
Addison Products | Addison Products | HWY015-8A |  | Water-Source | WBAHP: Heat Pump Packaged Unit | Heat Pump | 265 | 1 |  |  | No Match | No Match |  |  |  | 15230 | 1095 | 13.9 | 10 | 18730 | 1143 | 4.8 |  | Federally-Regulated Commercial & Industrial Equipment | 11/14/2000 |  | 11/27/2019
Addison Products | Addison Products | HGY024-1A |  | Water-Source | WBAHP: Heat Pump Packaged Unit | Heat Pump | 208 | 1 |  |  | No Match | No Match |  |  |  | 24300 | 1748 | 13.9 | 10 | 30500 | 1901 | 4.7 |  | Federally-Regulated Commercial & Industrial Equipment | 11/14/2000 |  | 11/27/2019
Addison Products | Addison Products | HWY007-8A |  | Water-Source | WBAHP: Heat Pump Packaged Unit | Heat Pump | 265 | 1 |  |  | No Match | No Match |  |  |  | 7700 | 601 | 12.8 | 10 | 10100 | 657 | 4.5 |  | Federally-Regulated Commercial & Industrial Equipment | 11/14/2000 |  | 11/27/2019
Addison Products | Addison Products | HPY012-1A |  | Water-Source | WBAHP: Heat Pump Packaged Unit | Heat Pump | 230 | 1 |  |  | No Match | No Match |  |  |  | 11300 | 812 | 13.9 | 10 | 13800 | 792 | 5.1 |  | Federally-Regulated Commercial & Industrial Equipment | 11/14/2000 |  | 11/27/2019
Addison Products | Addison Products | HWY024-1A |  | Water-Source | WBAHP: Heat Pump Packaged Unit | Heat Pump | 230 | 1 |  |  | No Match | No Match |  |  |  | 24300 | 1786 | 13.6 | 10 | 30600 | 1907 | 4.7 |  | Federally-Regulated Commercial & Industrial Equipment | 05/19/2000 |  | 11/27/2019
Addison Products | Addison Products | VGY060-3A |  | Water-Source | WBAHP: Heat Pump Packaged Unit | Heat Pump | 230 | 3 |  |  | No Match | No Match |  |  |  | 60700 | 4598 | 13.2 | 10 | 78700 | 4906 | 4.7 |  | Federally-Regulated Commercial & Industrial Equipment | 11/14/2000 |  | 11/27/2019
Addison Products | Addison Products | HWY042-4A |  | Water-Source | WBAHP: Heat Pump Packaged Unit | Heat Pump | 460 | 3 |  |  | No Match | No Match |  |  |  | 43100 | 3265 | 13.2 | 10 | 52500 | 3418 | 4.5 |  | Federally-Regulated Commercial & Industrial Equipment | 11/14/2000 |  | 11/27/2019
Addison Products | Addison Products | VPY036-4A |  | Water-Source | WBAHP: Heat Pump Packaged Unit | Heat Pump | 460 | 3 |  |  | No Match | No Match |  |  |  | 34400 | 2474 | 13.9 | 10 | 42700 | 2606 | 4.8 |  | Federally-Regulated Commercial & Industrial Equipment | 11/14/2000 |  | 11/27/2019
Addison Products | Addison Products | VGY018-1A |  | Water-Source | WBAHP: Heat Pump Packaged Unit | Heat Pump | 230 | 1 |  |  | No Match | No Match |  |  |  | 17600 | 1323 | 13.3 | 10 | 23000 | 1321 | 5.1 |  | Federally-Regulated Commercial & Industrial Equipment | 03/22/2001 |  | 11/27/2019
Addison Products | Addison Products | VPY048-4A |  | Water-Source | WBAHP: Heat Pump Packaged Unit | Heat Pump | 460 | 3 |  |  | No Match | No Match |  |  |  | 49200 | 3874 | 12.7 | 10 | 61900 | 4030 | 4.5 |  | Federally-Regulated Commercial & Industrial Equipment | 11/14/2000 |  | 11/27/2019
Addison Products | Addison Products | HPY036-1A |  | Water-Source | WBAHP: Heat Pump Packaged Unit | Heat Pump | 208 | 1 |  |  | No Match | No Match |  |  |  | 34400 | 2474 | 13.9 | 10 | 42700 | 2606 | 4.8 |  | Federally-Regulated Commercial & Industrial Equipment | 11/14/2000 |  | 11/27/2019
Addison Products | Addison Products | HWY030-3A |  | Water-Source | WBAHP: Heat Pump Packaged Unit | Heat Pump | 208 | 3 |  |  | No Match | No Match |  |  |  | 32000 | 2500 | 12.8 | 10 | 42300 | 2816 | 4.4 |  | Federally-Regulated Commercial & Industrial Equipment | 11/14/2000 |  | 11/27/2019
Addison Products | Addison Products | HWY042-3A |  | Water-Source | WBAHP: Heat Pump Packaged Unit | Heat Pump | 230 | 3 |  |  | No Match | No Match |  |  |  | 43600 | 3353 | 13 | 10 | 52500 | 3418 | 4.5 |  | Federally-Regulated Commercial & Industrial Equipment | 11/14/2000 |  | 11/27/2019
Addison Products | Addison Products | HWY012-8A |  | Water-Source | WBAHP: Heat Pump Packaged Unit | Heat Pump | 265 | 1 |  |  | No Match | No Match |  |  |  | 11290 | 806 | 14 | 10 | 13720 | 773 | 5.2 |  | Federally-Regulated Commercial & Industrial Equipment | 11/14/2000 |  | 11/27/2019
Addison Products | Addison Products | HPY060-5A |  | Water-Source | WBAHP: Heat Pump Packaged Unit | Heat Pump | 575 | 3 |  |  | No Match | No Match |  |  |  | 60700 | 4598 | 13.2 | 10 | 78700 | 4906 | 4.7 |  | Federally-Regulated Commercial & Industrial Equipment | 11/14/2000 |  | 11/27/2019
Addison Products | Addison Products | VPY042-1A |  | Water-Source | WBAHP: Heat Pump Packaged Unit | Heat Pump | 230 | 1 |  |  | No Match | No Match |  |  |  | 43600 | 3353 | 13 | 10 | 52500 | 3418 | 4.5 |  | Federally-Regulated Commercial & Industrial Equipment | 11/14/2000 |  | 11/27/2019
Addison Products | Addison Products | VPY024-1A |  | Water-Source | WBAHP: Heat Pump Packaged Unit | Heat Pump | 230 | 1 |  |  | No Match | No Match |  |  |  | 24300 | 1786 | 13.6 | 10 | 30600 | 1907 | 4.7 |  | Federally-Regulated Commercial & Industrial Equipment | 11/14/2000 |  | 11/27/2019
Addison Products | Addison Products | HGY024-8A |  | Water-Source | WBAHP: Heat Pump Packaged Unit | Heat Pump | 265 | 1 |  |  | No Match | No Match |  |  |  | 24300 | 1748 | 13.9 | 10 | 30500 | 1901 | 4.7 |  | Federally-Regulated Commercial & Industrial Equipment | 11/14/2000 |  | 11/27/2019
Addison Products | Addison Products | VPY030-1A |  | Water-Source | WBAHP: Heat Pump Packaged Unit | Heat Pump | 230 | 1 |  |  | No Match | No Match |  |  |  | 32000 | 2539 | 12.6 | 10 | 42300 | 2816 | 4.4 |  | Federally-Regulated Commercial & Industrial Equipment | 11/14/2000 |  | 11/27/2019
Addison Products | Addison Products | HGY042-4A |  | Water-Source | WBAHP: Heat Pump Packaged Unit | Heat Pump | 460 | 3 |  |  | No Match | No Match |  |  |  | 43100 | 3265 | 13.2 | 10 | 52500 | 3418 | 4.5 |  | Federally-Regulated Commercial & Industrial Equipment | 11/14/2000 |  | 11/27/2019
Addison Products | Addison Products | HWY072-3A |  | Water-Source | WBAHP: Heat Pump Packaged Unit | Heat Pump | 230 | 3 |  |  | No Match | No Match |  |  |  | 75000 | 6000 | 12.5 | 9 | 85200 | 5673 | 4.4 | 3.8 | Federally-Regulated Commercial & Industrial Equipment | 11/14/2000 |  | 11/27/2019
Addison Products | Addison Products | VWY060-1A |  | Water-Source | WBAHP: Heat Pump Packaged Unit | Heat Pump | 208 | 1 |  |  | No Match | No Match |  |  |  | 60700 | 4598 | 13.2 | 10 | 78700 | 4906 | 4.7 |  | Federally-Regulated Commercial & Industrial Equipment | 05/19/2000 |  | 11/27/2019
Addison Products | Addison Products | VPY048-1A |  | Water-Source | WBAHP: Heat Pump Packaged Unit | Heat Pump | 208 | 1 |  |  | No Match | No Match |  |  |  | 49200 | 3874 | 12.7 | 10 | 61900 | 4030 | 4.5 |  | Federally-Regulated Commercial & Industrial Equipment | 11/14/2000 |  | 11/27/2019
Addison Products | Addison Products | HPY048-5A |  | Water-Source | WBAHP: Heat Pump Packaged Unit | Heat Pump | 575 | 3 |  |  | No Match | No Match |  |  |  | 49200 | 3874 | 12.7 | 10 | 61900 | 4030 | 4.5 |  | Federally-Regulated Commercial & Industrial Equipment | 11/14/2000 |  | 11/27/2019
Addison Products | Addison Products | HPY012-8A |  | Water-Source | WBAHP: Heat Pump Packaged Unit | Heat Pump | 265 | 1 |  |  | No Match | No Match |  |  |  | 11290 | 806 | 14 | 10 | 13720 | 773 | 5.2 |  | Federally-Regulated Commercial & Industrial Equipment | 11/14/2000 |  | 11/27/2019
Addison Products | Addison Products | VGY024-8A |  | Water-Source | WBAHP: Heat Pump Packaged Unit | Heat Pump | 265 | 1 |  |  | No Match | No Match |  |  |  | 24300 | 1748 | 13.9 | 10 | 30500 | 1901 | 4.7 |  | Federally-Regulated Commercial & Industrial Equipment | 11/14/2000 |  | 11/27/2019
Addison Products | Addison Products | HGY007-0A |  | Water-Source | WBAHP: Heat Pump Packaged Unit | Heat Pump | 115 | 1 |  |  | No Match | No Match |  |  |  | 7600 | 589 | 12.9 | 10 | 10100 | 657 | 4.5 |  | Federally-Regulated Commercial & Industrial Equipment | 11/14/2000 |  | 11/27/2019
Addison Products | Addison Products | HGY042-1A |  | Water-Source | WBAHP: Heat Pump Packaged Unit | Heat Pump | 208 | 1 |  |  | No Match | No Match |  |  |  | 43100 | 3265 | 13.2 | 10 | 52500 | 3418 | 4.5 |  | Federally-Regulated Commercial & Industrial Equipment | 11/14/2000 |  | 11/27/2019
Addison Products | Addison Products | HWY012-0A |  | Water-Source | WBAHP: Heat Pump Packaged Unit | Heat Pump | 115 | 1 |  |  | No Match | No Match |  |  |  | 11290 | 806 | 14 | 10 | 13720 | 773 | 5.2 |  | Federally-Regulated Commercial & Industrial Equipment | 11/14/2000 |  | 11/27/2019
Addison Products | Addison Products | HWY048-5A |  | Water-Source | WBAHP: Heat Pump Packaged Unit | Heat Pump | 575 | 3 |  |  | No Match | No Match |  |  |  | 49200 | 3874 | 12.7 | 10 | 61900 | 4030 | 4.5 |  | Federally-Regulated Commercial & Industrial Equipment | 11/14/2000 |  | 11/27/2019
Addison Products | Addison Products | VGY048-1A |  | Water-Source | WBAHP: Heat Pump Packaged Unit | Heat Pump | 230 | 1 |  |  | No Match | No Match |  |  |  | 49200 | 3967 | 12.4 | 10 | 61900 | 4030 | 4.5 |  | Federally-Regulated Commercial & Industrial Equipment | 11/14/2000 |  | 11/27/2019
Addison Products | Addison Products | VGY042-1A |  | Water-Source | WBAHP: Heat Pump Packaged Unit | Heat Pump | 230 | 1 |  |  | No Match | No Match |  |  |  | 43600 | 3353 | 13 | 10 | 52500 | 3418 | 4.5 |  | Federally-Regulated Commercial & Industrial Equipment | 11/14/2000 |  | 11/27/2019
Addison Products | Addison Products | HGY018-1A |  | Water-Source | WBAHP: Heat Pump Packaged Unit | Heat Pump | 208 | 1 |  |  | No Match | No Match |  |  |  | 17600 | 1303 | 13.5 | 10 | 23000 | 1321 | 5.1 |  | Federally-Regulated Commercial & Industrial Equipment | 03/22/2001 |  | 11/27/2019
Addison Products | Addison Products | HGY036-4A |  | Water-Source | WBAHP: Heat Pump Packaged Unit | Heat Pump | 460 | 3 |  |  | No Match | No Match |  |  |  | 34400 | 2474 | 13.9 | 10 | 42700 | 2606 | 4.8 |  | Federally-Regulated Commercial & Industrial Equipment | 11/14/2000 |  | 11/27/2019
Addison Products | Addison Products | HWY018-1A |  | Water-Source | WBAHP: Heat Pump Packaged Unit | Heat Pump | 208 | 1 |  |  | No Match | No Match |  |  |  | 17600 | 1303 | 13.5 | 10 | 23200 | 1307 | 5.2 |  | Federally-Regulated Commercial & Industrial Equipment | 03/22/2001 |  | 11/27/2019
Addison Products | Addison Products | HGY030-1A |  | Water-Source | WBAHP: Heat Pump Packaged Unit | Heat Pump | 230 | 1 |  |  | No Match | No Match |  |  |  | 32000 | 2539 | 12.6 | 10 | 42300 | 2816 | 4.4 |  | Federally-Regulated Commercial & Industrial Equipment | 11/14/2000 |  | 11/27/2019
Addison Products | Addison Products | HPY024-1A |  | Water-Source | WBAHP: Heat Pump Packaged Unit | Heat Pump | 230 | 1 |  |  | No Match | No Match |  |  |  | 24300 | 1786 | 13.6 | 10 | 30600 | 1907 | 4.7 |  | Federally-Regulated Commercial & Industrial Equipment | 11/14/2000 |  | 11/27/2019
Addison Products | Addison Products | HWY018-1A |  | Water-Source | WBAHP: Heat Pump Packaged Unit | Heat Pump | 230 | 1 |  |  | No Match | No Match |  |  |  | 17600 | 1323 | 13.3 | 10 | 23200 | 1332 | 5.1 |  | Federally-Regulated Commercial & Industrial Equipment | 03/22/2001 |  | 11/27/2019
Addison Products | Addison Products | VPY036-3A |  | Water-Source | WBAHP: Heat Pump Packaged Unit | Heat Pump | 208 | 3 |  |  | No Match | No Match |  |  |  | 34400 | 2474 | 13.9 | 10 | 42700 | 2606 | 4.8 |  | Federally-Regulated Commercial & Industrial Equipment | 11/14/2000 |  | 11/27/2019
Addison Products | Addison Products | VPY054-4A |  | Water-Source | WBAHP: Heat Pump Packaged Unit | Heat Pump | 460 | 3 |  |  | No Match | No Match |  |  |  | 54200 | 4406 | 12.3 | 10 | 67300 | 4481 | 4.4 |  | Federally-Regulated Commercial & Industrial Equipment | 11/14/2000 |  | 11/27/2019
Addison Products | Addison Products | VGY024-1A |  | Water-Source | WBAHP: Heat Pump Packaged Unit | Heat Pump | 208 | 1 |  |  | No Match | No Match |  |  |  | 24300 | 1748 | 13.9 | 10 | 30500 | 1901 | 4.7 |  | Federally-Regulated Commercial & Industrial Equipment | 11/14/2000 |  | 11/27/2019
Addison Products | Addison Products | HGY072-4A |  | Water-Source | WBAHP: Heat Pump Packaged Unit | Heat Pump | 460 | 3 |  |  | No Match | No Match |  |  |  | 74000 | 5920 | 12.5 | 9 | 84700 | 5514 | 4.5 | 3.8 | Federally-Regulated Commercial & Industrial Equipment | 11/14/2000 |  | 11/27/2019
Addison Products | Addison Products | VWY048-3A |  | Water-Source | WBAHP: Heat Pump Packaged Unit | Heat Pump | 208 | 3 |  |  | No Match | No Match |  |  |  | 49200 | 3874 | 12.7 | 10 | 61900 | 4030 | 4.5 |  | Federally-Regulated Commercial & Industrial Equipment | 11/14/2000 |  | 11/27/2019
Addison Products | Addison Products | VWY060-4A |  | Water-Source | WBAHP: Heat Pump Packaged Unit | Heat Pump | 460 | 3 |  |  | No Match | No Match |  |  |  | 60700 | 4598 | 13.2 | 10 | 78700 | 4906 | 4.7 |  | Federally-Regulated Commercial & Industrial Equipment | 05/19/2000 |  | 11/27/2019
Addison Products | Addison Products | HWY024-8A |  | Water-Source | WBAHP: Heat Pump Packaged Unit | Heat Pump | 265 | 1 |  |  | No Match | No Match |  |  |  | 24300 | 1748 | 13.9 | 10 | 30500 | 1901 | 4.7 |  | Federally-Regulated Commercial & Industrial Equipment | 05/19/2000 |  | 11/27/2019
Addison Products | Addison Products | VGY030-3A |  | Water-Source | WBAHP: Heat Pump Packaged Unit | Heat Pump | 230 | 3 |  |  | No Match | No Match |  |  |  | 32000 | 2539 | 12.6 | 10 | 42300 | 2816 | 4.4 |  | Federally-Regulated Commercial & Industrial Equipment | 11/14/2000 |  | 11/27/2019
Addison Products | Addison Products | VPY072-4A |  | Water-Source | WBAHP: Heat Pump Packaged Unit | Heat Pump | 460 | 3 |  |  | No Match | No Match |  |  |  | 74000 | 5920 | 12.5 | 9 | 84700 | 5514 | 4.5 | 3.8 | Federally-Regulated Commercial & Industrial Equipment | 11/14/2000 |  | 11/27/2019
Addison Products | Addison Products | HGY072-3A |  | Water-Source | WBAHP: Heat Pump Packaged Unit | Heat Pump | 230 | 3 |  |  | No Match | No Match |  |  |  | 74000 | 5967 | 12.4 | 9 | 84700 | 5640 | 4.4 | 3.8 | Federally-Regulated Commercial & Industrial Equipment | 11/14/2000 |  | 11/27/2019
Addison Products | Addison Products | VPY012-1A |  | Water-Source | WBAHP: Heat Pump Packaged Unit | Heat Pump | 230 | 1 |  |  | No Match | No Match |  |  |  | 11300 | 812 | 13.9 | 10 | 13800 | 792 | 5.1 |  | Federally-Regulated Commercial & Industrial Equipment | 11/14/2000 |  | 11/27/2019
Addison Products | Addison Products | VWY036-8A |  | Water-Source | WBAHP: Heat Pump Packaged Unit | Heat Pump | 265 | 1 |  |  | No Match | No Match |  |  |  | 34400 | 2474 | 13.9 | 10 | 42700 | 2606 | 4.8 |  | Federally-Regulated Commercial & Industrial Equipment | 01/18/2001 |  | 11/27/2019
Addison Products | Addison Products | HGY009-1A |  | Water-Source | WBAHP: Heat Pump Packaged Unit | Heat Pump | 230 | 1 |  |  | No Match | No Match |  |  |  | 9150 | 698 | 13.1 | 10 | 11890 | 710 | 4.9 |  | Federally-Regulated Commercial & Industrial Equipment | 11/14/2000 |  | 11/27/2019
Addison Products | Addison Products | HPY015-1A |  | Water-Source | WBAHP: Heat Pump Packaged Unit | Heat Pump | 230 | 1 |  |  | No Match | No Match |  |  |  | 15230 | 1095 | 13.9 | 10 | 18730 | 1143 | 4.8 |  | Federally-Regulated Commercial & Industrial Equipment | 11/14/2000 |  | 11/27/2019
Addison Products | Addison Products | VPY042-3A |  | Water-Source | WBAHP: Heat Pump Packaged Unit | Heat Pump | 230 | 3 |  |  | No Match | No Match |  |  |  | 43600 | 3353 | 13 | 10 | 52500 | 3418 | 4.5 |  | Federally-Regulated Commercial & Industrial Equipment | 11/14/2000 |  | 11/27/2019
Addison Products | Addison Products | VGY024-1A |  | Water-Source | WBAHP: Heat Pump Packaged Unit | Heat Pump | 230 | 1 |  |  | No Match | No Match |  |  |  | 24300 | 1786 | 13.6 | 10 | 30600 | 1907 | 4.7 |  | Federally-Regulated Commercial & Industrial Equipment | 11/14/2000 |  | 11/27/2019
Addison Products | Addison Products | HGY007-8A |  | Water-Source | WBAHP: Heat Pump Packaged Unit | Heat Pump | 265 | 1 |  |  | No Match | No Match |  |  |  | 7600 | 589 | 12.9 | 10 | 10100 | 657 | 4.5 |  | Federally-Regulated Commercial & Industrial Equipment | 07/16/2001 |  | 11/27/2019
Addison Products | Addison Products | HWY060-3A |  | Water-Source | WBAHP: Heat Pump Packaged Unit | Heat Pump | 230 | 3 |  |  | No Match | No Match |  |  |  | 60700 | 4598 | 13.2 | 10 | 78700 | 4906 | 4.7 |  | Federally-Regulated Commercial & Industrial Equipment | 11/14/2000 |  | 11/27/2019
Addison Products | Addison Products | HPY030-8A |  | Water-Source | WBAHP: Heat Pump Packaged Unit | Heat Pump | 265 | 1 |  |  | No Match | No Match |  |  |  | 32000 | 2622 | 12.2 | 10 | 42300 | 2882 | 4.3 |  | Federally-Regulated Commercial & Industrial Equipment | 03/18/2002 |  | 11/27/2019
Addison Products | Addison Products | HPY012-0A |  | Water-Source | WBAHP: Heat Pump Packaged Unit | Heat Pump | 115 | 1 |  |  | No Match | No Match |  |  |  | 11290 | 806 | 14 | 10 | 13720 | 773 | 5.2 |  | Federally-Regulated Commercial & Industrial Equipment | 11/14/2000 |  | 11/27/2019
Addison Products | Addison Products | HPY036-1A |  | Water-Source | WBAHP: Heat Pump Packaged Unit | Heat Pump | 230 | 1 |  |  | No Match | No Match |  |  |  | 34400 | 2510 | 13.7 | 10 | 42700 | 2606 | 4.8 |  | Federally-Regulated Commercial & Industrial Equipment | 11/14/2000 |  | 11/27/2019
Addison Products | Addison Products | VGY048-3A |  | Water-Source | WBAHP: Heat Pump Packaged Unit | Heat Pump | 230 | 3 |  |  | No Match | No Match |  |  |  | 49200 | 3967 | 12.4 | 10 | 61900 | 4030 | 4.5 |  | Federally-Regulated Commercial & Industrial Equipment | 11/14/2000 |  | 11/27/2019
Addison Products | Addison Products | VPY072-3A |  | Water-Source | WBAHP: Heat Pump Packaged Unit | Heat Pump | 230 | 3 |  |  | No Match | No Match |  |  |  | 74000 | 5967 | 12.4 | 9 | 84700 | 5640 | 4.4 | 3.8 | Federally-Regulated Commercial & Industrial Equipment | 11/14/2000 |  | 11/27/2019
Addison Products | Addison Products | VGY042-3A |  | Water-Source | WBAHP: Heat Pump Packaged Unit | Heat Pump | 208 | 3 |  |  | No Match | No Match |  |  |  | 43100 | 3265 | 13.2 | 10 | 52500 | 3418 | 4.5 |  | Federally-Regulated Commercial & Industrial Equipment | 11/14/2000 |  | 11/27/2019
Addison Products | Addison Products | VPY036-8A |  | Water-Source | WBAHP: Heat Pump Packaged Unit | Heat Pump | 265 | 1 |  |  | No Match | No Match |  |  |  | 34400 | 2474 | 13.9 | 10 | 42700 | 2606 | 4.8 |  | Federally-Regulated Commercial & Industrial Equipment | 01/18/2001 |  | 11/27/2019
Addison Products | Addison Products | HPY036-8A |  | Water-Source | WBAHP: Heat Pump Packaged Unit | Heat Pump | 265 | 1 |  |  | No Match | No Match |  |  |  | 34400 | 2474 | 13.9 | 10 | 42700 | 2606 | 4.8 |  | Federally-Regulated Commercial & Industrial Equipment | 11/14/2000 |  | 11/27/2019
Addison Products | Addison Products | VWY072-3A |  | Water-Source | WBAHP: Heat Pump Packaged Unit | Heat Pump | 230 | 3 |  |  | No Match | No Match |  |  |  | 75000 | 6048 | 12.4 | 9 | 85200 | 5673 | 4.4 | 3.8 | Federally-Regulated Commercial & Industrial Equipment | 11/14/2000 |  | 11/27/2019
Addison Products | Addison Products | HGY042-1A |  | Water-Source | WBAHP: Heat Pump Packaged Unit | Heat Pump | 230 | 1 |  |  | No Match | No Match |  |  |  | 43600 | 3353 | 13 | 10 | 52500 | 3418 | 4.5 |  | Federally-Regulated Commercial & Industrial Equipment | 11/14/2000 |  | 11/27/2019
Addison Products | Addison Products | VPY048-3A |  | Water-Source | WBAHP: Heat Pump Packaged Unit | Heat Pump | 230 | 3 |  |  | No Match | No Match |  |  |  | 49200 | 3967 | 12.4 | 10 | 61900 | 4030 | 4.5 |  | Federally-Regulated Commercial & Industrial Equipment | 11/14/2000 |  | 11/27/2019
Addison Products | Addison Products | VGY018-1A |  | Water-Source | WBAHP: Heat Pump Packaged Unit | Heat Pump | 208 | 1 |  |  | No Match | No Match |  |  |  | 17600 | 1303 | 13.5 | 10 | 23000 | 1321 | 5.1 |  | Federally-Regulated Commercial & Industrial Equipment | 03/22/2001 |  | 11/27/2019
Addison Products | Addison Products | VWY024-8A |  | Water-Source | WBAHP: Heat Pump Packaged Unit | Heat Pump | 265 | 1 |  |  | No Match | No Match |  |  |  | 24300 | 1748 | 13.9 | 10 | 30500 | 1901 | 4.7 |  | Federally-Regulated Commercial & Industrial Equipment | 05/19/2000 |  | 11/27/2019
Addison Products | Addison Products | HPY048-1A |  | Water-Source | WBAHP: Heat Pump Packaged Unit | Heat Pump | 208 | 1 |  |  | No Match | No Match |  |  |  | 49200 | 3874 | 12.7 | 10 | 61900 | 4030 | 4.5 |  | Federally-Regulated Commercial & Industrial Equipment | 11/14/2000 |  | 11/27/2019
Addison Products | Addison Products | VWY012-1A |  | Water-Source | WBAHP: Heat Pump Packaged Unit | Heat Pump | 208 | 1 |  |  | No Match | No Match |  |  |  | 11300 | 807 | 14 | 10 | 14900 | 890 | 4.9 |  | Federally-Regulated Commercial & Industrial Equipment | 05/19/2000 |  | 11/27/2019
Addison Products | Addison Products | VGY042-4A |  | Water-Source | WBAHP: Heat Pump Packaged Unit | Heat Pump | 460 | 3 |  |  | No Match | No Match |  |  |  | 43100 | 3265 | 13.2 | 10 | 52500 | 3418 | 4.5 |  | Federally-Regulated Commercial & Industrial Equipment | 11/14/2000 |  | 11/27/2019
Addison Products | Addison Products | VPY042-3A |  | Water-Source | WBAHP: Heat Pump Packaged Unit | Heat Pump | 208 | 3 |  |  | No Match | No Match |  |  |  | 43100 | 3265 | 13.2 | 10 | 52500 | 3418 | 4.5 |  | Federally-Regulated Commercial & Industrial Equipment | 11/14/2000 |  | 11/27/2019
Addison Products | Addison Products | HGY042-3A |  | Water-Source | WBAHP: Heat Pump Packaged Unit | Heat Pump | 208 | 3 |  |  | No Match | No Match |  |  |  | 43100 | 3265 | 13.2 | 10 | 52500 | 3418 | 4.5 |  | Federally-Regulated Commercial & Industrial Equipment | 11/14/2000 |  | 11/27/2019
Addison Products | Addison Products | VGY072-3A |  | Water-Source | WBAHP: Heat Pump Packaged Unit | Heat Pump | 230 | 3 |  |  | No Match | No Match |  |  |  | 74000 | 5967 | 12.4 | 9 | 84700 | 5640 | 4.4 | 3.8 | Federally-Regulated Commercial & Industrial Equipment | 11/14/2000 |  | 11/27/2019
Addison Products | Addison Products | HWY009-1A |  | Water-Source | WBAHP: Heat Pump Packaged Unit | Heat Pump | 230 | 1 |  |  | No Match | No Match |  |  |  | 9150 | 698 | 13.1 | 10 | 11890 | 710 | 4.9 |  | Federally-Regulated Commercial & Industrial Equipment | 01/18/2001 |  | 11/27/2019
Addison Products | Addison Products | VWY048-4A |  | Water-Source | WBAHP: Heat Pump Packaged Unit | Heat Pump | 460 | 3 |  |  | No Match | No Match |  |  |  | 49200 | 3874 | 12.7 | 10 | 61900 | 4030 | 4.5 |  | Federally-Regulated Commercial & Industrial Equipment | 11/14/2000 |  | 11/27/2019
Addison Products | Addison Products | VGY054-1A |  | Water-Source | WBAHP: Heat Pump Packaged Unit | Heat Pump | 230 | 1 |  |  | No Match | No Match |  |  |  | 54200 | 4406 | 12.3 | 10 | 67300 | 4481 | 4.4 |  | Federally-Regulated Commercial & Industrial Equipment | 11/14/2000 |  | 11/27/2019
Addison Products | Addison Products | VPY036-1A |  | Water-Source | WBAHP: Heat Pump Packaged Unit | Heat Pump | 208 | 1 |  |  | No Match | No Match |  |  |  | 34400 | 2474 | 13.9 | 10 | 42700 | 2606 | 4.8 |  | Federally-Regulated Commercial & Industrial Equipment | 11/14/2000 |  | 11/27/2019
Addison Products | Addison Products | VGY048-3A |  | Water-Source | WBAHP: Heat Pump Packaged Unit | Heat Pump | 208 | 3 |  |  | No Match | No Match |  |  |  | 49200 | 3874 | 12.7 | 10 | 61900 | 4030 | 4.5 |  | Federally-Regulated Commercial & Industrial Equipment | 11/14/2000 |  | 11/27/2019
Addison Products | Addison Products | VWY048-3A |  | Water-Source | WBAHP: Heat Pump Packaged Unit | Heat Pump | 230 | 3 |  |  | No Match | No Match |  |  |  | 49200 | 3967 | 12.4 | 10 | 61900 | 4030 | 4.5 |  | Federally-Regulated Commercial & Industrial Equipment | 11/14/2000 |  | 11/27/2019
Addison Products | Addison Products | HGY009-0A |  | Water-Source | WBAHP-CB: Heat Pump Split Syst | Heat Pump | 115 | 1 |  |  | No Match | No Match |  |  |  | 9700 | 822 | 11.8 | 9 | 11900 | 711 | 4.9 | 3.5 | Non Federally-Regulated | 07/22/2002 |  | 11/27/2019
ClimateMaster Inc. | Rheem | RPVV/H/D048 |  | Water-Source | WBAHP: Heat Pump Packaged Unit | Heat Pump | 230 | 1 |  |  | No Match | Single-Speed |  |  |  | 48200 | 3110 | 15.5 | 12 | 59700 | 3433 | 5.1 | 4.2 | Federally-Regulated Commercial & Industrial Equipment | 11/25/2009 |  | 11/27/2019
ClimateMaster Inc. | Climate Master Series | HS/HL/VS/VL019G |  | Water-Source | WBAHP: Heat Pump Packaged Unit | Heat Pump | 208 | 1 |  |  | No Match | No Match |  |  |  | 20000 | 1492 | 13.4 | 10 | 23000 | 1567 | 4.3 |  | Federally-Regulated Commercial & Industrial Equipment | 01/22/2003 |  | 11/27/2019
ClimateMaster Inc. | Genesis Compact | GVC012BG******* |  | Water-Source | WBAHP: Heat Pump Packaged Unit | Heat Pump | 208 | 1 |  |  | No Match | No Match |  |  |  | 11600 | 943 | 12.3 | 10 | 14700 | 1026 | 4.2 |  | Federally-Regulated Commercial & Industrial Equipment | 07/02/2003 |  | 11/27/2019
ClimateMaster Inc. | Genesis Compact | GCV030BF******* |  | Water-Source | WBAHP: Heat Pump Packaged Unit | Heat Pump | 460 | 3 |  |  | Ozone-Depleting | No Match |  |  |  | 28000 | 2295 | 12.2 | 12 | 33500 | 2229 | 4.4 | 4.2 | Federally-Regulated Commercial & Industrial Equipment | 12/21/2006 |  | 11/27/2019
ClimateMaster Inc. | Genesis Compact | GCH048BG******* |  | Water-Source | WBAHP: Heat Pump Packaged Unit | Heat Pump | 208 | 1 |  |  | Ozone-Depleting | No Match |  |  |  | 47100 | 3861 | 12.2 | 12 | 58200 | 3873 | 4.4 | 4.2 | Federally-Regulated Commercial & Industrial Equipment | 12/21/2006 |  | 11/27/2019
ClimateMaster Inc. | Ruud | RPVV/H/D025 |  | Water-Source | WBAHP: Heat Pump Packaged Unit | Heat Pump | 208 | 1 |  |  | No Match | Single-Speed |  |  |  | 25100 | 1599 | 15.7 | 12 | 30600 | 1726 | 5.2 | 4.2 | Federally-Regulated Commercial & Industrial Equipment | 11/25/2009 |  | 11/27/2019
ClimateMaster Inc. | Climate Master Series | GRV/GRH030BH |  | Water-Source | WBAHP: Heat Pump Packaged Unit | Heat Pump | 208 | 3 |  |  | No Match | No Match |  |  |  | 28000 | 2258 | 12.4 | 10 | 33700 | 2296 | 4.3 |  | Federally-Regulated Commercial & Industrial Equipment | 01/22/2003 |  | 11/27/2019
ClimateMaster Inc. | Climate Master Series | GRV/GRH024BH |  | Water-Source | WBAHP: Heat Pump Packaged Unit | Heat Pump | 230 | 3 |  |  | No Match | No Match |  |  |  | 22700 | 1891 | 12 | 10 | 27800 | 1939 | 4.2 |  | Federally-Regulated Commercial & Industrial Equipment | 01/22/2003 |  | 11/27/2019
ClimateMaster Inc. | Carrier | RVC030***30*** |  | Water-Source | WBAHP: Heat Pump Packaged Unit | Heat Pump | 208 | 1 |  |  | No Match | No Match |  |  |  | 27500 | 2272 | 12.1 | 10 | 34600 | 2306 | 4.4 |  | Federally-Regulated Commercial & Industrial Equipment | 07/02/2003 |  | 11/27/2019
ClimateMaster Inc. | Genesis Compact | GCV030BE******* |  | Water-Source | WBAHP: Heat Pump Packaged Unit | Heat Pump | 265 | 1 |  |  | Ozone-Depleting | No Match |  |  |  | 28000 | 2295 | 12.2 | 12 | 33500 | 2229 | 4.4 | 4.2 | Federally-Regulated Commercial & Industrial Equipment | 12/21/2006 |  | 11/27/2019
ClimateMaster Inc. | Climate Master Series | GRV/GRH024BH |  | Water-Source | WBAHP: Heat Pump Packaged Unit | Heat Pump | 208 | 3 |  |  | No Match | No Match |  |  |  | 22700 | 1891 | 12 | 10 | 27800 | 1939 | 4.2 |  | Federally-Regulated Commercial & Industrial Equipment | 01/22/2003 |  | 11/27/2019
ClimateMaster Inc. | Climate Master Series | GRV/GRH024AG |  | Water-Source | WBAHP: Heat Pump Packaged Unit | Heat Pump | 208 | 1 |  |  | No Match | No Match |  |  |  | 22700 | 1891 | 12 | 10 | 27800 | 1939 | 4.2 |  | Federally-Regulated Commercial & Industrial Equipment | 04/12/2000 |  | 11/27/2019
ClimateMaster Inc. | Climate Master | ABA/B/C060 |  | Water-Source | WBAHP: Heat Pump Packaged Unit | Heat Pump | 230 | 1 |  |  | No Match | Single-Speed |  |  |  | 61300 | 4142 | 14.8 | 12 | 72100 | 4315 | 4.9 | 4.2 | Federally-Regulated Commercial & Industrial Equipment | 11/25/2009 |  | 11/27/2019
ClimateMaster Inc. | Genesis Compact | GCV012BG******* |  | Water-Source | WBAHP: Heat Pump Packaged Unit | Heat Pump | 208 | 1 |  |  | Ozone-Depleting | No Match |  |  |  | 11500 | 906 | 12.7 | 11.2 | 14300 | 1000 | 4.2 | 4.2 | Federally-Regulated Commercial & Industrial Equipment | 01/12/2007 |  | 11/27/2019
ClimateMaster Inc. | Ruud | RPVV/H/D062 |  | Water-Source | WBAHP: Heat Pump Packaged Unit | Heat Pump | 230 | 1 |  |  | No Match | Single-Speed |  |  |  | 61300 | 4142 | 14.8 | 12 | 72100 | 4315 | 4.9 | 4.2 | Federally-Regulated Commercial & Industrial Equipment | 11/25/2009 |  | 11/27/2019
ClimateMaster Inc. | Genesis Compact | GCV024BE******* |  | Water-Source | WBAHP: Heat Pump Packaged Unit | Heat Pump | 265 | 1 |  |  | Ozone-Depleting | No Match |  |  |  | 23800 | 1831 | 13 | 12 | 27800 | 1770 | 4.6 | 4.2 | Federally-Regulated Commercial & Industrial Equipment | 12/21/2006 |  | 11/27/2019
ClimateMaster Inc. | Climate Master | ABA/B/C060 |  | Water-Source | WBAHP: Heat Pump Packaged Unit | Heat Pump | 208 | 1 |  |  | No Match | Single-Speed |  |  |  | 61300 | 4142 | 14.8 | 12 | 72100 | 4315 | 4.9 | 4.2 | Federally-Regulated Commercial & Industrial Equipment | 11/25/2009 |  | 11/27/2019
ClimateMaster Inc. | Ruud | RPVV/H/D062 |  | Water-Source | WBAHP: Heat Pump Packaged Unit | Heat Pump | 208 | 1 |  |  | No Match | Single-Speed |  |  |  | 61300 | 4142 | 14.8 | 12 | 72100 | 4315 | 4.9 | 4.2 | Federally-Regulated Commercial & Industrial Equipment | 11/25/2009 |  | 11/27/2019
ClimateMaster Inc. | Genesis Compact | GCH036BH******* |  | Water-Source | WBAHP: Heat Pump Packaged Unit | Heat Pump | 208 | 3 |  |  | Ozone-Depleting | No Match |  |  |  | 35000 | 2916 | 12 | 12 | 45500 | 3172 | 4.2 | 4.2 | Federally-Regulated Commercial & Industrial Equipment | 12/21/2006 |  | 11/27/2019
ClimateMaster Inc. | Climate Master Series | HS/VS030G |  | Water-Source | WBAHP: Heat Pump Packaged Unit | Heat Pump | 230 | 1 |  |  | No Match | No Match |  |  |  | 28900 | 2312 | 12.5 | 10 | 37000 | 2409 | 4.5 |  | Federally-Regulated Commercial & Industrial Equipment | 01/22/2003 |  | 11/27/2019
ClimateMaster Inc. | Climate Master | ABA/B/C048 |  | Water-Source | WBAHP: Heat Pump Packaged Unit | Heat Pump | 230 | 1 |  |  | No Match | Single-Speed |  |  |  | 48200 | 3110 | 15.5 | 12 | 59700 | 3433 | 5.1 | 4.2 | Federally-Regulated Commercial & Industrial Equipment | 11/25/2009 |  | 11/27/2019
ClimateMaster Inc. | Carrier | RHC024***30*** |  | Water-Source | WBAHP: Heat Pump Packaged Unit | Heat Pump | 208 | 1 |  |  | No Match | No Match |  |  |  | 24500 | 1914 | 12.8 | 10 | 30100 | 1918 | 4.6 |  | Federally-Regulated Commercial & Industrial Equipment | 07/02/2003 |  | 11/27/2019
ClimateMaster Inc. | Rheem | RPVV/H/D025 |  | Water-Source | WBAHP: Heat Pump Packaged Unit | Heat Pump | 230 | 1 |  |  | No Match | Single-Speed |  |  |  | 25100 | 1599 | 15.7 | 12 | 30600 | 1726 | 5.2 | 4.2 | Federally-Regulated Commercial & Industrial Equipment | 11/25/2009 |  | 11/27/2019
ClimateMaster Inc. | Climate Master Series | GSV/GSH070AG |  | Water-Source | WBAHP: Heat Pump Packaged Unit | Heat Pump | 208 | 1 |  |  | No Match | No Match |  |  |  | 64800 | 5184 | 12.5 | 10 | 81700 | 5319 | 4.5 |  | Federally-Regulated Commercial & Industrial Equipment | 04/12/2000 |  | 11/27/2019
ClimateMaster Inc. | Climate Master Series | GSV/GSH060AG |  | Water-Source | WBAHP: Heat Pump Packaged Unit | Heat Pump | 230 | 1 |  |  | No Match | No Match |  |  |  | 59500 | 4375 | 13.6 | 10 | 77100 | 4806 | 4.7 |  | Federally-Regulated Commercial & Industrial Equipment | 04/12/2000 |  | 11/27/2019
ClimateMaster Inc. | Carrier | RVC030***40*** |  | Water-Source | WBAHP: Heat Pump Packaged Unit | Heat Pump | 265 | 1 |  |  | No Match | No Match |  |  |  | 27500 | 2272 | 12.1 | 10 | 34600 | 2306 | 4.4 |  | Federally-Regulated Commercial & Industrial Equipment | 07/02/2003 |  | 11/27/2019
ClimateMaster Inc. | Climate Master Series | HS/VS030H |  | Water-Source | WBAHP: Heat Pump Packaged Unit | Heat Pump | 208 | 3 |  |  | No Match | No Match |  |  |  | 28900 | 2312 | 12.5 | 10 | 37000 | 2409 | 4.5 |  | Federally-Regulated Commercial & Industrial Equipment | 01/22/2003 |  | 11/27/2019
ClimateMaster Inc. | Climate Master Series | GSV/GSH024AG |  | Water-Source | WBAHP: Heat Pump Packaged Unit | Heat Pump | 208 | 1 |  |  | No Match | No Match |  |  |  | 24900 | 1660 | 15 | 10 | 31100 | 1898 | 4.8 |  | Federally-Regulated Commercial & Industrial Equipment | 04/12/2000 |  | 11/27/2019
ClimateMaster Inc. | Genesis Compact | GCV048BF******* |  | Water-Source | WBAHP: Heat Pump Packaged Unit | Heat Pump | 460 | 3 |  |  | Ozone-Depleting | No Match |  |  |  | 47100 | 3861 | 12.2 | 12 | 58200 | 3873 | 4.4 | 4.2 | Federally-Regulated Commercial & Industrial Equipment | 12/21/2006 |  | 11/27/2019
ClimateMaster Inc. | Genesis Compact | GCV041BG******* |  | Water-Source | WBAHP: Heat Pump Packaged Unit | Heat Pump | 208 | 1 |  |  | Ozone-Depleting | No Match |  |  |  | 37700 | 3142 | 12 | 12 | 47500 | 3315 | 4.2 | 4.2 | Federally-Regulated Commercial & Industrial Equipment | 12/21/2006 |  | 11/27/2019
ClimateMaster Inc. | Climate Master Series | GSV/GSH018AG |  | Water-Source | WBAHP: Heat Pump Packaged Unit | Heat Pump | 230 | 1 |  |  | No Match | No Match |  |  |  | 17600 | 1165 | 15.1 | 10 | 21900 | 1283 | 5 |  | Federally-Regulated Commercial & Industrial Equipment | 04/12/2000 |  | 11/27/2019
ClimateMaster Inc. | Climate Master | ABA/B/C024 |  | Water-Source | WBAHP: Heat Pump Packaged Unit | Heat Pump | 230 | 1 |  |  | No Match | Single-Speed |  |  |  | 25100 | 1599 | 15.7 | 12 | 30600 | 1726 | 5.2 | 4.2 | Federally-Regulated Commercial & Industrial Equipment | 11/25/2009 |  | 11/27/2019
ClimateMaster Inc. | Genesis Compact | GCV060BF******* |  | Water-Source | WBAHP: Heat Pump Packaged Unit | Heat Pump | 460 | 3 |  |  | Ozone-Depleting | No Match |  |  |  | 58000 | 4833 | 12 | 12 | 76800 | 5354 | 4.2 | 4.2 | Federally-Regulated Commercial & Industrial Equipment | 12/21/2006 |  | 11/27/2019
ClimateMaster Inc. | Climate Master Series | GRV/GRH060AF |  | Water-Source | WBAHP: Heat Pump Packaged Unit | Heat Pump | 460 | 3 |  |  | No Match | No Match |  |  |  | 57900 | 4745 | 12.2 | 10 | 69000 | 4813 | 4.2 |  | Federally-Regulated Commercial & Industrial Equipment | 04/12/2000 |  | 11/27/2019
ClimateMaster Inc. | Climate Master Series | GRV/GRH060AG |  | Water-Source | WBAHP: Heat Pump Packaged Unit | Heat Pump | 208 | 1 |  |  | No Match | No Match |  |  |  | 57900 | 4745 | 12.2 | 10 | 69000 | 4813 | 4.2 |  | Federally-Regulated Commercial & Industrial Equipment | 04/12/2000 |  | 11/27/2019
ClimateMaster Inc. | Heat Controller | HTV/HTD048 |  | Water-Source | WBAHP: Heat Pump Packaged Unit | Heat Pump | 230 | 1 |  |  | No Match | Single-Speed |  |  |  | 48400 | 3083 | 15.7 | 12 | 59900 | 3376 | 5.2 | 4.2 | Federally-Regulated Commercial & Industrial Equipment | 04/23/2009 |  | 11/27/2019
ClimateMaster Inc. | Carrier | RHC030***40*** |  | Water-Source | WBAHP: Heat Pump Packaged Unit | Heat Pump | 265 | 1 |  |  | No Match | No Match |  |  |  | 27500 | 2272 | 12.1 | 10 | 34600 | 2306 | 4.4 |  | Federally-Regulated Commercial & Industrial Equipment | 07/02/2003 |  | 11/27/2019
ClimateMaster Inc. | Genesis Compact | GCH024BE******* |  | Water-Source | WBAHP: Heat Pump Packaged Unit | Heat Pump | 265 | 1 |  |  | Ozone-Depleting | No Match |  |  |  | 23800 | 1831 | 13 | 12 | 27800 | 1770 | 4.6 | 4.2 | Federally-Regulated Commercial & Industrial Equipment | 12/21/2006 |  | 11/27/2019
ClimateMaster Inc. | Genesis Compact | GCH018BE******* |  | Water-Source | WBAHP: Heat Pump Packaged Unit | Heat Pump | 265 | 1 |  |  | Ozone-Depleting | No Match |  |  |  | 18200 | 1480 | 12.3 | 12 | 22000 | 1534 | 4.2 | 4.2 | Federally-Regulated Commercial & Industrial Equipment | 12/21/2006 |  | 11/27/2019
ClimateMaster Inc. | Carrier | RVC009***40*** |  | Water-Source | WBAHP: Heat Pump Packaged Unit | Heat Pump | 208 | 1 |  |  | No Match | No Match |  |  |  | 8500 | 648 | 13.1 | 10 | 10900 | 743 | 4.3 |  | Federally-Regulated Commercial & Industrial Equipment | 07/02/2003 |  | 11/27/2019
ClimateMaster Inc. | Climate Master Series | HS/VS030E |  | Water-Source | WBAHP: Heat Pump Packaged Unit | Heat Pump | 265 | 1 |  |  | No Match | No Match |  |  |  | 28900 | 2312 | 12.5 | 10 | 37000 | 2409 | 4.5 |  | Federally-Regulated Commercial & Industrial Equipment | 01/22/2003 |  | 11/27/2019
ClimateMaster Inc. | Genesis Compact | GCH036BF******* |  | Water-Source | WBAHP: Heat Pump Packaged Unit | Heat Pump | 460 | 3 |  |  | Ozone-Depleting | No Match |  |  |  | 35000 | 2916 | 12 | 12 | 45500 | 3172 | 4.2 | 4.2 | Federally-Regulated Commercial & Industrial Equipment | 12/21/2006 |  | 11/27/2019
ClimateMaster Inc. | Climate Master Series | GSV/GSH018AG |  | Water-Source | WBAHP: Heat Pump Packaged Unit | Heat Pump | 208 | 1 |  |  | No Match | No Match |  |  |  | 17600 | 1165 | 15.1 | 10 | 21900 | 1283 | 5 |  | Federally-Regulated Commercial & Industrial Equipment | 04/12/2000 |  | 11/27/2019
ClimateMaster Inc. | Genesis Compact | GCH009BG******* |  | Water-Source | WBAHP: Heat Pump Packaged Unit | Heat Pump | 208 | 1 |  |  | Ozone-Depleting | No Match |  |  |  | 8300 | 654 | 12.7 | 11.2 | 10800 | 735 | 4.3 | 4.2 | Federally-Regulated Commercial & Industrial Equipment | 12/21/2006 |  | 11/27/2019
ClimateMaster Inc. | Climate Master Series | HS/VS024G |  | Water-Source | WBAHP: Heat Pump Packaged Unit | Heat Pump | 208 | 1 |  |  | No Match | No Match |  |  |  | 24500 | 1828 | 13.4 | 10 | 28900 | 1840 | 4.6 |  | Federally-Regulated Commercial & Industrial Equipment | 01/22/2003 |  | 11/27/2019
ClimateMaster Inc. | Carrier | RVC024***60*** |  | Water-Source | WBAHP: Heat Pump Packaged Unit | Heat Pump | 460 | 3 |  |  | No Match | No Match |  |  |  | 24500 | 1914 | 12.8 | 10 | 30100 | 1918 | 4.6 |  | Federally-Regulated Commercial & Industrial Equipment | 07/02/2003 |  | 11/27/2019
ClimateMaster Inc. | Carrier | RHC012***40*** |  | Water-Source | WBAHP: Heat Pump Packaged Unit | Heat Pump | 265 | 1 |  |  | No Match | No Match |  |  |  | 11600 | 943 | 12.3 | 10 | 14700 | 1026 | 4.2 |  | Federally-Regulated Commercial & Industrial Equipment | 07/02/2003 |  | 11/27/2019
ClimateMaster Inc. | Carrier | RHC042***60*** |  | Water-Source | WBAHP: Heat Pump Packaged Unit | Heat Pump | 460 | 3 |  |  | No Match | No Match |  |  |  | 41600 | 3438 | 12.1 | 10 | 54400 | 3798 | 4.2 |  | Federally-Regulated Commercial & Industrial Equipment | 07/02/2003 |  | 11/27/2019
ClimateMaster Inc. | Climate Master Series | GRV/GRH030BG |  | Water-Source | WBAHP: Heat Pump Packaged Unit | Heat Pump | 230 | 1 |  |  | No Match | No Match |  |  |  | 28000 | 2258 | 12.4 | 10 | 33700 | 2296 | 4.3 |  | Federally-Regulated Commercial & Industrial Equipment | 01/22/2003 |  | 11/27/2019
ClimateMaster Inc. | Climate Master Series | GRV/GRH030BE |  | Water-Source | WBAHP: Heat Pump Packaged Unit | Heat Pump | 265 | 1 |  |  | No Match | No Match |  |  |  | 28000 | 2258 | 12.4 | 10 | 33700 | 2296 | 4.3 |  | Federally-Regulated Commercial & Industrial Equipment | 01/22/2003 |  | 11/27/2019
ClimateMaster Inc. | Carrier Corp. | 50PSV/PSH012 3 |  | Water-Source | WBAHP: Heat Pump Packaged Unit | Heat Pump | 230 | 1 |  |  | No Match | Single-Speed |  |  |  | 11700 | 813 | 14.4 | 11.2 | 13400 | 935 | 4.2 | 4.2 | Federally-Regulated Commercial & Industrial Equipment | 02/09/2009 |  | 11/27/2019
ClimateMaster Inc. | Climate Master Series | GSV/GSH015AG |  | Water-Source | WBAHP: Heat Pump Packaged Unit | Heat Pump | 208 | 1 |  |  | No Match | No Match |  |  |  | 14600 | 906 | 16.1 | 10 | 17100 | 927 | 5.4 |  | Federally-Regulated Commercial & Industrial Equipment | 04/12/2000 |  | 11/27/2019
ClimateMaster Inc. | Climate Master Series | VS/VL080F |  | Water-Source | WBAHP: Heat Pump Packaged Unit | Heat Pump | 460 | 3 |  |  | No Match | No Match |  |  |  | 74000 | 5285 | 14 | 9 | 83000 | 5790 | 4.2 | 3.8 | Federally-Regulated Commercial & Industrial Equipment | 04/12/2000 |  | 11/27/2019
ClimateMaster Inc. | Carrier Corp. | 50PSV/PSH006 3 |  | Water-Source | WBAHP: Heat Pump Packaged Unit | Heat Pump | 208 | 1 |  |  | No Match | Single-Speed |  |  |  | 6300 | 401 | 15.7 | 11.2 | 8000 | 434 | 5.4 | 4.2 | Federally-Regulated Commercial & Industrial Equipment | 02/09/2009 |  | 11/27/2019
ClimateMaster Inc. | Climate Master Series | HS/VS024G |  | Water-Source | WBAHP: Heat Pump Packaged Unit | Heat Pump | 230 | 1 |  |  | No Match | No Match |  |  |  | 24500 | 1828 | 13.4 | 10 | 28900 | 1840 | 4.6 |  | Federally-Regulated Commercial & Industrial Equipment | 01/22/2003 |  | 11/27/2019
ClimateMaster Inc. | Genesis Compact | GCH036BE******* |  | Water-Source | WBAHP: Heat Pump Packaged Unit | Heat Pump | 265 | 1 |  |  | Ozone-Depleting | No Match |  |  |  | 35000 | 2916 | 12 | 12 | 45500 | 3172 | 4.2 | 4.2 | Federally-Regulated Commercial & Industrial Equipment | 12/21/2006 |  | 11/27/2019
ClimateMaster Inc. | Climate Master Series | HS/VS019E |  | Water-Source | WBAHP: Heat Pump Packaged Unit | Heat Pump | 265 | 1 |  |  | No Match | No Match |  |  |  | 20000 | 1492 | 13.4 | 10 | 23000 | 1567 | 4.3 |  | Federally-Regulated Commercial & Industrial Equipment | 01/22/2003 |  | 11/27/2019
ClimateMaster Inc. | Rheem | RPVV/H/D048 |  | Water-Source | WBAHP: Heat Pump Packaged Unit | Heat Pump | 208 | 1 |  |  | No Match | Single-Speed |  |  |  | 48200 | 3110 | 15.5 | 12 | 59700 | 3433 | 5.1 | 4.2 | Federally-Regulated Commercial & Industrial Equipment | 11/25/2009 |  | 11/27/2019
ClimateMaster Inc. | Genesis Compact | GCH024BF******* |  | Water-Source | WBAHP: Heat Pump Packaged Unit | Heat Pump | 460 | 3 |  |  | Ozone-Depleting | No Match |  |  |  | 23800 | 1831 | 13 | 12 | 27800 | 1770 | 4.6 | 4.2 | Federally-Regulated Commercial & Industrial Equipment | 12/21/2006 |  | 11/27/2019
ClimateMaster Inc. | Climate Master Series | GRV/GRH030BG |  | Water-Source | WBAHP: Heat Pump Packaged Unit | Heat Pump | 208 | 1 |  |  | No Match | No Match |  |  |  | 28000 | 2258 | 12.4 | 10 | 33700 | 2296 | 4.3 |  | Federally-Regulated Commercial & Industrial Equipment | 01/22/2003 |  | 11/27/2019
ClimateMaster Inc. | Carrier | RVC042***30*** |  | Water-Source | WBAHP: Heat Pump Packaged Unit | Heat Pump | 208 | 1 |  |  | No Match | No Match |  |  |  | 41600 | 3438 | 12.1 | 10 | 54400 | 3798 | 4.2 |  | Federally-Regulated Commercial & Industrial Equipment | 07/02/2003 |  | 11/27/2019
ClimateMaster Inc. | Carrier Corp. | 50PSV/PSH012 4 |  | Water-Source | WBAHP: Heat Pump Packaged Unit | Heat Pump | 265 | 1 |  |  | No Match | Single-Speed |  |  |  | 11700 | 760 | 15.4 | 11.2 | 13800 | 899 | 4.5 | 4.2 | Federally-Regulated Commercial & Industrial Equipment | 02/09/2009 |  | 11/27/2019
ClimateMaster Inc. | Genesis Compact | GCH042BF******* |  | Water-Source | WBAHP: Heat Pump Packaged Unit | Heat Pump | 460 | 3 |  |  | Ozone-Depleting | No Match |  |  |  | 41000 | 3417 | 12 | 12 | 52600 | 3667 | 4.2 | 4.2 | Federally-Regulated Commercial & Industrial Equipment | 12/21/2006 |  | 11/27/2019
ClimateMaster Inc. | Climate Master Series | GSV/GSH030AG |  | Water-Source | WBAHP: Heat Pump Packaged Unit | Heat Pump | 230 | 1 |  |  | No Match | No Match |  |  |  | 29800 | 1973 | 15.1 | 10 | 36100 | 2203 | 4.8 |  | Federally-Regulated Commercial & Industrial Equipment | 04/12/2000 |  | 11/27/2019
ClimateMaster Inc. | Carrier | RHC012***30*** |  | Water-Source | WBAHP: Heat Pump Packaged Unit | Heat Pump | 208 | 1 |  |  | No Match | No Match |  |  |  | 11600 | 943 | 12.3 | 10 | 14700 | 1026 | 4.2 |  | Federally-Regulated Commercial & Industrial Equipment | 07/02/2003 |  | 11/27/2019
ClimateMaster Inc. | Climate Master Series | HS/VS024E |  | Water-Source | WBAHP: Heat Pump Packaged Unit | Heat Pump | 265 | 1 |  |  | No Match | No Match |  |  |  | 24500 | 1828 | 13.4 | 10 | 28900 | 1840 | 4.6 |  | Federally-Regulated Commercial & Industrial Equipment | 01/22/2003 |  | 11/27/2019
ClimateMaster Inc. | Climate Master Series | GRV/GRH024AF |  | Water-Source | WBAHP: Heat Pump Packaged Unit | Heat Pump | 460 | 3 |  |  | No Match | No Match |  |  |  | 22700 | 1891 | 12 | 10 | 27800 | 1939 | 4.2 |  | Federally-Regulated Commercial & Industrial Equipment | 04/12/2000 |  | 11/27/2019
ClimateMaster Inc. | Climate Master Series | GRV/GRH024AE |  | Water-Source | WBAHP: Heat Pump Packaged Unit | Heat Pump | 265 | 1 |  |  | No Match | No Match |  |  |  | 22700 | 1891 | 12 | 10 | 27800 | 1939 | 4.2 |  | Federally-Regulated Commercial & Industrial Equipment | 04/12/2000 |  | 11/27/2019
ClimateMaster Inc. | Carrier Corp. | 50PSV/PSH006 4 |  | Water-Source | WBAHP: Heat Pump Packaged Unit | Heat Pump | 265 | 1 |  |  | No Match | Single-Speed |  |  |  | 6300 | 401 | 15.7 | 11.2 | 8000 | 434 | 5.4 | 4.2 | Federally-Regulated Commercial & Industrial Equipment | 02/09/2009 |  | 11/27/2019
ClimateMaster Inc. | Genesis Compact | GCH060BG******* |  | Water-Source | WBAHP: Heat Pump Packaged Unit | Heat Pump | 208 | 1 |  |  | Ozone-Depleting | No Match |  |  |  | 58000 | 4833 | 12 | 12 | 76800 | 5354 | 4.2 | 4.2 | Federally-Regulated Commercial & Industrial Equipment | 12/21/2006 |  | 11/27/2019
ClimateMaster Inc. | Climate Master Series | GSV/GSH036AG |  | Water-Source | WBAHP: Heat Pump Packaged Unit | Heat Pump | 230 | 1 |  |  | No Match | No Match |  |  |  | 34600 | 2306 | 15 | 10 | 42900 | 2674 | 4.7 |  | Federally-Regulated Commercial & Industrial Equipment | 04/12/2000 |  | 11/27/2019
ClimateMaster Inc. | Carrier | RHC024***40*** |  | Water-Source | WBAHP: Heat Pump Packaged Unit | Heat Pump | 265 | 1 |  |  | No Match | No Match |  |  |  | 24500 | 1914 | 12.8 | 10 | 30100 | 1918 | 4.6 |  | Federally-Regulated Commercial & Industrial Equipment | 07/02/2003 |  | 11/27/2019
ClimateMaster Inc. | Genesis Compact | GCV048BG******* |  | Water-Source | WBAHP: Heat Pump Packaged Unit | Heat Pump | 208 | 1 |  |  | Ozone-Depleting | No Match |  |  |  | 47100 | 3861 | 12.2 | 12 | 58200 | 3873 | 4.4 | 4.2 | Federally-Regulated Commercial & Industrial Equipment | 12/21/2006 |  | 11/27/2019
ClimateMaster Inc. | Climate Master Series | GRV/GRH060AG |  | Water-Source | WBAHP: Heat Pump Packaged Unit | Heat Pump | 230 | 1 |  |  | No Match | No Match |  |  |  | 57900 | 4745 | 12.2 | 10 | 69000 | 4813 | 4.2 |  | Federally-Regulated Commercial & Industrial Equipment | 04/12/2000 |  | 11/27/2019
ClimateMaster Inc. | Genesis Compact | GCV030BG******* |  | Water-Source | WBAHP: Heat Pump Packaged Unit | Heat Pump | 208 | 1 |  |  | Ozone-Depleting | No Match |  |  |  | 28000 | 2295 | 12.2 | 12 | 33500 | 2229 | 4.4 | 4.2 | Federally-Regulated Commercial & Industrial Equipment | 12/21/2006 |  | 11/27/2019
ClimateMaster Inc. | Climate Master Series | GSV/GSH060AG |  | Water-Source | WBAHP: Heat Pump Packaged Unit | Heat Pump | 208 | 1 |  |  | No Match | No Match |  |  |  | 59500 | 4375 | 13.6 | 10 | 77100 | 4806 | 4.7 |  | Federally-Regulated Commercial & Industrial Equipment | 04/12/2000 |  | 11/27/2019
ClimateMaster Inc. | Carrier | RVC024***40*** |  | Water-Source | WBAHP: Heat Pump Packaged Unit | Heat Pump | 265 | 1 |  |  | No Match | No Match |  |  |  | 24500 | 1914 | 12.8 | 10 | 30100 | 1918 | 4.6 |  | Federally-Regulated Commercial & Industrial Equipment | 07/02/2003 |  | 11/27/2019
ClimateMaster Inc. | Carrier Corp. | 50PSV/PSH012 3 |  | Water-Source | WBAHP: Heat Pump Packaged Unit | Heat Pump | 208 | 1 |  |  | No Match | Single-Speed |  |  |  | 11700 | 760 | 15.4 | 11.2 | 13800 | 899 | 4.5 | 4.2 | Federally-Regulated Commercial & Industrial Equipment | 02/09/2009 |  | 11/27/2019
ClimateMaster Inc. | Genesis Compact | GCV048BH******* |  | Water-Source | WBAHP: Heat Pump Packaged Unit | Heat Pump | 208 | 3 |  |  | Ozone-Depleting | No Match |  |  |  | 47100 | 3861 | 12.2 | 12 | 58200 | 3873 | 4.4 | 4.2 | Federally-Regulated Commercial & Industrial Equipment | 12/21/2006 |  | 11/27/2019
ClimateMaster Inc. | Carrier | RHC030***30*** |  | Water-Source | WBAHP: Heat Pump Packaged Unit | Heat Pump | 208 | 1 |  |  | No Match | No Match |  |  |  | 27500 | 2272 | 12.1 | 10 | 34600 | 2306 | 4.4 |  | Federally-Regulated Commercial & Industrial Equipment | 07/02/2003 |  | 11/27/2019
ClimateMaster Inc. | Carrier | RVC012***30*** |  | Water-Source | WBAHP: Heat Pump Packaged Unit | Heat Pump | 208 | 1 |  |  | No Match | No Match |  |  |  | 11600 | 943 | 12.3 | 10 | 14700 | 1026 | 4.2 |  | Federally-Regulated Commercial & Industrial Equipment | 07/02/2003 |  | 11/27/2019
ClimateMaster Inc. | Climate Master | ABA/B/C036 |  | Water-Source | WBAHP: Heat Pump Packaged Unit | Heat Pump | 230 | 1 |  |  | No Match | Single-Speed |  |  |  | 36000 | 2338 | 15.4 | 12 | 44600 | 2515 | 5.2 | 4.2 | Federally-Regulated Commercial & Industrial Equipment | 11/25/2009 |  | 11/27/2019
ClimateMaster Inc. | Genesis Compact | GCH060BF******* |  | Water-Source | WBAHP: Heat Pump Packaged Unit | Heat Pump | 460 | 3 |  |  | Ozone-Depleting | No Match |  |  |  | 58000 | 4833 | 12 | 12 | 76800 | 5354 | 4.2 | 4.2 | Federally-Regulated Commercial & Industrial Equipment | 12/21/2006 |  | 11/27/2019
ClimateMaster Inc. | Climate Master Series | HS/VS030F |  | Water-Source | WBAHP: Heat Pump Packaged Unit | Heat Pump | 460 | 3 |  |  | No Match | No Match |  |  |  | 28900 | 2312 | 12.5 | 10 | 37000 | 2409 | 4.5 |  | Federally-Regulated Commercial & Industrial Equipment | 01/22/2003 |  | 11/27/2019
ClimateMaster Inc. | Carrier Corp. | 50PSV/PSH006 3 |  | Water-Source | WBAHP: Heat Pump Packaged Unit | Heat Pump | 230 | 1 |  |  | No Match | Single-Speed |  |  |  | 6300 | 412 | 15.3 | 11.2 | 7900 | 445 | 5.2 | 4.2 | Federally-Regulated Commercial & Industrial Equipment | 02/09/2009 |  | 11/27/2019
ClimateMaster Inc. | Carrier | RVC009***30*** |  | Water-Source | WBAHP: Heat Pump Packaged Unit | Heat Pump | 265 | 1 |  |  | No Match | No Match |  |  |  | 8500 | 648 | 13.1 | 10 | 10900 | 743 | 4.3 |  | Federally-Regulated Commercial & Industrial Equipment | 07/02/2003 |  | 11/27/2019
ClimateMaster Inc. | Ruud | RPVV/H/D036 |  | Water-Source | WBAHP: Heat Pump Packaged Unit | Heat Pump | 230 | 1 |  |  | No Match | Single-Speed |  |  |  | 36000 | 2338 | 15.4 | 12 | 44600 | 2515 | 5.2 | 4.2 | Federally-Regulated Commercial & Industrial Equipment | 11/25/2009 |  | 11/27/2019
ClimateMaster Inc. | Genesis Compact | GCV060BH******* |  | Water-Source | WBAHP: Heat Pump Packaged Unit | Heat Pump | 208 | 3 |  |  | Ozone-Depleting | No Match |  |  |  | 58000 | 4833 | 12 | 12 | 76800 | 5354 | 4.2 | 4.2 | Federally-Regulated Commercial & Industrial Equipment | 12/21/2006 |  | 11/27/2019
ClimateMaster Inc. | Genesis Compact | GCV042BH******* |  | Water-Source | WBAHP: Heat Pump Packaged Unit | Heat Pump | 208 | 3 |  |  | Ozone-Depleting | Single-Speed |  |  |  | 41000 | 3417 | 12 | 12 | 52600 | 3667 | 4.2 | 4.2 | Federally-Regulated Commercial & Industrial Equipment | 12/21/2006 |  | 11/27/2019
ClimateMaster Inc. | Climate Master Series | GSV/GSH042AG |  | Water-Source | WBAHP: Heat Pump Packaged Unit | Heat Pump | 208 | 1 |  |  | No Match | No Match |  |  |  | 42000 | 2876 | 14.6 | 10 | 51300 | 3131 | 4.8 |  | Federally-Regulated Commercial & Industrial Equipment | 04/12/2000 |  | 11/27/2019
ClimateMaster Inc. | Genesis Compact | GCV042BGH******* |  | Water-Source | WBAHP: Heat Pump Packaged Unit | Heat Pump | 208 | 3 |  |  | No Match | No Match |  |  |  | 41600 | 3438 | 12.1 | 10 | 54400 | 3798 | 4.2 |  | Federally-Regulated Commercial & Industrial Equipment | 07/02/2003 |  | 11/27/2019
ClimateMaster Inc. | Genesis Compact | GCH030BF******* |  | Water-Source | WBAHP: Heat Pump Packaged Unit | Heat Pump | 460 | 3 |  |  | Ozone-Depleting | No Match |  |  |  | 28000 | 2295 | 12.2 | 12 | 33500 | 2229 | 4.4 | 4.2 | Federally-Regulated Commercial & Industrial Equipment | 12/21/2006 |  | 11/27/2019
ClimateMaster Inc. | Climate Master Series | GRV/GRH024BG |  | Water-Source | WBAHP: Heat Pump Packaged Unit | Heat Pump | 208 | 1 |  |  | No Match | No Match |  |  |  | 22700 | 1891 | 12 | 10 | 27800 | 1939 | 4.2 |  | Federally-Regulated Commercial & Industrial Equipment | 01/22/2003 |  | 11/27/2019
ClimateMaster Inc. | Genesis Compact | GCH060BH******* |  | Water-Source | WBAHP: Heat Pump Packaged Unit | Heat Pump | 208 | 3 |  |  | Ozone-Depleting | No Match |  |  |  | 58000 | 4833 | 12 | 12 | 76800 | 5354 | 4.2 | 4.2 | Federally-Regulated Commercial & Industrial Equipment | 12/21/2006 |  | 11/27/2019
ClimateMaster Inc. | Climate Master Series | VS/VL080H |  | Water-Source | WBAHP: Heat Pump Packaged Unit | Heat Pump | 230 | 3 |  |  | No Match | No Match |  |  |  | 74000 | 5285 | 14 | 9 | 83000 | 5790 | 4.2 | 3.8 | Federally-Regulated Commercial & Industrial Equipment | 04/12/2000 |  | 11/27/2019
ClimateMaster Inc. | Genesis Compact | GCV009BG******* |  | Water-Source | WBAHP: Heat Pump Packaged Unit | Heat Pump | 208 | 1 |  |  | Ozone-Depleting | No Match |  |  |  | 8300 | 654 | 12.7 | 11.2 | 10800 | 735 | 4.3 | 4.2 | Federally-Regulated Commercial & Industrial Equipment | 12/21/2006 |  | 11/27/2019
ClimateMaster Inc. | Climate Master Series | GSV/GSH048AG |  | Water-Source | WBAHP: Heat Pump Packaged Unit | Heat Pump | 230 | 1 |  |  | No Match | No Match |  |  |  | 46700 | 3198 | 14.6 | 10 | 55800 | 3406 | 4.8 |  | Federally-Regulated Commercial & Industrial Equipment | 04/12/2000 |  | 11/27/2019
ClimateMaster Inc. | Climate Master Series | GRV/GRH024AG |  | Water-Source | WBAHP: Heat Pump Packaged Unit | Heat Pump | 230 | 1 |  |  | No Match | No Match |  |  |  | 22700 | 1891 | 12 | 10 | 27800 | 1939 | 4.2 |  | Federally-Regulated Commercial & Industrial Equipment | 04/12/2000 |  | 11/27/2019
ClimateMaster Inc. | Genesis Compact | GCV060BG******* |  | Water-Source | WBAHP: Heat Pump Packaged Unit | Heat Pump | 208 | 1 |  |  | Ozone-Depleting | No Match |  |  |  | 58000 | 4833 | 12 | 12 | 76800 | 5354 | 4.2 | 4.2 | Federally-Regulated Commercial & Industrial Equipment | 12/21/2006 |  | 11/27/2019
ClimateMaster Inc. | Climate Master Series | GRV/GRH030AH |  | Water-Source | WBAHP: Heat Pump Packaged Unit | Heat Pump | 208 | 3 |  |  | No Match | No Match |  |  |  | 28000 | 2258 | 12.4 | 10 | 33700 | 2296 | 4.3 |  | Federally-Regulated Commercial & Industrial Equipment | 04/12/2000 |  | 11/27/2019
ClimateMaster Inc. | Climate Master | TSV/TSH024AE |  | Water-Source | WBAHP: Heat Pump Packaged Unit | Heat Pump | 265 | 1 |  |  | No Match | Single-Speed |  |  |  | 25100 | 1619 | 15.5 | 12 | 29600 | 1847 | 4.7 | 4.2 | Federally-Regulated Commercial & Industrial Equipment | 09/15/2009 |  | 11/27/2019
ClimateMaster Inc. | Ruud | RPVV/H/D025 |  | Water-Source | WBAHP: Heat Pump Packaged Unit | Heat Pump | 230 | 1 |  |  | No Match | Single-Speed |  |  |  | 25100 | 1599 | 15.7 | 12 | 30600 | 1726 | 5.2 | 4.2 | Federally-Regulated Commercial & Industrial Equipment | 11/25/2009 |  | 11/27/2019
ClimateMaster Inc. | Carrier | RHC009***30*** |  | Water-Source | WBAHP: Heat Pump Packaged Unit | Heat Pump | 208 | 1 |  |  | No Match | No Match |  |  |  | 8500 | 648 | 13.1 | 10 | 10900 | 743 | 4.3 |  | Federally-Regulated Commercial & Industrial Equipment | 07/02/2003 |  | 11/27/2019
ClimateMaster Inc. | Climate Master Series | GRV/GRH030BF |  | Water-Source | WBAHP: Heat Pump Packaged Unit | Heat Pump | 460 | 3 |  |  | No Match | No Match |  |  |  | 28000 | 2258 | 12.4 | 10 | 33700 | 2296 | 4.3 |  | Federally-Regulated Commercial & Industrial Equipment | 01/22/2003 |  | 11/27/2019
ClimateMaster Inc. | Genesis Compact | GCV036BG******* |  | Water-Source | WBAHP: Heat Pump Packaged Unit | Heat Pump | 208 | 1 |  |  | Ozone-Depleting | No Match |  |  |  | 35000 | 2916 | 12 | 12 | 45500 | 3172 | 4.2 | 4.2 | Federally-Regulated Commercial & Industrial Equipment | 12/21/2006 |  | 11/27/2019
ClimateMaster Inc. | Climate Master Series | GSV/GSH015AG |  | Water-Source | WBAHP: Heat Pump Packaged Unit | Heat Pump | 230 | 1 |  |  | No Match | No Match |  |  |  | 14600 | 906 | 16.1 | 10 | 17100 | 927 | 5.4 |  | Federally-Regulated Commercial & Industrial Equipment | 04/12/2000 |  | 11/27/2019
ClimateMaster Inc. | Climate Master Series | GRV/GRH030AF |  | Water-Source | WBAHP: Heat Pump Packaged Unit | Heat Pump | 460 | 3 |  |  | No Match | No Match |  |  |  | 28000 | 2258 | 12.4 | 10 | 33700 | 2296 | 4.3 |  | Federally-Regulated Commercial & Industrial Equipment | 04/12/2000 |  | 11/27/2019
ClimateMaster Inc. | Carrier | RHC042***50*** |  | Water-Source | WBAHP: Heat Pump Packaged Unit | Heat Pump | 208 | 3 |  |  | No Match | No Match |  |  |  | 41600 | 3438 | 12.1 | 10 | 54400 | 3798 | 4.2 |  | Federally-Regulated Commercial & Industrial Equipment | 07/02/2003 |  | 11/27/2019
ClimateMaster Inc. | Genesis Compact | GCV024BF******* |  | Water-Source | WBAHP: Heat Pump Packaged Unit | Heat Pump | 460 | 3 |  |  | Ozone-Depleting | No Match |  |  |  | 23800 | 1831 | 13 | 12 | 27800 | 1770 | 4.6 | 4.2 | Federally-Regulated Commercial & Industrial Equipment | 12/21/2006 |  | 11/27/2019
ClimateMaster Inc. | Carrier | RVC030***50*** |  | Water-Source | WBAHP: Heat Pump Packaged Unit | Heat Pump | 208 | 3 |  |  | No Match | No Match |  |  |  | 27500 | 2272 | 12.1 | 10 | 34600 | 2306 | 4.4 |  | Federally-Regulated Commercial & Industrial Equipment | 07/02/2003 |  | 11/27/2019
ClimateMaster Inc. | Ruud | RPVV/H/D036 |  | Water-Source | WBAHP: Heat Pump Packaged Unit | Heat Pump | 208 | 1 |  |  | No Match | Single-Speed |  |  |  | 36000 | 2338 | 15.4 | 12 | 44600 | 2515 | 5.2 | 4.2 | Federally-Regulated Commercial & Industrial Equipment | 11/25/2009 |  | 11/27/2019
ClimateMaster Inc. | Genesis Compact | GCV009BE******* |  | Water-Source | WBAHP: Heat Pump Packaged Unit | Heat Pump | 265 | 1 |  |  | Ozone-Depleting | No Match |  |  |  | 8300 | 654 | 12.7 | 11.2 | 10800 | 735 | 4.3 | 4.2 | Federally-Regulated Commercial & Industrial Equipment | 12/21/2006 |  | 11/27/2019
ClimateMaster Inc. | Climate Master Series | GRV/GRH030BH |  | Water-Source | WBAHP: Heat Pump Packaged Unit | Heat Pump | 230 | 3 |  |  | No Match | No Match |  |  |  | 28000 | 2258 | 12.4 | 10 | 33700 | 2296 | 4.3 |  | Federally-Regulated Commercial & Industrial Equipment | 01/22/2003 |  | 11/27/2019
ClimateMaster Inc. | Ruud | RPVV/H/D048 |  | Water-Source | WBAHP: Heat Pump Packaged Unit | Heat Pump | 208 | 1 |  |  | No Match | Single-Speed |  |  |  | 48200 | 3110 | 15.5 | 12 | 59700 | 3433 | 5.1 | 4.2 | Federally-Regulated Commercial & Industrial Equipment | 11/25/2009 |  | 11/27/2019
ClimateMaster Inc. | Rheem | RPVV/H/D062 |  | Water-Source | WBAHP: Heat Pump Packaged Unit | Heat Pump | 230 | 1 |  |  | No Match | Single-Speed |  |  |  | 61300 | 4142 | 14.8 | 12 | 72100 | 4315 | 4.9 | 4.2 | Federally-Regulated Commercial & Industrial Equipment | 11/25/2009 |  | 11/27/2019
ClimateMaster Inc. | Carrier | RVC030***60*** |  | Water-Source | WBAHP: Heat Pump Packaged Unit | Heat Pump | 460 | 3 |  |  | No Match | No Match |  |  |  | 27500 | 2272 | 12.1 | 10 | 34600 | 2306 | 4.4 |  | Federally-Regulated Commercial & Industrial Equipment | 07/02/2003 |  | 11/27/2019
ClimateMaster Inc. | Heat Controller | HTV/HTD036 |  | Water-Source | WBAHP: Heat Pump Packaged Unit | Heat Pump | 208 | 1 |  |  | No Match | Single-Speed |  |  |  | 36200 | 2321 | 15.6 | 12 | 44800 | 2477 | 5.3 | 4.2 | Federally-Regulated Commercial & Industrial Equipment | 04/23/2009 |  | 11/27/2019
ClimateMaster Inc. | Heat Controller | HTV/HTD036 |  | Water-Source | WBAHP: Heat Pump Packaged Unit | Heat Pump | 230 | 1 |  |  | No Match | Single-Speed |  |  |  | 36200 | 2321 | 15.6 | 12 | 44800 | 2477 | 5.3 | 4.2 | Federally-Regulated Commercial & Industrial Equipment | 04/23/2009 |  | 11/27/2019
ClimateMaster Inc. | Genesis Compact | GCV041BH******* |  | Water-Source | WBAHP: Heat Pump Packaged Unit | Heat Pump | 208 | 3 |  |  | Ozone-Depleting | No Match |  |  |  | 37700 | 3142 | 12 | 12 | 47500 | 3315 | 4.2 | 4.2 | Federally-Regulated Commercial & Industrial Equipment | 12/21/2006 |  | 11/27/2019
ClimateMaster Inc. | Heat Controller | HTV/HTD060 |  | Water-Source | WBAHP: Heat Pump Packaged Unit | Heat Pump | 208 | 1 |  |  | No Match | Single-Speed |  |  |  | 61500 | 4100 | 15 | 12 | 72300 | 4238 | 5 | 4.2 | Federally-Regulated Commercial & Industrial Equipment | 04/23/2009 |  | 11/27/2019
ClimateMaster Inc. | Climate Master | ABA/B/C048 |  | Water-Source | WBAHP: Heat Pump Packaged Unit | Heat Pump | 208 | 1 |  |  | No Match | Single-Speed |  |  |  | 48200 | 3110 | 15.5 | 12 | 59700 | 3433 | 5.1 | 4.2 | Federally-Regulated Commercial & Industrial Equipment | 11/25/2009 |  | 11/27/2019
ClimateMaster Inc. | Climate Master Series | GRV/GRH030AG |  | Water-Source | WBAHP: Heat Pump Packaged Unit | Heat Pump | 208 | 1 |  |  | No Match | No Match |  |  |  | 28000 | 2258 | 12.4 | 10 | 33700 | 2296 | 4.3 |  | Federally-Regulated Commercial & Industrial Equipment | 04/12/2000 |  | 11/27/2019
ClimateMaster Inc. | Rheem | RPVV/H/D025 |  | Water-Source | WBAHP: Heat Pump Packaged Unit | Heat Pump | 208 | 1 |  |  | No Match | Single-Speed |  |  |  | 25100 | 1599 | 15.7 | 12 | 30600 | 1726 | 5.2 | 4.2 | Federally-Regulated Commercial & Industrial Equipment | 11/25/2009 |  | 11/27/2019
ClimateMaster Inc. | Climate Master Series | GSV/GSH036AG |  | Water-Source | WBAHP: Heat Pump Packaged Unit | Heat Pump | 208 | 1 |  |  | No Match | No Match |  |  |  | 34600 | 2306 | 15 | 10 | 42900 | 2674 | 4.7 |  | Federally-Regulated Commercial & Industrial Equipment | 04/12/2000 |  | 11/27/2019
ClimateMaster Inc. | Genesis Compact | GCV042BF******* |  | Water-Source | WBAHP: Heat Pump Packaged Unit | Heat Pump | 460 | 3 |  |  | Ozone-Depleting | No Match |  |  |  | 41000 | 3417 | 12 | 12 | 52600 | 3667 | 4.2 | 4.2 | Federally-Regulated Commercial & Industrial Equipment | 12/21/2006 |  | 11/27/2019
ClimateMaster Inc. | Heat Controller | HTV/HTD060 |  | Water-Source | WBAHP: Heat Pump Packaged Unit | Heat Pump | 230 | 1 |  |  | No Match | Single-Speed |  |  |  | 61500 | 4100 | 15 | 12 | 72300 | 4238 | 5 | 4.2 | Federally-Regulated Commercial & Industrial Equipment | 04/23/2009 |  | 11/27/2019
ClimateMaster Inc. | Climate Master | ABA/B/C024 |  | Water-Source | WBAHP: Heat Pump Packaged Unit | Heat Pump | 208 | 1 |  |  | No Match | Single-Speed |  |  |  | 25100 | 1599 | 15.7 | 12 | 30600 | 1726 | 5.2 | 4.2 | Federally-Regulated Commercial & Industrial Equipment | 11/25/2009 |  | 11/27/2019
ClimateMaster Inc. | Rheem | RPVV/H/D036 |  | Water-Source | WBAHP: Heat Pump Packaged Unit | Heat Pump | 230 | 1 |  |  | No Match | Single-Speed |  |  |  | 36000 | 2338 | 15.4 | 12 | 44600 | 2515 | 5.2 | 4.2 | Federally-Regulated Commercial & Industrial Equipment | 11/25/2009 |  | 11/27/2019
ClimateMaster Inc. | Climate Master Series | HS/VS009E |  | Water-Source | WBAHP: Heat Pump Packaged Unit | Heat Pump | 265 | 1 |  |  | No Match | No Match |  |  |  | 9800 | 844 | 11.6 | 10 | 12000 | 837 | 4.2 |  | Federally-Regulated Commercial & Industrial Equipment | 01/22/2003 |  | 11/27/2019
ClimateMaster Inc. | Genesis Compact | GCV036BE******* |  | Water-Source | WBAHP: Heat Pump Packaged Unit | Heat Pump | 265 | 1 |  |  | Ozone-Depleting | No Match |  |  |  | 35000 | 2916 | 12 | 12 | 45500 | 3172 | 4.2 | 4.2 | Federally-Regulated Commercial & Industrial Equipment | 12/21/2006 |  | 11/27/2019
ClimateMaster Inc. | Genesis Compact | GCH036BG******* |  | Water-Source | WBAHP: Heat Pump Packaged Unit | Heat Pump | 208 | 1 |  |  | Ozone-Depleting | No Match |  |  |  | 35000 | 2916 | 12 | 12 | 45500 | 3172 | 4.2 | 4.2 | Federally-Regulated Commercial & Industrial Equipment | 12/21/2006 |  | 11/27/2019
ClimateMaster Inc. | Rheem | RPVV/H/D062 |  | Water-Source | WBAHP: Heat Pump Packaged Unit | Heat Pump | 208 | 1 |  |  | No Match | Single-Speed |  |  |  | 61300 | 4142 | 14.8 | 12 | 72100 | 4315 | 4.9 | 4.2 | Federally-Regulated Commercial & Industrial Equipment | 11/25/2009 |  | 11/27/2019
ClimateMaster Inc. | Genesis Compact | GCH024BG******* |  | Water-Source | WBAHP: Heat Pump Packaged Unit | Heat Pump | 208 | 1 |  |  | Ozone-Depleting | No Match |  |  |  | 23800 | 1831 | 13 | 12 | 27800 | 1770 | 4.6 | 4.2 | Federally-Regulated Commercial & Industrial Equipment | 12/21/2006 |  | 11/27/2019
ClimateMaster Inc. | Climate Master Series | GRV/GRH030AE |  | Water-Source | WBAHP: Heat Pump Packaged Unit | Heat Pump | 265 | 1 |  |  | No Match | No Match |  |  |  | 28000 | 2258 | 12.4 | 10 | 33700 | 2296 | 4.3 |  | Federally-Regulated Commercial & Industrial Equipment | 04/12/2000 |  | 11/27/2019
ClimateMaster Inc. | Genesis Compact | GCH024BH******* |  | Water-Source | WBAHP: Heat Pump Packaged Unit | Heat Pump | 208 | 3 |  |  | Ozone-Depleting | No Match |  |  |  | 23800 | 1831 | 13 | 12 | 27800 | 1770 | 4.6 | 4.2 | Federally-Regulated Commercial & Industrial Equipment | 12/21/2006 |  | 11/27/2019
ClimateMaster Inc. | Genesis Compact | GCH009BE******* |  | Water-Source | WBAHP: Heat Pump Packaged Unit | Heat Pump | 265 | 1 |  |  | Ozone-Depleting | No Match |  |  |  | 8300 | 654 | 12.7 | 11.2 | 10800 | 735 | 4.3 | 4.2 | Federally-Regulated Commercial & Industrial Equipment | 12/21/2006 |  | 11/27/2019
ClimateMaster Inc. | Carrier | RVC042***60*** |  | Water-Source | WBAHP: Heat Pump Packaged Unit | Heat Pump | 460 | 3 |  |  | No Match | No Match |  |  |  | 41600 | 3438 | 12.1 | 10 | 54400 | 3798 | 4.2 |  | Federally-Regulated Commercial & Industrial Equipment | 07/02/2003 |  | 11/27/2019
ClimateMaster Inc. | Genesis Compact | GCH048BF******* |  | Water-Source | WBAHP: Heat Pump Packaged Unit | Heat Pump | 460 | 3 |  |  | Ozone-Depleting | No Match |  |  |  | 47100 | 3861 | 12.2 | 12 | 58200 | 3873 | 4.4 | 4.2 | Federally-Regulated Commercial & Industrial Equipment | 12/21/2006 |  | 11/27/2019
ClimateMaster Inc. | Climate Master Series | GRV/GRH024BG |  | Water-Source | WBAHP: Heat Pump Packaged Unit | Heat Pump | 230 | 1 |  |  | No Match | No Match |  |  |  | 22700 | 1891 | 12 | 10 | 27800 | 1939 | 4.2 |  | Federally-Regulated Commercial & Industrial Equipment | 01/22/2003 |  | 11/27/2019
ClimateMaster Inc. | Genesis Compact | GCV036BH******* |  | Water-Source | WBAHP: Heat Pump Packaged Unit | Heat Pump | 208 | 3 |  |  | Ozone-Depleting | No Match |  |  |  | 35000 | 2916 | 12 | 12 | 45500 | 3172 | 4.2 | 4.2 | Federally-Regulated Commercial & Industrial Equipment | 12/21/2006 |  | 11/27/2019
ClimateMaster Inc. | Climate Master Series | GSV/GSH070AG |  | Water-Source | WBAHP: Heat Pump Packaged Unit | Heat Pump | 230 | 1 |  |  | No Match | No Match |  |  |  | 64800 | 5184 | 12.5 | 10 | 81700 | 5319 | 4.5 |  | Federally-Regulated Commercial & Industrial Equipment | 04/12/2000 |  | 11/27/2019
ClimateMaster Inc. | Genesis Compact | GCH012BG******* |  | Water-Source | WBAHP: Heat Pump Packaged Unit | Heat Pump | 208 | 1 |  |  | Ozone-Depleting | No Match |  |  |  | 11500 | 906 | 12.7 | 11.2 | 14300 | 1000 | 4.2 | 4.2 | Federally-Regulated Commercial & Industrial Equipment | 01/12/2007 |  | 11/27/2019
ClimateMaster Inc. | Climate Master Series | GRV/GRH060AH |  | Water-Source | WBAHP: Heat Pump Packaged Unit | Heat Pump | 230 | 3 |  |  | No Match | No Match |  |  |  | 57900 | 4745 | 12.2 | 10 | 69000 | 4813 | 4.2 |  | Federally-Regulated Commercial & Industrial Equipment | 04/12/2000 |  | 11/27/2019
ClimateMaster Inc. | Climate Master Series | GRV/GRH024AH |  | Water-Source | WBAHP: Heat Pump Packaged Unit | Heat Pump | 208 | 3 |  |  | No Match | No Match |  |  |  | 22700 | 1891 | 12 | 10 | 27800 | 1939 | 4.2 |  | Federally-Regulated Commercial & Industrial Equipment | 04/12/2000 |  | 11/27/2019
ClimateMaster Inc. | Climate Master Series | GRV/GRH024BF |  | Water-Source | WBAHP: Heat Pump Packaged Unit | Heat Pump | 460 | 3 |  |  | No Match | No Match |  |  |  | 22700 | 1891 | 12 | 10 | 27800 | 1939 | 4.2 |  | Federally-Regulated Commercial & Industrial Equipment | 01/22/2003 |  | 11/27/2019
ClimateMaster Inc. | Genesis Compact | GVC012BE******* |  | Water-Source | WBAHP: Heat Pump Packaged Unit | Heat Pump | 265 | 1 |  |  | No Match | No Match |  |  |  | 11600 | 943 | 12.3 | 10 | 14700 | 1026 | 4.2 |  | Federally-Regulated Commercial & Industrial Equipment | 07/02/2003 |  | 11/27/2019
ClimateMaster Inc. | Genesis Compact | GCH042BH******* |  | Water-Source | WBAHP: Heat Pump Packaged Unit | Heat Pump | 208 | 3 |  |  | Ozone-Depleting | No Match |  |  |  | 41000 | 3417 | 12 | 12 | 52600 | 3667 | 4.2 | 4.2 | Federally-Regulated Commercial & Industrial Equipment | 12/21/2006 |  | 11/27/2019
ClimateMaster Inc. | Climate Master Series | HS/VS030H |  | Water-Source | WBAHP: Heat Pump Packaged Unit | Heat Pump | 230 | 3 |  |  | No Match | No Match |  |  |  | 28900 | 2312 | 12.5 | 10 | 37000 | 2409 | 4.5 |  | Federally-Regulated Commercial & Industrial Equipment | 01/22/2003 |  | 11/27/2019
ClimateMaster Inc. | Climate Master Series | HS/HL/VS/VL019G |  | Water-Source | WBAHP: Heat Pump Packaged Unit | Heat Pump | 230 | 1 |  |  | No Match | No Match |  |  |  | 20000 | 1492 | 13.4 | 10 | 23000 | 1567 | 4.3 |  | Federally-Regulated Commercial & Industrial Equipment | 01/22/2003 |  | 11/27/2019
ClimateMaster Inc. | Genesis Compact | GCH042BG******* |  | Water-Source | WBAHP: Heat Pump Packaged Unit | Heat Pump | 208 | 1 |  |  | Ozone-Depleting | No Match |  |  |  | 41000 | 3417 | 12 | 12 | 52600 | 3667 | 4.2 | 4.2 | Federally-Regulated Commercial & Industrial Equipment | 12/21/2006 |  | 11/27/2019
ClimateMaster Inc. | Genesis Compact | GCH030BE******* |  | Water-Source | WBAHP: Heat Pump Packaged Unit | Heat Pump | 265 | 1 |  |  | Ozone-Depleting | No Match |  |  |  | 28000 | 2295 | 12.2 | 12 | 33500 | 2229 | 4.4 | 4.2 | Federally-Regulated Commercial & Industrial Equipment | 12/21/2006 |  | 11/27/2019
ClimateMaster Inc. | Heat Controller | HTV/HTD024 |  | Water-Source | WBAHP: Heat Pump Packaged Unit | Heat Pump | 230 | 1 |  |  | No Match | Single-Speed |  |  |  | 25300 | 1591 | 15.9 | 12 | 30800 | 1703 | 5.3 | 4.2 | Federally-Regulated Commercial & Industrial Equipment | 04/23/2009 |  | 11/27/2019
ClimateMaster Inc. | Carrier | RHC009***40*** |  | Water-Source | WBAHP: Heat Pump Packaged Unit | Heat Pump | 265 | 1 |  |  | No Match | No Match |  |  |  | 8500 | 648 | 13.1 | 10 | 10900 | 743 | 4.3 |  | Federally-Regulated Commercial & Industrial Equipment | 07/02/2003 |  | 11/27/2019
ClimateMaster Inc. | Climate Master | ABA/B/C036 |  | Water-Source | WBAHP: Heat Pump Packaged Unit | Heat Pump | 208 | 1 |  |  | No Match | Single-Speed |  |  |  | 36000 | 2338 | 15.4 | 12 | 44600 | 2515 | 5.2 | 4.2 | Federally-Regulated Commercial & Industrial Equipment | 11/25/2009 |  | 11/27/2019
ClimateMaster Inc. | Genesis Compact | GCH012BE******* |  | Water-Source | WBAHP: Heat Pump Packaged Unit | Heat Pump | 265 | 1 |  |  | Ozone-Depleting | No Match |  |  |  | 11500 | 906 | 12.7 | 11.2 | 14300 | 1000 | 4.2 | 4.2 | Federally-Regulated Commercial & Industrial Equipment | 01/12/2007 |  | 11/27/2019
ClimateMaster Inc. | Climate Master Series | HS/VS009G |  | Water-Source | WBAHP: Heat Pump Packaged Unit | Heat Pump | 208 | 1 |  |  | No Match | No Match |  |  |  | 9800 | 844 | 11.6 | 10 | 12000 | 837 | 4.2 |  | Federally-Regulated Commercial & Industrial Equipment | 01/22/2003 |  | 11/27/2019
ClimateMaster Inc. | Climate Master Series | GRV/GRH024AH |  | Water-Source | WBAHP: Heat Pump Packaged Unit | Heat Pump | 230 | 3 |  |  | No Match | No Match |  |  |  | 22700 | 1891 | 12 | 10 | 27800 | 1939 | 4.2 |  | Federally-Regulated Commercial & Industrial Equipment | 04/12/2000 |  | 11/27/2019
ClimateMaster Inc. | Genesis Compact | GCV018BG******* |  | Water-Source | WBAHP: Heat Pump Packaged Unit | Heat Pump | 208 | 1 |  |  | Ozone-Depleting | Single-Speed |  |  |  | 18200 | 1480 | 12.3 | 12 | 22000 | 1534 | 4.2 | 4.2 | Federally-Regulated Commercial & Industrial Equipment | 12/21/2006 |  | 11/27/2019
ClimateMaster Inc. | Carrier Corp. | 50PSV/PSH/PSD024 4 |  | Water-Source | WBAHP: Heat Pump Packaged Unit | Heat Pump | 265 | 1 |  |  | No Match | Single-Speed |  |  |  | 25100 | 1619 | 15.5 | 12 | 29600 | 1847 | 4.7 | 4.2 | Federally-Regulated Commercial & Industrial Equipment | 09/15/2009 |  | 11/27/2019
ClimateMaster Inc. | Genesis Compact | GCV024BH******* |  | Water-Source | WBAHP: Heat Pump Packaged Unit | Heat Pump | 208 | 3 |  |  | Ozone-Depleting | No Match |  |  |  | 23800 | 1831 | 13 | 12 | 27800 | 1770 | 4.6 | 4.2 | Federally-Regulated Commercial & Industrial Equipment | 12/21/2006 |  | 11/27/2019
ClimateMaster Inc. | Genesis Compact | GCV024BG******* |  | Water-Source | WBAHP: Heat Pump Packaged Unit | Heat Pump | 208 | 1 |  |  | Ozone-Depleting | No Match |  |  |  | 23800 | 1831 | 13 | 12 | 27800 | 1770 | 4.6 | 4.2 | Federally-Regulated Commercial & Industrial Equipment | 12/21/2006 |  | 11/27/2019
ClimateMaster Inc. | Climate Master Series | HS/VS009G |  | Water-Source | WBAHP: Heat Pump Packaged Unit | Heat Pump | 230 | 1 |  |  | No Match | No Match |  |  |  | 9800 | 844 | 11.6 | 10 | 12000 | 837 | 4.2 |  | Federally-Regulated Commercial & Industrial Equipment | 01/22/2003 |  | 11/27/2019
ClimateMaster Inc. | Carrier | RHC030***60*** |  | Water-Source | WBAHP: Heat Pump Packaged Unit | Heat Pump | 460 | 3 |  |  | No Match | No Match |  |  |  | 27500 | 2272 | 12.1 | 10 | 34600 | 2306 | 4.4 |  | Federally-Regulated Commercial & Industrial Equipment | 07/02/2003 |  | 11/27/2019
ClimateMaster Inc. | Climate Master Series | GRV/GRH030AG |  | Water-Source | WBAHP: Heat Pump Packaged Unit | Heat Pump | 230 | 1 |  |  | No Match | No Match |  |  |  | 28000 | 2258 | 12.4 | 10 | 33700 | 2296 | 4.3 |  | Federally-Regulated Commercial & Industrial Equipment | 04/12/2000 |  | 11/27/2019
ClimateMaster Inc. | Carrier | RVC012***40*** |  | Water-Source | WBAHP: Heat Pump Packaged Unit | Heat Pump | 265 | 1 |  |  | No Match | No Match |  |  |  | 11600 | 943 | 12.3 | 10 | 14700 | 1026 | 4.2 |  | Federally-Regulated Commercial & Industrial Equipment | 07/02/2003 |  | 11/27/2019
ClimateMaster Inc. | Genesis Compact | GCV012BE******* |  | Water-Source | WBAHP: Heat Pump Packaged Unit | Heat Pump | 265 | 1 |  |  | Ozone-Depleting | No Match |  |  |  | 11500 | 906 | 12.7 | 11.2 | 14300 | 1000 | 4.2 | 4.2 | Federally-Regulated Commercial & Industrial Equipment | 01/12/2007 |  | 11/27/2019
ClimateMaster Inc. | Climate Master Series | GRV/GRH030AH |  | Water-Source | WBAHP: Heat Pump Packaged Unit | Heat Pump | 230 | 3 |  |  | No Match | No Match |  |  |  | 28000 | 2258 | 12.4 | 10 | 33700 | 2296 | 4.3 |  | Federally-Regulated Commercial & Industrial Equipment | 04/12/2000 |  | 11/27/2019
ClimateMaster Inc. | Carrier | RHC024***50*** |  | Water-Source | WBAHP: Heat Pump Packaged Unit | Heat Pump | 208 | 3 |  |  | No Match | No Match |  |  |  | 24500 | 1914 | 12.8 | 10 | 30100 | 1918 | 4.6 |  | Federally-Regulated Commercial & Industrial Equipment | 07/02/2003 |  | 11/27/2019
ClimateMaster Inc. | Carrier | RHC030***50*** |  | Water-Source | WBAHP: Heat Pump Packaged Unit | Heat Pump | 208 | 3 |  |  | No Match | No Match |  |  |  | 27500 | 2272 | 12.1 | 10 | 34600 | 2306 | 4.4 |  | Federally-Regulated Commercial & Industrial Equipment | 07/02/2003 |  | 11/27/2019
ClimateMaster Inc. | Genesis Compact | GCH006BG******* |  | Water-Source | WBAHP: Heat Pump Packaged Unit | Heat Pump | 208 | 1 |  |  | Ozone-Depleting | Single-Speed |  |  |  | 6400 | 512 | 12.5 | 11.2 | 8300 | 579 | 4.2 | 4.2 | Federally-Regulated Commercial & Industrial Equipment | 12/21/2006 |  | 11/27/2019
ClimateMaster Inc. | Carrier | RVC042***50*** |  | Water-Source | WBAHP: Heat Pump Packaged Unit | Heat Pump | 208 | 3 |  |  | No Match | No Match |  |  |  | 41600 | 3438 | 12.1 | 10 | 54400 | 3798 | 4.2 |  | Federally-Regulated Commercial & Industrial Equipment | 07/02/2003 |  | 11/27/2019
ClimateMaster Inc. | Climate Master Series | HS/VS030G |  | Water-Source | WBAHP: Heat Pump Packaged Unit | Heat Pump | 208 | 1 |  |  | No Match | No Match |  |  |  | 28900 | 2312 | 12.5 | 10 | 37000 | 2409 | 4.5 |  | Federally-Regulated Commercial & Industrial Equipment | 01/22/2003 |  | 11/27/2019
ClimateMaster Inc. | Genesis Compact | GCV041BF******* |  | Water-Source | WBAHP: Heat Pump Packaged Unit | Heat Pump | 460 | 3 |  |  | Ozone-Depleting | No Match |  |  |  | 37700 | 3142 | 12 | 12 | 47500 | 3315 | 4.2 | 4.2 | Federally-Regulated Commercial & Industrial Equipment | 12/21/2006 |  | 11/27/2019
ClimateMaster Inc. | Rheem | RPVV/H/D036 |  | Water-Source | WBAHP: Heat Pump Packaged Unit | Heat Pump | 208 | 1 |  |  | No Match | Single-Speed |  |  |  | 36000 | 2338 | 15.4 | 12 | 44600 | 2515 | 5.2 | 4.2 | Federally-Regulated Commercial & Industrial Equipment | 11/25/2009 |  | 11/27/2019
ClimateMaster Inc. | Climate Master Series | GRV/GRH024BE |  | Water-Source | WBAHP: Heat Pump Packaged Unit | Heat Pump | 265 | 1 |  |  | No Match | No Match |  |  |  | 22700 | 1891 | 12 | 10 | 27800 | 1939 | 4.2 |  | Federally-Regulated Commercial & Industrial Equipment | 01/22/2003 |  | 11/27/2019
ClimateMaster Inc. | Genesis Compact | GCH006BE******* |  | Water-Source | WBAHP: Heat Pump Packaged Unit | Heat Pump | 265 | 1 |  |  | Ozone-Depleting | Single-Speed |  |  |  | 6400 | 512 | 12.5 | 11.2 | 8300 | 579 | 4.2 | 4.2 | Federally-Regulated Commercial & Industrial Equipment | 12/21/2006 |  | 11/27/2019
ClimateMaster Inc. | Climate Master Series | GSV/GSH024AG |  | Water-Source | WBAHP: Heat Pump Packaged Unit | Heat Pump | 230 | 1 |  |  | No Match | No Match |  |  |  | 24900 | 1660 | 15 | 10 | 31100 | 1898 | 4.8 |  | Federally-Regulated Commercial & Industrial Equipment | 04/12/2000 |  | 11/27/2019
ClimateMaster Inc. | Genesis Compact | GCH030BH******* |  | Water-Source | WBAHP: Heat Pump Packaged Unit | Heat Pump | 208 | 3 |  |  | Ozone-Depleting | No Match |  |  |  | 28000 | 2295 | 12.2 | 12 | 33500 | 2229 | 4.4 | 4.2 | Federally-Regulated Commercial & Industrial Equipment | 12/21/2006 |  | 11/27/2019
ClimateMaster Inc. | Genesis Compact | GCV042BG******* |  | Water-Source | WBAHP: Heat Pump Packaged Unit | Heat Pump | 208 | 1 |  |  | Ozone-Depleting | No Match |  |  |  | 41000 | 3417 | 12 | 12 | 52600 | 3667 | 4.2 | 4.2 | Federally-Regulated Commercial & Industrial Equipment | 12/21/2006 |  | 11/27/2019
ClimateMaster Inc. | Carrier | RHC042***30*** |  | Water-Source | WBAHP: Heat Pump Packaged Unit | Heat Pump | 208 | 1 |  |  | No Match | No Match |  |  |  | 41600 | 3438 | 12.1 | 10 | 54400 | 3798 | 4.2 |  | Federally-Regulated Commercial & Industrial Equipment | 07/02/2003 |  | 11/27/2019
ClimateMaster Inc. | Climate Master Series | GSV/GSH048AG |  | Water-Source | WBAHP: Heat Pump Packaged Unit | Heat Pump | 208 | 1 |  |  | No Match | No Match |  |  |  | 46700 | 3198 | 14.6 | 10 | 55800 | 3406 | 4.8 |  | Federally-Regulated Commercial & Industrial Equipment | 04/12/2000 |  | 11/27/2019
ClimateMaster Inc. | Climate Master Series | GSV/GSH042AG |  | Water-Source | WBAHP: Heat Pump Packaged Unit | Heat Pump | 230 | 1 |  |  | No Match | No Match |  |  |  | 42000 | 2876 | 14.6 | 10 | 51300 | 3131 | 4.8 |  | Federally-Regulated Commercial & Industrial Equipment | 04/12/2000 |  | 11/27/2019
ClimateMaster Inc. | Genesis Compact | GCV018BE******* |  | Water-Source | WBAHP: Heat Pump Packaged Unit | Heat Pump | 265 | 1 |  |  | Ozone-Depleting | Single-Speed |  |  |  | 18200 | 1480 | 12.3 | 12 | 22000 | 1534 | 4.2 | 4.2 | Federally-Regulated Commercial & Industrial Equipment | 12/21/2006 |  | 11/27/2019
ClimateMaster Inc. | Climate Master Series | GRV/GRH060AH |  | Water-Source | WBAHP: Heat Pump Packaged Unit | Heat Pump | 208 | 3 |  |  | No Match | No Match |  |  |  | 57900 | 4745 | 12.2 | 10 | 69000 | 4813 | 4.2 |  | Federally-Regulated Commercial & Industrial Equipment | 04/12/2000 |  | 11/27/2019
ClimateMaster Inc. | Heat Controller | HTV/HTD024 |  | Water-Source | WBAHP: Heat Pump Packaged Unit | Heat Pump | 208 | 1 |  |  | No Match | Single-Speed |  |  |  | 25300 | 1591 | 15.9 | 12 | 30800 | 1703 | 5.3 | 4.2 | Federally-Regulated Commercial & Industrial Equipment | 04/23/2009 |  | 11/27/2019
ClimateMaster Inc. | Ruud | RPVV/H/D048 |  | Water-Source | WBAHP: Heat Pump Packaged Unit | Heat Pump | 230 | 1 |  |  | No Match | Single-Speed |  |  |  | 48200 | 3110 | 15.5 | 12 | 59700 | 3433 | 5.1 | 4.2 | Federally-Regulated Commercial & Industrial Equipment | 11/25/2009 |  | 11/27/2019
ClimateMaster Inc. | Heat Controller | HTV/HTD048 |  | Water-Source | WBAHP: Heat Pump Packaged Unit | Heat Pump | 208 | 1 |  |  | No Match | Single-Speed |  |  |  | 48400 | 3083 | 15.7 | 12 | 59900 | 3376 | 5.2 | 4.2 | Federally-Regulated Commercial & Industrial Equipment | 04/23/2009 |  | 11/27/2019
ClimateMaster Inc. | Carrier | RVC024***30*** |  | Water-Source | WBAHP: Heat Pump Packaged Unit | Heat Pump | 208 | 1 |  |  | No Match | No Match |  |  |  | 24500 | 1914 | 12.8 | 10 | 30100 | 1918 | 4.6 |  | Federally-Regulated Commercial & Industrial Equipment | 07/02/2003 |  | 11/27/2019
ClimateMaster Inc. | Genesis Compact | GCH048BH******* |  | Water-Source | WBAHP: Heat Pump Packaged Unit | Heat Pump | 208 | 3 |  |  | Ozone-Depleting | Single-Speed |  |  |  | 47100 | 3861 | 12.2 | 12 | 58200 | 3873 | 4.4 | 4.2 | Federally-Regulated Commercial & Industrial Equipment | 12/21/2006 |  | 11/27/2019
ClimateMaster Inc. | Genesis Compact | GCH030BG******* |  | Water-Source | WBAHP: Heat Pump Packaged Unit | Heat Pump | 208 | 1 |  |  | Ozone-Depleting | No Match |  |  |  | 28000 | 2295 | 12.2 | 12 | 33500 | 2229 | 4.4 | 4.2 | Federally-Regulated Commercial & Industrial Equipment | 12/21/2006 |  | 11/27/2019
ClimateMaster Inc. | Climate Master Series | VS/VL080H |  | Water-Source | WBAHP: Heat Pump Packaged Unit | Heat Pump | 208 | 3 |  |  | No Match | No Match |  |  |  | 74000 | 5285 | 14 | 9 | 83000 | 5790 | 4.2 | 3.8 | Federally-Regulated Commercial & Industrial Equipment | 04/12/2000 |  | 11/27/2019
ClimateMaster Inc. | Carrier | RHC024***60*** |  | Water-Source | WBAHP: Heat Pump Packaged Unit | Heat Pump | 460 | 3 |  |  | No Match | No Match |  |  |  | 24500 | 1914 | 12.8 | 10 | 30100 | 1918 | 4.6 |  | Federally-Regulated Commercial & Industrial Equipment | 07/02/2003 |  | 11/27/2019
ClimateMaster Inc. | Genesis Compact | GCV030BH******* |  | Water-Source | WBAHP: Heat Pump Packaged Unit | Heat Pump | 208 | 3 |  |  | Ozone-Depleting | No Match |  |  |  | 28000 | 2295 | 12.2 | 12 | 33500 | 2229 | 4.4 | 4.2 | Federally-Regulated Commercial & Industrial Equipment | 12/21/2006 |  | 11/27/2019
ClimateMaster Inc. | Genesis Compact | GCV036BF******* |  | Water-Source | WBAHP: Heat Pump Packaged Unit | Heat Pump | 460 | 3 |  |  | Ozone-Depleting | No Match |  |  |  | 35000 | 2916 | 12 | 12 | 45500 | 3172 | 4.2 | 4.2 | Federally-Regulated Commercial & Industrial Equipment | 12/21/2006 |  | 11/27/2019
ClimateMaster Inc. | Carrier | RVC024***50*** |  | Water-Source | WBAHP: Heat Pump Packaged Unit | Heat Pump | 208 | 3 |  |  | No Match | No Match |  |  |  | 24500 | 1914 | 12.8 | 10 | 30100 | 1918 | 4.6 |  | Federally-Regulated Commercial & Industrial Equipment | 07/02/2003 |  | 11/27/2019
ClimateMaster Inc. | Genesis Compact | GCH018BG******* |  | Water-Source | WBAHP: Heat Pump Packaged Unit | Heat Pump | 208 | 1 |  |  | Ozone-Depleting | No Match |  |  |  | 18200 | 1480 | 12.3 | 12 | 22000 | 1534 | 4.2 | 4.2 | Federally-Regulated Commercial & Industrial Equipment | 12/21/2006 |  | 11/27/2019
ClimateMaster Inc. | Climate Master Series | GSV/GSH030AG |  | Water-Source | WBAHP: Heat Pump Packaged Unit | Heat Pump | 208 | 1 |  |  | No Match | No Match |  |  |  | 29800 | 1973 | 15.1 | 10 | 36100 | 2203 | 4.8 |  | Federally-Regulated Commercial & Industrial Equipment | 04/12/2000 |  | 11/27/2019
ClimateMaster Inc. | Climate Master | TTP/S026 | CNPV*24* | Water-Source | WBAHP-C: Heat Pump Split Syste | Heat Pump | 208 | 1 |  |  | No Match | Single-Speed |  |  |  | 25300 | 1709 | 14.8 | 12 | 32200 | 1927 | 4.9 | 4.2 | Federally-Regulated Commercial & Industrial Equipment | 11/25/2009 |  | 11/27/2019
ClimateMaster Inc. | Climate Master | TTP/S064 | CNPV*60* | Water-Source | WBAHP-C: Heat Pump Split Syste | Heat Pump | 208 | 1 |  |  | No Match | Single-Speed |  |  |  | 56400 | 3837 | 14.7 | 12 | 69500 | 4529 | 4.5 | 4.2 | Federally-Regulated Commercial & Industrial Equipment | 11/25/2009 |  | 11/27/2019
ClimateMaster Inc. | Climate Master | TTP/S026 | CNPV*24* | Water-Source | WBAHP-C: Heat Pump Split Syste | Heat Pump | 230 | 1 |  |  | No Match | Single-Speed |  |  |  | 25300 | 1709 | 14.8 | 12 | 32200 | 1927 | 4.9 | 4.2 | Federally-Regulated Commercial & Industrial Equipment | 11/25/2009 |  | 11/27/2019
ClimateMaster Inc. | Climate Master | TTP/S064 | CNPV*60* | Water-Source | WBAHP-C: Heat Pump Split Syste | Heat Pump | 230 | 1 |  |  | No Match | Single-Speed |  |  |  | 56400 | 3837 | 14.7 | 12 | 69500 | 4529 | 4.5 | 4.2 | Federally-Regulated Commercial & Industrial Equipment | 11/25/2009 |  | 11/27/2019
ClimateMaster Inc. | Heat Controller | HTS048 | RHPL-HM4824 | Water-Source | WBAHP-CB: Heat Pump Split Syst | Heat Pump | 230 | 1 |  |  | No Match | Dual-Speed |  |  |  | 48000 | 3333 | 14.4 | 12 | 43300 | 2886 | 4.4 | 4.2 | Federally-Regulated Commercial & Industrial Equipment | 06/15/2009 |  | 11/27/2019
ClimateMaster Inc. | Climate Master | TTS026A | RHPL-HM2417 | Water-Source | WBAHP-CB: Heat Pump Split Syst | Heat Pump | 208 | 1 |  |  | No Match | Dual-Speed |  |  |  | 24600 | 1629 | 15.1 | 12 | 28300 | 1766 | 4.7 | 4.2 | Federally-Regulated Commercial & Industrial Equipment | 06/15/2009 |  | 11/27/2019
ClimateMaster Inc. | Climate Master | TTS038A | RHPL-HM3621 | Water-Source | WBAHP-CB: Heat Pump Split Syst | Heat Pump | 208 | 1 |  |  | No Match | Dual-Speed |  |  |  | 36500 | 2466 | 14.8 | 12 | 44100 | 2874 | 4.5 | 4.2 | Federally-Regulated Commercial & Industrial Equipment | 06/15/2009 |  | 11/27/2019
ClimateMaster Inc. | Climate Master | TTS049A | RHPL-HM4824 | Water-Source | WBAHP-CB: Heat Pump Split Syst | Heat Pump | 208 | 1 |  |  | No Match | Dual-Speed |  |  |  | 48000 | 3333 | 14.4 | 12 | 43300 | 2886 | 4.4 | 4.2 | Federally-Regulated Commercial & Industrial Equipment | 06/15/2009 |  | 11/27/2019
ClimateMaster Inc. | Climate Master | TTS064A | RHPL-HM6024 | Water-Source | WBAHP-CB: Heat Pump Split Syst | Heat Pump | 208 | 1 |  |  | No Match | Single-Speed |  |  |  | 58900 | 4299 | 13.7 | 12 | 65700 | 4481 | 4.3 | 4.2 | Federally-Regulated Commercial & Industrial Equipment | 06/15/2009 |  | 11/27/2019
ClimateMaster Inc. | Climate Master | TTS064A | RHPL-HM6024 | Water-Source | WBAHP-CB: Heat Pump Split Syst | Heat Pump | 230 | 1 |  |  | No Match | Single-Speed |  |  |  | 58900 | 4299 | 13.7 | 12 | 65700 | 4481 | 4.3 | 4.2 | Federally-Regulated Commercial & Industrial Equipment | 06/15/2009 |  | 11/27/2019
ClimateMaster Inc. | Heat Controller | HTS060A | RHPL-HM6024 | Water-Source | WBAHP-CB: Heat Pump Split Syst | Heat Pump | 208 | 1 |  |  | No Match | Single-Speed |  |  |  | 58900 | 4299 | 13.7 | 12 | 65700 | 4481 | 4.3 | 4.2 | Federally-Regulated Commercial & Industrial Equipment | 06/15/2009 |  | 11/27/2019
ClimateMaster Inc. | Heat Controller | HTS060A | RHPL-HM6024 | Water-Source | WBAHP-CB: Heat Pump Split Syst | Heat Pump | 230 | 1 |  |  | No Match | Single-Speed |  |  |  | 58900 | 4299 | 13.7 | 12 | 65700 | 4481 | 4.3 | 4.2 | Federally-Regulated Commercial & Industrial Equipment | 06/15/2009 |  | 11/27/2019
ClimateMaster Inc. | Climate Master | TTS026A | RHPL-HM2417 | Water-Source | WBAHP-CB: Heat Pump Split Syst | Heat Pump | 230 | 1 |  |  | No Match | Dual-Speed |  |  |  | 24600 | 1629 | 15.1 | 12 | 28300 | 1766 | 4.7 | 4.2 | Federally-Regulated Commercial & Industrial Equipment | 06/15/2009 |  | 11/27/2019
ClimateMaster Inc. | Heat Controller | HTS048 | RHPL-HM4824 | Water-Source | WBAHP-CB: Heat Pump Split Syst | Heat Pump | 208 | 1 |  |  | No Match | Dual-Speed |  |  |  | 48000 | 3333 | 14.4 | 12 | 43300 | 2886 | 4.4 | 4.2 | Federally-Regulated Commercial & Industrial Equipment | 06/15/2009 |  | 11/27/2019
ClimateMaster Inc. | Climate Master | TTS049A | RHPL-HM4824 | Water-Source | WBAHP-CB: Heat Pump Split Syst | Heat Pump | 230 | 1 |  |  | No Match | Dual-Speed |  |  |  | 48000 | 3333 | 14.4 | 12 | 43300 | 2886 | 4.4 | 4.2 | Federally-Regulated Commercial & Industrial Equipment | 06/15/2009 |  | 11/27/2019
ClimateMaster Inc. | Climate Master | TTS038A | RHPL-HM3621 | Water-Source | WBAHP-CB: Heat Pump Split Syst | Heat Pump | 230 | 1 |  |  | No Match | Dual-Speed |  |  |  | 36500 | 2466 | 14.8 | 12 | 44100 | 2874 | 4.5 | 4.2 | Federally-Regulated Commercial & Industrial Equipment | 06/15/2009 |  | 11/27/2019
ClimateMaster Inc. | Hi Rise | 81610E******* |  | Water-Source | WBAHP-O: Heat Pump Packaged Un | Heat Pump | 265 | 1 |  |  | Ozone-Depleting | Single-Speed |  |  |  | 8500 | 732 | 11.6 | 11.2 | 11500 | 802 | 4.2 | 4.2 | Federally-Regulated Commercial & Industrial Equipment | 12/21/2006 |  | 11/27/2019
ClimateMaster Inc. | Climate Master Series | CS/CL009E |  | Water-Source | WBAHP-O: Heat Pump Packaged Un | Heat Pump | 265 | 1 |  |  | No Match | No Match |  |  |  | 9000 | 737 | 12.2 | 10 | 11600 | 790 | 4.3 |  | Federally-Regulated Commercial & Industrial Equipment | 04/12/2000 |  | 11/27/2019
ClimateMaster Inc. | Climate Master Series | CS/CL007E |  | Water-Source | WBAHP-O: Heat Pump Packaged Un | Heat Pump | 265 | 1 |  |  | No Match | No Match |  |  |  | 6800 | 531 | 12.8 | 10 | 8600 | 547 | 4.6 |  | Federally-Regulated Commercial & Industrial Equipment | 04/12/2000 |  | 11/27/2019
ClimateMaster Inc. | Hi Rise | 81610G******* |  | Water-Source | WBAHP-O: Heat Pump Packaged Un | Heat Pump | 208 | 1 |  |  | Ozone-Depleting | Single-Speed |  |  |  | 8500 | 732 | 11.6 | 11.2 | 11500 | 802 | 4.2 | 4.2 | Federally-Regulated Commercial & Industrial Equipment | 12/21/2006 |  | 11/27/2019
ClimateMaster Inc. | Hi Rise | 81620G******* |  | Water-Source | WBAHP-O: Heat Pump Packaged Un | Heat Pump | 208 | 1 |  |  | Ozone-Depleting | Single-Speed |  |  |  | 18500 | 1541 | 12 | 12 | 23600 | 1650 | 4.2 | 4.2 | Federally-Regulated Commercial & Industrial Equipment | 12/21/2006 |  | 11/27/2019
ClimateMaster Inc. | Climate Master Series | 81628G |  | Water-Source | WBAHP-O: Heat Pump Packaged Un | Heat Pump | 208 | 1 |  |  | No Match | No Match |  |  |  | 25500 | 2073 | 12.3 | 10 | 34500 | 2406 | 4.2 |  | Federally-Regulated Commercial & Industrial Equipment | 01/18/2001 |  | 11/27/2019
ClimateMaster Inc. | Hi Rise | 81628E******* |  | Water-Source | WBAHP-O: Heat Pump Packaged Un | Heat Pump | 265 | 1 |  |  | Ozone-Depleting | Single-Speed |  |  |  | 25200 | 2100 | 12 | 12 | 32000 | 2235 | 4.2 | 4.2 | Federally-Regulated Commercial & Industrial Equipment | 12/21/2006 |  | 11/27/2019
ClimateMaster Inc. | Hi Rise | 81620E******* |  | Water-Source | WBAHP-O: Heat Pump Packaged Un | Heat Pump | 265 | 1 |  |  | Ozone-Depleting | Single-Speed |  |  |  | 18500 | 1541 | 12 | 12 | 23600 | 1650 | 4.2 | 4.2 | Federally-Regulated Commercial & Industrial Equipment | 12/21/2006 |  | 11/27/2019
ClimateMaster Inc. | Climate Master Series | 81628G |  | Water-Source | WBAHP-O: Heat Pump Packaged Un | Heat Pump | 230 | 1 |  |  | No Match | No Match |  |  |  | 25500 | 2073 | 12.3 | 10 | 34500 | 2406 | 4.2 |  | Federally-Regulated Commercial & Industrial Equipment | 01/18/2001 |  | 11/27/2019
ClimateMaster Inc. | Hi Rise | 81636E******* |  | Water-Source | WBAHP-O: Heat Pump Packaged Un | Heat Pump | 265 | 1 |  |  | Ozone-Depleting | Single-Speed |  |  |  | 32600 | 2608 | 12.5 | 12 | 42500 | 2967 | 4.2 | 4.2 | Federally-Regulated Commercial & Industrial Equipment | 12/21/2006 |  | 11/27/2019
ClimateMaster Inc. | Hi Rise | 81636G******* |  | Water-Source | WBAHP-O: Heat Pump Packaged Un | Heat Pump | 208 | 1 |  |  | Ozone-Depleting | Single-Speed |  |  |  | 32600 | 2608 | 12.5 | 12 | 42500 | 2967 | 4.2 | 4.2 | Federally-Regulated Commercial & Industrial Equipment | 12/21/2006 |  | 11/27/2019
ClimateMaster Inc. | Climate Master Series | 81620G |  | Water-Source | WBAHP-O: Heat Pump Packaged Un | Heat Pump | 230 | 1 |  |  | No Match | No Match |  |  |  | 20000 | 1574 | 12.7 | 10 | 24000 | 1598 | 4.4 |  | Federally-Regulated Commercial & Industrial Equipment | 01/18/2001 |  | 11/27/2019
ClimateMaster Inc. | Climate Master Series | CS/CL009G |  | Water-Source | WBAHP-O: Heat Pump Packaged Un | Heat Pump | 208 | 1 |  |  | No Match | No Match |  |  |  | 9000 | 737 | 12.2 | 10 | 11600 | 790 | 4.3 |  | Federally-Regulated Commercial & Industrial Equipment | 04/12/2000 |  | 11/27/2019
ClimateMaster Inc. | Climate Master Series | CS/CL007G |  | Water-Source | WBAHP-O: Heat Pump Packaged Un | Heat Pump | 230 | 1 |  |  | No Match | No Match |  |  |  | 6800 | 531 | 12.8 | 10 | 8600 | 547 | 4.6 |  | Federally-Regulated Commercial & Industrial Equipment | 04/12/2000 |  | 11/27/2019
ClimateMaster Inc. | Climate Master Series | CS/CL009G |  | Water-Source | WBAHP-O: Heat Pump Packaged Un | Heat Pump | 230 | 1 |  |  | No Match | No Match |  |  |  | 9000 | 743 | 12.1 | 10 | 11600 | 790 | 4.3 |  | Federally-Regulated Commercial & Industrial Equipment | 04/12/2000 |  | 11/27/2019
ClimateMaster Inc. | Hi Rise | 81615G******* |  | Water-Source | WBAHP-O: Heat Pump Packaged Un | Heat Pump | 208 | 1 |  |  | Ozone-Depleting | Single-Speed |  |  |  | 12000 | 975 | 12.3 | 11.2 | 14700 | 1026 | 4.2 | 4.2 | Federally-Regulated Commercial & Industrial Equipment | 12/21/2006 |  | 11/27/2019
ClimateMaster Inc. | Hi Rise | 81615E******* |  | Water-Source | WBAHP-O: Heat Pump Packaged Un | Heat Pump | 265 | 1 |  |  | Ozone-Depleting | Single-Speed |  |  |  | 12000 | 975 | 12.3 | 11.2 | 14700 | 1026 | 4.2 | 4.2 | Federally-Regulated Commercial & Industrial Equipment | 12/21/2006 |  | 11/27/2019
ClimateMaster Inc. | Climate Master Series | CS/CL007G |  | Water-Source | WBAHP-O: Heat Pump Packaged Un | Heat Pump | 208 | 1 |  |  | No Match | No Match |  |  |  | 6800 | 531 | 12.8 | 10 | 8600 | 547 | 4.6 |  | Federally-Regulated Commercial & Industrial Equipment | 04/12/2000 |  | 11/27/2019
ClimateMaster Inc. | Hi Rise | 81630G******* |  | Water-Source | WBAHP-O: Heat Pump Packaged Un | Heat Pump | 208 | 1 |  |  | Ozone-Depleting | Single-Speed |  |  |  | 28100 | 2248 | 12.5 | 12 | 36000 | 2515 | 4.2 | 4.2 | Federally-Regulated Commercial & Industrial Equipment | 12/21/2006 |  | 11/27/2019
ClimateMaster Inc. | Climate Master Series | 81628E |  | Water-Source | WBAHP-O: Heat Pump Packaged Un | Heat Pump | 265 | 1 |  |  | No Match | No Match |  |  |  | 25500 | 2073 | 12.3 | 10 | 35000 | 2384 | 4.3 |  | Federally-Regulated Commercial & Industrial Equipment | 04/12/2000 |  | 11/27/2019
ClimateMaster Inc. | Hi Rise | 81630E******* |  | Water-Source | WBAHP-O: Heat Pump Packaged Un | Heat Pump | 265 | 1 |  |  | Ozone-Depleting | Single-Speed |  |  |  | 28100 | 2248 | 12.5 | 12 | 36000 | 2515 | 4.2 | 4.2 | Federally-Regulated Commercial & Industrial Equipment | 12/21/2006 |  | 11/27/2019
ClimateMaster Inc. | Hi Rise | 81628G******* |  | Water-Source | WBAHP-O: Heat Pump Packaged Un | Heat Pump | 208 | 1 |  |  | Ozone-Depleting | Single-Speed |  |  |  | 25200 | 2100 | 12 | 12 | 32000 | 2235 | 4.2 | 4.2 | Federally-Regulated Commercial & Industrial Equipment | 12/21/2006 |  | 11/27/2019
ClimateMaster Inc. | Climate Master Series | 81620E |  | Water-Source | WBAHP-O: Heat Pump Packaged Un | Heat Pump | 265 | 1 |  |  | No Match | No Match |  |  |  | 20000 | 1574 | 12.7 | 10 | 24000 | 1598 | 4.4 |  | Federally-Regulated Commercial & Industrial Equipment | 01/18/2001 |  | 11/27/2019
ClimateMaster Inc. | Climate Master Series | 81620G |  | Water-Source | WBAHP-O: Heat Pump Packaged Un | Heat Pump | 208 | 1 |  |  | No Match | No Match |  |  |  | 20000 | 1574 | 12.7 | 10 | 24000 | 1598 | 4.4 |  | Federally-Regulated Commercial & Industrial Equipment | 01/18/2001 |  | 11/27/2019
ClimateMaster Inc. | Heat Controller | HTV/HTD048 |  | Ground-Source | WBAHP: Heat Pump Packaged Unit | Heat Pump | 208 | 1 |  |  | No Match | Single-Speed |  |  |  | 50600 | 2827 | 17.9 | 13.4 | 37500 | 2748 | 4 | 3.1 | Non Federally-Regulated | 04/23/2009 |  | 11/27/2019
ClimateMaster Inc. | Rheem | RPVV/H/D036 |  | Ground-Source | WBAHP: Heat Pump Packaged Unit | Heat Pump | 208 | 1 |  |  | No Match | Single-Speed |  |  |  | 38000 | 2111 | 18 | 13.4 | 28800 | 2166 | 3.9 | 3.1 | Non Federally-Regulated | 11/25/2009 |  | 11/27/2019
ClimateMaster Inc. | Climate Master | ABA/B/C048 |  | Ground-Source | WBAHP: Heat Pump Packaged Unit | Heat Pump | 208 | 1 |  |  | No Match | Single-Speed |  |  |  | 50400 | 2847 | 17.7 | 13.4 | 37300 | 2805 | 3.9 | 3.1 | Non Federally-Regulated | 11/25/2009 |  | 11/27/2019
ClimateMaster Inc. | Rheem | RPVV/H/D025 |  | Ground-Source | WBAHP: Heat Pump Packaged Unit | Heat Pump | 230 | 1 |  |  | No Match | Single-Speed |  |  |  | 26400 | 1443 | 18.3 | 13.4 | 19600 | 1474 | 3.9 | 3.1 | Non Federally-Regulated | 11/25/2009 |  | 11/27/2019
ClimateMaster Inc. | Heat Controller | HTV/HTD048 |  | Ground-Source | WBAHP: Heat Pump Packaged Unit | Heat Pump | 230 | 1 |  |  | No Match | Single-Speed |  |  |  | 50600 | 2827 | 17.9 | 13.4 | 37500 | 2748 | 4 | 3.1 | Non Federally-Regulated | 04/23/2009 |  | 11/27/2019
ClimateMaster Inc. | Heat Controller | HTV/HTD036 |  | Ground-Source | WBAHP: Heat Pump Packaged Unit | Heat Pump | 230 | 1 |  |  | No Match | Single-Speed |  |  |  | 38200 | 2099 | 18.2 | 13.4 | 29000 | 2125 | 4 | 3.1 | Non Federally-Regulated | 04/23/2009 |  | 11/27/2019
ClimateMaster Inc. | Rheem | RPVV/H/D036 |  | Ground-Source | WBAHP: Heat Pump Packaged Unit | Heat Pump | 230 | 1 |  |  | No Match | Single-Speed |  |  |  | 38000 | 2111 | 18 | 13.4 | 28800 | 2166 | 3.9 | 3.1 | Non Federally-Regulated | 11/25/2009 |  | 11/27/2019
ClimateMaster Inc. | Rheem | RPVV/H/D048 |  | Ground-Source | WBAHP: Heat Pump Packaged Unit | Heat Pump | 230 | 1 |  |  | No Match | Single-Speed |  |  |  | 50400 | 2847 | 17.7 | 13.4 | 37300 | 2805 | 3.9 | 3.1 | Non Federally-Regulated | 11/25/2009 |  | 11/27/2019
ClimateMaster Inc. | Climate Master | ABA/B/C024 |  | Ground-Source | WBAHP: Heat Pump Packaged Unit | Heat Pump | 208 | 1 |  |  | No Match | Single-Speed |  |  |  | 26400 | 1443 | 18.3 | 13.4 | 19600 | 1474 | 3.9 | 3.1 | Non Federally-Regulated | 11/25/2009 |  | 11/27/2019
ClimateMaster Inc. | Heat Controller | HTV/HTD036 |  | Ground-Source | WBAHP: Heat Pump Packaged Unit | Heat Pump | 208 | 1 |  |  | No Match | Single-Speed |  |  |  | 38200 | 2099 | 18.2 | 13.4 | 29000 | 2125 | 4 | 3.1 | Non Federally-Regulated | 04/23/2009 |  | 11/27/2019
ClimateMaster Inc. | Ruud | RPVV/H/D036 |  | Ground-Source | WBAHP: Heat Pump Packaged Unit | Heat Pump | 208 | 1 |  |  | No Match | Single-Speed |  |  |  | 38000 | 2111 | 18 | 13.4 | 28800 | 2166 | 3.9 | 3.1 | Non Federally-Regulated | 11/25/2009 |  | 11/27/2019
ClimateMaster Inc. | Rheem | RPVV/H/D062 |  | Ground-Source | WBAHP: Heat Pump Packaged Unit | Heat Pump | 208 | 1 |  |  | No Match | Single-Speed |  |  |  | 64600 | 3734 | 17.3 | 13.4 | 47800 | 3689 | 3.8 | 3.1 | Non Federally-Regulated | 11/25/2009 |  | 11/27/2019
ClimateMaster Inc. | Rheem | RPVV/H/D062 |  | Ground-Source | WBAHP: Heat Pump Packaged Unit | Heat Pump | 230 | 1 |  |  | No Match | Single-Speed |  |  |  | 64600 | 3734 | 17.3 | 13.4 | 47800 | 3689 | 3.8 | 3.1 | Non Federally-Regulated | 11/25/2009 |  | 11/27/2019
ClimateMaster Inc. | Ruud | RPVV/H/D025 |  | Ground-Source | WBAHP: Heat Pump Packaged Unit | Heat Pump | 230 | 1 |  |  | No Match | Single-Speed |  |  |  | 26400 | 1443 | 18.3 | 13.4 | 19600 | 1474 | 3.9 | 3.1 | Non Federally-Regulated | 11/25/2009 |  | 11/27/2019
ClimateMaster Inc. | Rheem | RPVV/H/D025 |  | Ground-Source | WBAHP: Heat Pump Packaged Unit | Heat Pump | 208 | 1 |  |  | No Match | Single-Speed |  |  |  | 26400 | 1443 | 18.3 | 13.4 | 19600 | 1474 | 3.9 | 3.1 | Non Federally-Regulated | 11/25/2009 |  | 11/27/2019
ClimateMaster Inc. | Climate Master | ABA/B/C060 |  | Ground-Source | WBAHP: Heat Pump Packaged Unit | Heat Pump | 208 | 1 |  |  | No Match | Single-Speed |  |  |  | 64600 | 3734 | 17.3 | 13.4 | 47800 | 3689 | 3.8 | 3.1 | Non Federally-Regulated | 11/25/2009 |  | 11/27/2019
ClimateMaster Inc. | Climate Master | TSV/TSH024AE |  | Ground-Source | WBAHP: Heat Pump Packaged Unit | Heat Pump | 265 | 1 |  |  | No Match | Single-Speed |  |  |  | 26300 | 1469 | 17.9 | 13.4 | 19000 | 1741 | 3.2 | 3.1 | Non Federally-Regulated | 09/15/2009 |  | 11/27/2019
ClimateMaster Inc. | Carrier Corp. | 50PSV/PSH006 3 |  | Ground-Source | WBAHP: Heat Pump Packaged Unit | Heat Pump | 208 | 1 |  |  | No Match | Single-Speed |  |  |  | 6700 | 362 | 18.5 | 13.4 | 4800 | 414 | 3.4 | 3.1 | Non Federally-Regulated | 02/09/2009 |  | 11/27/2019
ClimateMaster Inc. | Heat Controller | HTV/HTD024 |  | Ground-Source | WBAHP: Heat Pump Packaged Unit | Heat Pump | 208 | 1 |  |  | No Match | Single-Speed |  |  |  | 26600 | 1438 | 18.5 | 13.4 | 19800 | 1451 | 4 | 3.1 | Non Federally-Regulated | 04/23/2009 |  | 11/27/2019
ClimateMaster Inc. | Rheem | RPVV/H/D048 |  | Ground-Source | WBAHP: Heat Pump Packaged Unit | Heat Pump | 208 | 1 |  |  | No Match | Single-Speed |  |  |  | 50400 | 2847 | 17.7 | 13.4 | 37300 | 2805 | 3.9 | 3.1 | Non Federally-Regulated | 11/25/2009 |  | 11/27/2019
ClimateMaster Inc. | Ruud | RPVV/H/D062 |  | Ground-Source | WBAHP: Heat Pump Packaged Unit | Heat Pump | 230 | 1 |  |  | No Match | Single-Speed |  |  |  | 64600 | 3734 | 17.3 | 13.4 | 47800 | 3689 | 3.8 | 3.1 | Non Federally-Regulated | 11/25/2009 |  | 11/27/2019
ClimateMaster Inc. | Climate Master | ABA/B/C024 |  | Ground-Source | WBAHP: Heat Pump Packaged Unit | Heat Pump | 230 | 1 |  |  | No Match | Single-Speed |  |  |  | 26400 | 1443 | 18.3 | 13.4 | 19600 | 1474 | 3.9 | 3.1 | Non Federally-Regulated | 11/25/2009 |  | 11/27/2019
ClimateMaster Inc. | Heat Controller | HTV/HTD060 |  | Ground-Source | WBAHP: Heat Pump Packaged Unit | Heat Pump | 230 | 1 |  |  | No Match | Single-Speed |  |  |  | 64800 | 3703 | 17.5 | 13.4 | 48000 | 3607 | 3.9 | 3.1 | Non Federally-Regulated | 04/23/2009 |  | 11/27/2019
ClimateMaster Inc. | Heat Controller | HTV/HTD060 |  | Ground-Source | WBAHP: Heat Pump Packaged Unit | Heat Pump | 208 | 1 |  |  | No Match | Single-Speed |  |  |  | 64800 | 3703 | 17.5 | 13.4 | 48000 | 3607 | 3.9 | 3.1 | Non Federally-Regulated | 04/23/2009 |  | 11/27/2019
ClimateMaster Inc. | Carrier Corp. | 50PSV/PSH012 4 |  | Ground-Source | WBAHP: Heat Pump Packaged Unit | Heat Pump | 265 | 1 |  |  | No Match | Single-Speed |  |  |  | 12300 | 680 | 18.1 | 13.4 | 9500 | 796 | 3.5 | 3.1 | Non Federally-Regulated | 02/09/2009 |  | 11/27/2019
ClimateMaster Inc. | Carrier Corp. | 50PSV/PSH006 3 |  | Ground-Source | WBAHP: Heat Pump Packaged Unit | Heat Pump | 230 | 1 |  |  | No Match | Single-Speed |  |  |  | 6700 | 370 | 18.1 | 13.4 | 4700 | 405 | 3.4 | 3.1 | Non Federally-Regulated | 02/09/2009 |  | 11/27/2019
ClimateMaster Inc. | Carrier Corp. | 50PSV/PSH/PSD024 4 |  | Ground-Source | WBAHP: Heat Pump Packaged Unit | Heat Pump | 265 | 1 |  |  | No Match | Single-Speed |  |  |  | 26300 | 1469 | 17.9 | 13.4 | 19000 | 1741 | 3.2 | 3.1 | Non Federally-Regulated | 09/15/2009 |  | 11/27/2019
ClimateMaster Inc. | Ruud | RPVV/H/D048 |  | Ground-Source | WBAHP: Heat Pump Packaged Unit | Heat Pump | 208 | 1 |  |  | No Match | Single-Speed |  |  |  | 50400 | 2847 | 17.7 | 13.4 | 37300 | 2805 | 3.9 | 3.1 | Non Federally-Regulated | 11/25/2009 |  | 11/27/2019
ClimateMaster Inc. | Climate Master | ABA/B/C060 |  | Ground-Source | WBAHP: Heat Pump Packaged Unit | Heat Pump | 230 | 1 |  |  | No Match | Single-Speed |  |  |  | 64600 | 3734 | 17.3 | 13.4 | 47800 | 3689 | 3.8 | 3.1 | Non Federally-Regulated | 11/25/2009 |  | 11/27/2019
ClimateMaster Inc. | Ruud | RPVV/H/D036 |  | Ground-Source | WBAHP: Heat Pump Packaged Unit | Heat Pump | 230 | 1 |  |  | No Match | Single-Speed |  |  |  | 38000 | 2111 | 18 | 13.4 | 28800 | 2166 | 3.9 | 3.1 | Non Federally-Regulated | 11/25/2009 |  | 11/27/2019
ClimateMaster Inc. | Climate Master | ABA/B/C036 |  | Ground-Source | WBAHP: Heat Pump Packaged Unit | Heat Pump | 230 | 1 |  |  | No Match | Single-Speed |  |  |  | 38000 | 2111 | 18 | 13.4 | 28800 | 2166 | 3.9 | 3.1 | Non Federally-Regulated | 11/25/2009 |  | 11/27/2019
ClimateMaster Inc. | Heat Controller | HTV/HTD024 |  | Ground-Source | WBAHP: Heat Pump Packaged Unit | Heat Pump | 230 | 1 |  |  | No Match | Single-Speed |  |  |  | 26600 | 1438 | 18.5 | 13.4 | 19800 | 1451 | 4 | 3.1 | Non Federally-Regulated | 04/23/2009 |  | 11/27/2019
ClimateMaster Inc. | Carrier Corp. | 50PSV/PSH012 3 |  | Ground-Source | WBAHP: Heat Pump Packaged Unit | Heat Pump | 230 | 1 |  |  | No Match | Single-Speed |  |  |  | 12300 | 737 | 16.7 | 13.4 | 9500 | 844 | 3.3 | 3.1 | Non Federally-Regulated | 02/09/2009 |  | 11/27/2019
ClimateMaster Inc. | Climate Master | ABA/B/C048 |  | Ground-Source | WBAHP: Heat Pump Packaged Unit | Heat Pump | 230 | 1 |  |  | No Match | Single-Speed |  |  |  | 50400 | 2847 | 17.7 | 13.4 | 37300 | 2805 | 3.9 | 3.1 | Non Federally-Regulated | 11/25/2009 |  | 11/27/2019
ClimateMaster Inc. | Carrier Corp. | 50PSV/PSH006 4 |  | Ground-Source | WBAHP: Heat Pump Packaged Unit | Heat Pump | 265 | 1 |  |  | No Match | Single-Speed |  |  |  | 6700 | 362 | 18.5 | 13.4 | 4800 | 414 | 3.4 | 3.1 | Non Federally-Regulated | 02/09/2009 |  | 11/27/2019
ClimateMaster Inc. | Ruud | RPVV/H/D048 |  | Ground-Source | WBAHP: Heat Pump Packaged Unit | Heat Pump | 230 | 1 |  |  | No Match | Single-Speed |  |  |  | 50400 | 2847 | 17.7 | 13.4 | 37300 | 2805 | 3.9 | 3.1 | Non Federally-Regulated | 11/25/2009 |  | 11/27/2019
ClimateMaster Inc. | Ruud | RPVV/H/D062 |  | Ground-Source | WBAHP: Heat Pump Packaged Unit | Heat Pump | 208 | 1 |  |  | No Match | Single-Speed |  |  |  | 64600 | 3734 | 17.3 | 13.4 | 47800 | 3689 | 3.8 | 3.1 | Non Federally-Regulated | 11/25/2009 |  | 11/27/2019
ClimateMaster Inc. | Carrier Corp. | 50PSV/PSH012 3 |  | Ground-Source | WBAHP: Heat Pump Packaged Unit | Heat Pump | 208 | 1 |  |  | No Match | Single-Speed |  |  |  | 12300 | 680 | 18.1 | 13.4 | 9500 | 796 | 3.5 | 3.1 | Non Federally-Regulated | 02/09/2009 |  | 11/27/2019
ClimateMaster Inc. | Ruud | RPVV/H/D025 |  | Ground-Source | WBAHP: Heat Pump Packaged Unit | Heat Pump | 208 | 1 |  |  | No Match | Single-Speed |  |  |  | 26400 | 1443 | 18.3 | 13.4 | 19600 | 1474 | 3.9 | 3.1 | Non Federally-Regulated | 11/25/2009 |  | 11/27/2019
ClimateMaster Inc. | Climate Master | ABA/B/C036 |  | Ground-Source | WBAHP: Heat Pump Packaged Unit | Heat Pump | 208 | 1 |  |  | No Match | Single-Speed |  |  |  | 38000 | 2111 | 18 | 13.4 | 28800 | 2166 | 3.9 | 3.1 | Non Federally-Regulated | 11/25/2009 |  | 11/27/2019
ClimateMaster Inc. | Ruud | RPVV/H/D025 |  | Ground-Water-Source | WBAHP: Heat Pump Packaged Unit | Heat Pump | 208 | 1 |  |  | No Match | Single-Speed |  |  |  | 28700 | 1181 | 24.3 | 16.2 | 25500 | 1591 | 4.7 | 3.6 | Non Federally-Regulated | 11/25/2009 |  | 11/27/2019
ClimateMaster Inc. | Climate Master | ABA/B/C036 |  | Ground-Water-Source | WBAHP: Heat Pump Packaged Unit | Heat Pump | 208 | 1 |  |  | No Match | Single-Speed |  |  |  | 41000 | 1798 | 22.8 | 16.2 | 36500 | 2327 | 4.6 | 3.6 | Non Federally-Regulated | 11/25/2009 |  | 11/27/2019
ClimateMaster Inc. | Heat Controller | HTV/HTD024 |  | Ground-Water-Source | WBAHP: Heat Pump Packaged Unit | Heat Pump | 230 | 1 |  |  | No Match | Single-Speed |  |  |  | 28900 | 1180 | 24.5 | 16.2 | 25700 | 1180 | 4.8 | 3.6 | Non Federally-Regulated | 04/30/2009 |  | 11/27/2019
ClimateMaster Inc. | Rheem | RPVV/H/D025 |  | Ground-Water-Source | WBAHP: Heat Pump Packaged Unit | Heat Pump | 230 | 1 |  |  | No Match | Single-Speed |  |  |  | 28700 | 1181 | 24.3 | 16.2 | 25500 | 1591 | 4.7 | 3.6 | Non Federally-Regulated | 11/25/2009 |  | 11/27/2019
ClimateMaster Inc. | Ruud | RPVV/H/D048 |  | Ground-Water-Source | WBAHP: Heat Pump Packaged Unit | Heat Pump | 208 | 1 |  |  | No Match | Single-Speed |  |  |  | 54400 | 2439 | 22.3 | 16.2 | 48100 | 3066 | 4.6 | 3.6 | Non Federally-Regulated | 11/25/2009 |  | 11/27/2019
ClimateMaster Inc. | Heat Controller | HTV/HTD048 |  | Ground-Water-Source | WBAHP: Heat Pump Packaged Unit | Heat Pump | 230 | 1 |  |  | No Match | Single-Speed |  |  |  | 54600 | 2427 | 22.5 | 16.2 | 48300 | 2427 | 4.7 | 3.6 | Non Federally-Regulated | 04/30/2009 |  | 11/27/2019
ClimateMaster Inc. | Heat Controller | HTV/HTD036 |  | Ground-Water-Source | WBAHP: Heat Pump Packaged Unit | Heat Pump | 230 | 1 |  |  | No Match | Single-Speed |  |  |  | 41200 | 1791 | 23 | 16.2 | 36700 | 1791 | 4.7 | 3.6 | Non Federally-Regulated | 04/30/2009 |  | 11/27/2019
ClimateMaster Inc. | Ruud | RPVV/H/D025 |  | Ground-Water-Source | WBAHP: Heat Pump Packaged Unit | Heat Pump | 230 | 1 |  |  | No Match | Single-Speed |  |  |  | 28700 | 1181 | 24.3 | 16.2 | 25500 | 1591 | 4.7 | 3.6 | Non Federally-Regulated | 11/25/2009 |  | 11/27/2019
ClimateMaster Inc. | Rheem | RPVV/H/D048 |  | Ground-Water-Source | WBAHP: Heat Pump Packaged Unit | Heat Pump | 230 | 1 |  |  | No Match | Single-Speed |  |  |  | 54400 | 2439 | 22.3 | 16.2 | 48100 | 3066 | 4.6 | 3.6 | Non Federally-Regulated | 11/25/2009 |  | 11/27/2019
ClimateMaster Inc. | Rheem | RPVV/H/D025 |  | Ground-Water-Source | WBAHP: Heat Pump Packaged Unit | Heat Pump | 208 | 1 |  |  | No Match | Single-Speed |  |  |  | 28700 | 1181 | 24.3 | 16.2 | 25500 | 1591 | 4.7 | 3.6 | Non Federally-Regulated | 11/25/2009 |  | 11/27/2019
ClimateMaster Inc. | Rheem | RPVV/H/D048 |  | Ground-Water-Source | WBAHP: Heat Pump Packaged Unit | Heat Pump | 208 | 1 |  |  | No Match | Single-Speed |  |  |  | 54400 | 2439 | 22.3 | 16.2 | 48100 | 3066 | 4.6 | 3.6 | Non Federally-Regulated | 11/25/2009 |  | 11/27/2019
ClimateMaster Inc. | Heat Controller | HTV/HTD024 |  | Ground-Water-Source | WBAHP: Heat Pump Packaged Unit | Heat Pump | 208 | 1 |  |  | No Match | Single-Speed |  |  |  | 28900 | 1180 | 24.5 | 16.2 | 25700 | 1180 | 4.8 | 3.6 | Non Federally-Regulated | 04/30/2009 |  | 11/27/2019
ClimateMaster Inc. | Ruud | RPVV/H/D036 |  | Ground-Water-Source | WBAHP: Heat Pump Packaged Unit | Heat Pump | 230 | 1 |  |  | No Match | Single-Speed |  |  |  | 41000 | 1798 | 22.8 | 16.2 | 36500 | 2327 | 4.6 | 3.6 | Non Federally-Regulated | 11/25/2009 |  | 11/27/2019
ClimateMaster Inc. | Climate Master | ABA/B/C048 |  | Ground-Water-Source | WBAHP: Heat Pump Packaged Unit | Heat Pump | 208 | 1 |  |  | No Match | Single-Speed |  |  |  | 54400 | 2439 | 22.3 | 16.2 | 48100 | 3066 | 4.6 | 3.6 | Non Federally-Regulated | 11/25/2009 |  | 11/27/2019
ClimateMaster Inc. | Carrier Corp. | 50PSV/PSH/PSD024 4 |  | Ground-Water-Source | WBAHP: Heat Pump Packaged Unit | Heat Pump | 265 | 1 |  |  | No Match | Single-Speed |  |  |  | 28600 | 1260 | 22.7 | 16.2 | 25000 | 1746 | 4.2 | 3.6 | Non Federally-Regulated | 09/15/2009 |  | 11/27/2019
ClimateMaster Inc. | Climate Master | TSV/TSH024AE |  | Ground-Water-Source | WBAHP: Heat Pump Packaged Unit | Heat Pump | 265 | 1 |  |  | No Match | Single-Speed |  |  |  | 28600 | 1260 | 22.7 | 16.2 | 25000 | 1746 | 4.2 | 3.6 | Non Federally-Regulated | 09/15/2009 |  | 11/27/2019
ClimateMaster Inc. | Ruud | RPVV/H/D048 |  | Ground-Water-Source | WBAHP: Heat Pump Packaged Unit | Heat Pump | 230 | 1 |  |  | No Match | Single-Speed |  |  |  | 54400 | 2439 | 22.3 | 16.2 | 48100 | 3066 | 4.6 | 3.6 | Non Federally-Regulated | 11/25/2009 |  | 11/27/2019
ClimateMaster Inc. | Rheem | RPVV/H/D036 |  | Ground-Water-Source | WBAHP: Heat Pump Packaged Unit | Heat Pump | 230 | 1 |  |  | No Match | Single-Speed |  |  |  | 41000 | 1798 | 22.8 | 16.2 | 36500 | 2327 | 4.6 | 3.6 | Non Federally-Regulated | 11/25/2009 |  | 11/27/2019
ClimateMaster Inc. | Ruud | RPVV/H/D036 |  | Ground-Water-Source | WBAHP: Heat Pump Packaged Unit | Heat Pump | 208 | 1 |  |  | No Match | Single-Speed |  |  |  | 41000 | 1798 | 22.8 | 16.2 | 36500 | 2327 | 4.6 | 3.6 | Non Federally-Regulated | 11/25/2009 |  | 11/27/2019
ClimateMaster Inc. | Heat Controller | HTV/HTD036 |  | Ground-Water-Source | WBAHP: Heat Pump Packaged Unit | Heat Pump | 208 | 1 |  |  | No Match | Single-Speed |  |  |  | 41200 | 1791 | 23 | 16.2 | 36700 | 1791 | 4.7 | 3.6 | Non Federally-Regulated | 04/30/2009 |  | 11/27/2019
ClimateMaster Inc. | Climate Master | ABA/B/C024 |  | Ground-Water-Source | WBAHP: Heat Pump Packaged Unit | Heat Pump | 230 | 1 |  |  | No Match | Single-Speed |  |  |  | 28700 | 1181 | 24.3 | 16.2 | 25500 | 1591 | 4.7 | 3.6 | Non Federally-Regulated | 11/25/2009 |  | 11/27/2019
ClimateMaster Inc. | Rheem | RPVV/H/D036 |  | Ground-Water-Source | WBAHP: Heat Pump Packaged Unit | Heat Pump | 208 | 1 |  |  | No Match | Single-Speed |  |  |  | 41000 | 1798 | 22.8 | 16.2 | 36500 | 2327 | 4.6 | 3.6 | Non Federally-Regulated | 11/25/2009 |  | 11/27/2019
ClimateMaster Inc. | Climate Master | ABA/B/C048 |  | Ground-Water-Source | WBAHP: Heat Pump Packaged Unit | Heat Pump | 230 | 1 |  |  | No Match | Single-Speed |  |  |  | 54400 | 2439 | 22.3 | 16.2 | 48100 | 3066 | 4.6 | 3.6 | Non Federally-Regulated | 11/25/2009 |  | 11/27/2019
ClimateMaster Inc. | Climate Master | ABA/B/C036 |  | Ground-Water-Source | WBAHP: Heat Pump Packaged Unit | Heat Pump | 230 | 1 |  |  | No Match | Single-Speed |  |  |  | 41000 | 1798 | 22.8 | 16.2 | 36500 | 2327 | 4.6 | 3.6 | Non Federally-Regulated | 11/25/2009 |  | 11/27/2019
ClimateMaster Inc. | Climate Master | ABA/B/C024 |  | Ground-Water-Source | WBAHP: Heat Pump Packaged Unit | Heat Pump | 208 | 1 |  |  | No Match | Single-Speed |  |  |  | 28700 | 1181 | 24.3 | 16.2 | 25500 | 1591 | 4.7 | 3.6 | Non Federally-Regulated | 11/25/2009 |  | 11/27/2019
ClimateMaster Inc. | Heat Controller | HTV/HTD048 |  | Ground-Water-Source | WBAHP: Heat Pump Packaged Unit | Heat Pump | 208 | 1 |  |  | No Match | Single-Speed |  |  |  | 54600 | 2427 | 22.5 | 16.2 | 48300 | 2427 | 4.7 | 3.6 | Non Federally-Regulated | 04/30/2009 |  | 11/27/2019
ClimateMaster Inc. | Climate Master | TTP/S026 | CNPV*24* | Ground-Source | WBAHP-C: Heat Pump Split Syste | Heat Pump | 230 | 1 |  |  | No Match | Single-Speed |  |  |  | 25700 | 1452 | 17.7 | 13.4 | 19600 | 1513 | 3.8 | 3.1 | Non Federally-Regulated | 11/25/2009 |  | 11/27/2019
ClimateMaster Inc. | Climate Master | TTP/S064 | CNPV*60* | Ground-Source | WBAHP-C: Heat Pump Split Syste | Heat Pump | 208 | 1 |  |  | No Match | Single-Speed |  |  |  | 54500 | 3406 | 16 | 13.4 | 42700 | 3478 | 3.6 | 3.1 | Non Federally-Regulated | 11/25/2009 |  | 11/27/2019
ClimateMaster Inc. | Climate Master | TTP/S064 | CNPV*60* | Ground-Source | WBAHP-C: Heat Pump Split Syste | Heat Pump | 230 | 1 |  |  | No Match | Single-Speed |  |  |  | 54500 | 3406 | 16 | 13.4 | 42700 | 3478 | 3.6 | 3.1 | Non Federally-Regulated | 11/25/2009 |  | 11/27/2019
ClimateMaster Inc. | Climate Master | TTP/S026 | CNPV*24* | Ground-Source | WBAHP-C: Heat Pump Split Syste | Heat Pump | 208 | 1 |  |  | No Match | Single-Speed |  |  |  | 25700 | 1452 | 17.7 | 13.4 | 19600 | 1513 | 3.8 | 3.1 | Non Federally-Regulated | 11/25/2009 |  | 11/27/2019
ClimateMaster Inc. | Climate Master | TTP/S064 | CNPV*60* | Ground-Water-Source | WBAHP-C: Heat Pump Split Syste | Heat Pump | 230 | 1 |  |  | No Match | Single-Speed |  |  |  | 63700 | 2882 | 22.1 | 16.2 | 57600 | 4120 | 4.1 | 3.6 | Non Federally-Regulated | 11/25/2009 |  | 11/27/2019
ClimateMaster Inc. | Climate Master | TTP/S064 | CNPV*60* | Ground-Water-Source | WBAHP-C: Heat Pump Split Syste | Heat Pump | 208 | 1 |  |  | No Match | Single-Speed |  |  |  | 63700 | 2882 | 22.1 | 16.2 | 57600 | 4120 | 4.1 | 3.6 | Non Federally-Regulated | 11/25/2009 |  | 11/27/2019
ClimateMaster Inc. | Climate Master | TTP/S026 | CNPV*24* | Ground-Water-Source | WBAHP-C: Heat Pump Split Syste | Heat Pump | 230 | 1 |  |  | No Match | Single-Speed |  |  |  | 28000 | 1261 | 22.2 | 16.2 | 25700 | 1713 | 4.4 | 3.6 | Non Federally-Regulated | 11/25/2009 |  | 11/27/2019
ClimateMaster Inc. | Climate Master | TTP/S026 | CNPV*24* | Ground-Water-Source | WBAHP-C: Heat Pump Split Syste | Heat Pump | 208 | 1 |  |  | No Match | Single-Speed |  |  |  | 28000 | 1261 | 22.2 | 16.2 | 25700 | 1713 | 4.4 | 3.6 | Non Federally-Regulated | 11/25/2009 |  | 11/27/2019
ClimateMaster Inc. | Climate Master | TTS049AG | MSVE48 | Ground-Source | WBAHP-CB: Heat Pump Split Syst | Heat Pump | 230 | 1 |  |  | No Match | Single-Speed |  |  |  | 49300 | 2866 | 17.2 | 13.4 | 36300 | 2801 | 3.8 | 3.1 | Non Federally-Regulated | 09/15/2009 |  | 11/27/2019
ClimateMaster Inc. | Climate Master | TTS049AG | HAGV48 | Ground-Source | WBAHP-CB: Heat Pump Split Syst | Heat Pump | 230 | 1 |  |  | No Match | Single-Speed |  |  |  | 49300 | 2866 | 17.2 | 13.4 | 36300 | 2801 | 3.8 | 3.1 | Non Federally-Regulated | 09/15/2009 |  | 11/27/2019
ClimateMaster Inc. | Climate Master | TTS038A | RHPL-HM3621 | Ground-Source | WBAHP-CB: Heat Pump Split Syst | Heat Pump | 208 | 1 |  |  | No Match | Dual-Speed |  |  |  | 38200 | 2329 | 16.4 | 13.4 | 29900 | 2436 | 3.6 | 3.1 | Non Federally-Regulated | 06/15/2009 |  | 11/27/2019
ClimateMaster Inc. | Climate Master | TTS038AG | HAGV36 | Ground-Source | WBAHP-CB: Heat Pump Split Syst | Heat Pump | 230 | 1 |  |  | No Match | Single-Speed |  |  |  | 36500 | 2226 | 16.4 | 13.4 | 28800 | 2346 | 3.6 | 3.1 | Non Federally-Regulated | 09/15/2009 |  | 11/27/2019
ClimateMaster Inc. | Heat Controller | HTS060A | RHPL-HM6024 | Ground-Source | WBAHP-CB: Heat Pump Split Syst | Heat Pump | 230 | 1 |  |  | No Match | Single-Speed |  |  |  | 62000 | 3974 | 15.6 | 13.4 | 43100 | 3717 | 3.4 | 3.1 | Non Federally-Regulated | 06/15/2009 |  | 11/27/2019
ClimateMaster Inc. | Climate Master | TTS064AG | HAGV60 | Ground-Source | WBAHP-CB: Heat Pump Split Syst | Heat Pump | 230 | 1 |  |  | No Match | Single-Speed |  |  |  | 61700 | 3856 | 16 | 13.4 | 46500 | 3788 | 3.6 | 3.1 | Non Federally-Regulated | 09/15/2009 |  | 11/27/2019
ClimateMaster Inc. | Rheem | RPVE/S036 | RHPL-HM3621 | Ground-Source | WBAHP-CB: Heat Pump Split Syst | Heat Pump | 208 | 1 |  |  | No Match | Single-Speed |  |  |  | 38200 | 2329 | 16.4 | 13.4 | 29900 | 2436 | 3.6 | 3.1 | Non Federally-Regulated | 11/25/2009 |  | 11/27/2019
ClimateMaster Inc. | Climate Master | TTS064AG | MSVE60 | Ground-Source | WBAHP-CB: Heat Pump Split Syst | Heat Pump | 230 | 1 |  |  | No Match | Single-Speed |  |  |  | 61700 | 3856 | 16 | 13.4 | 46500 | 3788 | 3.6 | 3.1 | Non Federally-Regulated | 09/15/2009 |  | 11/27/2019
ClimateMaster Inc. | Climate Master | TTS064A | RHPL-HM6024 | Ground-Source | WBAHP-CB: Heat Pump Split Syst | Heat Pump | 230 | 1 |  |  | No Match | Single-Speed |  |  |  | 62000 | 3974 | 15.6 | 13.4 | 43100 | 3717 | 3.4 | 3.1 | Non Federally-Regulated | 06/15/2009 |  | 11/27/2019
ClimateMaster Inc. | Climate Master | TTS049A | RHPL-HM4824 | Ground-Source | WBAHP-CB: Heat Pump Split Syst | Heat Pump | 230 | 1 |  |  | No Match | Dual-Speed |  |  |  | 49200 | 3075 | 16 | 13.4 | 36300 | 2877 | 3.7 | 3.1 | Non Federally-Regulated | 06/15/2009 |  | 11/27/2019
ClimateMaster Inc. | Climate Master | TTS064AG | MSVE60 | Ground-Source | WBAHP-CB: Heat Pump Split Syst | Heat Pump | 208 | 1 |  |  | No Match | Single-Speed |  |  |  | 61700 | 3856 | 16 | 13.4 | 46500 | 3788 | 3.6 | 3.1 | Non Federally-Regulated | 09/15/2009 |  | 11/27/2019
ClimateMaster Inc. | Heat Controller | HTS048 | RHPL-HM4824 | Ground-Source | WBAHP-CB: Heat Pump Split Syst | Heat Pump | 208 | 1 |  |  | No Match | Dual-Speed |  |  |  | 49200 | 3075 | 16 | 13.4 | 36300 | 2877 | 3.7 | 3.1 | Non Federally-Regulated | 06/15/2009 |  | 11/27/2019
ClimateMaster Inc. | Rheem | RPVE/S048 | RHPL-HM4824 | Ground-Source | WBAHP-CB: Heat Pump Split Syst | Heat Pump | 208 | 1 |  |  | No Match | Single-Speed |  |  |  | 49200 | 3075 | 16 | 13.4 | 36300 | 2877 | 3.7 | 3.1 | Non Federally-Regulated | 11/25/2009 |  | 11/27/2019
ClimateMaster Inc. | Climate Master | TTS026AG | HAGV24 | Ground-Source | WBAHP-CB: Heat Pump Split Syst | Heat Pump | 230 | 1 |  |  | No Match | Single-Speed |  |  |  | 24600 | 1439 | 17.1 | 13.4 | 19000 | 1506 | 3.7 | 3.1 | Non Federally-Regulated | 09/15/2009 |  | 11/27/2019
ClimateMaster Inc. | Climate Master | ABD/E048 | RHPL-HM4824 | Ground-Source | WBAHP-CB: Heat Pump Split Syst | Heat Pump | 230 | 1 |  |  | No Match | Single-Speed |  |  |  | 49200 | 3075 | 16 | 13.4 | 36300 | 2877 | 3.7 | 3.1 | Non Federally-Regulated | 11/25/2009 |  | 11/27/2019
ClimateMaster Inc. | Rheem | RPVE/S048 | RHPL-HM4824 | Ground-Source | WBAHP-CB: Heat Pump Split Syst | Heat Pump | 230 | 1 |  |  | No Match | Single-Speed |  |  |  | 49200 | 3075 | 16 | 13.4 | 36300 | 2877 | 3.7 | 3.1 | Non Federally-Regulated | 11/25/2009 |  | 11/27/2019
ClimateMaster Inc. | Climate Master | TTS049AG | HAGV48 | Ground-Source | WBAHP-CB: Heat Pump Split Syst | Heat Pump | 208 | 1 |  |  | No Match | Single-Speed |  |  |  | 49300 | 2866 | 17.2 | 13.4 | 36300 | 2801 | 3.8 | 3.1 | Non Federally-Regulated | 09/15/2009 |  | 11/27/2019
ClimateMaster Inc. | Climate Master | ABD/E060 | RHPL-HM6024 | Ground-Source | WBAHP-CB: Heat Pump Split Syst | Heat Pump | 208 | 1 |  |  | No Match | Single-Speed |  |  |  | 62000 | 3974 | 15.6 | 13.4 | 43100 | 3717 | 3.4 | 3.1 | Non Federally-Regulated | 11/25/2009 |  | 11/27/2019
ClimateMaster Inc. | Climate Master | ABD/E060 | RHPL-HM6024 | Ground-Source | WBAHP-CB: Heat Pump Split Syst | Heat Pump | 230 | 1 |  |  | No Match | Single-Speed |  |  |  | 62000 | 3974 | 15.6 | 13.4 | 43100 | 3717 | 3.4 | 3.1 | Non Federally-Regulated | 11/25/2009 |  | 11/27/2019
ClimateMaster Inc. | Rheem | RPVE/S062 | RHPL-HM6024 | Ground-Source | WBAHP-CB: Heat Pump Split Syst | Heat Pump | 208 | 1 |  |  | No Match | Single-Speed |  |  |  | 62000 | 3974 | 15.6 | 13.4 | 43100 | 3717 | 3.4 | 3.1 | Non Federally-Regulated | 11/25/2009 |  | 11/27/2019
ClimateMaster Inc. | Climate Master | ABD/E048 | RHPL-HM4824 | Ground-Source | WBAHP-CB: Heat Pump Split Syst | Heat Pump | 208 | 1 |  |  | No Match | Single-Speed |  |  |  | 49200 | 3075 | 16 | 13.4 | 36300 | 2877 | 3.7 | 3.1 | Non Federally-Regulated | 11/25/2009 |  | 11/27/2019
ClimateMaster Inc. | Rheem | RPVE/S036 | RHPL-HM3621 | Ground-Source | WBAHP-CB: Heat Pump Split Syst | Heat Pump | 230 | 1 |  |  | No Match | Single-Speed |  |  |  | 38200 | 2329 | 16.4 | 13.4 | 29900 | 2436 | 3.6 | 3.1 | Non Federally-Regulated | 11/25/2009 |  | 11/27/2019
ClimateMaster Inc. | Climate Master | TTS038AG | MSVE36 | Ground-Source | WBAHP-CB: Heat Pump Split Syst | Heat Pump | 230 | 1 |  |  | No Match | Single-Speed |  |  |  | 36500 | 2226 | 16.4 | 13.4 | 28800 | 2346 | 3.6 | 3.1 | Non Federally-Regulated | 09/15/2009 |  | 11/27/2019
ClimateMaster Inc. | Climate Master | ABD/E036 | RHPL-HM3621 | Ground-Source | WBAHP-CB: Heat Pump Split Syst | Heat Pump | 208 | 1 |  |  | No Match | Single-Speed |  |  |  | 38200 | 2329 | 16.4 | 13.4 | 29900 | 2436 | 3.6 | 3.1 | Non Federally-Regulated | 11/25/2009 |  | 11/27/2019
ClimateMaster Inc. | Climate Master | TTS049AG | MSVE48 | Ground-Source | WBAHP-CB: Heat Pump Split Syst | Heat Pump | 208 | 1 |  |  | No Match | Single-Speed |  |  |  | 49300 | 2866 | 17.2 | 13.4 | 36300 | 2801 | 3.8 | 3.1 | Non Federally-Regulated | 09/15/2009 |  | 11/27/2019
ClimateMaster Inc. | Climate Master | TTS026AG | HAGV24 | Ground-Source | WBAHP-CB: Heat Pump Split Syst | Heat Pump | 208 | 1 |  |  | No Match | Single-Speed |  |  |  | 24600 | 1439 | 17.1 | 13.4 | 19000 | 1506 | 3.7 | 3.1 | Non Federally-Regulated | 09/15/2009 |  | 11/27/2019
ClimateMaster Inc. | Climate Master | TTS064A | RHPL-HM6024 | Ground-Source | WBAHP-CB: Heat Pump Split Syst | Heat Pump | 208 | 1 |  |  | No Match | Single-Speed |  |  |  | 62000 | 3974 | 15.6 | 13.4 | 43100 | 3717 | 3.4 | 3.1 | Non Federally-Regulated | 06/15/2009 |  | 11/27/2019
ClimateMaster Inc. | Heat Controller | HTS048 | RHPL-HM4824 | Ground-Source | WBAHP-CB: Heat Pump Split Syst | Heat Pump | 230 | 1 |  |  | No Match | Dual-Speed |  |  |  | 49200 | 3075 | 16 | 13.4 | 36300 | 2877 | 3.7 | 3.1 | Non Federally-Regulated | 06/15/2009 |  | 11/27/2019
ClimateMaster Inc. | Rheem | RPVE/S062 | RHPL-HM6024 | Ground-Source | WBAHP-CB: Heat Pump Split Syst | Heat Pump | 230 | 1 |  |  | No Match | Single-Speed |  |  |  | 62000 | 3974 | 15.6 | 13.4 | 43100 | 3717 | 3.4 | 3.1 | Non Federally-Regulated | 11/25/2009 |  | 11/27/2019
ClimateMaster Inc. | Climate Master | TTS049A | RHPL-HM4824 | Ground-Source | WBAHP-CB: Heat Pump Split Syst | Heat Pump | 208 | 1 |  |  | No Match | Dual-Speed |  |  |  | 49200 | 3075 | 16 | 13.4 | 36300 | 2877 | 3.7 | 3.1 | Non Federally-Regulated | 06/15/2009 |  | 11/27/2019
ClimateMaster Inc. | Climate Master | ABD/E036 | RHPL-HM3621 | Ground-Source | WBAHP-CB: Heat Pump Split Syst | Heat Pump | 230 | 1 |  |  | No Match | Single-Speed |  |  |  | 38200 | 2329 | 16.4 | 13.4 | 29900 | 2436 | 3.6 | 3.1 | Non Federally-Regulated | 11/25/2009 |  | 11/27/2019
ClimateMaster Inc. | Climate Master | TTS026AG | MSVE25 | Ground-Source | WBAHP-CB: Heat Pump Split Syst | Heat Pump | 230 | 1 |  |  | No Match | Single-Speed |  |  |  | 24600 | 1439 | 17.1 | 13.4 | 19000 | 1506 | 3.7 | 3.1 | Non Federally-Regulated | 09/15/2009 |  | 11/27/2019
ClimateMaster Inc. | Climate Master | TTS026A | RHPL-HM2417 | Ground-Source | WBAHP-CB: Heat Pump Split Syst | Heat Pump | 208 | 1 |  |  | No Match | Dual-Speed |  |  |  | 26400 | 1467 | 18 | 13.4 | 19500 | 1466 | 3.9 | 3.1 | Non Federally-Regulated | 06/15/2009 |  | 11/27/2019
ClimateMaster Inc. | Heat Controller | HTS060A | RHPL-HM6024 | Ground-Source | WBAHP-CB: Heat Pump Split Syst | Heat Pump | 208 | 1 |  |  | No Match | Single-Speed |  |  |  | 62000 | 3974 | 15.6 | 13.4 | 43100 | 3717 | 3.4 | 3.1 | Non Federally-Regulated | 06/15/2009 |  | 11/27/2019
ClimateMaster Inc. | Climate Master | TTS038AG | HAGV36 | Ground-Source | WBAHP-CB: Heat Pump Split Syst | Heat Pump | 208 | 1 |  |  | No Match | Single-Speed |  |  |  | 36500 | 2226 | 16.4 | 13.4 | 28800 | 2346 | 3.6 | 3.1 | Non Federally-Regulated | 09/15/2009 |  | 11/27/2019
ClimateMaster Inc. | Climate Master | TTS038AG | MSVE36 | Ground-Source | WBAHP-CB: Heat Pump Split Syst | Heat Pump | 208 | 1 |  |  | No Match | Single-Speed |  |  |  | 36500 | 2226 | 16.4 | 13.4 | 28800 | 2346 | 3.6 | 3.1 | Non Federally-Regulated | 09/15/2009 |  | 11/27/2019
ClimateMaster Inc. | Climate Master | TTS038A | RHPL-HM3621 | Ground-Source | WBAHP-CB: Heat Pump Split Syst | Heat Pump | 230 | 1 |  |  | No Match | Dual-Speed |  |  |  | 38200 | 2329 | 16.4 | 13.4 | 29900 | 2436 | 3.6 | 3.1 | Non Federally-Regulated | 06/15/2009 |  | 11/27/2019
ClimateMaster Inc. | Climate Master | TTS026A | RHPL-HM2417 | Ground-Source | WBAHP-CB: Heat Pump Split Syst | Heat Pump | 230 | 1 |  |  | No Match | Dual-Speed |  |  |  | 26400 | 1467 | 18 | 13.4 | 19500 | 1466 | 3.9 | 3.1 | Non Federally-Regulated | 06/15/2009 |  | 11/27/2019
ClimateMaster Inc. | Climate Master | TTS026AG | MSVE25 | Ground-Source | WBAHP-CB: Heat Pump Split Syst | Heat Pump | 208 | 1 |  |  | No Match | Single-Speed |  |  |  | 24600 | 1439 | 17.1 | 13.4 | 19000 | 1506 | 3.7 | 3.1 | Non Federally-Regulated | 09/15/2009 |  | 11/27/2019
ClimateMaster Inc. | Climate Master | TTS064AG | HAGV60 | Ground-Source | WBAHP-CB: Heat Pump Split Syst | Heat Pump | 208 | 1 |  |  | No Match | Single-Speed |  |  |  | 61700 | 3856 | 16 | 13.4 | 46500 | 3788 | 3.6 | 3.1 | Non Federally-Regulated | 09/15/2009 |  | 11/27/2019
ClimateMaster Inc. | Climate Master | TTS049AG | HAGV48 | Ground-Water-Source | WBAHP-CB: Heat Pump Split Syst | Heat Pump | 230 | 1 |  |  | No Match | Single-Speed |  |  |  | 53200 | 2463 | 21.6 | 16.2 | 46600 | 3106 | 4.4 | 3.6 | Non Federally-Regulated | 09/15/2009 |  | 11/27/2019
ClimateMaster Inc. | Climate Master | TTS049A | RHPL-HM4824 | Ground-Water-Source | WBAHP-CB: Heat Pump Split Syst | Heat Pump | 208 | 1 |  |  | No Match | Dual-Speed |  |  |  | 51500 | 2562 | 20.1 | 16.2 | 46100 | 3144 | 4.3 | 3.6 | Non Federally-Regulated | 06/15/2009 |  | 11/27/2019
ClimateMaster Inc. | Ruud | RPVE/S036 | RHPL-HM3621 | Ground-Water-Source | WBAHP-CB: Heat Pump Split Syst | Heat Pump | 208 | 1 |  |  | No Match | Single-Speed |  |  |  | 41400 | 1899 | 21.8 | 16.2 | 42600 | 2905 | 4.3 | 3.6 | Non Federally-Regulated | 11/25/2009 |  | 11/27/2019
ClimateMaster Inc. | Climate Master | TTS038AG | MSVE36 | Ground-Water-Source | WBAHP-CB: Heat Pump Split Syst | Heat Pump | 208 | 1 |  |  | No Match | Single-Speed |  |  |  | 39100 | 1898 | 20.6 | 16.2 | 35700 | 2493 | 4.2 | 3.6 | Non Federally-Regulated | 09/15/2009 |  | 11/27/2019
ClimateMaster Inc. | Ruud | RPVE/S062 | RHPL-HM6024 | Ground-Water-Source | WBAHP-CB: Heat Pump Split Syst | Heat Pump | 230 | 1 |  |  | No Match | Single-Speed |  |  |  | 64800 | 3240 | 20 | 16.2 | 55300 | 4383 | 3.7 | 3.6 | Non Federally-Regulated | 11/25/2009 |  | 11/27/2019
ClimateMaster Inc. | Climate Master | TTS038AG | HAGV36 | Ground-Water-Source | WBAHP-CB: Heat Pump Split Syst | Heat Pump | 230 | 1 |  |  | No Match | Single-Speed |  |  |  | 39100 | 1898 | 20.6 | 16.2 | 35700 | 2493 | 4.2 | 3.6 | Non Federally-Regulated | 09/15/2009 |  | 11/27/2019
ClimateMaster Inc. | Climate Master | TTS064A | RHPL-HM6024 | Ground-Water-Source | WBAHP-CB: Heat Pump Split Syst | Heat Pump | 230 | 1 |  |  | No Match | Single-Speed |  |  |  | 64800 | 3240 | 20 | 16.2 | 55300 | 4383 | 3.7 | 3.6 | Non Federally-Regulated | 06/15/2009 |  | 11/27/2019
ClimateMaster Inc. | Ruud | RPVE/S062 | RHPL-HM6024 | Ground-Water-Source | WBAHP-CB: Heat Pump Split Syst | Heat Pump | 208 | 1 |  |  | No Match | Single-Speed |  |  |  | 64800 | 3240 | 20 | 16.2 | 55300 | 4383 | 3.7 | 3.6 | Non Federally-Regulated | 11/25/2009 |  | 11/27/2019
ClimateMaster Inc. | Climate Master | TTS026AG | MSVE25 | Ground-Water-Source | WBAHP-CB: Heat Pump Split Syst | Heat Pump | 208 | 1 |  |  | No Match | Single-Speed |  |  |  | 27100 | 1173 | 23.1 | 16.2 | 24500 | 1633 | 4.4 | 3.6 | Non Federally-Regulated | 09/15/2009 |  | 11/27/2019
ClimateMaster Inc. | Climate Master | TTS049AG | MSVE48 | Ground-Water-Source | WBAHP-CB: Heat Pump Split Syst | Heat Pump | 230 | 1 |  |  | No Match | Single-Speed |  |  |  | 53200 | 2463 | 21.6 | 16.2 | 46600 | 3106 | 4.4 | 3.6 | Non Federally-Regulated | 09/15/2009 |  | 11/27/2019
ClimateMaster Inc. | Climate Master | TTS026AG | HAGV24 | Ground-Water-Source | WBAHP-CB: Heat Pump Split Syst | Heat Pump | 208 | 1 |  |  | No Match | Single-Speed |  |  |  | 27100 | 1173 | 23.1 | 16.2 | 24500 | 1633 | 4.4 | 3.6 | Non Federally-Regulated | 09/15/2009 |  | 11/27/2019
ClimateMaster Inc. | Heat Controller | HTS060A | RHPL-HM6024 | Ground-Water-Source | WBAHP-CB: Heat Pump Split Syst | Heat Pump | 208 | 1 |  |  | No Match | Single-Speed |  |  |  | 64800 | 3240 | 20 | 16.2 | 55300 | 4383 | 3.7 | 3.6 | Non Federally-Regulated | 06/15/2009 |  | 11/27/2019
ClimateMaster Inc. | Heat Controller | HTS048 | RHPL-HM4824 | Ground-Water-Source | WBAHP-CB: Heat Pump Split Syst | Heat Pump | 208 | 1 |  |  | No Match | Dual-Speed |  |  |  | 51500 | 2562 | 20.1 | 16.2 | 46100 | 3144 | 4.3 | 3.6 | Non Federally-Regulated | 06/15/2009 |  | 11/27/2019
ClimateMaster Inc. | Climate Master | TTS038AG | HAGV36 | Ground-Water-Source | WBAHP-CB: Heat Pump Split Syst | Heat Pump | 208 | 1 |  |  | No Match | Single-Speed |  |  |  | 39100 | 1898 | 20.6 | 16.2 | 35700 | 2493 | 4.2 | 3.6 | Non Federally-Regulated | 09/15/2009 |  | 11/27/2019
ClimateMaster Inc. | Climate Master | TTS049A | RHPL-HM4824 | Ground-Water-Source | WBAHP-CB: Heat Pump Split Syst | Heat Pump | 230 | 1 |  |  | No Match | Dual-Speed |  |  |  | 51500 | 2562 | 20.1 | 16.2 | 46100 | 3144 | 4.3 | 3.6 | Non Federally-Regulated | 06/15/2009 |  | 11/27/2019
ClimateMaster Inc. | Climate Master | ABD/E048 | RHPL-HM4824 | Ground-Water-Source | WBAHP-CB: Heat Pump Split Syst | Heat Pump | 230 | 1 |  |  | No Match | Single-Speed |  |  |  | 51500 | 2562 | 20.1 | 16.2 | 46100 | 3144 | 4.3 | 3.6 | Non Federally-Regulated | 11/25/2009 |  | 11/27/2019
ClimateMaster Inc. | Ruud | RPVE/S048 | RHPL-HM4824 | Ground-Water-Source | WBAHP-CB: Heat Pump Split Syst | Heat Pump | 208 | 1 |  |  | No Match | Single-Speed |  |  |  | 51500 | 2562 | 20.1 | 16.2 | 46100 | 3144 | 4.3 | 3.6 | Non Federally-Regulated | 11/25/2009 |  | 11/27/2019
ClimateMaster Inc. | Climate Master | TTS049AG | MSVE48 | Ground-Water-Source | WBAHP-CB: Heat Pump Split Syst | Heat Pump | 208 | 1 |  |  | No Match | Single-Speed |  |  |  | 53200 | 2463 | 21.6 | 16.2 | 46600 | 3106 | 4.4 | 3.6 | Non Federally-Regulated | 09/15/2009 |  | 11/27/2019
ClimateMaster Inc. | Climate Master | TTS038A | RHPL-HM3621 | Ground-Water-Source | WBAHP-CB: Heat Pump Split Syst | Heat Pump | 230 | 1 |  |  | No Match | Dual-Speed |  |  |  | 41400 | 1899 | 21.8 | 16.2 | 42600 | 2905 | 4.3 | 3.6 | Non Federally-Regulated | 06/15/2009 |  | 11/27/2019
ClimateMaster Inc. | Climate Master | ABD/E036 | RHPL-HM3621 | Ground-Water-Source | WBAHP-CB: Heat Pump Split Syst | Heat Pump | 208 | 1 |  |  | No Match | Single-Speed |  |  |  | 41400 | 1899 | 21.8 | 16.2 | 42600 | 2905 | 4.3 | 3.6 | Non Federally-Regulated | 11/25/2009 |  | 11/27/2019
ClimateMaster Inc. | Climate Master | TTS038A | RHPL-HM3621 | Ground-Water-Source | WBAHP-CB: Heat Pump Split Syst | Heat Pump | 208 | 1 |  |  | No Match | Dual-Speed |  |  |  | 41400 | 1899 | 21.8 | 16.2 | 42600 | 2905 | 4.3 | 3.6 | Non Federally-Regulated | 06/15/2009 |  | 11/27/2019
ClimateMaster Inc. | Ruud | RPVE/S036 | RHPL-HM3621 | Ground-Water-Source | WBAHP-CB: Heat Pump Split Syst | Heat Pump | 230 | 1 |  |  | No Match | Single-Speed |  |  |  | 41400 | 1899 | 21.8 | 16.2 | 42600 | 2905 | 4.3 | 3.6 | Non Federally-Regulated | 11/25/2009 |  | 11/27/2019
ClimateMaster Inc. | Climate Master | TTS064AG | MSVE60 | Ground-Water-Source | WBAHP-CB: Heat Pump Split Syst | Heat Pump | 208 | 1 |  |  | No Match | Single-Speed | 1676 | 640 | 69 | 65300 | 3298 | 19.8 | 16.2 | 57700 | 3846 | 4.4 | 3.6 | Non Federally-Regulated | 09/15/2009 |  | 11/27/2019
ClimateMaster Inc. | Climate Master | TTS064A | RHPL-HM6024 | Ground-Water-Source | WBAHP-CB: Heat Pump Split Syst | Heat Pump | 208 | 1 |  |  | No Match | Single-Speed |  |  |  | 64800 | 3240 | 20 | 16.2 | 55300 | 4383 | 3.7 | 3.6 | Non Federally-Regulated | 06/15/2009 |  | 11/27/2019
ClimateMaster Inc. | Climate Master | TTS064AG | HAGV60 | Ground-Water-Source | WBAHP-CB: Heat Pump Split Syst | Heat Pump | 230 | 1 |  |  | No Match | Single-Speed | 1676 | 640 | 69 | 65300 | 3298 | 19.8 | 16.2 | 57700 | 3846 | 4.4 | 3.6 | Non Federally-Regulated | 09/15/2009 |  | 11/27/2019
ClimateMaster Inc. | Climate Master | TTS026A | RHPL-HM2417 | Ground-Water-Source | WBAHP-CB: Heat Pump Split Syst | Heat Pump | 208 | 1 |  |  | No Match | Dual-Speed |  |  |  | 27200 | 1204 | 22.6 | 16.2 | 24100 | 1606 | 4.4 | 3.6 | Non Federally-Regulated | 06/15/2009 |  | 11/27/2019
ClimateMaster Inc. | Climate Master | ABD/E036 | RHPL-HM3621 | Ground-Water-Source | WBAHP-CB: Heat Pump Split Syst | Heat Pump | 230 | 1 |  |  | No Match | Single-Speed |  |  |  | 41400 | 1899 | 21.8 | 16.2 | 42600 | 2905 | 4.3 | 3.6 | Non Federally-Regulated | 11/25/2009 |  | 11/27/2019
ClimateMaster Inc. | Climate Master | TTS026A | RHPL-HM2417 | Ground-Water-Source | WBAHP-CB: Heat Pump Split Syst | Heat Pump | 230 | 1 |  |  | No Match | Dual-Speed |  |  |  | 27200 | 1204 | 22.6 | 16.2 | 24100 | 1606 | 4.4 | 3.6 | Non Federally-Regulated | 06/15/2009 |  | 11/27/2019
ClimateMaster Inc. | Climate Master | TTS026AG | MSVE25 | Ground-Water-Source | WBAHP-CB: Heat Pump Split Syst | Heat Pump | 230 | 1 |  |  | No Match | Single-Speed |  |  |  | 27100 | 1173 | 23.1 | 16.2 | 24500 | 1633 | 4.4 | 3.6 | Non Federally-Regulated | 09/15/2009 |  | 11/27/2019
ClimateMaster Inc. | Climate Master | TTS064AG | MSVE60 | Ground-Water-Source | WBAHP-CB: Heat Pump Split Syst | Heat Pump | 230 | 1 |  |  | No Match | Single-Speed | 1676 | 640 | 69 | 65300 | 3298 | 19.8 | 16.2 | 57700 | 3846 | 4.4 | 3.6 | Non Federally-Regulated | 09/15/2009 |  | 11/27/2019
ClimateMaster Inc. | Climate Master | TTS038AG | MSVE36 | Ground-Water-Source | WBAHP-CB: Heat Pump Split Syst | Heat Pump | 230 | 1 |  |  | No Match | Single-Speed |  |  |  | 39100 | 1898 | 20.6 | 16.2 | 35700 | 2493 | 4.2 | 3.6 | Non Federally-Regulated | 09/15/2009 |  | 11/27/2019
ClimateMaster Inc. | Ruud | RPVE/S048 | RHPL-HM4824 | Ground-Water-Source | WBAHP-CB: Heat Pump Split Syst | Heat Pump | 230 | 1 |  |  | No Match | Single-Speed |  |  |  | 51500 | 2562 | 20.1 | 16.2 | 46100 | 3144 | 4.3 | 3.6 | Non Federally-Regulated | 11/25/2009 |  | 11/27/2019
ClimateMaster Inc. | Climate Master | ABD/E060 | RHPL-HM6024 | Ground-Water-Source | WBAHP-CB: Heat Pump Split Syst | Heat Pump | 230 | 1 |  |  | No Match | Single-Speed |  |  |  | 64800 | 3240 | 20 | 16.2 | 55300 | 4383 | 3.7 | 3.6 | Non Federally-Regulated | 11/25/2009 |  | 11/27/2019
ClimateMaster Inc. | Heat Controller | HTS048 | RHPL-HM4824 | Ground-Water-Source | WBAHP-CB: Heat Pump Split Syst | Heat Pump | 230 | 1 |  |  | No Match | Dual-Speed |  |  |  | 51500 | 2562 | 20.1 | 16.2 | 46100 | 3144 | 4.3 | 3.6 | Non Federally-Regulated | 06/15/2009 |  | 11/27/2019
ClimateMaster Inc. | Heat Controller | HTS060A | RHPL-HM6024 | Ground-Water-Source | WBAHP-CB: Heat Pump Split Syst | Heat Pump | 230 | 1 |  |  | No Match | Single-Speed |  |  |  | 64800 | 3240 | 20 | 16.2 | 55300 | 4383 | 3.7 | 3.6 | Non Federally-Regulated | 06/15/2009 |  | 11/27/2019
ClimateMaster Inc. | Climate Master | TTS026AG | HAGV24 | Ground-Water-Source | WBAHP-CB: Heat Pump Split Syst | Heat Pump | 230 | 1 |  |  | No Match | Single-Speed |  |  |  | 27100 | 1173 | 23.1 | 16.2 | 24500 | 1633 | 4.4 | 3.6 | Non Federally-Regulated | 09/15/2009 |  | 11/27/2019
ClimateMaster Inc. | Climate Master | ABD/E048 | RHPL-HM4824 | Ground-Water-Source | WBAHP-CB: Heat Pump Split Syst | Heat Pump | 208 | 1 |  |  | No Match | Single-Speed |  |  |  | 51500 | 2562 | 20.1 | 16.2 | 46100 | 3144 | 4.3 | 3.6 | Non Federally-Regulated | 11/25/2009 |  | 11/27/2019
ClimateMaster Inc. | Climate Master | TTS049AG | HAGV48 | Ground-Water-Source | WBAHP-CB: Heat Pump Split Syst | Heat Pump | 208 | 1 |  |  | No Match | Single-Speed |  |  |  | 53200 | 2463 | 21.6 | 16.2 | 46600 | 3106 | 4.4 | 3.6 | Non Federally-Regulated | 09/15/2009 |  | 11/27/2019
ClimateMaster Inc. | Climate Master | TTS064AG | HAGV60 | Ground-Water-Source | WBAHP-CB: Heat Pump Split Syst | Heat Pump | 208 | 1 |  |  | No Match | Single-Speed | 1676 | 640 | 69 | 65300 | 3298 | 19.8 | 16.2 | 57700 | 3846 | 4.4 | 3.6 | Non Federally-Regulated | 09/15/2009 |  | 11/27/2019
ClimateMaster Inc. | Climate Master | ABD/E060 | RHPL-HM6024 | Ground-Water-Source | WBAHP-CB: Heat Pump Split Syst | Heat Pump | 208 | 1 |  |  | No Match | Single-Speed |  |  |  | 64800 | 3240 | 20 | 16.2 | 55300 | 4383 | 3.7 | 3.6 | Non Federally-Regulated | 11/25/2009 |  | 11/27/2019
ClimateMaster Inc. | Climate Master Series | GSV/GSH060AG |  | Water-Source | WBAHP-CB: Heat Pump Split Syst | Heat Pump | 208 | 1 |  |  | No Match | No Match |  |  |  | 61700 | 4375 | 14.1 | 9 | 73500 | 5008 | 4.3 | 3.5 | Non Federally-Regulated | 07/22/2002 |  | 11/27/2019
ClimateMaster Inc. | Climate Master Series | GSV/GSH015AG |  | Water-Source | WBAHP-CB: Heat Pump Split Syst | Heat Pump | 230 | 1 |  |  | No Match | No Match |  |  |  | 15100 | 862 | 17.5 | 9 | 16100 | 962 | 4.9 | 3.5 | Non Federally-Regulated | 07/22/2002 |  | 11/27/2019
ClimateMaster Inc. | Climate Master Series | GSV/GSH070AG |  | Water-Source | WBAHP-CB: Heat Pump Split Syst | Heat Pump | 208 | 1 |  |  | No Match | No Match |  |  |  | 69300 | 5210 | 13.3 | 9 | 79000 | 5382 | 4.3 | 3.5 | Non Federally-Regulated | 07/22/2002 |  | 11/27/2019
ClimateMaster Inc. | Climate Master Series | GSV/GSH030AG |  | Water-Source | WBAHP-CB: Heat Pump Split Syst | Heat Pump | 230 | 1 |  |  | No Match | No Match |  |  |  | 31300 | 1920 | 16.3 | 9 | 34600 | 2252 | 4.5 | 3.5 | Non Federally-Regulated | 07/22/2002 |  | 11/27/2019
ClimateMaster Inc. | Climate Master Series | GSV/GSH060AG |  | Water-Source | WBAHP-CB: Heat Pump Split Syst | Heat Pump | 230 | 1 |  |  | No Match | No Match |  |  |  | 61700 | 4375 | 14.1 | 9 | 73500 | 5008 | 4.3 | 3.5 | Non Federally-Regulated | 07/22/2002 |  | 11/27/2019
ClimateMaster Inc. | Climate Master Series | GRV/GRH030AG |  | Water-Source | WBAHP-CB: Heat Pump Split Syst | Heat Pump | 230 | 1 |  |  | No Match | No Match |  |  |  | 29700 | 1903 | 15.6 | 9 | 35100 | 2391 | 4.3 | 3.5 | Non Federally-Regulated | 07/22/2002 |  | 11/27/2019
ClimateMaster Inc. | Climate Master Series | GRV/GRH024BG |  | Water-Source | WBAHP-CB: Heat Pump Split Syst | Heat Pump | 230 | 1 |  |  | No Match | No Match |  |  |  | 25000 | 1562 | 16 | 9 | 27600 | 1925 | 4.2 | 3.5 | Non Federally-Regulated | 01/22/2003 |  | 11/27/2019
ClimateMaster Inc. | Climate Master Series | GRV/GRH060AG |  | Water-Source | WBAHP-CB: Heat Pump Split Syst | Heat Pump | 230 | 1 |  |  | No Match | No Match |  |  |  | 61500 | 4270 | 14.4 | 9 | 73000 | 4974 | 4.3 | 3.5 | Non Federally-Regulated | 07/22/2002 |  | 11/27/2019
ClimateMaster Inc. | Climate Master Series | GRV/GRH024BH |  | Water-Source | WBAHP-CB: Heat Pump Split Syst | Heat Pump | 208 | 3 |  |  | No Match | No Match |  |  |  | 25000 | 1562 | 16 | 9 | 27600 | 1925 | 4.2 | 3.5 | Non Federally-Regulated | 01/22/2003 |  | 11/27/2019
ClimateMaster Inc. | Climate Master Series | GRV/GRH012AG |  | Water-Source | WBAHP-CB: Heat Pump Split Syst | Heat Pump | 208 | 1 |  |  | No Match | No Match |  |  |  | 11900 | 782 | 15.2 | 9 | 14300 | 974 | 4.3 | 3.5 | Non Federally-Regulated | 07/22/2002 |  | 11/27/2019
ClimateMaster Inc. | Climate Master Series | GSV/GSH036AG |  | Water-Source | WBAHP-CB: Heat Pump Split Syst | Heat Pump | 208 | 1 |  |  | No Match | No Match |  |  |  | 35500 | 2218 | 16 | 9 | 40500 | 2759 | 4.3 | 3.5 | Non Federally-Regulated | 07/22/2002 |  | 11/27/2019
ClimateMaster Inc. | Climate Master Series | GRV/GRH024BG |  | Water-Source | WBAHP-CB: Heat Pump Split Syst | Heat Pump | 208 | 1 |  |  | No Match | No Match |  |  |  | 25000 | 1562 | 16 | 9 | 27600 | 1925 | 4.2 | 3.5 | Non Federally-Regulated | 01/22/2003 |  | 11/27/2019
ClimateMaster Inc. | Climate Master Series | GRV/GRH060AG |  | Water-Source | WBAHP-CB: Heat Pump Split Syst | Heat Pump | 208 | 1 |  |  | No Match | No Match |  |  |  | 61500 | 4270 | 14.4 | 9 | 73000 | 4974 | 4.3 | 3.5 | Non Federally-Regulated | 07/22/2002 |  | 11/27/2019
ClimateMaster Inc. | Climate Master Series | GRV/GRH024AE |  | Water-Source | WBAHP-CB: Heat Pump Split Syst | Heat Pump | 265 | 1 |  |  | No Match | No Match |  |  |  | 25000 | 1562 | 16 | 9 | 27600 | 1925 | 4.2 | 3.5 | Non Federally-Regulated | 07/22/2002 |  | 11/27/2019
ClimateMaster Inc. | Climate Master Series | GRV/GRH036BG |  | Water-Source | WBAHP-CB: Heat Pump Split Syst | Heat Pump | 230 | 1 |  |  | No Match | No Match |  |  |  | 35600 | 2421 | 14.7 | 9 | 43700 | 3048 | 4.2 | 3.5 | Non Federally-Regulated | 01/22/2003 |  | 11/27/2019
ClimateMaster Inc. | Climate Master Series | GRV/GRH012AE |  | Water-Source | WBAHP-CB: Heat Pump Split Syst | Heat Pump | 265 | 1 |  |  | No Match | No Match |  |  |  | 11900 | 782 | 15.2 | 9 | 14300 | 974 | 4.3 | 3.5 | Non Federally-Regulated | 07/22/2002 |  | 11/27/2019
ClimateMaster Inc. | Climate Master Series | GSV/GSH048AG |  | Water-Source | WBAHP-CB: Heat Pump Split Syst | Heat Pump | 208 | 1 |  |  | No Match | No Match |  |  |  | 50300 | 3143 | 16 | 9 | 52600 | 3502 | 4.4 | 3.5 | Non Federally-Regulated | 07/22/2002 |  | 11/27/2019
ClimateMaster Inc. | Climate Master Series | GRV/GRH036AH |  | Water-Source | WBAHP-CB: Heat Pump Split Syst | Heat Pump | 230 | 3 |  |  | No Match | No Match |  |  |  | 35600 | 2421 | 14.7 | 9 | 43700 | 3048 | 4.2 | 3.5 | Non Federally-Regulated | 07/22/2002 |  | 11/27/2019
ClimateMaster Inc. | Climate Master Series | GRV/GRH036AG |  | Water-Source | WBAHP-CB: Heat Pump Split Syst | Heat Pump | 208 | 1 |  |  | No Match | No Match |  |  |  | 35600 | 2421 | 14.7 | 9 | 43700 | 3048 | 4.2 | 3.5 | Non Federally-Regulated | 07/22/2002 |  | 11/27/2019
ClimateMaster Inc. | Climate Master Series | GRV/GRH024BH |  | Water-Source | WBAHP-CB: Heat Pump Split Syst | Heat Pump | 230 | 3 |  |  | No Match | No Match |  |  |  | 25000 | 1562 | 16 | 9 | 27600 | 1925 | 4.2 | 3.5 | Non Federally-Regulated | 01/22/2003 |  | 11/27/2019
ClimateMaster Inc. | Climate Master Series | GRV/GRH030BF |  | Water-Source | WBAHP-CB: Heat Pump Split Syst | Heat Pump | 460 | 3 |  |  | No Match | No Match |  |  |  | 29700 | 1903 | 15.6 | 9 | 35100 | 2391 | 4.3 | 3.5 | Non Federally-Regulated | 01/22/2003 |  | 11/27/2019
ClimateMaster Inc. | Climate Master Series | GRV/GRH030AE |  | Water-Source | WBAHP-CB: Heat Pump Split Syst | Heat Pump | 265 | 1 |  |  | No Match | No Match |  |  |  | 29700 | 1903 | 15.6 | 9 | 35100 | 2391 | 4.3 | 3.5 | Non Federally-Regulated | 07/22/2002 |  | 11/27/2019
ClimateMaster Inc. | Climate Master Series | GRV/GRH030AH |  | Water-Source | WBAHP-CB: Heat Pump Split Syst | Heat Pump | 230 | 3 |  |  | No Match | No Match |  |  |  | 29700 | 1903 | 15.6 | 9 | 35100 | 2391 | 4.3 | 3.5 | Non Federally-Regulated | 07/22/2002 |  | 11/27/2019
ClimateMaster Inc. | Climate Master Series | GRV/GRH024BF |  | Water-Source | WBAHP-CB: Heat Pump Split Syst | Heat Pump | 460 | 3 |  |  | No Match | No Match |  |  |  | 25000 | 1562 | 16 | 9 | 27600 | 1925 | 4.2 | 3.5 | Non Federally-Regulated | 01/22/2003 |  | 11/27/2019
ClimateMaster Inc. | Climate Master Series | GRV/GRH048AG |  | Water-Source | WBAHP-CB: Heat Pump Split Syst | Heat Pump | 230 | 1 |  |  | No Match | No Match |  |  |  | 51600 | 3329 | 15.5 | 9 | 59800 | 4074 | 4.3 | 3.5 | Non Federally-Regulated | 07/22/2002 |  | 11/27/2019
ClimateMaster Inc. | Climate Master Series | GRV/GRH006AG |  | Water-Source | WBAHP-CB: Heat Pump Split Syst | Heat Pump | 208 | 1 |  |  | No Match | No Match |  |  |  | 5600 | 388 | 14.4 | 9 | 7100 | 495 | 4.2 | 3.5 | Non Federally-Regulated | 07/22/2002 |  | 11/27/2019
ClimateMaster Inc. | Climate Master Series | GRV/GRH030BE |  | Water-Source | WBAHP-CB: Heat Pump Split Syst | Heat Pump | 265 | 1 |  |  | No Match | No Match |  |  |  | 29700 | 1903 | 15.6 | 9 | 35100 | 2391 | 4.3 | 3.5 | Non Federally-Regulated | 01/22/2003 |  | 11/27/2019
ClimateMaster Inc. | Climate Master Series | GRV/GRH048AH |  | Water-Source | WBAHP-CB: Heat Pump Split Syst | Heat Pump | 230 | 3 |  |  | No Match | No Match |  |  |  | 51600 | 3329 | 15.5 | 9 | 59800 | 4074 | 4.3 | 3.5 | Non Federally-Regulated | 07/22/2002 |  | 11/27/2019
ClimateMaster Inc. | Climate Master Series | GSV/GSH048AG |  | Water-Source | WBAHP-CB: Heat Pump Split Syst | Heat Pump | 230 | 1 |  |  | No Match | No Match |  |  |  | 50300 | 3143 | 16 | 9 | 52600 | 3502 | 4.4 | 3.5 | Non Federally-Regulated | 07/22/2002 |  | 11/27/2019
ClimateMaster Inc. | Climate Master Series | GRV/GRH024AG |  | Water-Source | WBAHP-CB: Heat Pump Split Syst | Heat Pump | 230 | 1 |  |  | No Match | No Match |  |  |  | 25000 | 1562 | 16 | 9 | 27600 | 1925 | 4.2 | 3.5 | Non Federally-Regulated | 07/22/2002 |  | 11/27/2019
ClimateMaster Inc. | Climate Master Series | GRV/GRH060AH |  | Water-Source | WBAHP-CB: Heat Pump Split Syst | Heat Pump | 230 | 3 |  |  | No Match | No Match |  |  |  | 61500 | 4270 | 14.4 | 9 | 73000 | 4974 | 4.3 | 3.5 | Non Federally-Regulated | 07/22/2002 |  | 11/27/2019
ClimateMaster Inc. | Climate Master Series | GRV/GRH036AG |  | Water-Source | WBAHP-CB: Heat Pump Split Syst | Heat Pump | 230 | 1 |  |  | No Match | No Match |  |  |  | 35600 | 2421 | 14.7 | 9 | 43700 | 3048 | 4.2 | 3.5 | Non Federally-Regulated | 07/22/2002 |  | 11/27/2019
ClimateMaster Inc. | Climate Master Series | GRV/GRH036AH |  | Water-Source | WBAHP-CB: Heat Pump Split Syst | Heat Pump | 208 | 3 |  |  | No Match | No Match |  |  |  | 35600 | 2421 | 14.7 | 9 | 43700 | 3048 | 4.2 | 3.5 | Non Federally-Regulated | 07/22/2002 |  | 11/27/2019
ClimateMaster Inc. | Climate Master Series | GRV/GRH036BF |  | Water-Source | WBAHP-CB: Heat Pump Split Syst | Heat Pump | 460 | 3 |  |  | No Match | No Match |  |  |  | 35600 | 2421 | 14.7 | 9 | 43700 | 3048 | 4.2 | 3.5 | Non Federally-Regulated | 01/22/2003 |  | 11/27/2019
ClimateMaster Inc. | Climate Master Series | GRV/GRH024AH |  | Water-Source | WBAHP-CB: Heat Pump Split Syst | Heat Pump | 230 | 3 |  |  | No Match | No Match |  |  |  | 25000 | 1562 | 16 | 9 | 27600 | 1925 | 4.2 | 3.5 | Non Federally-Regulated | 07/22/2002 |  | 11/27/2019
ClimateMaster Inc. | Climate Master Series | GRV/GRH060AF |  | Water-Source | WBAHP-CB: Heat Pump Split Syst | Heat Pump | 460 | 3 |  |  | No Match | No Match |  |  |  | 61500 | 4270 | 14.4 | 9 | 73000 | 4974 | 4.3 | 3.5 | Non Federally-Regulated | 07/22/2002 |  | 11/27/2019
ClimateMaster Inc. | Climate Master Series | GSV/GSH024AG |  | Water-Source | WBAHP-CB: Heat Pump Split Syst | Heat Pump | 230 | 1 |  |  | No Match | No Match |  |  |  | 26100 | 1611 | 16.2 | 9 | 29700 | 1977 | 4.4 | 3.5 | Non Federally-Regulated | 07/22/2002 |  | 11/27/2019
ClimateMaster Inc. | Climate Master Series | GRV/GRH036BH |  | Water-Source | WBAHP-CB: Heat Pump Split Syst | Heat Pump | 230 | 3 |  |  | No Match | No Match |  |  |  | 35600 | 2421 | 14.7 | 9 | 43700 | 3048 | 4.2 | 3.5 | Non Federally-Regulated | 01/22/2003 |  | 11/27/2019
ClimateMaster Inc. | Climate Master Series | GRV/GRH024AH |  | Water-Source | WBAHP-CB: Heat Pump Split Syst | Heat Pump | 208 | 3 |  |  | No Match | No Match |  |  |  | 25000 | 1562 | 16 | 9 | 27600 | 1925 | 4.2 | 3.5 | Non Federally-Regulated | 07/22/2002 |  | 11/27/2019
ClimateMaster Inc. | Climate Master Series | GRV/GRH036AE |  | Water-Source | WBAHP-CB: Heat Pump Split Syst | Heat Pump | 265 | 1 |  |  | No Match | No Match |  |  |  | 35600 | 2421 | 14.7 | 9 | 43700 | 3048 | 4.2 | 3.5 | Non Federally-Regulated | 07/22/2002 |  | 11/27/2019
ClimateMaster Inc. | Climate Master Series | GRV/GRH036AF |  | Water-Source | WBAHP-CB: Heat Pump Split Syst | Heat Pump | 460 | 3 |  |  | No Match | No Match |  |  |  | 35600 | 2421 | 14.7 | 9 | 43700 | 3048 | 4.2 | 3.5 | Non Federally-Regulated | 07/22/2002 |  | 11/27/2019
ClimateMaster Inc. | Climate Master Series | GSV/GSH042AG |  | Water-Source | WBAHP-CB: Heat Pump Split Syst | Heat Pump | 230 | 1 |  |  | No Match | No Match |  |  |  | 44800 | 2835 | 15.8 | 9 | 49500 | 3085 | 4.7 | 3.5 | Non Federally-Regulated | 07/22/2002 |  | 11/27/2019
ClimateMaster Inc. | Climate Master Series | GRV/GRH030AG |  | Water-Source | WBAHP-CB: Heat Pump Split Syst | Heat Pump | 208 | 1 |  |  | No Match | No Match |  |  |  | 29700 | 1903 | 15.6 | 9 | 35100 | 2391 | 4.3 | 3.5 | Non Federally-Regulated | 07/22/2002 |  | 11/27/2019
ClimateMaster Inc. | Climate Master Series | GRV/GRH024BE |  | Water-Source | WBAHP-CB: Heat Pump Split Syst | Heat Pump | 265 | 1 |  |  | No Match | No Match |  |  |  | 25000 | 1562 | 16 | 9 | 27600 | 1925 | 4.2 | 3.5 | Non Federally-Regulated | 01/22/2003 |  | 11/27/2019
ClimateMaster Inc. | Climate Master Series | GSV/GSH015AG |  | Water-Source | WBAHP-CB: Heat Pump Split Syst | Heat Pump | 208 | 1 |  |  | No Match | No Match |  |  |  | 15100 | 862 | 17.5 | 9 | 16100 | 962 | 4.9 | 3.5 | Non Federally-Regulated | 07/22/2002 |  | 11/27/2019
ClimateMaster Inc. | Climate Master Series | GRV/GRH048AG |  | Water-Source | WBAHP-CB: Heat Pump Split Syst | Heat Pump | 208 | 1 |  |  | No Match | No Match |  |  |  | 51600 | 3329 | 15.5 | 9 | 59800 | 4074 | 4.3 | 3.5 | Non Federally-Regulated | 07/22/2002 |  | 11/27/2019
ClimateMaster Inc. | Climate Master Series | GRV/GRH030BG |  | Water-Source | WBAHP-CB: Heat Pump Split Syst | Heat Pump | 230 | 1 |  |  | No Match | No Match |  |  |  | 29700 | 1903 | 15.6 | 9 | 35100 | 2391 | 4.3 | 3.5 | Non Federally-Regulated | 01/22/2003 |  | 11/27/2019
ClimateMaster Inc. | Climate Master Series | GSV/GSH042AG |  | Water-Source | WBAHP-CB: Heat Pump Split Syst | Heat Pump | 208 | 1 |  |  | No Match | No Match |  |  |  | 44800 | 2835 | 15.8 | 9 | 49500 | 3085 | 4.7 | 3.5 | Non Federally-Regulated | 07/22/2002 |  | 11/27/2019
ClimateMaster Inc. | Climate Master Series | GRV/GRH042AG |  | Water-Source | WBAHP-CB: Heat Pump Split Syst | Heat Pump | 230 | 1 |  |  | No Match | No Match |  |  |  | 44100 | 2940 | 15 | 9 | 50300 | 3508 | 4.2 | 3.5 | Non Federally-Regulated | 07/22/2002 |  | 11/27/2019
ClimateMaster Inc. | Climate Master Series | GRV/GRH042AH |  | Water-Source | WBAHP-CB: Heat Pump Split Syst | Heat Pump | 208 | 3 |  |  | No Match | No Match |  |  |  | 44100 | 2940 | 15 | 9 | 50300 | 3508 | 4.2 | 3.5 | Non Federally-Regulated | 07/22/2002 |  | 11/27/2019
ClimateMaster Inc. | Climate Master Series | GRV/GRH048AF |  | Water-Source | WBAHP-CB: Heat Pump Split Syst | Heat Pump | 460 | 3 |  |  | No Match | No Match |  |  |  | 51600 | 3329 | 15.5 | 9 | 59800 | 4074 | 4.3 | 3.5 | Non Federally-Regulated | 07/22/2002 |  | 11/27/2019
ClimateMaster Inc. | Climate Master Series | GRV/GRH024AF |  | Water-Source | WBAHP-CB: Heat Pump Split Syst | Heat Pump | 460 | 3 |  |  | No Match | No Match |  |  |  | 25000 | 1562 | 16 | 9 | 27600 | 1925 | 4.2 | 3.5 | Non Federally-Regulated | 07/22/2002 |  | 11/27/2019
ClimateMaster Inc. | Climate Master Series | GRV/GRH042AH |  | Water-Source | WBAHP-CB: Heat Pump Split Syst | Heat Pump | 230 | 3 |  |  | No Match | No Match |  |  |  | 44100 | 2940 | 15 | 9 | 50300 | 3508 | 4.2 | 3.5 | Non Federally-Regulated | 07/22/2002 |  | 11/27/2019
ClimateMaster Inc. | Climate Master Series | GRV/GRH042AF |  | Water-Source | WBAHP-CB: Heat Pump Split Syst | Heat Pump | 460 | 3 |  |  | No Match | No Match |  |  |  | 44100 | 2940 | 15 | 9 | 50300 | 3508 | 4.2 | 3.5 | Non Federally-Regulated | 07/22/2002 |  | 11/27/2019
ClimateMaster Inc. | Climate Master Series | GRV/GRH030AH |  | Water-Source | WBAHP-CB: Heat Pump Split Syst | Heat Pump | 208 | 3 |  |  | No Match | No Match |  |  |  | 29700 | 1903 | 15.6 | 9 | 35100 | 2391 | 4.3 | 3.5 | Non Federally-Regulated | 07/22/2002 |  | 11/27/2019
ClimateMaster Inc. | Climate Master Series | GSV/GSH070AG |  | Water-Source | WBAHP-CB: Heat Pump Split Syst | Heat Pump | 230 | 1 |  |  | No Match | No Match |  |  |  | 69300 | 5210 | 13.3 | 9 | 79000 | 5382 | 4.3 | 3.5 | Non Federally-Regulated | 07/22/2002 |  | 11/27/2019
ClimateMaster Inc. | Climate Master Series | GRV/GRH036BH |  | Water-Source | WBAHP-CB: Heat Pump Split Syst | Heat Pump | 208 | 3 |  |  | No Match | No Match |  |  |  | 35600 | 2421 | 14.7 | 9 | 43700 | 3048 | 4.2 | 3.5 | Non Federally-Regulated | 01/22/2003 |  | 11/27/2019
ClimateMaster Inc. | Climate Master Series | GRV/GRH036BE |  | Water-Source | WBAHP-CB: Heat Pump Split Syst | Heat Pump | 265 | 1 |  |  | No Match | No Match |  |  |  | 35600 | 2421 | 14.7 | 9 | 43700 | 3048 | 4.2 | 3.5 | Non Federally-Regulated | 01/22/2003 |  | 11/27/2019
ClimateMaster Inc. | Climate Master Series | GRV/GRH006AE |  | Water-Source | WBAHP-CB: Heat Pump Split Syst | Heat Pump | 265 | 1 |  |  | No Match | No Match |  |  |  | 5600 | 388 | 14.4 | 9 | 7100 | 495 | 4.2 | 3.5 | Non Federally-Regulated | 07/22/2002 |  | 11/27/2019
ClimateMaster Inc. | Climate Master Series | GRV/GRH036BG |  | Water-Source | WBAHP-CB: Heat Pump Split Syst | Heat Pump | 208 | 1 |  |  | No Match | No Match |  |  |  | 35600 | 2421 | 14.7 | 9 | 43700 | 3048 | 4.2 | 3.5 | Non Federally-Regulated | 01/22/2003 |  | 11/27/2019
ClimateMaster Inc. | Climate Master Series | GSV/GSH030AG |  | Water-Source | WBAHP-CB: Heat Pump Split Syst | Heat Pump | 208 | 1 |  |  | No Match | No Match |  |  |  | 31300 | 1920 | 16.3 | 9 | 34600 | 2252 | 4.5 | 3.5 | Non Federally-Regulated | 07/22/2002 |  | 11/27/2019
ClimateMaster Inc. | Climate Master Series | GRV/GRH012AG |  | Water-Source | WBAHP-CB: Heat Pump Split Syst | Heat Pump | 230 | 1 |  |  | No Match | No Match |  |  |  | 11900 | 782 | 15.2 | 9 | 14300 | 974 | 4.3 | 3.5 | Non Federally-Regulated | 07/22/2002 |  | 11/27/2019
ClimateMaster Inc. | Climate Master Series | GRV/GRH048AH |  | Water-Source | WBAHP-CB: Heat Pump Split Syst | Heat Pump | 208 | 3 |  |  | No Match | No Match |  |  |  | 51600 | 3329 | 15.5 | 9 | 59800 | 4074 | 4.3 | 3.5 | Non Federally-Regulated | 07/22/2002 |  | 11/27/2019
ClimateMaster Inc. | Climate Master Series | GSV/GSH036AG |  | Water-Source | WBAHP-CB: Heat Pump Split Syst | Heat Pump | 230 | 1 |  |  | No Match | No Match |  |  |  | 35500 | 2218 | 16 | 9 | 40500 | 2759 | 4.3 | 3.5 | Non Federally-Regulated | 07/22/2002 |  | 11/27/2019
ClimateMaster Inc. | Climate Master Series | GRV/GRH030BG |  | Water-Source | WBAHP-CB: Heat Pump Split Syst | Heat Pump | 208 | 1 |  |  | No Match | No Match |  |  |  | 29700 | 1903 | 15.6 | 9 | 35100 | 2391 | 4.3 | 3.5 | Non Federally-Regulated | 01/22/2003 |  | 11/27/2019
ClimateMaster Inc. | Climate Master Series | GRV/GRH030BH |  | Water-Source | WBAHP-CB: Heat Pump Split Syst | Heat Pump | 208 | 3 |  |  | No Match | No Match |  |  |  | 29700 | 1903 | 15.6 | 9 | 35100 | 2391 | 4.3 | 3.5 | Non Federally-Regulated | 01/22/2003 |  | 11/27/2019
ClimateMaster Inc. | Climate Master Series | GSV/GSH024AG |  | Water-Source | WBAHP-CB: Heat Pump Split Syst | Heat Pump | 208 | 1 |  |  | No Match | No Match |  |  |  | 26100 | 1611 | 16.2 | 9 | 29700 | 1977 | 4.4 | 3.5 | Non Federally-Regulated | 07/22/2002 |  | 11/27/2019
ClimateMaster Inc. | Climate Master Series | GRV/GRH060AH |  | Water-Source | WBAHP-CB: Heat Pump Split Syst | Heat Pump | 208 | 3 |  |  | No Match | No Match |  |  |  | 61500 | 4270 | 14.4 | 9 | 73000 | 4974 | 4.3 | 3.5 | Non Federally-Regulated | 07/22/2002 |  | 11/27/2019
ClimateMaster Inc. | Climate Master Series | GRV/GRH030AF |  | Water-Source | WBAHP-CB: Heat Pump Split Syst | Heat Pump | 460 | 3 |  |  | No Match | No Match |  |  |  | 29700 | 1903 | 15.6 | 9 | 35100 | 2391 | 4.3 | 3.5 | Non Federally-Regulated | 07/22/2002 |  | 11/27/2019
ClimateMaster Inc. | Climate Master Series | GRV/GRH030BH |  | Water-Source | WBAHP-CB: Heat Pump Split Syst | Heat Pump | 230 | 3 |  |  | No Match | No Match |  |  |  | 29700 | 1903 | 15.6 | 9 | 35100 | 2391 | 4.3 | 3.5 | Non Federally-Regulated | 01/22/2003 |  | 11/27/2019
ClimateMaster Inc. | Climate Master Series | GRV/GRH024AG |  | Water-Source | WBAHP-CB: Heat Pump Split Syst | Heat Pump | 208 | 1 |  |  | No Match | No Match |  |  |  | 25000 | 1562 | 16 | 9 | 27600 | 1925 | 4.2 | 3.5 | Non Federally-Regulated | 07/22/2002 |  | 11/27/2019
ClimateMaster Inc. | Climate Master Series | GRV/GRH006AG |  | Water-Source | WBAHP-CB: Heat Pump Split Syst | Heat Pump | 230 | 1 |  |  | No Match | No Match |  |  |  | 5600 | 388 | 14.4 | 9 | 7100 | 495 | 4.2 | 3.5 | Non Federally-Regulated | 07/22/2002 |  | 11/27/2019
ClimateMaster Inc. | Climate Master Series | GRV/GRH042AG |  | Water-Source | WBAHP-CB: Heat Pump Split Syst | Heat Pump | 208 | 1 |  |  | No Match | No Match |  |  |  | 44100 | 2940 | 15 | 9 | 50300 | 3508 | 4.2 | 3.5 | Non Federally-Regulated | 07/22/2002 |  | 11/27/2019
Command-Aire | Command-Aire | SPVD0131 |  | Water-Source | WBAHP: Heat Pump Packaged Unit | Heat Pump | 208 | 1 |  |  | No Match | No Match |  |  |  | 12300 | 1051 | 11.7 | 10 | 15900 | 1109 | 4.2 |  | Federally-Regulated Commercial & Industrial Equipment | 12/14/1998 |  | 11/27/2019
Command-Aire | Command-Aire | GXHA0091 |  | Water-Source | WBAHP: Heat Pump Packaged Unit | Heat Pump | 208 | 1 |  |  | No Match | No Match |  |  |  | 8400 | 672 | 12.5 | 10 | 10000 | 651 | 4.5 |  | Federally-Regulated Commercial & Industrial Equipment | 12/14/1998 |  | 11/27/2019
Command-Aire | Command-Aire | SPVE0261 |  | Water-Source | WBAHP: Heat Pump Packaged Unit | Heat Pump | 208 | 1 |  |  | No Match | No Match |  |  |  | 23200 | 1770 | 13.1 | 10 | 30600 | 1949 | 4.6 |  | Federally-Regulated Commercial & Industrial Equipment | 12/14/1998 |  | 11/27/2019
Command-Aire | Command-Aire | SPVD0131 |  | Water-Source | WBAHP: Heat Pump Packaged Unit | Heat Pump | 265 | 1 |  |  | No Match | No Match |  |  |  | 12300 | 1051 | 11.7 | 10 | 15900 | 1109 | 4.2 |  | Federally-Regulated Commercial & Industrial Equipment | 12/14/1998 |  | 11/27/2019
Command-Aire | Command-Aire | SPHD0091 |  | Water-Source | WBAHP: Heat Pump Packaged Unit | Heat Pump | 265 | 1 |  |  | No Match | No Match |  |  |  | 8400 | 672 | 12.5 | 10 | 10000 | 651 | 4.5 |  | Federally-Regulated Commercial & Industrial Equipment | 12/14/1998 |  | 11/27/2019
Command-Aire | Command-Aire | GXUB0261 |  | Water-Source | WBAHP: Heat Pump Packaged Unit | Heat Pump | 208 | 1 |  |  | No Match | No Match |  |  |  | 23200 | 1770 | 13.1 | 10 | 30600 | 1949 | 4.6 |  | Federally-Regulated Commercial & Industrial Equipment | 12/14/1998 |  | 11/27/2019
Command-Aire | Command-Aire | SPVE0261 |  | Water-Source | WBAHP: Heat Pump Packaged Unit | Heat Pump | 265 | 1 |  |  | No Match | No Match |  |  |  | 23200 | 1770 | 13.1 | 10 | 30600 | 1949 | 4.6 |  | Federally-Regulated Commercial & Industrial Equipment | 12/14/1998 |  | 11/27/2019
Command-Aire | Command-Aire | SPHD0091 |  | Water-Source | WBAHP: Heat Pump Packaged Unit | Heat Pump | 208 | 1 |  |  | No Match | No Match |  |  |  | 8400 | 672 | 12.5 | 10 | 10000 | 651 | 4.5 |  | Federally-Regulated Commercial & Industrial Equipment | 12/14/1998 |  | 11/27/2019
Econar | Econar | GV270/271 |  | Ground-Source | WBAHP: Heat Pump Packaged Unit | Heat Pump | 208 | 1 |  |  | No Match | Single-Speed |  |  |  | 25000 | 1645 | 15.2 | 13.4 | 23000 | 1984 | 3.4 | 3.1 | Non Federally-Regulated | 04/30/2009 |  | 11/27/2019
Econar | Econar | GH570/GH571 |  | Ground-Source | WBAHP: Heat Pump Packaged Unit | Heat Pump | 208 | 1 |  |  | No Match | Single-Speed |  |  |  | 58000 | 4113 | 14.1 | 13.4 | 54800 | 4870 | 3.3 | 3.1 | Non Federally-Regulated | 04/30/2009 |  | 11/27/2019
Econar | Econar | GV470/GV471 |  | Ground-Source | WBAHP: Heat Pump Packaged Unit | Heat Pump | 208 | 1 |  |  | No Match | Single-Speed |  |  |  | 48000 | 3404 | 14.1 | 13.4 | 45700 | 4061 | 3.3 | 3.1 | Non Federally-Regulated | 04/30/2009 |  | 11/27/2019
Econar | Econar | GV170/GV171 |  | Ground-Source | WBAHP: Heat Pump Packaged Unit | Heat Pump | 208 | 1 |  |  | No Match | Single-Speed |  |  |  | 17400 | 1234 | 14.1 | 13.4 | 14700 | 1306 | 3.3 | 3.1 | Non Federally-Regulated | 11/25/2009 |  | 11/27/2019
Econar | Econar | GV370/GV371 |  | Ground-Source | WBAHP: Heat Pump Packaged Unit | Heat Pump | 208 | 1 |  |  | No Match | Single-Speed |  |  |  | 35400 | 2511 | 14.1 | 13.4 | 32800 | 2915 | 3.3 | 3.1 | Non Federally-Regulated | 04/30/2009 |  | 11/27/2019
Econar | Econar | GH370/GH371 |  | Ground-Source | WBAHP: Heat Pump Packaged Unit | Heat Pump | 208 | 1 |  |  | No Match | Single-Speed |  |  |  | 35400 | 2511 | 14.1 | 13.4 | 32800 | 2915 | 3.3 | 3.1 | Non Federally-Regulated | 04/30/2009 |  | 11/27/2019
Econar | Econar | GH170/GH171 |  | Ground-Source | WBAHP: Heat Pump Packaged Unit | Heat Pump | 208 | 1 |  |  | No Match | Single-Speed |  |  |  | 17400 | 1234 | 14.1 | 13.4 | 14700 | 1306 | 3.3 | 3.1 | Non Federally-Regulated | 11/25/2009 |  | 11/27/2019
Econar | Econar | GV570/GV571 |  | Ground-Source | WBAHP: Heat Pump Packaged Unit | Heat Pump | 208 | 1 |  |  | No Match | Single-Speed |  |  |  | 58000 | 4113 | 14.1 | 13.4 | 54800 | 4870 | 3.3 | 3.1 | Non Federally-Regulated | 04/30/2009 |  | 11/27/2019
Econar | Econar | GH470/471 |  | Ground-Source | WBAHP: Heat Pump Packaged Unit | Heat Pump | 208 | 1 |  |  | No Match | Single-Speed |  |  |  | 48000 | 3404 | 14.1 | 13.4 | 45700 | 4061 | 3.3 | 3.1 | Non Federally-Regulated | 04/30/2009 |  | 11/27/2019
Econar | Econar | GH170/GH171 |  | Ground-Water-Source | WBAHP: Heat Pump Packaged Unit | Heat Pump | 208 | 1 |  |  | No Match | Single-Speed |  |  |  | 18000 | 1111 | 16.2 | 16.2 | 17000 | 1385 | 3.6 | 3.6 | Non Federally-Regulated | 11/25/2009 |  | 11/27/2019
Econar | Econar | GV470/GV471 |  | Ground-Water-Source | WBAHP: Heat Pump Packaged Unit | Heat Pump | 208 | 1 |  |  | No Match | Single-Speed |  |  |  | 50100 | 3093 | 16.2 | 16.2 | 51500 | 4195 | 3.6 | 3.6 | Non Federally-Regulated | 04/30/2009 |  | 11/27/2019
Econar | Econar | GV570/GV571 |  | Ground-Water-Source | WBAHP: Heat Pump Packaged Unit | Heat Pump | 208 | 1 |  |  | No Match | Single-Speed |  |  |  | 58000 | 3580 | 16.2 | 16.2 | 62200 | 5067 | 3.6 | 3.6 | Non Federally-Regulated | 04/30/2009 |  | 11/27/2019
Econar | Econar | Q18kW6T(P) |  | Ground-Water-Source | WBAHP: Heat Pump Packaged Unit | Heat Pump | 208 | 1 |  |  | No Match | No Match |  |  |  | 48000 | 2807 | 17.1 | 9 | 46000 | 3642 | 3.7 |  | Non Federally-Regulated | 07/22/2002 |  | 11/27/2019
Econar | Econar | Q16kW5T(P) |  | Ground-Water-Source | WBAHP: Heat Pump Packaged Unit | Heat Pump | 208 | 1 |  |  | No Match | No Match |  |  |  | 37800 | 2100 | 18 | 9 | 33000 | 2479 | 3.9 |  | Non Federally-Regulated | 07/22/2002 |  | 11/27/2019
Econar | Econar | GV170/GV171 |  | Ground-Water-Source | WBAHP: Heat Pump Packaged Unit | Heat Pump | 208 | 1 |  |  | No Match | Single-Speed |  |  |  | 18000 | 1111 | 16.2 | 16.2 | 17000 | 1385 | 3.6 | 3.6 | Non Federally-Regulated | 11/25/2009 |  | 11/27/2019
Econar | Econar | Q14kW4T(P) |  | Ground-Water-Source | WBAHP: Heat Pump Packaged Unit | Heat Pump | 208 | 1 |  |  | No Match | No Match |  |  |  | 26000 | 1428 | 18.2 | 9 | 23000 | 1684 | 4 |  | Non Federally-Regulated | 07/22/2002 |  | 11/27/2019
Econar | Econar | GV370/GV371 |  | Ground-Water-Source | WBAHP: Heat Pump Packaged Unit | Heat Pump | 208 | 1 |  |  | No Match | Single-Speed |  |  |  | 35600 | 2184 | 16.3 | 16.2 | 36500 | 2973 | 3.6 | 3.6 | Non Federally-Regulated | 04/30/2009 |  | 11/27/2019
Enertech Global, LLC | Enertech | TVT028 |  | Water-Source | WBAHP: Heat Pump Packaged Unit | Heat Pump | 230 | 1 |  |  | No Match | Single-Speed |  |  |  | 26100 | 2175 | 12 | 12 | 29900 | 1784 | 4.9 | 4.2 | Federally-Regulated Commercial & Industrial Equipment | 11/25/2009 |  | 11/27/2019
Enertech Global, LLC | Enertech | TVT054 |  | Water-Source | WBAHP: Heat Pump Packaged Unit | Heat Pump | 230 | 1 |  |  | No Match | Single-Speed |  |  |  | 51400 | 3894 | 13.2 | 12 | 61500 | 3826 | 4.7 | 4.2 | Federally-Regulated Commercial & Industrial Equipment | 11/25/2009 |  | 11/27/2019
Enertech Global, LLC | Enertech | TVT066 |  | Water-Source | WBAHP: Heat Pump Packaged Unit | Heat Pump | 230 | 1 |  |  | No Match | Single-Speed |  |  |  | 58800 | 4489 | 13.1 | 12 | 70400 | 4380 | 4.7 | 4.2 | Federally-Regulated Commercial & Industrial Equipment | 11/25/2009 |  | 11/27/2019
Enertech Global, LLC | Enertech | TVT040 |  | Water-Source | WBAHP: Heat Pump Packaged Unit | Heat Pump | 208 | 1 |  |  | No Match | Single-Speed |  |  |  | 35400 | 2622 | 13.5 | 12 | 42300 | 2524 | 4.9 | 4.2 | Federally-Regulated Commercial & Industrial Equipment | 11/25/2009 |  | 11/27/2019
Enertech Global, LLC | Enertech | TVT040 |  | Water-Source | WBAHP: Heat Pump Packaged Unit | Heat Pump | 230 | 1 |  |  | No Match | Single-Speed |  |  |  | 35400 | 2622 | 13.5 | 12 | 42300 | 2524 | 4.9 | 4.2 | Federally-Regulated Commercial & Industrial Equipment | 11/25/2009 |  | 11/27/2019
Enertech Global, LLC | Enertech | TVT028 |  | Water-Source | WBAHP: Heat Pump Packaged Unit | Heat Pump | 208 | 1 |  |  | No Match | Single-Speed |  |  |  | 26100 | 2175 | 12 | 12 | 29900 | 1784 | 4.9 | 4.2 | Federally-Regulated Commercial & Industrial Equipment | 11/25/2009 |  | 11/27/2019
Enertech Global, LLC | Enertech | TVT066 |  | Water-Source | WBAHP: Heat Pump Packaged Unit | Heat Pump | 208 | 1 |  |  | No Match | Single-Speed |  |  |  | 58800 | 4489 | 13.1 | 12 | 70400 | 4380 | 4.7 | 4.2 | Federally-Regulated Commercial & Industrial Equipment | 11/25/2009 |  | 11/27/2019
Enertech Global, LLC | Enertech | TVT054 |  | Water-Source | WBAHP: Heat Pump Packaged Unit | Heat Pump | 208 | 1 |  |  | No Match | Single-Speed |  |  |  | 51400 | 3894 | 13.2 | 12 | 61500 | 3826 | 4.7 | 4.2 | Federally-Regulated Commercial & Industrial Equipment | 11/25/2009 |  | 11/27/2019
Enertech Global, LLC | Enertech | GSC060 | ACD060 | Water-Source | WBAHP-C: Heat Pump Split Syste | Heat Pump | 230 | 1 |  |  | No Match | Single-Speed |  |  |  | 53500 | 4458 | 12 | 12 | 64300 | 4178 | 4.5 | 4.2 | Federally-Regulated Commercial & Industrial Equipment | 11/25/2009 |  | 11/27/2019
Enertech Global, LLC | Enertech | GTC036 | ACD036 | Water-Source | WBAHP-C: Heat Pump Split Syste | Heat Pump | 208 | 1 |  |  | No Match | Single-Speed |  |  |  | 33600 | 2625 | 12.8 | 12 | 40100 | 2556 | 4.6 | 4.2 | Federally-Regulated Commercial & Industrial Equipment | 04/30/2009 |  | 11/27/2019
Enertech Global, LLC | Enertech | GSC036 | ACD036 | Water-Source | WBAHP-C: Heat Pump Split Syste | Heat Pump | 208 | 1 |  |  | No Match | Single-Speed |  |  |  | 32800 | 2563 | 12.8 | 12 | 40400 | 2576 | 4.6 | 4.2 | Federally-Regulated Commercial & Industrial Equipment | 04/30/2009 |  | 11/27/2019
Enertech Global, LLC | Enertech | H036C | ACD036 | Water-Source | WBAHP-C: Heat Pump Split Syste | Heat Pump | 230 | 1 |  |  | No Match | Single-Speed |  |  |  | 32800 | 2563 | 12.8 | 12 | 40400 | 2576 | 4.6 | 4.2 | Federally-Regulated Commercial & Industrial Equipment | 04/30/2009 |  | 11/27/2019
Enertech Global, LLC | Enertech | H018C | ACD024 | Water-Source | WBAHP-C: Heat Pump Split Syste | Heat Pump | 230 | 1 |  |  | No Match | Single-Speed |  |  |  | 15000 | 1111 | 13.5 | 11.2 | 18000 | 1056 | 5 | 4.2 | Federally-Regulated Commercial & Industrial Equipment | 04/30/2009 |  | 11/27/2019
Enertech Global, LLC | Enertech | TST054 | ACD048 | Water-Source | WBAHP-C: Heat Pump Split Syste | Heat Pump | 230 | 1 |  |  | No Match | Single-Speed |  |  |  | 48800 | 3904 | 12.5 | 12 | 58400 | 3795 | 4.5 | 4.2 | Federally-Regulated Commercial & Industrial Equipment | 11/25/2009 |  | 11/27/2019
Enertech Global, LLC | Enertech | H062C | ACD060 | Water-Source | WBAHP-C: Heat Pump Split Syste | Heat Pump | 230 | 1 |  |  | No Match | Single-Speed |  |  |  | 55800 | 4500 | 12.4 | 12 | 66800 | 4340 | 4.5 | 4.2 | Federally-Regulated Commercial & Industrial Equipment | 11/25/2009 |  | 11/27/2019
Enertech Global, LLC | Enertech | GSC036 | ACD036 | Water-Source | WBAHP-C: Heat Pump Split Syste | Heat Pump | 230 | 1 |  |  | No Match | Single-Speed |  |  |  | 32800 | 2563 | 12.8 | 12 | 40400 | 2576 | 4.6 | 4.2 | Federally-Regulated Commercial & Industrial Equipment | 04/30/2009 |  | 11/27/2019
Enertech Global, LLC | Enertech | H038C | ACD036 | Water-Source | WBAHP-C: Heat Pump Split Syste | Heat Pump | 230 | 1 |  |  | No Match | Single-Speed |  |  |  | 33600 | 2625 | 12.8 | 12 | 40100 | 2556 | 4.6 | 4.2 | Federally-Regulated Commercial & Industrial Equipment | 04/30/2009 |  | 11/27/2019
Enertech Global, LLC | Enertech | GTC036 | ACD036 | Water-Source | WBAHP-C: Heat Pump Split Syste | Heat Pump | 230 | 1 |  |  | No Match | Single-Speed |  |  |  | 33600 | 2625 | 12.8 | 12 | 40100 | 2556 | 4.6 | 4.2 | Federally-Regulated Commercial & Industrial Equipment | 04/30/2009 |  | 11/27/2019
Enertech Global, LLC | Enertech | H018C | ACD024 | Water-Source | WBAHP-C: Heat Pump Split Syste | Heat Pump | 208 | 1 |  |  | No Match | Single-Speed |  |  |  | 15000 | 1111 | 13.5 | 11.2 | 18000 | 1056 | 5 | 4.2 | Federally-Regulated Commercial & Industrial Equipment | 04/30/2009 |  | 11/27/2019
Enertech Global, LLC | Enertech | H062C | ACD060 | Water-Source | WBAHP-C: Heat Pump Split Syste | Heat Pump | 208 | 1 |  |  | No Match | Single-Speed |  |  |  | 55800 | 4500 | 12.4 | 12 | 66800 | 4340 | 4.5 | 4.2 | Federally-Regulated Commercial & Industrial Equipment | 11/25/2009 |  | 11/27/2019
Enertech Global, LLC | Enertech | GTC048 | ACD048 | Water-Source | WBAHP-C: Heat Pump Split Syste | Heat Pump | 208 | 1 |  |  | No Match | Single-Speed |  |  |  | 48800 | 3904 | 12.5 | 12 | 58400 | 3806 | 4.5 | 4.2 | Federally-Regulated Commercial & Industrial Equipment | 06/15/2009 |  | 11/27/2019
Enertech Global, LLC | Enertech | GSC048 | ACD048 | Water-Source | WBAHP-C: Heat Pump Split Syste | Heat Pump | 230 | 1 |  |  | No Match | Single-Speed |  |  |  | 47800 | 3764 | 12.7 | 12 | 57000 | 3715 | 4.5 | 4.2 | Federally-Regulated Commercial & Industrial Equipment | 06/15/2009 |  | 11/27/2019
Enertech Global, LLC | Enertech | TST066 | ACD060 | Water-Source | WBAHP-C: Heat Pump Split Syste | Heat Pump | 230 | 1 |  |  | No Match | Single-Speed |  |  |  | 55800 | 4500 | 12.4 | 12 | 66800 | 4340 | 4.5 | 4.2 | Federally-Regulated Commercial & Industrial Equipment | 11/25/2009 |  | 11/27/2019
Enertech Global, LLC | Enertech | H038C | ACD036 | Water-Source | WBAHP-C: Heat Pump Split Syste | Heat Pump | 208 | 1 |  |  | No Match | Single-Speed |  |  |  | 33600 | 2625 | 12.8 | 12 | 40100 | 2556 | 4.6 | 4.2 | Federally-Regulated Commercial & Industrial Equipment | 04/30/2009 |  | 11/27/2019
Enertech Global, LLC | Enertech | TST066 | ACD060 | Water-Source | WBAHP-C: Heat Pump Split Syste | Heat Pump | 208 | 1 |  |  | No Match | Single-Speed |  |  |  | 55800 | 4500 | 12.4 | 12 | 66800 | 4340 | 4.5 | 4.2 | Federally-Regulated Commercial & Industrial Equipment | 11/25/2009 |  | 11/27/2019
Enertech Global, LLC | Enertech | H050C | ACD048 | Water-Source | WBAHP-C: Heat Pump Split Syste | Heat Pump | 230 | 1 |  |  | No Match | Single-Speed |  |  |  | 48800 | 3904 | 12.5 | 12 | 58400 | 3806 | 4.5 | 4.2 | Federally-Regulated Commercial & Industrial Equipment | 06/15/2009 |  | 11/27/2019
Enertech Global, LLC | Enertech | GTC060 | ACD060 | Water-Source | WBAHP-C: Heat Pump Split Syste | Heat Pump | 230 | 1 |  |  | No Match | Single-Speed |  |  |  | 55800 | 4500 | 12.4 | 12 | 66800 | 4340 | 4.5 | 4.2 | Federally-Regulated Commercial & Industrial Equipment | 11/25/2009 |  | 11/27/2019
Enertech Global, LLC | Enertech | GSC030 | ACD036 | Water-Source | WBAHP-C: Heat Pump Split Syste | Heat Pump | 208 | 1 |  |  | No Match | Single-Speed |  |  |  | 29000 | 2197 | 13.2 | 12 | 34800 | 2171 | 4.7 | 4.2 | Federally-Regulated Commercial & Industrial Equipment | 04/30/2009 |  | 11/27/2019
Enertech Global, LLC | Enertech | H060C | ACD060 | Water-Source | WBAHP-C: Heat Pump Split Syste | Heat Pump | 230 | 1 |  |  | No Match | Single-Speed |  |  |  | 53500 | 4458 | 12 | 12 | 64300 | 4178 | 4.5 | 4.2 | Federally-Regulated Commercial & Industrial Equipment | 11/25/2009 |  | 11/27/2019
Enertech Global, LLC | Enertech | H024C | ACD024 | Water-Source | WBAHP-C: Heat Pump Split Syste | Heat Pump | 208 | 1 |  |  | No Match | Single-Speed |  |  |  | 22500 | 1758 | 12.8 | 12 | 26900 | 1678 | 4.7 | 4.2 | Federally-Regulated Commercial & Industrial Equipment | 04/30/2009 |  | 11/27/2019
Enertech Global, LLC | Enertech | H042C | ACD048 | Water-Source | WBAHP-C: Heat Pump Split Syste | Heat Pump | 208 | 1 |  |  | No Match | Single-Speed |  |  |  | 39400 | 3078 | 12.8 | 12 | 47300 | 3015 | 4.6 | 4.2 | Federally-Regulated Commercial & Industrial Equipment | 06/15/2009 |  | 11/27/2019
Enertech Global, LLC | Enertech | H060C | ACD060 | Water-Source | WBAHP-C: Heat Pump Split Syste | Heat Pump | 208 | 1 |  |  | No Match | Single-Speed |  |  |  | 53500 | 4458 | 12 | 12 | 64300 | 4178 | 4.5 | 4.2 | Federally-Regulated Commercial & Industrial Equipment | 11/25/2009 |  | 11/27/2019
Enertech Global, LLC | Enertech | GSC024 | ACD024 | Water-Source | WBAHP-C: Heat Pump Split Syste | Heat Pump | 230 | 1 |  |  | No Match | Single-Speed |  |  |  | 22500 | 1758 | 12.8 | 12 | 26900 | 1678 | 4.7 | 4.2 | Federally-Regulated Commercial & Industrial Equipment | 04/30/2009 |  | 11/27/2019
Enertech Global, LLC | Enertech | GSC042 | ACD048 | Water-Source | WBAHP-C: Heat Pump Split Syste | Heat Pump | 230 | 1 |  |  | No Match | Single-Speed |  |  |  | 39400 | 3078 | 12.8 | 12 | 47300 | 3015 | 4.6 | 4.2 | Federally-Regulated Commercial & Industrial Equipment | 06/15/2009 |  | 11/27/2019
Enertech Global, LLC | Enertech | TST054 | ACD048 | Water-Source | WBAHP-C: Heat Pump Split Syste | Heat Pump | 208 | 1 |  |  | No Match | Single-Speed |  |  |  | 48800 | 3904 | 12.5 | 12 | 58400 | 3795 | 4.5 | 4.2 | Federally-Regulated Commercial & Industrial Equipment | 11/25/2009 |  | 11/27/2019
Enertech Global, LLC | Enertech | GSC060 | ACD060 | Water-Source | WBAHP-C: Heat Pump Split Syste | Heat Pump | 208 | 1 |  |  | No Match | Single-Speed |  |  |  | 53500 | 4458 | 12 | 12 | 64300 | 4178 | 4.5 | 4.2 | Federally-Regulated Commercial & Industrial Equipment | 11/25/2009 |  | 11/27/2019
Enertech Global, LLC | Enertech | H036C | ACD036 | Water-Source | WBAHP-C: Heat Pump Split Syste | Heat Pump | 208 | 1 |  |  | No Match | Single-Speed |  |  |  | 32800 | 2563 | 12.8 | 12 | 40400 | 2576 | 4.6 | 4.2 | Federally-Regulated Commercial & Industrial Equipment | 04/30/2009 |  | 11/27/2019
Enertech Global, LLC | Enertech | H050C | ACD048 | Water-Source | WBAHP-C: Heat Pump Split Syste | Heat Pump | 208 | 1 |  |  | No Match | Single-Speed |  |  |  | 48800 | 3904 | 12.5 | 12 | 58400 | 3806 | 4.5 | 4.2 | Federally-Regulated Commercial & Industrial Equipment | 06/15/2009 |  | 11/27/2019
Enertech Global, LLC | Enertech | H042C | ACD048 | Water-Source | WBAHP-C: Heat Pump Split Syste | Heat Pump | 230 | 1 |  |  | No Match | Single-Speed |  |  |  | 39400 | 3078 | 12.8 | 12 | 47300 | 3015 | 4.6 | 4.2 | Federally-Regulated Commercial & Industrial Equipment | 06/15/2009 |  | 11/27/2019
Enertech Global, LLC | Enertech | GTC060 | ACD060 | Water-Source | WBAHP-C: Heat Pump Split Syste | Heat Pump | 208 | 1 |  |  | No Match | Single-Speed |  |  |  | 55800 | 4500 | 12.4 | 12 | 66800 | 4340 | 4.5 | 4.2 | Federally-Regulated Commercial & Industrial Equipment | 11/25/2009 |  | 11/27/2019
Enertech Global, LLC | Enertech | H048C | ACD048 | Water-Source | WBAHP-C: Heat Pump Split Syste | Heat Pump | 230 | 1 |  |  | No Match | Single-Speed |  |  |  | 47800 | 3764 | 12.7 | 12 | 57000 | 3715 | 4.5 | 4.2 | Federally-Regulated Commercial & Industrial Equipment | 06/15/2009 |  | 11/27/2019
Enertech Global, LLC | Enertech | GSC024 | ACD024 | Water-Source | WBAHP-C: Heat Pump Split Syste | Heat Pump | 208 | 1 |  |  | No Match | Single-Speed |  |  |  | 22500 | 1758 | 12.8 | 12 | 26900 | 1678 | 4.7 | 4.2 | Federally-Regulated Commercial & Industrial Equipment | 04/30/2009 |  | 11/27/2019
Enertech Global, LLC | Enertech | GTC048 | ACD048 | Water-Source | WBAHP-C: Heat Pump Split Syste | Heat Pump | 230 | 1 |  |  | No Match | Single-Speed |  |  |  | 48800 | 3904 | 12.5 | 12 | 58400 | 3806 | 4.5 | 4.2 | Federally-Regulated Commercial & Industrial Equipment | 06/15/2009 |  | 11/27/2019
Enertech Global, LLC | Enertech | GSC048 | ACD048 | Water-Source | WBAHP-C: Heat Pump Split Syste | Heat Pump | 208 | 1 |  |  | No Match | Single-Speed |  |  |  | 47800 | 3764 | 12.7 | 12 | 57000 | 3715 | 4.5 | 4.2 | Federally-Regulated Commercial & Industrial Equipment | 06/15/2009 |  | 11/27/2019
Enertech Global, LLC | Enertech | H048C | ACD048 | Water-Source | WBAHP-C: Heat Pump Split Syste | Heat Pump | 208 | 1 |  |  | No Match | Single-Speed |  |  |  | 47800 | 3764 | 12.7 | 12 | 57000 | 3715 | 4.5 | 4.2 | Federally-Regulated Commercial & Industrial Equipment | 06/15/2009 |  | 11/27/2019
Enertech Global, LLC | Enertech | H030C | ACD036 | Water-Source | WBAHP-C: Heat Pump Split Syste | Heat Pump | 208 | 1 |  |  | No Match | Single-Speed |  |  |  | 29000 | 2197 | 13.2 | 12 | 34800 | 2171 | 4.7 | 4.2 | Federally-Regulated Commercial & Industrial Equipment | 04/30/2009 |  | 11/27/2019
Enertech Global, LLC | Enertech | TST040 | ACD036 | Water-Source | WBAHP-C: Heat Pump Split Syste | Heat Pump | 208 | 1 |  |  | No Match | Single-Speed |  |  |  | 33600 | 2625 | 12.8 | 12 | 40100 | 2549 | 4.6 | 4.2 | Federally-Regulated Commercial & Industrial Equipment | 11/25/2009 |  | 11/27/2019
Enertech Global, LLC | Enertech | H024C | ACD024 | Water-Source | WBAHP-C: Heat Pump Split Syste | Heat Pump | 230 | 1 |  |  | No Match | Single-Speed |  |  |  | 22500 | 1758 | 12.8 | 12 | 26900 | 1678 | 4.7 | 4.2 | Federally-Regulated Commercial & Industrial Equipment | 04/30/2009 |  | 11/27/2019
Enertech Global, LLC | Enertech | TST040 | ACD036 | Water-Source | WBAHP-C: Heat Pump Split Syste | Heat Pump | 230 | 1 |  |  | No Match | Single-Speed |  |  |  | 33600 | 2625 | 12.8 | 12 | 40100 | 2549 | 4.6 | 4.2 | Federally-Regulated Commercial & Industrial Equipment | 11/25/2009 |  | 11/27/2019
Enertech Global, LLC | Enertech | GSC030 | ACD036 | Water-Source | WBAHP-C: Heat Pump Split Syste | Heat Pump | 230 | 1 |  |  | No Match | Single-Speed |  |  |  | 29000 | 2197 | 13.2 | 12 | 34800 | 2171 | 4.7 | 4.2 | Federally-Regulated Commercial & Industrial Equipment | 04/30/2009 |  | 11/27/2019
Enertech Global, LLC | Enertech | H030C | ACD036 | Water-Source | WBAHP-C: Heat Pump Split Syste | Heat Pump | 230 | 1 |  |  | No Match | Single-Speed |  |  |  | 29000 | 2197 | 13.2 | 12 | 34800 | 2171 | 4.7 | 4.2 | Federally-Regulated Commercial & Industrial Equipment | 04/30/2009 |  | 11/27/2019
Enertech Global, LLC | Enertech | GSC018 | ACD024 | Water-Source | WBAHP-C: Heat Pump Split Syste | Heat Pump | 208 | 1 |  |  | No Match | Single-Speed |  |  |  | 15000 | 1111 | 13.5 | 11.2 | 18000 | 1056 | 5 | 4.2 | Federally-Regulated Commercial & Industrial Equipment | 04/30/2009 |  | 11/27/2019
Enertech Global, LLC | Enertech | GSC042 | ACD048 | Water-Source | WBAHP-C: Heat Pump Split Syste | Heat Pump | 208 | 1 |  |  | No Match | Single-Speed |  |  |  | 39400 | 3078 | 12.8 | 12 | 47300 | 3015 | 4.6 | 4.2 | Federally-Regulated Commercial & Industrial Equipment | 06/15/2009 |  | 11/27/2019
Enertech Global, LLC | Enertech | GSC018 | ACD024 | Water-Source | WBAHP-C: Heat Pump Split Syste | Heat Pump | 230 | 1 |  |  | No Match | Single-Speed |  |  |  | 15000 | 1111 | 13.5 | 11.2 | 18000 | 1056 | 5 | 4.2 | Federally-Regulated Commercial & Industrial Equipment | 04/30/2009 |  | 11/27/2019
Enertech Global, LLC | Enertech | H048C | MPD048 | Water-Source | WBAHP-CB: Heat Pump Split Syst | Heat Pump | 230 | 1 |  |  | No Match | Single-Speed |  |  |  | 47800 | 3764 | 12.7 | 12 | 57000 | 3715 | 4.5 | 4.2 | Federally-Regulated Commercial & Industrial Equipment | 07/16/2009 |  | 11/27/2019
Enertech Global, LLC | Enertech | GSC024 | MPD024 | Water-Source | WBAHP-CB: Heat Pump Split Syst | Heat Pump | 230 | 1 |  |  | No Match | Single-Speed |  |  |  | 22500 | 1758 | 12.8 | 12 | 26900 | 1678 | 4.7 | 4.2 | Federally-Regulated Commercial & Industrial Equipment | 07/16/2009 |  | 11/27/2019
Enertech Global, LLC | Enertech | GSC018 | MPD024 | Water-Source | WBAHP-CB: Heat Pump Split Syst | Heat Pump | 230 | 1 |  |  | No Match | Single-Speed |  |  |  | 15000 | 1111 | 13.5 | 11.2 | 18000 | 1056 | 5 | 4.2 | Federally-Regulated Commercial & Industrial Equipment | 07/16/2009 |  | 11/27/2019
Enertech Global, LLC | Enertech | GSC042 | MPD042 | Water-Source | WBAHP-CB: Heat Pump Split Syst | Heat Pump | 230 | 1 |  |  | No Match | Single-Speed |  |  |  | 39400 | 3078 | 12.8 | 12 | 47300 | 3015 | 4.6 | 4.2 | Federally-Regulated Commercial & Industrial Equipment | 07/16/2009 |  | 11/27/2019
Enertech Global, LLC | Enertech | H062C | MPD060 | Water-Source | WBAHP-CB: Heat Pump Split Syst | Heat Pump | 230 | 1 |  |  | No Match | Single-Speed |  |  |  | 55800 | 4500 | 12.4 | 12 | 66800 | 4353 | 4.5 | 4.2 | Federally-Regulated Commercial & Industrial Equipment | 07/16/2009 |  | 11/27/2019
Enertech Global, LLC | Enertech | H062C | MPD060 | Water-Source | WBAHP-CB: Heat Pump Split Syst | Heat Pump | 208 | 1 |  |  | No Match | Single-Speed |  |  |  | 55800 | 4500 | 12.4 | 12 | 66800 | 4353 | 4.5 | 4.2 | Federally-Regulated Commercial & Industrial Equipment | 07/16/2009 |  | 11/27/2019
Enertech Global, LLC | Enertech | H036C | MPD036 | Water-Source | WBAHP-CB: Heat Pump Split Syst | Heat Pump | 208 | 1 |  |  | No Match | Single-Speed |  |  |  | 32800 | 2563 | 12.8 | 12 | 40400 | 2576 | 4.6 | 4.2 | Federally-Regulated Commercial & Industrial Equipment | 07/16/2009 |  | 11/27/2019
Enertech Global, LLC | Enertech | H024C | MPD024 | Water-Source | WBAHP-CB: Heat Pump Split Syst | Heat Pump | 230 | 1 |  |  | No Match | Single-Speed |  |  |  | 22500 | 1758 | 12.8 | 12 | 26900 | 1678 | 4.7 | 4.2 | Federally-Regulated Commercial & Industrial Equipment | 07/16/2009 |  | 11/27/2019
Enertech Global, LLC | Enertech | H060C | MPD060 | Water-Source | WBAHP-CB: Heat Pump Split Syst | Heat Pump | 208 | 1 |  |  | No Match | Single-Speed |  |  |  | 53500 | 4458 | 12 | 12 | 64300 | 4190 | 4.5 | 4.2 | Federally-Regulated Commercial & Industrial Equipment | 07/16/2009 |  | 11/27/2019
Enertech Global, LLC | Enertech | GSC042 | MPD042 | Water-Source | WBAHP-CB: Heat Pump Split Syst | Heat Pump | 208 | 1 |  |  | No Match | Single-Speed |  |  |  | 39400 | 3078 | 12.8 | 12 | 47300 | 3015 | 4.6 | 4.2 | Federally-Regulated Commercial & Industrial Equipment | 07/16/2009 |  | 11/27/2019
Enertech Global, LLC | Enertech | H072C | MPD060 | Water-Source | WBAHP-CB: Heat Pump Split Syst | Heat Pump | 230 | 1 |  |  | No Match | Single-Speed |  |  |  | 64700 | 5392 | 12 | 12 | 78100 | 5205 | 4.4 | 4.2 | Federally-Regulated Commercial & Industrial Equipment | 07/16/2009 |  | 11/27/2019
Enertech Global, LLC | Enertech | GSC060 | MPD060 | Water-Source | WBAHP-CB: Heat Pump Split Syst | Heat Pump | 230 | 1 |  |  | No Match | Single-Speed |  |  |  | 53500 | 4458 | 12 | 12 | 64300 | 4190 | 4.5 | 4.2 | Federally-Regulated Commercial & Industrial Equipment | 07/16/2009 |  | 11/27/2019
Enertech Global, LLC | Enertech | GTC048 | MPD048 | Water-Source | WBAHP-CB: Heat Pump Split Syst | Heat Pump | 208 | 1 |  |  | No Match | Single-Speed |  |  |  | 48800 | 3904 | 12.5 | 12 | 58400 | 3806 | 4.5 | 4.2 | Federally-Regulated Commercial & Industrial Equipment | 07/16/2009 |  | 11/27/2019
Enertech Global, LLC | Enertech | GSC018 | MPD024 | Water-Source | WBAHP-CB: Heat Pump Split Syst | Heat Pump | 208 | 1 |  |  | No Match | Single-Speed |  |  |  | 15000 | 1111 | 13.5 | 11.2 | 18000 | 1056 | 5 | 4.2 | Federally-Regulated Commercial & Industrial Equipment | 07/16/2009 |  | 11/27/2019
Enertech Global, LLC | Enertech | TST040 | MPD036 | Water-Source | WBAHP-CB: Heat Pump Split Syst | Heat Pump | 230 | 1 |  |  | No Match | Single-Speed |  |  |  | 33600 | 2625 | 12.8 | 12 | 40100 | 2549 | 4.6 | 4.2 | Federally-Regulated Commercial & Industrial Equipment | 11/25/2009 |  | 11/27/2019
Enertech Global, LLC | Enertech | H038C | MPD036 | Water-Source | WBAHP-CB: Heat Pump Split Syst | Heat Pump | 230 | 1 |  |  | No Match | Single-Speed |  |  |  | 33600 | 2625 | 12.8 | 12 | 40100 | 2556 | 4.6 | 4.2 | Federally-Regulated Commercial & Industrial Equipment | 07/16/2009 |  | 11/27/2019
Enertech Global, LLC | Enertech | H042C | MPD042 | Water-Source | WBAHP-CB: Heat Pump Split Syst | Heat Pump | 230 | 1 |  |  | No Match | Single-Speed |  |  |  | 39400 | 3078 | 12.8 | 12 | 47300 | 3015 | 4.6 | 4.2 | Federally-Regulated Commercial & Industrial Equipment | 07/16/2009 |  | 11/27/2019
Enertech Global, LLC | Enertech | GSC030 | MPD036 | Water-Source | WBAHP-CB: Heat Pump Split Syst | Heat Pump | 208 | 1 |  |  | No Match | Single-Speed |  |  |  | 29000 | 2197 | 13.2 | 12 | 34800 | 2171 | 4.7 | 4.2 | Federally-Regulated Commercial & Industrial Equipment | 07/16/2009 |  | 11/27/2019
Enertech Global, LLC | Enertech | H030C | MPD036 | Water-Source | WBAHP-CB: Heat Pump Split Syst | Heat Pump | 208 | 1 |  |  | No Match | Single-Speed |  |  |  | 29000 | 2197 | 13.2 | 12 | 34800 | 2171 | 4.7 | 4.2 | Federally-Regulated Commercial & Industrial Equipment | 07/16/2009 |  | 11/27/2019
Enertech Global, LLC | Enertech | GSC048 | MPD048 | Water-Source | WBAHP-CB: Heat Pump Split Syst | Heat Pump | 208 | 1 |  |  | No Match | Single-Speed |  |  |  | 47800 | 3764 | 12.7 | 12 | 57000 | 3715 | 4.5 | 4.2 | Federally-Regulated Commercial & Industrial Equipment | 07/16/2009 |  | 11/27/2019
Enertech Global, LLC | Enertech | GSC072 | MPD060 | Water-Source | WBAHP-CB: Heat Pump Split Syst | Heat Pump | 208 | 1 |  |  | No Match | Single-Speed |  |  |  | 64700 | 5392 | 12 | 12 | 78100 | 5205 | 4.4 | 4.2 | Federally-Regulated Commercial & Industrial Equipment | 07/16/2009 |  | 11/27/2019
Enertech Global, LLC | Enertech | GSC048 | MPD048 | Water-Source | WBAHP-CB: Heat Pump Split Syst | Heat Pump | 230 | 1 |  |  | No Match | Single-Speed |  |  |  | 47800 | 3764 | 12.7 | 12 | 57000 | 3715 | 4.5 | 4.2 | Federally-Regulated Commercial & Industrial Equipment | 07/16/2009 |  | 11/27/2019
Enertech Global, LLC | Enertech | TST040 | MPD036 | Water-Source | WBAHP-CB: Heat Pump Split Syst | Heat Pump | 208 | 1 |  |  | No Match | Single-Speed |  |  |  | 33600 | 2625 | 12.8 | 12 | 40100 | 2549 | 4.6 | 4.2 | Federally-Regulated Commercial & Industrial Equipment | 11/25/2009 |  | 11/27/2019
Enertech Global, LLC | Enertech | H042C | MPD042 | Water-Source | WBAHP-CB: Heat Pump Split Syst | Heat Pump | 208 | 1 |  |  | No Match | Single-Speed |  |  |  | 39400 | 3078 | 12.8 | 12 | 47300 | 3015 | 4.6 | 4.2 | Federally-Regulated Commercial & Industrial Equipment | 07/16/2009 |  | 11/27/2019
Enertech Global, LLC | Enertech | GSC060 | MPD060 | Water-Source | WBAHP-CB: Heat Pump Split Syst | Heat Pump | 208 | 1 |  |  | No Match | Single-Speed |  |  |  | 53500 | 4458 | 12 | 12 | 64300 | 4190 | 4.5 | 4.2 | Federally-Regulated Commercial & Industrial Equipment | 07/16/2009 |  | 11/27/2019
Enertech Global, LLC | Enertech | H038C | MPD036 | Water-Source | WBAHP-CB: Heat Pump Split Syst | Heat Pump | 208 | 1 |  |  | No Match | Single-Speed |  |  |  | 33600 | 2625 | 12.8 | 12 | 40100 | 2556 | 4.6 | 4.2 | Federally-Regulated Commercial & Industrial Equipment | 07/16/2009 |  | 11/27/2019
Enertech Global, LLC | Enertech | GSC036 | MPD036 | Water-Source | WBAHP-CB: Heat Pump Split Syst | Heat Pump | 208 | 1 |  |  | No Match | Single-Speed |  |  |  | 32800 | 2563 | 12.8 | 12 | 40400 | 2576 | 4.6 | 4.2 | Federally-Regulated Commercial & Industrial Equipment | 07/16/2009 |  | 11/27/2019
Enertech Global, LLC | Enertech | H024C | MPD024 | Water-Source | WBAHP-CB: Heat Pump Split Syst | Heat Pump | 208 | 1 |  |  | No Match | Single-Speed |  |  |  | 22500 | 1758 | 12.8 | 12 | 26900 | 1678 | 4.7 | 4.2 | Federally-Regulated Commercial & Industrial Equipment | 07/16/2009 |  | 11/27/2019
Enertech Global, LLC | Enertech | GTC036 | MPD036 | Water-Source | WBAHP-CB: Heat Pump Split Syst | Heat Pump | 208 | 1 |  |  | No Match | Single-Speed |  |  |  | 33600 | 2625 | 12.8 | 12 | 40100 | 2556 | 4.6 | 4.2 | Federally-Regulated Commercial & Industrial Equipment | 07/16/2009 |  | 11/27/2019
Enertech Global, LLC | Enertech | H018C | MPD024 | Water-Source | WBAHP-CB: Heat Pump Split Syst | Heat Pump | 208 | 1 |  |  | No Match | Single-Speed |  |  |  | 15000 | 1111 | 13.5 | 11.2 | 18000 | 1056 | 5 | 4.2 | Federally-Regulated Commercial & Industrial Equipment | 07/16/2009 |  | 11/27/2019
Enertech Global, LLC | Enertech | GSC036 | MPD036 | Water-Source | WBAHP-CB: Heat Pump Split Syst | Heat Pump | 230 | 1 |  |  | No Match | Single-Speed |  |  |  | 32800 | 2563 | 12.8 | 12 | 40400 | 2576 | 4.6 | 4.2 | Federally-Regulated Commercial & Industrial Equipment | 07/16/2009 |  | 11/27/2019
Enertech Global, LLC | Enertech | GTC060 | MPD060 | Water-Source | WBAHP-CB: Heat Pump Split Syst | Heat Pump | 208 | 1 |  |  | No Match | Single-Speed |  |  |  | 55800 | 4500 | 12.4 | 12 | 66800 | 4353 | 4.5 | 4.2 | Federally-Regulated Commercial & Industrial Equipment | 07/16/2009 |  | 11/27/2019
Enertech Global, LLC | Enertech | GTC048 | MPD048 | Water-Source | WBAHP-CB: Heat Pump Split Syst | Heat Pump | 230 | 1 |  |  | No Match | Single-Speed |  |  |  | 48800 | 3904 | 12.5 | 12 | 58400 | 3806 | 4.5 | 4.2 | Federally-Regulated Commercial & Industrial Equipment | 07/16/2009 |  | 11/27/2019
Enertech Global, LLC | Enertech | H036C | MPD036 | Water-Source | WBAHP-CB: Heat Pump Split Syst | Heat Pump | 230 | 1 |  |  | No Match | Single-Speed |  |  |  | 32800 | 2563 | 12.8 | 12 | 40400 | 2576 | 4.6 | 4.2 | Federally-Regulated Commercial & Industrial Equipment | 07/16/2009 |  | 11/27/2019
Enertech Global, LLC | Enertech | H060C | MPD060 | Water-Source | WBAHP-CB: Heat Pump Split Syst | Heat Pump | 230 | 1 |  |  | No Match | Single-Speed |  |  |  | 53500 | 4458 | 12 | 12 | 64300 | 4190 | 4.5 | 4.2 | Federally-Regulated Commercial & Industrial Equipment | 07/16/2009 |  | 11/27/2019
Enertech Global, LLC | Enertech | H048C | MPD048 | Water-Source | WBAHP-CB: Heat Pump Split Syst | Heat Pump | 208 | 1 |  |  | No Match | Single-Speed |  |  |  | 47800 | 3764 | 12.7 | 12 | 57000 | 3715 | 4.5 | 4.2 | Federally-Regulated Commercial & Industrial Equipment | 07/16/2009 |  | 11/27/2019
Enertech Global, LLC | Enertech | TST054 | MPD048 | Water-Source | WBAHP-CB: Heat Pump Split Syst | Heat Pump | 230 | 1 |  |  | No Match | Single-Speed |  |  |  | 48800 | 3904 | 12.5 | 12 | 58400 | 3795 | 4.5 | 4.2 | Federally-Regulated Commercial & Industrial Equipment | 11/25/2009 |  | 11/27/2019
Enertech Global, LLC | Enertech | TST066 | MPD060 | Water-Source | WBAHP-CB: Heat Pump Split Syst | Heat Pump | 230 | 1 |  |  | No Match | Single-Speed |  |  |  | 55800 | 4500 | 12.4 | 12 | 66800 | 4340 | 4.5 | 4.2 | Federally-Regulated Commercial & Industrial Equipment | 11/25/2009 |  | 11/27/2019
Enertech Global, LLC | Enertech | GSC030 | MPD036 | Water-Source | WBAHP-CB: Heat Pump Split Syst | Heat Pump | 230 | 1 |  |  | No Match | Single-Speed |  |  |  | 29000 | 2197 | 13.2 | 12 | 34800 | 2171 | 4.7 | 4.2 | Federally-Regulated Commercial & Industrial Equipment | 07/16/2009 |  | 11/27/2019
Enertech Global, LLC | Enertech | TST066 | MPD060 | Water-Source | WBAHP-CB: Heat Pump Split Syst | Heat Pump | 208 | 1 |  |  | No Match | Single-Speed |  |  |  | 55800 | 4500 | 12.4 | 12 | 66800 | 4340 | 4.5 | 4.2 | Federally-Regulated Commercial & Industrial Equipment | 11/25/2009 |  | 11/27/2019
Enertech Global, LLC | Enertech | H018C | MPD024 | Water-Source | WBAHP-CB: Heat Pump Split Syst | Heat Pump | 230 | 1 |  |  | No Match | Single-Speed |  |  |  | 15000 | 1111 | 13.5 | 11.2 | 18000 | 1056 | 5 | 4.2 | Federally-Regulated Commercial & Industrial Equipment | 07/16/2009 |  | 11/27/2019
Enertech Global, LLC | Enertech | TST054 | MPD048 | Water-Source | WBAHP-CB: Heat Pump Split Syst | Heat Pump | 208 | 1 |  |  | No Match | Single-Speed |  |  |  | 48800 | 3904 | 12.5 | 12 | 58400 | 3795 | 4.5 | 4.2 | Federally-Regulated Commercial & Industrial Equipment | 11/25/2009 |  | 11/27/2019
Enertech Global, LLC | Enertech | GTC060 | MPD060 | Water-Source | WBAHP-CB: Heat Pump Split Syst | Heat Pump | 230 | 1 |  |  | No Match | Single-Speed |  |  |  | 55800 | 4500 | 12.4 | 12 | 66800 | 4353 | 4.5 | 4.2 | Federally-Regulated Commercial & Industrial Equipment | 07/16/2009 |  | 11/27/2019
Enertech Global, LLC | Enertech | GSC072 | MPD060 | Water-Source | WBAHP-CB: Heat Pump Split Syst | Heat Pump | 230 | 1 |  |  | No Match | Single-Speed |  |  |  | 64700 | 5392 | 12 | 12 | 78100 | 5205 | 4.4 | 4.2 | Federally-Regulated Commercial & Industrial Equipment | 07/16/2009 |  | 11/27/2019
Enertech Global, LLC | Enertech | H050C | MPD048 | Water-Source | WBAHP-CB: Heat Pump Split Syst | Heat Pump | 208 | 1 |  |  | No Match | Single-Speed |  |  |  | 48800 | 3904 | 12.5 | 12 | 58400 | 3806 | 4.5 | 4.2 | Federally-Regulated Commercial & Industrial Equipment | 07/16/2009 |  | 11/27/2019
Enertech Global, LLC | Enertech | H030C | MPD036 | Water-Source | WBAHP-CB: Heat Pump Split Syst | Heat Pump | 230 | 1 |  |  | No Match | Single-Speed |  |  |  | 29000 | 2197 | 13.2 | 12 | 34800 | 2171 | 4.7 | 4.2 | Federally-Regulated Commercial & Industrial Equipment | 07/16/2009 |  | 11/27/2019
Enertech Global, LLC | Enertech | H072C | MPD060 | Water-Source | WBAHP-CB: Heat Pump Split Syst | Heat Pump | 208 | 1 |  |  | No Match | Single-Speed |  |  |  | 64700 | 5392 | 12 | 12 | 78100 | 5205 | 4.4 | 4.2 | Federally-Regulated Commercial & Industrial Equipment | 07/16/2009 |  | 11/27/2019
Enertech Global, LLC | Enertech | GSC024 | MPD024 | Water-Source | WBAHP-CB: Heat Pump Split Syst | Heat Pump | 208 | 1 |  |  | No Match | Single-Speed |  |  |  | 22500 | 1758 | 12.8 | 12 | 26900 | 1678 | 4.7 | 4.2 | Federally-Regulated Commercial & Industrial Equipment | 07/16/2009 |  | 11/27/2019
Enertech Global, LLC | Enertech | GTC036 | MPD036 | Water-Source | WBAHP-CB: Heat Pump Split Syst | Heat Pump | 230 | 1 |  |  | No Match | Single-Speed |  |  |  | 33600 | 2625 | 12.8 | 12 | 40100 | 2556 | 4.6 | 4.2 | Federally-Regulated Commercial & Industrial Equipment | 07/16/2009 |  | 11/27/2019
Enertech Global, LLC | Enertech | H050C | MPD048 | Water-Source | WBAHP-CB: Heat Pump Split Syst | Heat Pump | 230 | 1 |  |  | No Match | Single-Speed |  |  |  | 48800 | 3904 | 12.5 | 12 | 58400 | 3806 | 4.5 | 4.2 | Federally-Regulated Commercial & Industrial Equipment | 07/16/2009 |  | 11/27/2019
Fedders | Fedders | VWY012-8A |  | Water-Source | WBAHP: Heat Pump Packaged Unit | Both Heat Pump and Electric Re | 265 | 1 |  |  | No Match | Single-Speed |  |  |  | 11000 | 810 | 13.3 | 11.2 | 14100 | 780 | 5 | 4.2 | Federally-Regulated Commercial & Industrial Equipment | 10/20/2008 |  | 11/27/2019
Fedders | Fedders | HWY030-3A |  | Water-Source | WBAHP: Heat Pump Packaged Unit | Both Heat Pump and Electric Re | 230 | 3 |  |  | No Match | Single-Speed |  |  |  | 32200 | 2294 | 13.1 | 12 | 40900 | 2750 | 4.3 | 4.2 | Federally-Regulated Commercial & Industrial Equipment | 10/20/2008 |  | 11/27/2019
Fedders | Fedders | HWY007-1A |  | Water-Source | WBAHP: Heat Pump Packaged Unit | Both Heat Pump and Electric Re | 230 | 1 |  |  | No Match | Single-Speed |  |  |  | 7700 | 612 | 12.5 | 11.2 | 10000 | 650 | 4.3 | 4.2 | Federally-Regulated Commercial & Industrial Equipment | 10/20/2008 |  | 11/27/2019
Fedders | Fedders | HWY030-4A |  | Water-Source | WBAHP: Heat Pump Packaged Unit | Both Heat Pump and Electric Re | 460 | 3 |  |  | No Match | Single-Speed |  |  |  | 32200 | 2294 | 13.3 | 12 | 40800 | 2294 | 4.4 | 4.2 | Federally-Regulated Commercial & Industrial Equipment | 10/20/2008 |  | 11/27/2019
Fedders | Fedders | HWY030-1A |  | Water-Source | WBAHP: Heat Pump Packaged Unit | Both Heat Pump and Electric Re | 230 | 1 |  |  | No Match | Single-Speed |  |  |  | 32200 | 2294 | 13.1 | 12 | 40900 | 2750 | 4.3 | 4.2 | Federally-Regulated Commercial & Industrial Equipment | 10/20/2008 |  | 11/27/2019
Fedders | Fedders | VWY036-3A |  | Water-Source | WBAHP: Heat Pump Packaged Unit | Both Heat Pump and Electric Re | 230 | 3 |  |  | No Match | Single-Speed |  |  |  | 34600 | 2480 | 13.9 | 12 | 42900 | 2610 | 4.3 | 4.2 | Federally-Regulated Commercial & Industrial Equipment | 10/20/2008 |  | 11/27/2019
Fedders | Fedders | VWY012-1A |  | Water-Source | WBAHP: Heat Pump Packaged Unit | Both Heat Pump and Electric Re | 230 | 1 |  |  | No Match | Single-Speed |  |  |  | 11000 | 810 | 12.8 | 11.2 | 14300 | 780 | 4.9 | 4.2 | Federally-Regulated Commercial & Industrial Equipment | 10/20/2008 |  | 11/27/2019
Fedders | Fedders | VWY036-1A |  | Water-Source | WBAHP: Heat Pump Packaged Unit | Both Heat Pump and Electric Re | 230 | 1 |  |  | No Match | Single-Speed |  |  |  | 34600 | 2480 | 13.9 | 12 | 42900 | 2610 | 4.3 | 4.2 | Federally-Regulated Commercial & Industrial Equipment | 10/20/2008 |  | 11/27/2019
Fedders | Fedders | VWY012-1A |  | Water-Source | WBAHP: Heat Pump Packaged Unit | Both Heat Pump and Electric Re | 208 | 1 |  |  | No Match | Single-Speed |  |  |  | 11000 | 810 | 13.3 | 11.2 | 14100 | 780 | 5 | 4.2 | Federally-Regulated Commercial & Industrial Equipment | 10/20/2008 |  | 11/27/2019
Koldwave Division, Mestek, Inc. | Heat Exchangers | 6K18CMHT |  | Water-Source | WBAHP: Heat Pump Packaged Unit | Heat Pump | 208 | 1 |  |  | No Match | No Match |  |  |  | 19500 | 1523 | 12.8 | 10 | 23800 | 1621 | 4.3 |  | Federally-Regulated Commercial & Industrial Equipment | 12/14/1998 |  | 11/27/2019
Koldwave Division, Mestek, Inc. | Heat Exchangers | 6K24CMHT |  | Water-Source | WBAHP: Heat Pump Packaged Unit | Heat Pump | 208 | 1 |  |  | No Match | No Match |  |  |  | 24800 | 1878 | 13.2 | 10 | 30000 | 2044 | 4.3 |  | Federally-Regulated Commercial & Industrial Equipment | 12/14/1998 |  | 11/27/2019
Mammoth | Hydrobank II | F070HHK |  | Water-Source | WBAHP: Heat Pump Packaged Unit | Heat Pump | 208 | 3 |  |  | No Match | No Match |  |  |  | 67000 | 4855 | 13.8 | 9 | 83600 | 5324 | 4.6 | 3.8 | Federally-Regulated Commercial & Industrial Equipment | 01/22/2003 |  | 11/27/2019
Mammoth | Hydrobank II | E014HHG |  | Water-Source | WBAHP: Heat Pump Packaged Unit | Heat Pump | 265 | 1 |  |  | No Match | No Match |  |  |  | 13300 | 1090 | 12.2 | 10 | 16300 | 1110 | 4.3 |  | Federally-Regulated Commercial & Industrial Equipment | 05/29/2001 |  | 11/27/2019
Mammoth | Hydrobank II | F045VHG |  | Water-Source | WBAHP: Heat Pump Packaged Unit | Heat Pump | 208 | 3 |  |  | No Match | No Match |  |  |  | 44500 | 3133 | 14.2 | 10 | 53000 | 3375 | 4.6 |  | Federally-Regulated Commercial & Industrial Equipment | 01/18/2001 |  | 11/27/2019
Mammoth | Hydrobank II | K064HHH |  | Water-Source | WBAHP: Heat Pump Packaged Unit | Heat Pump | 575 | 3 |  |  | No Match | No Match |  |  |  | 60000 | 4316 | 13.9 | 10 | 79000 | 5511 | 4.2 |  | Federally-Regulated Commercial & Industrial Equipment | 06/27/2003 |  | 11/27/2019
Mammoth | Hydrobank II | G086HHK |  | Water-Source | WBAHP: Heat Pump Packaged Unit | Heat Pump | 460 | 3 |  |  | No Match | No Match |  |  |  | 90000 | 6250 | 14.4 | 9 | 103000 | 6560 | 4.6 | 3.8 | Federally-Regulated Commercial & Industrial Equipment | 01/22/2003 |  | 11/27/2019
Mammoth | Hydrobank II | F054VHG |  | Water-Source | WBAHP: Heat Pump Packaged Unit | Heat Pump | 208 | 3 |  |  | No Match | No Match |  |  |  | 51500 | 3626 | 14.2 | 10 | 66000 | 4203 | 4.6 |  | Federally-Regulated Commercial & Industrial Equipment | 01/18/2001 |  | 11/27/2019
Mammoth | Hydrobank II | K086HHL |  | Water-Source | WBAHP: Heat Pump Packaged Unit | Heat Pump | 575 | 3 |  |  | No Match | No Match |  |  |  | 90000 | 6250 | 14.4 | 9 | 103000 | 6560 | 4.6 | 3.8 | Federally-Regulated Commercial & Industrial Equipment | 06/27/2003 |  | 11/27/2019
Mammoth | Hydrobank II | K070HHL |  | Water-Source | WBAHP: Heat Pump Packaged Unit | Heat Pump | 575 | 3 |  |  | No Match | No Match |  |  |  | 67500 | 4891 | 13.8 | 9 | 84100 | 5356 | 4.6 | 3.8 | Federally-Regulated Commercial & Industrial Equipment | 06/27/2003 |  | 11/27/2019
Mammoth | Hydrobank II | E014HHH |  | Water-Source | WBAHP: Heat Pump Packaged Unit | Heat Pump | 265 | 1 |  |  | No Match | No Match |  |  |  | 13300 | 1090 | 12.2 | 10 | 16300 | 1110 | 4.3 |  | Federally-Regulated Commercial & Industrial Equipment | 06/27/2003 |  | 11/27/2019
Mammoth | Hydrobank II | D045VHG |  | Water-Source | WBAHP: Heat Pump Packaged Unit | Heat Pump | 208 | 1 |  |  | No Match | No Match |  |  |  | 44500 | 3133 | 14.2 | 10 | 53000 | 3697 | 4.2 |  | Federally-Regulated Commercial & Industrial Equipment | 01/18/2001 |  | 11/27/2019
Mammoth | Hydrobank II | F054HHH |  | Water-Source | WBAHP: Heat Pump Packaged Unit | Heat Pump | 230 | 3 |  |  | No Match | No Match |  |  |  | 52000 | 3661 | 14.2 | 10 | 66500 | 4235 | 4.6 |  | Federally-Regulated Commercial & Industrial Equipment | 06/27/2003 |  | 11/27/2019
Mammoth | Hydrobank II | D064VHG |  | Water-Source | WBAHP: Heat Pump Packaged Unit | Heat Pump | 208 | 1 |  |  | No Match | No Match |  |  |  | 59500 | 4280 | 13.9 | 10 | 78500 | 5476 | 4.2 |  | Federally-Regulated Commercial & Industrial Equipment | 01/18/2001 |  | 11/27/2019
Mammoth | Hydrobank II | D020VHH |  | Water-Source | WBAHP: Heat Pump Packaged Unit | Heat Pump | 230 | 1 |  |  | No Match | No Match |  |  |  | 19500 | 1488 | 13.1 | 10 | 24000 | 1562 | 4.5 |  | Federally-Regulated Commercial & Industrial Equipment | 06/27/2003 |  | 11/27/2019
Mammoth | Hydrobank II | F025VHH |  | Water-Source | WBAHP: Heat Pump Packaged Unit | Heat Pump | 230 | 3 |  |  | No Match | No Match |  |  |  | 24600 | 1863 | 13.2 | 10 | 29300 | 1907 | 4.5 |  | Federally-Regulated Commercial & Industrial Equipment | 06/27/2003 |  | 11/27/2019
Mammoth | Hydrobank II | K086VHL |  | Water-Source | WBAHP: Heat Pump Packaged Unit | Heat Pump | 575 | 3 |  |  | No Match | No Match |  |  |  | 90000 | 6250 | 14.4 | 9 | 103000 | 6560 | 4.6 | 3.8 | Federally-Regulated Commercial & Industrial Equipment | 06/27/2003 |  | 11/27/2019
Mammoth | Hydrobank II | K070HHK |  | Water-Source | WBAHP: Heat Pump Packaged Unit | Heat Pump | 575 | 3 |  |  | No Match | No Match |  |  |  | 67500 | 4891 | 13.8 | 9 | 84100 | 5356 | 4.6 | 3.8 | Federally-Regulated Commercial & Industrial Equipment | 01/22/2003 |  | 11/27/2019
Mammoth | Hydrobank II | K070VHL |  | Water-Source | WBAHP: Heat Pump Packaged Unit | Heat Pump | 575 | 3 |  |  | No Match | No Match |  |  |  | 67500 | 4891 | 13.8 | 9 | 84100 | 5356 | 4.6 | 3.8 | Federally-Regulated Commercial & Industrial Equipment | 06/27/2003 |  | 11/27/2019
Mammoth | Hydrobank II | D014HHH |  | Water-Source | WBAHP: Heat Pump Packaged Unit | Heat Pump | 230 | 1 |  |  | No Match | No Match |  |  |  | 13500 | 1106 | 12.2 | 10 | 16500 | 1124 | 4.3 |  | Federally-Regulated Commercial & Industrial Equipment | 01/22/2003 |  | 11/27/2019
Mammoth | Hydrobank II | D035HHG |  | Water-Source | WBAHP: Heat Pump Packaged Unit | Heat Pump | 230 | 1 |  |  | No Match | No Match |  |  |  | 35000 | 2573 | 13.6 | 10 | 44000 | 2864 | 4.5 |  | Federally-Regulated Commercial & Industrial Equipment | 01/18/2001 |  | 11/27/2019
Mammoth | Hydrobank II | D054HHH |  | Water-Source | WBAHP: Heat Pump Packaged Unit | Heat Pump | 230 | 1 |  |  | No Match | No Match |  |  |  | 52000 | 3661 | 14.2 | 10 | 66500 | 4235 | 4.6 |  | Federally-Regulated Commercial & Industrial Equipment | 06/27/2003 |  | 11/27/2019
Mammoth | Hydrobank II | G086VHL |  | Water-Source | WBAHP: Heat Pump Packaged Unit | Heat Pump | 460 | 3 |  |  | No Match | No Match |  |  |  | 90000 | 6250 | 14.4 | 9 | 103000 | 6858 | 4.4 | 3.8 | Federally-Regulated Commercial & Industrial Equipment | 06/27/2003 |  | 11/27/2019
Mammoth | Hydrobank II | F025VHH |  | Water-Source | WBAHP: Heat Pump Packaged Unit | Heat Pump | 208 | 3 |  |  | No Match | No Match |  |  |  | 24400 | 1848 | 13.2 | 10 | 29100 | 1894 | 4.5 |  | Federally-Regulated Commercial & Industrial Equipment | 06/27/2003 |  | 11/27/2019
Mammoth | Hydrobank II | F070HHK |  | Water-Source | WBAHP: Heat Pump Packaged Unit | Heat Pump | 230 | 3 |  |  | No Match | No Match |  |  |  | 67500 | 4891 | 13.8 | 9 | 84100 | 5356 | 4.6 | 3.8 | Federally-Regulated Commercial & Industrial Equipment | 01/22/2003 |  | 11/27/2019
Mammoth | Hydrobank II | F070HHL |  | Water-Source | WBAHP: Heat Pump Packaged Unit | Heat Pump | 230 | 3 |  |  | No Match | No Match |  |  |  | 67500 | 4891 | 13.8 | 9 | 84100 | 5356 | 4.6 | 3.8 | Federally-Regulated Commercial & Industrial Equipment | 06/27/2003 |  | 11/27/2019
Mammoth | Hydrobank II | D054VHG |  | Water-Source | WBAHP: Heat Pump Packaged Unit | Heat Pump | 230 | 1 |  |  | No Match | No Match |  |  |  | 52000 | 3661 | 14.2 | 10 | 66500 | 4235 | 4.6 |  | Federally-Regulated Commercial & Industrial Equipment | 01/18/2001 |  | 11/27/2019
Mammoth | Hydrobank II | D054HHG |  | Water-Source | WBAHP: Heat Pump Packaged Unit | Heat Pump | 208 | 1 |  |  | No Match | No Match |  |  |  | 51500 | 3626 | 14.2 | 10 | 66000 | 4203 | 4.6 |  | Federally-Regulated Commercial & Industrial Equipment | 01/18/2001 |  | 11/27/2019
Mammoth | Hydrobank II | G025HHG |  | Water-Source | WBAHP: Heat Pump Packaged Unit | Heat Pump | 460 | 3 |  |  | No Match | No Match |  |  |  | 24600 | 1863 | 13.2 | 10 | 29300 | 1907 | 4.5 |  | Federally-Regulated Commercial & Industrial Equipment | 01/24/2002 |  | 11/27/2019
Mammoth | Hydrobank II | F054HHH |  | Water-Source | WBAHP: Heat Pump Packaged Unit | Heat Pump | 208 | 3 |  |  | No Match | No Match |  |  |  | 51500 | 3626 | 14.2 | 10 | 66000 | 4203 | 4.6 |  | Federally-Regulated Commercial & Industrial Equipment | 06/27/2003 |  | 11/27/2019
Mammoth | Hydrobank II | F035HHH |  | Water-Source | WBAHP: Heat Pump Packaged Unit | Heat Pump | 208 | 3 |  |  | No Match | No Match |  |  |  | 34500 | 2536 | 13.6 | 10 | 43500 | 2832 | 4.5 |  | Federally-Regulated Commercial & Industrial Equipment | 06/27/2003 |  | 11/27/2019
Mammoth | Hydrobank II | D064VHH |  | Water-Source | WBAHP: Heat Pump Packaged Unit | Heat Pump | 230 | 1 |  |  | No Match | No Match |  |  |  | 60000 | 4316 | 13.9 | 10 | 79000 | 5511 | 4.2 |  | Federally-Regulated Commercial & Industrial Equipment | 06/27/2003 |  | 11/27/2019
Mammoth | Hydrobank II | F054VHH |  | Water-Source | WBAHP: Heat Pump Packaged Unit | Heat Pump | 208 | 3 |  |  | No Match | No Match |  |  |  | 51500 | 3626 | 14.2 | 10 | 66000 | 4203 | 4.6 |  | Federally-Regulated Commercial & Industrial Equipment | 06/27/2003 |  | 11/27/2019
Mammoth | Hydrobank II | G064VHH |  | Water-Source | WBAHP: Heat Pump Packaged Unit | Heat Pump | 460 | 3 |  |  | No Match | No Match |  |  |  | 60000 | 4316 | 13.9 | 10 | 79000 | 5511 | 4.2 |  | Federally-Regulated Commercial & Industrial Equipment | 06/27/2003 |  | 11/27/2019
Mammoth | Hydrobank II | G054VHH |  | Water-Source | WBAHP: Heat Pump Packaged Unit | Heat Pump | 460 | 3 |  |  | No Match | No Match |  |  |  | 52000 | 3661 | 14.2 | 10 | 66500 | 4235 | 4.6 |  | Federally-Regulated Commercial & Industrial Equipment | 06/27/2003 |  | 11/27/2019
Mammoth | Hydrobank II | F045VHH |  | Water-Source | WBAHP: Heat Pump Packaged Unit | Heat Pump | 230 | 3 |  |  | No Match | No Match |  |  |  | 45000 | 3169 | 14.2 | 10 | 53500 | 3407 | 4.6 |  | Federally-Regulated Commercial & Industrial Equipment | 06/27/2003 |  | 11/27/2019
Mammoth | Hydrobank II | E020VHG |  | Water-Source | WBAHP: Heat Pump Packaged Unit | Heat Pump | 265 | 1 |  |  | No Match | No Match |  |  |  | 19500 | 1488 | 13.1 | 10 | 24000 | 1562 | 4.5 |  | Federally-Regulated Commercial & Industrial Equipment | 01/18/2001 |  | 11/27/2019
Mammoth | Hydrobank II | K086HHK |  | Water-Source | WBAHP: Heat Pump Packaged Unit | Heat Pump | 575 | 3 |  |  | No Match | No Match |  |  |  | 90000 | 6250 | 14.4 | 9 | 103000 | 6560 | 4.6 | 3.8 | Federally-Regulated Commercial & Industrial Equipment | 01/22/2003 |  | 11/27/2019
Mammoth | Hydrobank II | F064HHG |  | Water-Source | WBAHP: Heat Pump Packaged Unit | Heat Pump | 230 | 3 |  |  | No Match | No Match |  |  |  | 60000 | 4316 | 13.9 | 10 | 79000 | 5511 | 4.2 |  | Federally-Regulated Commercial & Industrial Equipment | 01/18/2001 |  | 11/27/2019
Mammoth | Hydrobank II | D025VHH |  | Water-Source | WBAHP: Heat Pump Packaged Unit | Heat Pump | 230 | 1 |  |  | No Match | No Match |  |  |  | 24600 | 1863 | 13.2 | 10 | 29300 | 1907 | 4.5 |  | Federally-Regulated Commercial & Industrial Equipment | 06/27/2003 |  | 11/27/2019
Mammoth | Hydrobank II | G070HHK |  | Water-Source | WBAHP: Heat Pump Packaged Unit | Heat Pump | 460 | 3 |  |  | No Match | No Match |  |  |  | 67500 | 4891 | 13.8 | 9 | 84100 | 5356 | 4.6 | 3.8 | Federally-Regulated Commercial & Industrial Equipment | 01/22/2003 |  | 11/27/2019
Mammoth | Hydrobank II | K064VHH |  | Water-Source | WBAHP: Heat Pump Packaged Unit | Heat Pump | 575 | 3 |  |  | No Match | No Match |  |  |  | 60000 | 4316 | 13.9 | 10 | 79000 | 5511 | 4.2 |  | Federally-Regulated Commercial & Industrial Equipment | 06/27/2003 |  | 11/27/2019
Mammoth | Hydrobank II | D035HHG |  | Water-Source | WBAHP: Heat Pump Packaged Unit | Heat Pump | 208 | 1 |  |  | No Match | No Match |  |  |  | 34500 | 2536 | 13.6 | 10 | 43500 | 2832 | 4.5 |  | Federally-Regulated Commercial & Industrial Equipment | 01/18/2001 |  | 11/27/2019
Mammoth | Hydrobank II | G045HHH |  | Water-Source | WBAHP: Heat Pump Packaged Unit | Heat Pump | 460 | 3 |  |  | No Match | No Match |  |  |  | 45000 | 3169 | 14.2 | 10 | 53500 | 3732 | 4.2 |  | Federally-Regulated Commercial & Industrial Equipment | 06/27/2003 |  | 11/27/2019
Mammoth | Hydrobank II | D014HHG |  | Water-Source | WBAHP: Heat Pump Packaged Unit | Heat Pump | 230 | 1 |  |  | No Match | No Match |  |  |  | 13500 | 1106 | 12.2 | 10 | 16500 | 1124 | 4.3 |  | Federally-Regulated Commercial & Industrial Equipment | 05/29/2001 |  | 11/27/2019
Mammoth | Hydrobank II | E020HHG |  | Water-Source | WBAHP: Heat Pump Packaged Unit | Heat Pump | 265 | 1 |  |  | No Match | No Match |  |  |  | 19500 | 1488 | 13.1 | 10 | 24000 | 1562 | 4.5 |  | Federally-Regulated Commercial & Industrial Equipment | 01/18/2001 |  | 11/27/2019
Mammoth | Hydrobank II | D064HHG |  | Water-Source | WBAHP: Heat Pump Packaged Unit | Heat Pump | 208 | 1 |  |  | No Match | No Match |  |  |  | 59500 | 4280 | 13.9 | 10 | 78500 | 5476 | 4.2 |  | Federally-Regulated Commercial & Industrial Equipment | 01/18/2001 |  | 11/27/2019
Mammoth | Hydrobank II | F100HHK |  | Water-Source | WBAHP: Heat Pump Packaged Unit | Heat Pump | 230 | 3 |  |  | No Match | No Match |  |  |  | 102000 | 7445 | 13.7 | 9 | 130000 | 8280 | 4.6 | 3.8 | Federally-Regulated Commercial & Industrial Equipment | 01/22/2003 |  | 11/27/2019
Mammoth | Hydrobank II | D020VHH |  | Water-Source | WBAHP: Heat Pump Packaged Unit | Heat Pump | 208 | 1 |  |  | No Match | No Match |  |  |  | 19300 | 1473 | 13.1 | 10 | 23800 | 1549 | 4.5 |  | Federally-Regulated Commercial & Industrial Equipment | 06/27/2003 |  | 11/27/2019
Mammoth | Hydrobank II | E025HHH |  | Water-Source | WBAHP: Heat Pump Packaged Unit | Heat Pump | 265 | 1 |  |  | No Match | No Match |  |  |  | 24600 | 1863 | 13.2 | 10 | 29300 | 1907 | 4.5 |  | Federally-Regulated Commercial & Industrial Equipment | 06/27/2003 |  | 11/27/2019
Mammoth | Hydrobank II | E035HHH |  | Water-Source | WBAHP: Heat Pump Packaged Unit | Heat Pump | 265 | 1 |  |  | No Match | No Match |  |  |  | 35000 | 2573 | 13.6 | 10 | 44000 | 2864 | 4.5 |  | Federally-Regulated Commercial & Industrial Equipment | 06/27/2003 |  | 11/27/2019
Mammoth | Hydrobank II | F070VHL |  | Water-Source | WBAHP: Heat Pump Packaged Unit | Heat Pump | 230 | 3 |  |  | No Match | No Match |  |  |  | 67500 | 4891 | 13.8 | 9 | 84100 | 5356 | 4.6 | 3.8 | Federally-Regulated Commercial & Industrial Equipment | 06/27/2003 |  | 11/27/2019
Mammoth | Hydrobank II | E014VHH |  | Water-Source | WBAHP: Heat Pump Packaged Unit | Heat Pump | 265 | 1 |  |  | No Match | No Match |  |  |  | 13300 | 1090 | 12.2 | 10 | 16300 | 1110 | 4.3 |  | Federally-Regulated Commercial & Industrial Equipment | 06/27/2003 |  | 11/27/2019
Mammoth | Hydrobank II | F025HHG |  | Water-Source | WBAHP: Heat Pump Packaged Unit | Heat Pump | 230 | 3 |  |  | No Match | No Match |  |  |  | 24600 | 1863 | 13.2 | 10 | 29300 | 1907 | 4.5 |  | Federally-Regulated Commercial & Industrial Equipment | 01/24/2002 |  | 11/27/2019
Mammoth | Hydrobank II | F025VHG |  | Water-Source | WBAHP: Heat Pump Packaged Unit | Heat Pump | 230 | 3 |  |  | No Match | No Match |  |  |  | 24600 | 1863 | 13.2 | 10 | 29300 | 1907 | 4.5 |  | Federally-Regulated Commercial & Industrial Equipment | 01/24/2002 |  | 11/27/2019
Mammoth | Hydrobank II | F045VHH |  | Water-Source | WBAHP: Heat Pump Packaged Unit | Heat Pump | 208 | 3 |  |  | No Match | No Match |  |  |  | 44500 | 3133 | 14.2 | 10 | 53000 | 3375 | 4.6 |  | Federally-Regulated Commercial & Industrial Equipment | 06/27/2003 |  | 11/27/2019
Mammoth | Hydrobank II | G100VHL |  | Water-Source | WBAHP: Heat Pump Packaged Unit | Heat Pump | 460 | 3 |  |  | No Match | No Match |  |  |  | 102000 | 7445 | 13.7 | 9 | 130000 | 8280 | 4.6 | 3.8 | Federally-Regulated Commercial & Industrial Equipment | 06/27/2003 |  | 11/27/2019
Mammoth | Hydrobank II | E014VHG |  | Water-Source | WBAHP: Heat Pump Packaged Unit | Heat Pump | 265 | 1 |  |  | No Match | No Match |  |  |  | 13300 | 1090 | 12.2 | 10 | 16300 | 1110 | 4.3 |  | Federally-Regulated Commercial & Industrial Equipment | 05/29/2001 |  | 11/27/2019
Mammoth | Hydrobank II | D020VHG |  | Water-Source | WBAHP: Heat Pump Packaged Unit | Heat Pump | 230 | 1 |  |  | No Match | No Match |  |  |  | 19500 | 1488 | 13.1 | 10 | 24000 | 1562 | 4.5 |  | Federally-Regulated Commercial & Industrial Equipment | 01/18/2001 |  | 11/27/2019
Mammoth | Hydrobank II | D014VHH |  | Water-Source | WBAHP: Heat Pump Packaged Unit | Heat Pump | 208 | 1 |  |  | No Match | No Match |  |  |  | 13100 | 1073 | 12.2 | 10 | 16100 | 1097 | 4.3 |  | Federally-Regulated Commercial & Industrial Equipment | 01/22/2003 |  | 11/27/2019
Mammoth | Hydrobank II | F070VHK |  | Water-Source | WBAHP: Heat Pump Packaged Unit | Heat Pump | 230 | 3 |  |  | No Match | No Match |  |  |  | 67500 | 4891 | 13.8 | 9 | 84100 | 5356 | 4.6 | 3.8 | Federally-Regulated Commercial & Industrial Equipment | 01/22/2003 |  | 11/27/2019
Mammoth | Hydrobank II | F086VHK |  | Water-Source | WBAHP: Heat Pump Packaged Unit | Heat Pump | 230 | 3 |  |  | No Match | No Match |  |  |  | 90000 | 6617 | 13.6 | 9 | 103000 | 6560 | 4.6 | 3.8 | Federally-Regulated Commercial & Industrial Equipment | 01/22/2003 |  | 11/27/2019
Mammoth | Hydrobank II | D025HHG |  | Water-Source | WBAHP: Heat Pump Packaged Unit | Heat Pump | 208 | 1 |  |  | No Match | No Match |  |  |  | 24400 | 1848 | 13.2 | 10 | 29100 | 1894 | 4.5 |  | Federally-Regulated Commercial & Industrial Equipment | 01/24/2002 |  | 11/27/2019
Mammoth | Hydrobank II | G035VHG |  | Water-Source | WBAHP: Heat Pump Packaged Unit | Heat Pump | 460 | 3 |  |  | No Match | No Match |  |  |  | 35000 | 2573 | 13.6 | 10 | 44000 | 2864 | 4.5 |  | Federally-Regulated Commercial & Industrial Equipment | 01/18/2001 |  | 11/27/2019
Mammoth | Hydrobank II | D054HHH |  | Water-Source | WBAHP: Heat Pump Packaged Unit | Heat Pump | 208 | 1 |  |  | No Match | No Match |  |  |  | 51500 | 3626 | 14.2 | 10 | 66000 | 4203 | 4.6 |  | Federally-Regulated Commercial & Industrial Equipment | 06/27/2003 |  | 11/27/2019
Mammoth | Hydrobank II | D014VHG |  | Water-Source | WBAHP: Heat Pump Packaged Unit | Heat Pump | 208 | 1 |  |  | No Match | No Match |  |  |  | 13100 | 1073 | 12.2 | 10 | 16100 | 1097 | 4.3 |  | Federally-Regulated Commercial & Industrial Equipment | 07/16/2001 |  | 11/27/2019
Mammoth | Hydrobank II | F035VHG |  | Water-Source | WBAHP: Heat Pump Packaged Unit | Heat Pump | 208 | 3 |  |  | No Match | No Match |  |  |  | 34500 | 2518 | 13.7 | 10 | 43500 | 2832 | 4.5 |  | Federally-Regulated Commercial & Industrial Equipment | 01/18/2001 |  | 11/27/2019
Mammoth | Hydrobank II | F025HHH |  | Water-Source | WBAHP: Heat Pump Packaged Unit | Heat Pump | 230 | 3 |  |  | No Match | No Match |  |  |  | 24600 | 1863 | 13.2 | 10 | 29300 | 1907 | 4.5 |  | Federally-Regulated Commercial & Industrial Equipment | 06/27/2003 |  | 11/27/2019
Mammoth | Hydrobank II | F035VHG |  | Water-Source | WBAHP: Heat Pump Packaged Unit | Heat Pump | 230 | 3 |  |  | No Match | No Match |  |  |  | 35000 | 2554 | 13.7 | 10 | 44000 | 2864 | 4.5 |  | Federally-Regulated Commercial & Industrial Equipment | 01/18/2001 |  | 11/27/2019
Mammoth | Hydrobank II | D025VHG |  | Water-Source | WBAHP: Heat Pump Packaged Unit | Heat Pump | 230 | 1 |  |  | No Match | No Match |  |  |  | 24600 | 1863 | 13.2 | 10 | 29300 | 1907 | 4.5 |  | Federally-Regulated Commercial & Industrial Equipment | 01/24/2002 |  | 11/27/2019
Mammoth | Hydrobank II | D045VHG |  | Water-Source | WBAHP: Heat Pump Packaged Unit | Heat Pump | 230 | 1 |  |  | No Match | No Match |  |  |  | 45000 | 3169 | 14.2 | 10 | 53500 | 3732 | 4.2 |  | Federally-Regulated Commercial & Industrial Equipment | 01/18/2001 |  | 11/27/2019
Mammoth | Hydrobank II | F025HHH |  | Water-Source | WBAHP: Heat Pump Packaged Unit | Heat Pump | 208 | 3 |  |  | No Match | No Match |  |  |  | 24400 | 1848 | 13.2 | 10 | 29100 | 1894 | 4.5 |  | Federally-Regulated Commercial & Industrial Equipment | 06/27/2003 |  | 11/27/2019
Mammoth | Hydrobank II | F064VHG |  | Water-Source | WBAHP: Heat Pump Packaged Unit | Heat Pump | 230 | 3 |  |  | No Match | No Match |  |  |  | 60000 | 4316 | 13.9 | 10 | 79000 | 5511 | 4.2 |  | Federally-Regulated Commercial & Industrial Equipment | 01/18/2001 |  | 11/27/2019
Mammoth | Hydrobank II | G045VHG |  | Water-Source | WBAHP: Heat Pump Packaged Unit | Heat Pump | 460 | 3 |  |  | No Match | No Match |  |  |  | 45000 | 3169 | 14.2 | 10 | 53500 | 3732 | 4.2 |  | Federally-Regulated Commercial & Industrial Equipment | 01/18/2001 |  | 11/27/2019
Mammoth | Hydrobank II | F086HHK |  | Water-Source | WBAHP: Heat Pump Packaged Unit | Heat Pump | 208 | 3 |  |  | No Match | No Match |  |  |  | 88500 | 6145 | 14.4 | 9 | 102000 | 6496 | 4.6 | 3.8 | Federally-Regulated Commercial & Industrial Equipment | 01/22/2003 |  | 11/27/2019
Mammoth | Hydrobank II | F064VHH |  | Water-Source | WBAHP: Heat Pump Packaged Unit | Heat Pump | 230 | 3 |  |  | No Match | No Match |  |  |  | 60000 | 4316 | 13.9 | 10 | 79000 | 5511 | 4.2 |  | Federally-Regulated Commercial & Industrial Equipment | 06/27/2003 |  | 11/27/2019
Mammoth | Hydrobank II | D045HHH |  | Water-Source | WBAHP: Heat Pump Packaged Unit | Heat Pump | 230 | 1 |  |  | No Match | No Match |  |  |  | 45000 | 3169 | 14.2 | 10 | 53500 | 3407 | 4.6 |  | Federally-Regulated Commercial & Industrial Equipment | 06/27/2003 |  | 11/27/2019
Mammoth | Hydrobank II | G064VHG |  | Water-Source | WBAHP: Heat Pump Packaged Unit | Heat Pump | 460 | 3 |  |  | No Match | No Match |  |  |  | 60000 | 4316 | 13.9 | 10 | 79000 | 5511 | 4.2 |  | Federally-Regulated Commercial & Industrial Equipment | 01/18/2001 |  | 11/27/2019
Mammoth | Hydrobank II | D045HHH |  | Water-Source | WBAHP: Heat Pump Packaged Unit | Heat Pump | 208 | 1 |  |  | No Match | No Match |  |  |  | 44500 | 3133 | 14.2 | 10 | 53000 | 3375 | 4.6 |  | Federally-Regulated Commercial & Industrial Equipment | 06/27/2003 |  | 11/27/2019
Mammoth | Hydrobank II | F064VHH |  | Water-Source | WBAHP: Heat Pump Packaged Unit | Heat Pump | 208 | 3 |  |  | No Match | No Match |  |  |  | 59500 | 4280 | 13.9 | 10 | 78500 | 5476 | 4.2 |  | Federally-Regulated Commercial & Industrial Equipment | 06/27/2003 |  | 11/27/2019
Mammoth | Hydrobank II | F086VHK |  | Water-Source | WBAHP: Heat Pump Packaged Unit | Heat Pump | 208 | 3 |  |  | No Match | No Match |  |  |  | 88500 | 6507 | 13.6 | 9 | 102000 | 6496 | 4.6 | 3.8 | Federally-Regulated Commercial & Industrial Equipment | 01/22/2003 |  | 11/27/2019
Mammoth | Hydrobank II | K070VHK |  | Water-Source | WBAHP: Heat Pump Packaged Unit | Heat Pump | 575 | 3 |  |  | No Match | No Match |  |  |  | 67500 | 4891 | 13.8 | 9 | 84100 | 5356 | 4.6 | 3.8 | Federally-Regulated Commercial & Industrial Equipment | 01/22/2003 |  | 11/27/2019
Mammoth | Hydrobank II | F070VHK |  | Water-Source | WBAHP: Heat Pump Packaged Unit | Heat Pump | 208 | 3 |  |  | No Match | No Match |  |  |  | 67000 | 4855 | 13.8 | 9 | 83600 | 5324 | 4.6 | 3.8 | Federally-Regulated Commercial & Industrial Equipment | 01/22/2003 |  | 11/27/2019
Mammoth | Hydrobank II | E025HHG |  | Water-Source | WBAHP: Heat Pump Packaged Unit | Heat Pump | 265 | 1 |  |  | No Match | No Match |  |  |  | 24600 | 1863 | 13.2 | 10 | 29300 | 1907 | 4.5 |  | Federally-Regulated Commercial & Industrial Equipment | 01/24/2002 |  | 11/27/2019
Mammoth | Hydrobank II | F045HHH |  | Water-Source | WBAHP: Heat Pump Packaged Unit | Heat Pump | 230 | 3 |  |  | No Match | No Match |  |  |  | 45000 | 3169 | 14.2 | 10 | 53500 | 3407 | 4.6 |  | Federally-Regulated Commercial & Industrial Equipment | 06/27/2003 |  | 11/27/2019
Mammoth | Hydrobank II | G070VHK |  | Water-Source | WBAHP: Heat Pump Packaged Unit | Heat Pump | 460 | 3 |  |  | No Match | No Match |  |  |  | 67500 | 4891 | 13.8 | 9 | 84100 | 5356 | 4.6 | 3.8 | Federally-Regulated Commercial & Industrial Equipment | 01/22/2003 |  | 11/27/2019
Mammoth | Hydrobank II | F054VHG |  | Water-Source | WBAHP: Heat Pump Packaged Unit | Heat Pump | 230 | 3 |  |  | No Match | No Match |  |  |  | 52000 | 3661 | 14.2 | 10 | 66500 | 4235 | 4.6 |  | Federally-Regulated Commercial & Industrial Equipment | 01/18/2001 |  | 11/27/2019
Mammoth | Hydrobank II | K100VHK |  | Water-Source | WBAHP: Heat Pump Packaged Unit | Heat Pump | 575 | 3 |  |  | No Match | No Match |  |  |  | 102000 | 7445 | 13.7 | 9 | 130000 | 8280 | 4.6 | 3.8 | Federally-Regulated Commercial & Industrial Equipment | 01/22/2003 |  | 11/27/2019
Mammoth | Hydrobank II | D020HHH |  | Water-Source | WBAHP: Heat Pump Packaged Unit | Heat Pump | 208 | 1 |  |  | No Match | No Match |  |  |  | 19300 | 1473 | 13.1 | 10 | 23800 | 1549 | 4.5 |  | Federally-Regulated Commercial & Industrial Equipment | 06/27/2003 |  | 11/27/2019
Mammoth | Hydrobank II | F025VHG |  | Water-Source | WBAHP: Heat Pump Packaged Unit | Heat Pump | 208 | 3 |  |  | No Match | No Match |  |  |  | 24400 | 1848 | 13.2 | 10 | 29100 | 1894 | 4.5 |  | Federally-Regulated Commercial & Industrial Equipment | 01/24/2002 |  | 11/27/2019
Mammoth | Hydrobank II | F054VHH |  | Water-Source | WBAHP: Heat Pump Packaged Unit | Heat Pump | 230 | 3 |  |  | No Match | No Match |  |  |  | 52000 | 3661 | 14.2 | 10 | 66500 | 4235 | 4.6 |  | Federally-Regulated Commercial & Industrial Equipment | 06/27/2003 |  | 11/27/2019
Mammoth | Hydrobank II | F064HHH |  | Water-Source | WBAHP: Heat Pump Packaged Unit | Heat Pump | 230 | 3 |  |  | No Match | No Match |  |  |  | 60000 | 4316 | 13.9 | 10 | 79000 | 5511 | 4.2 |  | Federally-Regulated Commercial & Industrial Equipment | 06/27/2003 |  | 11/27/2019
Mammoth | Hydrobank II | G025VHG |  | Water-Source | WBAHP: Heat Pump Packaged Unit | Heat Pump | 460 | 3 |  |  | No Match | No Match |  |  |  | 24600 | 1863 | 13.2 | 10 | 29300 | 1907 | 4.5 |  | Federally-Regulated Commercial & Industrial Equipment | 01/24/2002 |  | 11/27/2019
Mammoth | Hydrobank II | D020HHH |  | Water-Source | WBAHP: Heat Pump Packaged Unit | Heat Pump | 230 | 1 |  |  | No Match | No Match |  |  |  | 19500 | 1488 | 13.1 | 10 | 24000 | 1562 | 4.5 |  | Federally-Regulated Commercial & Industrial Equipment | 06/27/2003 |  | 11/27/2019
Mammoth | Hydrobank II | F086VHL |  | Water-Source | WBAHP: Heat Pump Packaged Unit | Heat Pump | 230 | 3 |  |  | No Match | No Match |  |  |  | 90000 | 6617 | 13.6 | 9 | 103000 | 6560 | 4.6 | 3.8 | Federally-Regulated Commercial & Industrial Equipment | 06/27/2003 |  | 11/27/2019
Mammoth | Hydrobank II | G025HHH |  | Water-Source | WBAHP: Heat Pump Packaged Unit | Heat Pump | 460 | 3 |  |  | No Match | No Match |  |  |  | 24600 | 1863 | 13.2 | 10 | 29300 | 1907 | 4.5 |  | Federally-Regulated Commercial & Industrial Equipment | 06/27/2003 |  | 11/27/2019
Mammoth | Hydrobank II | D035VHH |  | Water-Source | WBAHP: Heat Pump Packaged Unit | Heat Pump | 230 | 1 |  |  | No Match | No Match |  |  |  | 35000 | 2573 | 13.6 | 10 | 44000 | 2864 | 4.5 |  | Federally-Regulated Commercial & Industrial Equipment | 06/27/2003 |  | 11/27/2019
Mammoth | Hydrobank II | K100VHL |  | Water-Source | WBAHP: Heat Pump Packaged Unit | Heat Pump | 575 | 3 |  |  | No Match | No Match |  |  |  | 102000 | 7445 | 13.7 | 9 | 130000 | 8280 | 4.6 | 3.8 | Federally-Regulated Commercial & Industrial Equipment | 06/27/2003 |  | 11/27/2019
Mammoth | Hydrobank II | G054HHG |  | Water-Source | WBAHP: Heat Pump Packaged Unit | Heat Pump | 460 | 3 |  |  | No Match | No Match |  |  |  | 52000 | 3661 | 14.2 | 10 | 66500 | 4235 | 4.6 |  | Federally-Regulated Commercial & Industrial Equipment | 05/29/2001 |  | 11/27/2019
Mammoth | Hydrobank II | D054VHG |  | Water-Source | WBAHP: Heat Pump Packaged Unit | Heat Pump | 208 | 1 |  |  | No Match | No Match |  |  |  | 51500 | 3626 | 14.2 | 10 | 66000 | 4203 | 4.6 |  | Federally-Regulated Commercial & Industrial Equipment | 01/18/2001 |  | 11/27/2019
Mammoth | Hydrobank II | G086HHL |  | Water-Source | WBAHP: Heat Pump Packaged Unit | Heat Pump | 460 | 3 |  |  | No Match | No Match |  |  |  | 90000 | 6250 | 14.4 | 9 | 103000 | 6560 | 4.6 | 3.8 | Federally-Regulated Commercial & Industrial Equipment | 06/27/2003 |  | 11/27/2019
Mammoth | Hydrobank II | K064HHG |  | Water-Source | WBAHP: Heat Pump Packaged Unit | Heat Pump | 575 | 3 |  |  | No Match | No Match |  |  |  | 60000 | 4316 | 13.9 | 10 | 79000 | 5511 | 4.2 |  | Federally-Regulated Commercial & Industrial Equipment | 01/18/2001 |  | 11/27/2019
Mammoth | Hydrobank II | D035HHH |  | Water-Source | WBAHP: Heat Pump Packaged Unit | Heat Pump | 208 | 1 |  |  | No Match | No Match |  |  |  | 34500 | 2536 | 13.6 | 10 | 43500 | 2832 | 4.5 |  | Federally-Regulated Commercial & Industrial Equipment | 06/27/2003 |  | 11/27/2019
Mammoth | Hydrobank II | D035HHH |  | Water-Source | WBAHP: Heat Pump Packaged Unit | Heat Pump | 230 | 1 |  |  | No Match | No Match |  |  |  | 35000 | 2573 | 13.6 | 10 | 44000 | 2864 | 4.5 |  | Federally-Regulated Commercial & Industrial Equipment | 06/27/2003 |  | 11/27/2019
Mammoth | Hydrobank II | E020VHH |  | Water-Source | WBAHP: Heat Pump Packaged Unit | Heat Pump | 265 | 1 |  |  | No Match | No Match |  |  |  | 19500 | 1488 | 13.1 | 10 | 24000 | 1562 | 4.5 |  | Federally-Regulated Commercial & Industrial Equipment | 06/27/2003 |  | 11/27/2019
Mammoth | Hydrobank II | F086HHL |  | Water-Source | WBAHP: Heat Pump Packaged Unit | Heat Pump | 230 | 3 |  |  | No Match | No Match |  |  |  | 90000 | 6250 | 14.4 | 9 | 103000 | 6560 | 4.6 | 3.8 | Federally-Regulated Commercial & Industrial Equipment | 06/27/2003 |  | 11/27/2019
Mammoth | Hydrobank II | G025VHH |  | Water-Source | WBAHP: Heat Pump Packaged Unit | Heat Pump | 460 | 3 |  |  | No Match | No Match |  |  |  | 24600 | 1863 | 13.2 | 10 | 29300 | 1907 | 4.5 |  | Federally-Regulated Commercial & Industrial Equipment | 06/27/2003 |  | 11/27/2019
Mammoth | Hydrobank II | D045VHH |  | Water-Source | WBAHP: Heat Pump Packaged Unit | Heat Pump | 208 | 1 |  |  | No Match | No Match |  |  |  | 44500 | 3133 | 14.2 | 10 | 53000 | 3697 | 4.2 |  | Federally-Regulated Commercial & Industrial Equipment | 06/27/2003 |  | 11/27/2019
Mammoth | Hydrobank II | G086VHK |  | Water-Source | WBAHP: Heat Pump Packaged Unit | Heat Pump | 460 | 3 |  |  | No Match | No Match |  |  |  | 90000 | 6250 | 14.4 | 9 | 103000 | 6858 | 4.4 | 3.8 | Federally-Regulated Commercial & Industrial Equipment | 01/22/2003 |  | 11/27/2019
Mammoth | Hydrobank II | F045HHG |  | Water-Source | WBAHP: Heat Pump Packaged Unit | Heat Pump | 208 | 3 |  |  | No Match | No Match |  |  |  | 44500 | 3133 | 14.2 | 10 | 53000 | 3375 | 4.6 |  | Federally-Regulated Commercial & Industrial Equipment | 01/18/2001 |  | 11/27/2019
Mammoth | Hydrobank II | F035HHH |  | Water-Source | WBAHP: Heat Pump Packaged Unit | Heat Pump | 230 | 3 |  |  | No Match | No Match |  |  |  | 35000 | 2573 | 13.6 | 10 | 44000 | 2864 | 4.5 |  | Federally-Regulated Commercial & Industrial Equipment | 06/27/2003 |  | 11/27/2019
Mammoth | Hydrobank II | E025VHH |  | Water-Source | WBAHP: Heat Pump Packaged Unit | Heat Pump | 265 | 1 |  |  | No Match | No Match |  |  |  | 24600 | 1863 | 13.2 | 10 | 29300 | 1907 | 4.5 |  | Federally-Regulated Commercial & Industrial Equipment | 06/27/2003 |  | 11/27/2019
Mammoth | Hydrobank II | K064VHG |  | Water-Source | WBAHP: Heat Pump Packaged Unit | Heat Pump | 575 | 3 |  |  | No Match | No Match |  |  |  | 60000 | 4316 | 13.9 | 10 | 79000 | 5511 | 4.2 |  | Federally-Regulated Commercial & Industrial Equipment | 01/18/2001 |  | 11/27/2019
Mammoth | Hydrobank II | G070HHL |  | Water-Source | WBAHP: Heat Pump Packaged Unit | Heat Pump | 460 | 3 |  |  | No Match | No Match |  |  |  | 67500 | 4891 | 13.8 | 9 | 84100 | 5356 | 4.6 | 3.8 | Federally-Regulated Commercial & Industrial Equipment | 06/27/2003 |  | 11/27/2019
Mammoth | Hydrobank II | E035HHG |  | Water-Source | WBAHP: Heat Pump Packaged Unit | Heat Pump | 265 | 1 |  |  | No Match | No Match |  |  |  | 35000 | 2573 | 13.6 | 10 | 44000 | 2864 | 4.5 |  | Federally-Regulated Commercial & Industrial Equipment | 01/18/2001 |  | 11/27/2019
Mammoth | Hydrobank II | D054VHH |  | Water-Source | WBAHP: Heat Pump Packaged Unit | Heat Pump | 208 | 1 |  |  | No Match | No Match |  |  |  | 51500 | 3626 | 14.2 | 10 | 66000 | 4203 | 4.6 |  | Federally-Regulated Commercial & Industrial Equipment | 06/27/2003 |  | 11/27/2019
Mammoth | Hydrobank II | G064HHG |  | Water-Source | WBAHP: Heat Pump Packaged Unit | Heat Pump | 460 | 3 |  |  | No Match | No Match |  |  |  | 60000 | 4316 | 13.9 | 10 | 79000 | 5511 | 4.2 |  | Federally-Regulated Commercial & Industrial Equipment | 01/18/2001 |  | 11/27/2019
Mammoth | Hydrobank II | D064HHG |  | Water-Source | WBAHP: Heat Pump Packaged Unit | Heat Pump | 230 | 1 |  |  | No Match | No Match |  |  |  | 60000 | 4316 | 13.9 | 10 | 79000 | 5511 | 4.2 |  | Federally-Regulated Commercial & Industrial Equipment | 01/18/2001 |  | 11/27/2019
Mammoth | Hydrobank II | E035VHG |  | Water-Source | WBAHP: Heat Pump Packaged Unit | Heat Pump | 265 | 1 |  |  | No Match | No Match |  |  |  | 35000 | 2573 | 13.6 | 10 | 44000 | 2864 | 4.5 |  | Federally-Regulated Commercial & Industrial Equipment | 01/18/2001 |  | 11/27/2019
Mammoth | Hydrobank II | D035VHH |  | Water-Source | WBAHP: Heat Pump Packaged Unit | Heat Pump | 208 | 1 |  |  | No Match | No Match |  |  |  | 34500 | 2536 | 13.6 | 10 | 43500 | 2832 | 4.5 |  | Federally-Regulated Commercial & Industrial Equipment | 06/27/2003 |  | 11/27/2019
Mammoth | Hydrobank II | D054VHH |  | Water-Source | WBAHP: Heat Pump Packaged Unit | Heat Pump | 230 | 1 |  |  | No Match | No Match |  |  |  | 52000 | 3661 | 14.2 | 10 | 66500 | 4235 | 4.6 |  | Federally-Regulated Commercial & Industrial Equipment | 06/27/2003 |  | 11/27/2019
Mammoth | Hydrobank II | D035VHG |  | Water-Source | WBAHP: Heat Pump Packaged Unit | Heat Pump | 230 | 1 |  |  | No Match | No Match |  |  |  | 35000 | 2573 | 13.6 | 10 | 44000 | 2864 | 4.5 |  | Federally-Regulated Commercial & Industrial Equipment | 01/18/2001 |  | 11/27/2019
Mammoth | Hydrobank II | G100HHK |  | Water-Source | WBAHP: Heat Pump Packaged Unit | Heat Pump | 460 | 3 |  |  | No Match | No Match |  |  |  | 102000 | 7445 | 13.7 | 9 | 130000 | 8280 | 4.6 | 3.8 | Federally-Regulated Commercial & Industrial Equipment | 01/22/2003 |  | 11/27/2019
Mammoth | Hydrobank II | D020HHG |  | Water-Source | WBAHP: Heat Pump Packaged Unit | Heat Pump | 230 | 1 |  |  | No Match | No Match |  |  |  | 19500 | 1488 | 13.1 | 10 | 24000 | 1562 | 4.5 |  | Federally-Regulated Commercial & Industrial Equipment | 01/18/2001 |  | 11/27/2019
Mammoth | Hydrobank II | F035HHG |  | Water-Source | WBAHP: Heat Pump Packaged Unit | Heat Pump | 208 | 3 |  |  | No Match | No Match |  |  |  | 34500 | 2536 | 13.6 | 10 | 43500 | 2832 | 4.5 |  | Federally-Regulated Commercial & Industrial Equipment | 01/18/2001 |  | 11/27/2019
Mammoth | Hydrobank II | G045HHG |  | Water-Source | WBAHP: Heat Pump Packaged Unit | Heat Pump | 460 | 3 |  |  | No Match | No Match |  |  |  | 45000 | 3169 | 14.2 | 10 | 53500 | 3732 | 4.2 |  | Federally-Regulated Commercial & Industrial Equipment | 01/18/2001 |  | 11/27/2019
Mammoth | Hydrobank II | F086HHL |  | Water-Source | WBAHP: Heat Pump Packaged Unit | Heat Pump | 208 | 3 |  |  | No Match | No Match |  |  |  | 88500 | 6145 | 14.4 | 9 | 102000 | 6496 | 4.6 | 3.8 | Federally-Regulated Commercial & Industrial Equipment | 06/27/2003 |  | 11/27/2019
Mammoth | Hydrobank II | D014HHG |  | Water-Source | WBAHP: Heat Pump Packaged Unit | Heat Pump | 208 | 1 |  |  | No Match | No Match |  |  |  | 13300 | 1090 | 12.2 | 10 | 16300 | 1110 | 4.3 |  | Federally-Regulated Commercial & Industrial Equipment | 05/29/2001 |  | 11/27/2019
Mammoth | Hydrobank II | D054HHG |  | Water-Source | WBAHP: Heat Pump Packaged Unit | Heat Pump | 230 | 1 |  |  | No Match | No Match |  |  |  | 52000 | 3661 | 14.2 | 10 | 66500 | 4235 | 4.6 |  | Federally-Regulated Commercial & Industrial Equipment | 01/18/2001 |  | 11/27/2019
Mammoth | Hydrobank II | F064HHH |  | Water-Source | WBAHP: Heat Pump Packaged Unit | Heat Pump | 208 | 3 |  |  | No Match | No Match |  |  |  | 59500 | 4280 | 13.9 | 10 | 78500 | 5476 | 4.2 |  | Federally-Regulated Commercial & Industrial Equipment | 06/27/2003 |  | 11/27/2019
Mammoth | Hydrobank II | K054HHH |  | Water-Source | WBAHP: Heat Pump Packaged Unit | Heat Pump | 575 | 3 |  |  | No Match | No Match |  |  |  | 52000 | 3661 | 14.2 | 10 | 66500 | 4235 | 4.6 |  | Federally-Regulated Commercial & Industrial Equipment | 06/27/2003 |  | 11/27/2019
Mammoth | Hydrobank II | F064HHG |  | Water-Source | WBAHP: Heat Pump Packaged Unit | Heat Pump | 208 | 3 |  |  | No Match | No Match |  |  |  | 59500 | 4280 | 13.9 | 10 | 78500 | 5476 | 4.2 |  | Federally-Regulated Commercial & Industrial Equipment | 01/18/2001 |  | 11/27/2019
Mammoth | Hydrobank II | F100HHL |  | Water-Source | WBAHP: Heat Pump Packaged Unit | Heat Pump | 230 | 3 |  |  | No Match | No Match |  |  |  | 102000 | 7445 | 13.7 | 9 | 130000 | 8280 | 4.6 | 3.8 | Federally-Regulated Commercial & Industrial Equipment | 06/27/2003 |  | 11/27/2019
Mammoth | Hydrobank II | D025VHH |  | Water-Source | WBAHP: Heat Pump Packaged Unit | Heat Pump | 208 | 1 |  |  | No Match | No Match |  |  |  | 24400 | 1848 | 13.2 | 10 | 29100 | 1894 | 4.5 |  | Federally-Regulated Commercial & Industrial Equipment | 06/27/2003 |  | 11/27/2019
Mammoth | Hydrobank II | F100VHK |  | Water-Source | WBAHP: Heat Pump Packaged Unit | Heat Pump | 230 | 3 |  |  | No Match | No Match |  |  |  | 102000 | 7445 | 13.7 | 9 | 130000 | 8280 | 4.6 | 3.8 | Federally-Regulated Commercial & Industrial Equipment | 01/22/2003 |  | 11/27/2019
Mammoth | Hydrobank II | D025VHG |  | Water-Source | WBAHP: Heat Pump Packaged Unit | Heat Pump | 208 | 1 |  |  | No Match | No Match |  |  |  | 24400 | 1848 | 13.2 | 10 | 29100 | 1894 | 4.5 |  | Federally-Regulated Commercial & Industrial Equipment | 01/24/2002 |  | 11/27/2019
Mammoth | Hydrobank II | F035VHH |  | Water-Source | WBAHP: Heat Pump Packaged Unit | Heat Pump | 230 | 3 |  |  | No Match | No Match |  |  |  | 35000 | 2554 | 13.7 | 10 | 44000 | 2864 | 4.5 |  | Federally-Regulated Commercial & Industrial Equipment | 06/27/2003 |  | 11/27/2019
Mammoth | Hydrobank II | D064HHH |  | Water-Source | WBAHP: Heat Pump Packaged Unit | Heat Pump | 208 | 1 |  |  | No Match | No Match |  |  |  | 59500 | 4280 | 13.9 | 10 | 78500 | 5476 | 4.2 |  | Federally-Regulated Commercial & Industrial Equipment | 06/27/2003 |  | 11/27/2019
Mammoth | Hydrobank II | F054HHG |  | Water-Source | WBAHP: Heat Pump Packaged Unit | Heat Pump | 230 | 3 |  |  | No Match | No Match |  |  |  | 52000 | 3661 | 14.2 | 10 | 66500 | 4235 | 4.6 |  | Federally-Regulated Commercial & Industrial Equipment | 01/18/2001 |  | 11/27/2019
Mammoth | Hydrobank II | D064VHG |  | Water-Source | WBAHP: Heat Pump Packaged Unit | Heat Pump | 230 | 1 |  |  | No Match | No Match |  |  |  | 60000 | 4316 | 13.9 | 10 | 79000 | 5511 | 4.2 |  | Federally-Regulated Commercial & Industrial Equipment | 01/18/2001 |  | 11/27/2019
Mammoth | Hydrobank II | D045HHG |  | Water-Source | WBAHP: Heat Pump Packaged Unit | Heat Pump | 230 | 1 |  |  | No Match | No Match |  |  |  | 45000 | 3169 | 14.2 | 10 | 53500 | 3407 | 4.6 |  | Federally-Regulated Commercial & Industrial Equipment | 01/18/2001 |  | 11/27/2019
Mammoth | Hydrobank II | K100HHL |  | Water-Source | WBAHP: Heat Pump Packaged Unit | Heat Pump | 575 | 3 |  |  | No Match | No Match |  |  |  | 102000 | 7445 | 13.7 | 9 | 130000 | 8280 | 4.6 | 3.8 | Federally-Regulated Commercial & Industrial Equipment | 06/27/2003 |  | 11/27/2019
Mammoth | Hydrobank II | F035HHG |  | Water-Source | WBAHP: Heat Pump Packaged Unit | Heat Pump | 230 | 3 |  |  | No Match | No Match |  |  |  | 35000 | 2573 | 13.6 | 10 | 44000 | 2864 | 4.5 |  | Federally-Regulated Commercial & Industrial Equipment | 01/18/2001 |  | 11/27/2019
Mammoth | Hydrobank II | D020HHG |  | Water-Source | WBAHP: Heat Pump Packaged Unit | Heat Pump | 208 | 1 |  |  | No Match | No Match |  |  |  | 19300 | 1473 | 13.1 | 10 | 23800 | 1549 | 4.5 |  | Federally-Regulated Commercial & Industrial Equipment | 01/18/2001 |  | 11/27/2019
Mammoth | Hydrobank II | E025VHG |  | Water-Source | WBAHP: Heat Pump Packaged Unit | Heat Pump | 265 | 1 |  |  | No Match | No Match |  |  |  | 24600 | 1863 | 13.2 | 10 | 29300 | 1907 | 4.5 |  | Federally-Regulated Commercial & Industrial Equipment | 01/24/2002 |  | 11/27/2019
Mammoth | Hydrobank II | F070HHL |  | Water-Source | WBAHP: Heat Pump Packaged Unit | Heat Pump | 208 | 3 |  |  | No Match | No Match |  |  |  | 67000 | 4855 | 13.8 | 9 | 83600 | 5324 | 4.6 | 3.8 | Federally-Regulated Commercial & Industrial Equipment | 06/27/2003 |  | 11/27/2019
Mammoth | Hydrobank II | K086VHK |  | Water-Source | WBAHP: Heat Pump Packaged Unit | Heat Pump | 575 | 3 |  |  | No Match | No Match |  |  |  | 90000 | 6250 | 14.4 | 9 | 103000 | 6560 | 4.6 | 3.8 | Federally-Regulated Commercial & Industrial Equipment | 01/22/2003 |  | 11/27/2019
Mammoth | Hydrobank II | G064HHH |  | Water-Source | WBAHP: Heat Pump Packaged Unit | Heat Pump | 460 | 3 |  |  | No Match | No Match |  |  |  | 60000 | 4316 | 13.9 | 10 | 79000 | 5511 | 4.2 |  | Federally-Regulated Commercial & Industrial Equipment | 06/27/2003 |  | 11/27/2019
Mammoth | Hydrobank II | F100HHL |  | Water-Source | WBAHP: Heat Pump Packaged Unit | Heat Pump | 208 | 3 |  |  | No Match | No Match |  |  |  | 10100 | 737 | 13.7 | 10 | 129000 | 8216 | 4.6 |  | Federally-Regulated Commercial & Industrial Equipment | 06/27/2003 |  | 11/27/2019
Mammoth | Hydrobank II | G035HHG |  | Water-Source | WBAHP: Heat Pump Packaged Unit | Heat Pump | 460 | 3 |  |  | No Match | No Match |  |  |  | 35000 | 2573 | 13.6 | 10 | 44000 | 2864 | 4.5 |  | Federally-Regulated Commercial & Industrial Equipment | 01/18/2001 |  | 11/27/2019
Mammoth | Hydrobank II | D045VHH |  | Water-Source | WBAHP: Heat Pump Packaged Unit | Heat Pump | 230 | 1 |  |  | No Match | No Match |  |  |  | 45000 | 3169 | 14.2 | 10 | 53500 | 3732 | 4.2 |  | Federally-Regulated Commercial & Industrial Equipment | 06/27/2003 |  | 11/27/2019
Mammoth | Hydrobank II | D014HHH |  | Water-Source | WBAHP: Heat Pump Packaged Unit | Heat Pump | 208 | 1 |  |  | No Match | No Match |  |  |  | 13300 | 1090 | 12.2 | 10 | 16300 | 1110 | 4.3 |  | Federally-Regulated Commercial & Industrial Equipment | 01/22/2003 |  | 11/27/2019
Mammoth | Hydrobank II | D025HHH |  | Water-Source | WBAHP: Heat Pump Packaged Unit | Heat Pump | 230 | 1 |  |  | No Match | No Match |  |  |  | 24600 | 1863 | 13.2 | 10 | 29300 | 1907 | 4.5 |  | Federally-Regulated Commercial & Industrial Equipment | 06/27/2003 |  | 11/27/2019
Mammoth | Hydrobank II | F086VHL |  | Water-Source | WBAHP: Heat Pump Packaged Unit | Heat Pump | 208 | 3 |  |  | No Match | No Match |  |  |  | 88500 | 6507 | 13.6 | 9 | 102000 | 6496 | 4.6 | 3.8 | Federally-Regulated Commercial & Industrial Equipment | 06/27/2003 |  | 11/27/2019
Mammoth | Hydrobank II | G035HHH |  | Water-Source | WBAHP: Heat Pump Packaged Unit | Heat Pump | 460 | 3 |  |  | No Match | No Match |  |  |  | 35000 | 2573 | 13.6 | 10 | 44000 | 2864 | 4.5 |  | Federally-Regulated Commercial & Industrial Equipment | 06/27/2003 |  | 11/27/2019
Mammoth | Hydrobank II | E020HHH |  | Water-Source | WBAHP: Heat Pump Packaged Unit | Heat Pump | 265 | 1 |  |  | No Match | No Match |  |  |  | 19500 | 1488 | 13.1 | 10 | 24000 | 1562 | 4.5 |  | Federally-Regulated Commercial & Industrial Equipment | 06/27/2003 |  | 11/27/2019
Mammoth | Hydrobank II | F100VHK |  | Water-Source | WBAHP: Heat Pump Packaged Unit | Heat Pump | 208 | 3 |  |  | No Match | No Match |  |  |  | 101000 | 7372 | 13.7 | 9 | 129000 | 8216 | 4.6 | 3.8 | Federally-Regulated Commercial & Industrial Equipment | 01/22/2003 |  | 11/27/2019
Mammoth | Hydrobank II | F064VHG |  | Water-Source | WBAHP: Heat Pump Packaged Unit | Heat Pump | 208 | 3 |  |  | No Match | No Match |  |  |  | 59500 | 4280 | 13.9 | 10 | 78500 | 5476 | 4.2 |  | Federally-Regulated Commercial & Industrial Equipment | 01/18/2001 |  | 11/27/2019
Mammoth | Hydrobank II | D014VHH |  | Water-Source | WBAHP: Heat Pump Packaged Unit | Heat Pump | 230 | 1 |  |  | No Match | No Match |  |  |  | 13300 | 1090 | 12.2 | 10 | 16300 | 1110 | 4.3 |  | Federally-Regulated Commercial & Industrial Equipment | 01/22/2003 |  | 11/27/2019
Mammoth | Hydrobank II | K054VHH |  | Water-Source | WBAHP: Heat Pump Packaged Unit | Heat Pump | 575 | 3 |  |  | No Match | No Match |  |  |  | 52000 | 3661 | 14.2 | 10 | 66500 | 4235 | 4.6 |  | Federally-Regulated Commercial & Industrial Equipment | 06/27/2003 |  | 11/27/2019
Mammoth | Hydrobank II | F070VHL |  | Water-Source | WBAHP: Heat Pump Packaged Unit | Heat Pump | 208 | 3 |  |  | No Match | No Match |  |  |  | 67000 | 4855 | 13.8 | 9 | 83600 | 5324 | 4.6 | 3.8 | Federally-Regulated Commercial & Industrial Equipment | 06/27/2003 |  | 11/27/2019
Mammoth | Hydrobank II | G054HHH |  | Water-Source | WBAHP: Heat Pump Packaged Unit | Heat Pump | 460 | 3 |  |  | No Match | No Match |  |  |  | 52000 | 3661 | 14.2 | 10 | 66500 | 4235 | 4.6 |  | Federally-Regulated Commercial & Industrial Equipment | 06/27/2003 |  | 11/27/2019
Mammoth | Hydrobank II | D064VHH |  | Water-Source | WBAHP: Heat Pump Packaged Unit | Heat Pump | 208 | 1 |  |  | No Match | No Match |  |  |  | 59500 | 4280 | 13.9 | 10 | 78500 | 5476 | 4.2 |  | Federally-Regulated Commercial & Industrial Equipment | 06/27/2003 |  | 11/27/2019
Mammoth | Hydrobank II | D020VHG |  | Water-Source | WBAHP: Heat Pump Packaged Unit | Heat Pump | 208 | 1 |  |  | No Match | No Match |  |  |  | 19300 | 1473 | 13.1 | 10 | 23800 | 1549 | 4.5 |  | Federally-Regulated Commercial & Industrial Equipment | 01/18/2001 |  | 11/27/2019
Mammoth | Hydrobank II | F035VHH |  | Water-Source | WBAHP: Heat Pump Packaged Unit | Heat Pump | 208 | 3 |  |  | No Match | No Match |  |  |  | 34500 | 2518 | 13.7 | 10 | 43500 | 2832 | 4.5 |  | Federally-Regulated Commercial & Industrial Equipment | 06/27/2003 |  | 11/27/2019
Mammoth | Hydrobank II | F100VHL |  | Water-Source | WBAHP: Heat Pump Packaged Unit | Heat Pump | 208 | 3 |  |  | No Match | No Match |  |  |  | 101000 | 7372 | 13.7 | 9 | 129000 | 8216 | 4.6 | 3.8 | Federally-Regulated Commercial & Industrial Equipment | 06/27/2003 |  | 11/27/2019
Mammoth | Hydrobank II | G070VHL |  | Water-Source | WBAHP: Heat Pump Packaged Unit | Heat Pump | 460 | 3 |  |  | No Match | No Match |  |  |  | 67500 | 4891 | 13.8 | 9 | 84100 | 5356 | 4.6 | 3.8 | Federally-Regulated Commercial & Industrial Equipment | 06/27/2003 |  | 11/27/2019
Mammoth | Hydrobank II | D064HHH |  | Water-Source | WBAHP: Heat Pump Packaged Unit | Heat Pump | 230 | 1 |  |  | No Match | No Match |  |  |  | 60000 | 4316 | 13.9 | 10 | 79000 | 5511 | 4.2 |  | Federally-Regulated Commercial & Industrial Equipment | 06/27/2003 |  | 11/27/2019
Mammoth | Hydrobank II | D035VHG |  | Water-Source | WBAHP: Heat Pump Packaged Unit | Heat Pump | 208 | 1 |  |  | No Match | No Match |  |  |  | 34500 | 2536 | 13.6 | 10 | 43500 | 2832 | 4.5 |  | Federally-Regulated Commercial & Industrial Equipment | 01/18/2001 |  | 11/27/2019
Mammoth | Hydrobank II | K054HHG |  | Water-Source | WBAHP: Heat Pump Packaged Unit | Heat Pump | 575 | 3 |  |  | No Match | No Match |  |  |  | 52000 | 3661 | 14.2 | 10 | 66500 | 4235 | 4.6 |  | Federally-Regulated Commercial & Industrial Equipment | 01/18/2001 |  | 11/27/2019
Mammoth | Hydrobank II | F045VHG |  | Water-Source | WBAHP: Heat Pump Packaged Unit | Heat Pump | 230 | 3 |  |  | No Match | No Match |  |  |  | 45000 | 3169 | 14.2 | 10 | 53500 | 3407 | 4.6 |  | Federally-Regulated Commercial & Industrial Equipment | 01/18/2001 |  | 11/27/2019
Mammoth | Hydrobank II | K054VHG |  | Water-Source | WBAHP: Heat Pump Packaged Unit | Heat Pump | 575 | 3 |  |  | No Match | No Match |  |  |  | 52000 | 3661 | 14.2 | 10 | 66500 | 4235 | 4.6 |  | Federally-Regulated Commercial & Industrial Equipment | 01/18/2001 |  | 11/27/2019
Mammoth | Hydrobank II | D045HHG |  | Water-Source | WBAHP: Heat Pump Packaged Unit | Heat Pump | 208 | 1 |  |  | No Match | No Match |  |  |  | 44500 | 3133 | 14.2 | 10 | 53000 | 3375 | 4.6 |  | Federally-Regulated Commercial & Industrial Equipment | 01/18/2001 |  | 11/27/2019
Mammoth | Hydrobank II | G045VHH |  | Water-Source | WBAHP: Heat Pump Packaged Unit | Heat Pump | 460 | 3 |  |  | No Match | No Match |  |  |  | 45000 | 3169 | 14.2 | 10 | 53500 | 3732 | 4.2 |  | Federally-Regulated Commercial & Industrial Equipment | 06/27/2003 |  | 11/27/2019
Mammoth | Hydrobank II | F045HHG |  | Water-Source | WBAHP: Heat Pump Packaged Unit | Heat Pump | 230 | 3 |  |  | No Match | No Match |  |  |  | 45000 | 3169 | 14.2 | 10 | 53500 | 3407 | 4.6 |  | Federally-Regulated Commercial & Industrial Equipment | 01/18/2001 |  | 11/27/2019
Mammoth | Hydrobank II | F045HHH |  | Water-Source | WBAHP: Heat Pump Packaged Unit | Heat Pump | 208 | 3 |  |  | No Match | No Match |  |  |  | 44500 | 3133 | 14.2 | 10 | 53000 | 3375 | 4.6 |  | Federally-Regulated Commercial & Industrial Equipment | 06/27/2003 |  | 11/27/2019
Mammoth | Hydrobank II | D025HHG |  | Water-Source | WBAHP: Heat Pump Packaged Unit | Heat Pump | 230 | 1 |  |  | No Match | No Match |  |  |  | 24600 | 1863 | 13.2 | 10 | 29300 | 1907 | 4.5 |  | Federally-Regulated Commercial & Industrial Equipment | 01/24/2002 |  | 11/27/2019
Mammoth | Hydrobank II | K100HHK |  | Water-Source | WBAHP: Heat Pump Packaged Unit | Heat Pump | 575 | 3 |  |  | No Match | No Match |  |  |  | 102000 | 7445 | 13.7 | 9 | 130000 | 8280 | 4.6 | 3.8 | Federally-Regulated Commercial & Industrial Equipment | 01/22/2003 |  | 11/27/2019
Mammoth | Hydrobank II | F100HHK |  | Water-Source | WBAHP: Heat Pump Packaged Unit | Heat Pump | 208 | 3 |  |  | No Match | No Match |  |  |  | 10100 | 737 | 13.7 | 10 | 129000 | 8216 | 4.6 |  | Federally-Regulated Commercial & Industrial Equipment | 01/22/2003 |  | 11/27/2019
Mammoth | Hydrobank II | G100HHL |  | Water-Source | WBAHP: Heat Pump Packaged Unit | Heat Pump | 460 | 3 |  |  | No Match | No Match |  |  |  | 102000 | 7445 | 13.7 | 9 | 130000 | 8280 | 4.6 | 3.8 | Federally-Regulated Commercial & Industrial Equipment | 06/27/2003 |  | 11/27/2019
Mammoth | Hydrobank II | F086HHK |  | Water-Source | WBAHP: Heat Pump Packaged Unit | Heat Pump | 230 | 3 |  |  | No Match | No Match |  |  |  | 90000 | 6250 | 14.4 | 9 | 103000 | 6560 | 4.6 | 3.8 | Federally-Regulated Commercial & Industrial Equipment | 01/22/2003 |  | 11/27/2019
Mammoth | Hydrobank II | D014VHG |  | Water-Source | WBAHP: Heat Pump Packaged Unit | Heat Pump | 230 | 1 |  |  | No Match | No Match |  |  |  | 13300 | 1090 | 12.2 | 10 | 16300 | 1110 | 4.3 |  | Federally-Regulated Commercial & Industrial Equipment | 07/16/2001 |  | 11/27/2019
Mammoth | Hydrobank II | G054VHG |  | Water-Source | WBAHP: Heat Pump Packaged Unit | Heat Pump | 460 | 3 |  |  | No Match | No Match |  |  |  | 52000 | 3661 | 14.2 | 10 | 66500 | 4235 | 4.6 |  | Federally-Regulated Commercial & Industrial Equipment | 05/29/2001 |  | 11/27/2019
Mammoth | Hydrobank II | D025HHH |  | Water-Source | WBAHP: Heat Pump Packaged Unit | Heat Pump | 208 | 1 |  |  | No Match | No Match |  |  |  | 24400 | 1848 | 13.2 | 10 | 29100 | 1894 | 4.5 |  | Federally-Regulated Commercial & Industrial Equipment | 06/27/2003 |  | 11/27/2019
Mammoth | Hydrobank II | F025HHG |  | Water-Source | WBAHP: Heat Pump Packaged Unit | Heat Pump | 208 | 3 |  |  | No Match | No Match |  |  |  | 24400 | 1848 | 13.2 | 10 | 29100 | 1894 | 4.5 |  | Federally-Regulated Commercial & Industrial Equipment | 01/24/2002 |  | 11/27/2019
Mammoth | Hydrobank II | G035VHH |  | Water-Source | WBAHP: Heat Pump Packaged Unit | Heat Pump | 460 | 3 |  |  | No Match | No Match |  |  |  | 35000 | 2573 | 13.6 | 10 | 44000 | 2864 | 4.5 |  | Federally-Regulated Commercial & Industrial Equipment | 06/27/2003 |  | 11/27/2019
Mammoth | Hydrobank II | F054HHG |  | Water-Source | WBAHP: Heat Pump Packaged Unit | Heat Pump | 208 | 3 |  |  | No Match | No Match |  |  |  | 51500 | 3626 | 14.2 | 10 | 66000 | 4203 | 4.6 |  | Federally-Regulated Commercial & Industrial Equipment | 01/18/2001 |  | 11/27/2019
Mammoth | Hydrobank II | F100VHL |  | Water-Source | WBAHP: Heat Pump Packaged Unit | Heat Pump | 230 | 3 |  |  | No Match | No Match |  |  |  | 102000 | 7445 | 13.7 | 9 | 130000 | 8280 | 4.6 | 3.8 | Federally-Regulated Commercial & Industrial Equipment | 06/27/2003 |  | 11/27/2019
Mammoth | Hydrobank II | G100VHK |  | Water-Source | WBAHP: Heat Pump Packaged Unit | Heat Pump | 460 | 3 |  |  | No Match | No Match |  |  |  | 102000 | 7445 | 13.7 | 9 | 130000 | 8280 | 4.6 | 3.8 | Federally-Regulated Commercial & Industrial Equipment | 01/22/2003 |  | 11/27/2019
Mammoth | Hydrobank II | E035VHH |  | Water-Source | WBAHP: Heat Pump Packaged Unit | Heat Pump | 265 | 1 |  |  | No Match | No Match |  |  |  | 35000 | 2573 | 13.6 | 10 | 44000 | 2864 | 4.5 |  | Federally-Regulated Commercial & Industrial Equipment | 06/27/2003 |  | 11/27/2019
Trane U.S. Inc. | Trane | GEVB030 |  | Water-Source | WBAHP: Heat Pump Packaged Unit | Heat Pump | 208 | 1 |  |  | No Match | No Match |  |  |  | 28500 | 2280 | 12.5 | 10 | 33100 | 2281 | 4.3 |  | Federally-Regulated Commercial & Industrial Equipment | 07/18/2002 |  | 11/27/2019
Trane U.S. Inc. | Trane | GETB015 |  | Water-Source | WBAHP: Heat Pump Packaged Unit | Heat Pump | 208 | 1 |  |  | No Match | Single-Speed |  |  |  | 14800 | 1113 | 13.3 | 11.2 | 18700 | 1192 | 4.6 | 4.2 | Federally-Regulated Commercial & Industrial Equipment | 08/27/2008 |  | 11/27/2019
Trane U.S. Inc. | Trane | GEVB060 |  | Water-Source | WBAHP: Heat Pump Packaged Unit | Heat Pump | 208 | 1 |  |  | No Match | No Match |  |  |  | 59300 | 4632 | 12.8 | 10 | 72300 | 4814 | 4.4 |  | Federally-Regulated Commercial & Industrial Equipment | 07/18/2002 |  | 11/27/2019
Trane U.S. Inc. | Trane | GEHB1808********************** |  | Water-Source | WBAHP: Heat Pump Packaged Unit | Heat Pump | 230 | 3 |  |  | Ozone-Depleting | No Match | 9075 | 4558 |  | 174500 | 13633 | 12.8 | 9.6 | 204100 | 13293 | 4.5 | 2.9 | Federally-Regulated Commercial & Industrial Equipment | 06/26/2007 |  | 11/27/2019
Trane U.S. Inc. | Trane | GEVB1503********************** |  | Water-Source | WBAHP: Heat Pump Packaged Unit | Heat Pump | 208 | 3 |  |  | Ozone-Depleting | No Match | 6225 | 3065 |  | 144000 | 9290 | 15.5 | 9.6 | 171400 | 9134 | 5.5 | 2.9 | Federally-Regulated Commercial & Industrial Equipment | 06/26/2007 |  | 11/27/2019
Trane U.S. Inc. | Trane | GEVB006 |  | Water-Source | WBAHP: Heat Pump Packaged Unit | Heat Pump | 208 | 1 |  |  | No Match | No Match |  |  |  | 7060 | 542 | 13 | 10 | 8160 | 556 | 4.3 |  | Federally-Regulated Commercial & Industrial Equipment | 07/18/2002 |  | 11/27/2019
Trane U.S. Inc. | Trane | GEHB1804********************** |  | Water-Source | WBAHP: Heat Pump Packaged Unit | Heat Pump | 460 | 3 |  |  | Ozone-Depleting | No Match | 9075 | 4558 |  | 174500 | 13633 | 12.8 | 9.6 | 204100 | 13293 | 4.5 | 2.9 | Federally-Regulated Commercial & Industrial Equipment | 06/26/2007 |  | 11/27/2019
Trane U.S. Inc. | Trane | GERA036 |  | Water-Source | WBAHP: Heat Pump Packaged Unit | Heat Pump | 208 | 1 |  |  | No Match | No Match |  |  |  | 38200 | 3157 | 12.1 | 10 | 47800 | 3257 | 4.3 |  | Federally-Regulated Commercial & Industrial Equipment | 09/25/2002 |  | 11/27/2019
Trane U.S. Inc. | Trane | GEVB024 |  | Water-Source | WBAHP: Heat Pump Packaged Unit | Heat Pump | 208 | 1 |  |  | No Match | No Match |  |  |  | 25800 | 2047 | 12.6 | 10 | 30400 | 2047 | 4.4 |  | Federally-Regulated Commercial & Industrial Equipment | 07/18/2002 |  | 11/27/2019
Trane U.S. Inc. | Trane | GEHB042 |  | Water-Source | WBAHP: Heat Pump Packaged Unit | Heat Pump | 208 | 1 |  |  | No Match | No Match |  |  |  | 40200 | 3336 | 12.1 | 10 | 47500 | 3313 | 4.2 |  | Federally-Regulated Commercial & Industrial Equipment | 07/18/2002 |  | 11/27/2019
Trane U.S. Inc. | Trane | GERA1804********************** |  | Water-Source | WBAHP: Heat Pump Packaged Unit | Heat Pump | 460 | 3 |  |  | Ozone-Depleting | No Match | 12707 | 1965 |  | 178600 | 14639 | 12.2 | 9.6 | 216400 | 13788 | 4.6 | 2.9 | Federally-Regulated Commercial & Industrial Equipment | 06/26/2007 |  | 11/27/2019
Trane U.S. Inc. | Trane | GEHB1505********************** |  | Water-Source | WBAHP: Heat Pump Packaged Unit | Heat Pump | 575 | 3 |  |  | Ozone-Depleting | No Match | 6644 | 3338 |  | 143100 | 9938 | 14.4 | 9.6 | 170300 | 9982 | 5 | 2.9 | Federally-Regulated Commercial & Industrial Equipment | 06/26/2007 |  | 11/27/2019
Trane U.S. Inc. | Trane | GERA120 |  | Water-Source | WBAHP: Heat Pump Packaged Unit | Heat Pump | 208 | 3 |  |  | No Match | No Match |  |  |  | 12500 | 886 | 14.1 | 10 | 15400 | 940 | 4.8 |  | Federally-Regulated Commercial & Industrial Equipment | 09/25/2002 |  | 11/27/2019
Trane U.S. Inc. | Trane | GEVB1504********************** |  | Water-Source | WBAHP: Heat Pump Packaged Unit | Heat Pump | 460 | 3 |  |  | Ozone-Depleting | No Match | 6225 | 3065 |  | 144000 | 9290 | 15.5 | 9.6 | 171400 | 9134 | 5.5 | 2.9 | Federally-Regulated Commercial & Industrial Equipment | 06/26/2007 |  | 11/27/2019
Trane U.S. Inc. | Trane | GERA1505********************** |  | Water-Source | WBAHP: Heat Pump Packaged Unit | Heat Pump | 575 | 3 |  |  | Ozone-Depleting | No Match | 9488 | 1468 |  | 149000 | 10956 | 13.6 | 9.6 | 176900 | 10801 | 4.8 | 2.9 | Federally-Regulated Commercial & Industrial Equipment | 06/26/2007 |  | 11/27/2019
Trane U.S. Inc. | Trane | GEHB1803********************** |  | Water-Source | WBAHP: Heat Pump Packaged Unit | Heat Pump | 208 | 3 |  |  | Ozone-Depleting | No Match | 9075 | 4558 |  | 174500 | 13633 | 12.8 | 9.6 | 204100 | 13293 | 4.5 | 2.9 | Federally-Regulated Commercial & Industrial Equipment | 06/26/2007 |  | 11/27/2019
Trane U.S. Inc. | Trane | GEHB018 |  | Water-Source | WBAHP: Heat Pump Packaged Unit | Heat Pump | 208 | 1 |  |  | No Match | No Match |  |  |  | 19100 | 1414 | 13.5 | 10 | 21600 | 1422 | 4.5 |  | Federally-Regulated Commercial & Industrial Equipment | 07/18/2002 |  | 11/27/2019
Trane U.S. Inc. | Trane | GERA048 |  | Water-Source | WBAHP: Heat Pump Packaged Unit | Heat Pump | 208 | 1 |  |  | No Match | No Match |  |  |  | 49400 | 3742 | 13.2 | 10 | 62900 | 4095 | 4.5 |  | Federally-Regulated Commercial & Industrial Equipment | 09/25/2002 |  | 11/27/2019
Trane U.S. Inc. | Trane | WPHF047 |  | Water-Source | WBAHP: Heat Pump Packaged Unit | Heat Pump | 208 | 1 |  |  | No Match | No Match |  |  |  | 47500 | 3125 | 15.2 | 10 | 49000 | 3262 | 4.4 |  | Federally-Regulated Commercial & Industrial Equipment | 04/12/2000 |  | 11/27/2019
Trane U.S. Inc. | Trane | GETB012 |  | Water-Source | WBAHP: Heat Pump Packaged Unit | Heat Pump | 208 | 1 |  |  | No Match | Single-Speed |  |  |  | 11000 | 909 | 12.1 | 11.2 | 13800 | 941 | 4.3 | 4.2 | Federally-Regulated Commercial & Industrial Equipment | 08/27/2008 |  | 11/27/2019
Trane U.S. Inc. | Trane | GERA060 |  | Water-Source | WBAHP: Heat Pump Packaged Unit | Heat Pump | 208 | 1 |  |  | No Match | No Match |  |  |  | 61000 | 5041 | 12.1 | 10 | 81400 | 5299 | 4.5 |  | Federally-Regulated Commercial & Industrial Equipment | 09/25/2002 |  | 11/27/2019
Trane U.S. Inc. | Trane | GEHB1503********************** |  | Water-Source | WBAHP: Heat Pump Packaged Unit | Heat Pump | 208 | 3 |  |  | Ozone-Depleting | No Match | 6644 | 3338 |  | 143100 | 9938 | 14.4 | 9.6 | 170300 | 9982 | 5 | 2.9 | Federally-Regulated Commercial & Industrial Equipment | 06/26/2007 |  | 11/27/2019
Trane U.S. Inc. | Trane | GEHB048 |  | Water-Source | WBAHP: Heat Pump Packaged Unit | Heat Pump | 208 | 1 |  |  | No Match | No Match |  |  |  | 49000 | 3843 | 12.8 | 10 | 55300 | 3812 | 4.3 |  | Federally-Regulated Commercial & Industrial Equipment | 07/18/2002 |  | 11/27/2019
Trane U.S. Inc. | Trane | WPHF040 |  | Water-Source | WBAHP: Heat Pump Packaged Unit | Heat Pump | 208 | 1 |  |  | No Match | No Match |  |  |  | 39500 | 2668 | 14.8 | 10 | 43000 | 2929 | 4.3 |  | Federally-Regulated Commercial & Industrial Equipment | 04/12/2000 |  | 11/27/2019
Trane U.S. Inc. | Trane | GEHB024 |  | Water-Source | WBAHP: Heat Pump Packaged Unit | Heat Pump | 208 | 1 |  |  | No Match | No Match |  |  |  | 25800 | 2047 | 12.6 | 10 | 30400 | 2047 | 4.4 |  | Federally-Regulated Commercial & Industrial Equipment | 07/18/2002 |  | 11/27/2019
Trane U.S. Inc. | Trane | GEVB018 |  | Water-Source | WBAHP: Heat Pump Packaged Unit | Heat Pump | 208 | 1 |  |  | No Match | No Match |  |  |  | 19100 | 1414 | 13.5 | 10 | 21600 | 1422 | 4.5 |  | Federally-Regulated Commercial & Industrial Equipment | 07/18/2002 |  | 11/27/2019
Trane U.S. Inc. | Trane | GEVB1804********************** |  | Water-Source | WBAHP: Heat Pump Packaged Unit | Heat Pump | 460 | 3 |  |  | Ozone-Depleting | No Match | 8948 | 4406 |  | 173600 | 13354 | 13 | 9.6 | 209800 | 12810 | 4.8 | 2.9 | Federally-Regulated Commercial & Industrial Equipment | 06/26/2007 |  | 11/27/2019
Trane U.S. Inc. | Trane | GEVB042 |  | Water-Source | WBAHP: Heat Pump Packaged Unit | Heat Pump | 208 | 1 |  |  | No Match | No Match |  |  |  | 40200 | 3336 | 12.1 | 10 | 47500 | 3313 | 4.2 |  | Federally-Regulated Commercial & Industrial Equipment | 07/18/2002 |  | 11/27/2019
Trane U.S. Inc. | Trane | GETB018 |  | Water-Source | WBAHP: Heat Pump Packaged Unit | Heat Pump | 208 | 1 |  |  | No Match | Single-Speed |  |  |  | 17900 | 1492 | 12 | 12 | 21400 | 1459 | 4.3 | 4.2 | Federally-Regulated Commercial & Industrial Equipment | 08/27/2008 |  | 11/27/2019
Trane U.S. Inc. | Trane | GEVB1805********************** |  | Water-Source | WBAHP: Heat Pump Packaged Unit | Heat Pump | 575 | 3 |  |  | Ozone-Depleting | No Match | 8948 | 4406 |  | 173600 | 13354 | 13 | 9.6 | 209800 | 12810 | 4.8 | 2.9 | Federally-Regulated Commercial & Industrial Equipment | 06/26/2007 |  | 11/27/2019
Trane U.S. Inc. | Trane | GEVB1808********************** |  | Water-Source | WBAHP: Heat Pump Packaged Unit | Heat Pump | 230 | 3 |  |  | Ozone-Depleting | No Match | 8948 | 4406 |  | 173600 | 13354 | 13 | 9.6 | 209800 | 12810 | 4.8 | 2.9 | Federally-Regulated Commercial & Industrial Equipment | 06/26/2007 |  | 11/27/2019
Trane U.S. Inc. | Trane | GEVB1505********************** |  | Water-Source | WBAHP: Heat Pump Packaged Unit | Heat Pump | 575 | 3 |  |  | Ozone-Depleting | No Match | 6225 | 3065 |  | 144000 | 9290 | 15.5 | 9.6 | 171400 | 9134 | 5.5 | 2.9 | Federally-Regulated Commercial & Industrial Equipment | 06/26/2007 |  | 11/27/2019
Trane U.S. Inc. | Trane | WPHF035 |  | Water-Source | WBAHP: Heat Pump Packaged Unit | Heat Pump | 208 | 1 |  |  | No Match | No Match |  |  |  | 36400 | 2394 | 15.2 | 10 | 39000 | 2539 | 4.5 |  | Federally-Regulated Commercial & Industrial Equipment | 04/12/2000 |  | 11/27/2019
Trane U.S. Inc. | Trane | GERA1503********************** |  | Water-Source | WBAHP: Heat Pump Packaged Unit | Heat Pump | 208 | 3 |  |  | Ozone-Depleting | No Match | 9488 | 1468 |  | 149000 | 10956 | 13.6 | 9.6 | 176900 | 10801 | 4.8 | 2.9 | Federally-Regulated Commercial & Industrial Equipment | 06/26/2007 |  | 11/27/2019
Trane U.S. Inc. | Trane | GEVB036 |  | Water-Source | WBAHP: Heat Pump Packaged Unit | Heat Pump | 208 | 1 |  |  | No Match | No Match |  |  |  | 36000 | 2627 | 13.7 | 10 | 41800 | 2605 | 4.7 |  | Federally-Regulated Commercial & Industrial Equipment | 07/18/2002 |  | 11/27/2019
Trane U.S. Inc. | Trane | GEHB012 |  | Water-Source | WBAHP: Heat Pump Packaged Unit | Heat Pump | 208 | 1 |  |  | No Match | No Match |  |  |  | 12500 | 950 | 13.2 | 10 | 13200 | 889 | 4.4 |  | Federally-Regulated Commercial & Industrial Equipment | 07/18/2002 |  | 11/27/2019
Trane U.S. Inc. | Trane | GEHB1805********************** |  | Water-Source | WBAHP: Heat Pump Packaged Unit | Heat Pump | 575 | 3 |  |  | Ozone-Depleting | No Match | 9075 | 4558 |  | 174500 | 13633 | 12.8 | 9.6 | 204100 | 13293 | 4.5 | 2.9 | Federally-Regulated Commercial & Industrial Equipment | 06/26/2007 |  | 11/27/2019
Trane U.S. Inc. | Trane | GEHB060 |  | Water-Source | WBAHP: Heat Pump Packaged Unit | Heat Pump | 208 | 1 |  |  | No Match | No Match |  |  |  | 59300 | 4632 | 12.8 | 10 | 72300 | 4814 | 4.4 |  | Federally-Regulated Commercial & Industrial Equipment | 07/18/2002 |  | 11/27/2019
Trane U.S. Inc. | Trane | GERA072 |  | Water-Source | WBAHP: Heat Pump Packaged Unit | Heat Pump | 208 | 3 |  |  | No Match | No Match |  |  |  | 78000 | 5416 | 14.4 | 9 | 90800 | 5216 | 5.1 | 3.8 | Federally-Regulated Commercial & Industrial Equipment | 09/25/2002 |  | 11/27/2019
Trane U.S. Inc. | Trane | GEHB1508********************** |  | Water-Source | WBAHP: Heat Pump Packaged Unit | Heat Pump | 230 | 3 |  |  | Ozone-Depleting | No Match | 6644 | 3338 |  | 143100 | 9938 | 14.4 | 9.6 | 170300 | 9982 | 5 | 2.9 | Federally-Regulated Commercial & Industrial Equipment | 06/26/2007 |  | 11/27/2019
Trane U.S. Inc. | Trane | WPHF021 |  | Water-Source | WBAHP: Heat Pump Packaged Unit | Heat Pump | 208 | 1 |  |  | No Match | No Match |  |  |  | 21200 | 1422 | 14.9 | 10 | 23600 | 1571 | 4.4 |  | Federally-Regulated Commercial & Industrial Equipment | 04/12/2000 |  | 11/27/2019
Trane U.S. Inc. | Trane | GEHB036 |  | Water-Source | WBAHP: Heat Pump Packaged Unit | Heat Pump | 208 | 1 |  |  | No Match | No Match |  |  |  | 36000 | 2627 | 13.7 | 10 | 41800 | 2605 | 4.7 |  | Federally-Regulated Commercial & Industrial Equipment | 07/18/2002 |  | 11/27/2019
Trane U.S. Inc. | Trane | GEHB015 |  | Water-Source | WBAHP: Heat Pump Packaged Unit | Heat Pump | 208 | 1 |  |  | No Match | No Match |  |  |  | 14100 | 1007 | 14 | 10 | 17200 | 1049 | 4.8 |  | Federally-Regulated Commercial & Industrial Equipment | 07/18/2002 |  | 11/27/2019
Trane U.S. Inc. | Trane | WPHF027 |  | Water-Source | WBAHP: Heat Pump Packaged Unit | Heat Pump | 208 | 1 |  |  | No Match | No Match |  |  |  | 27600 | 1903 | 14.5 | 10 | 31600 | 2104 | 4.4 |  | Federally-Regulated Commercial & Industrial Equipment | 04/12/2000 |  | 11/27/2019
Trane U.S. Inc. | Trane | GERA1504********************** |  | Water-Source | WBAHP: Heat Pump Packaged Unit | Heat Pump | 460 | 3 |  |  | Ozone-Depleting | No Match | 9488 | 1468 |  | 149000 | 10956 | 13.6 | 9.6 | 176900 | 10801 | 4.8 | 2.9 | Federally-Regulated Commercial & Industrial Equipment | 06/26/2007 |  | 11/27/2019
Trane U.S. Inc. | Trane | GETB009 |  | Water-Source | WBAHP: Heat Pump Packaged Unit | Heat Pump | 208 | 1 |  |  | No Match | Single-Speed |  |  |  | 8500 | 630 | 13.5 | 11.2 | 10900 | 680 | 4.7 | 4.2 | Federally-Regulated Commercial & Industrial Equipment | 08/27/2008 |  | 11/27/2019
Trane U.S. Inc. | Trane | GEVB1803********************** |  | Water-Source | WBAHP: Heat Pump Packaged Unit | Heat Pump | 208 | 3 |  |  | Ozone-Depleting | No Match | 8948 | 4406 |  | 173600 | 13354 | 13 | 9.6 | 209800 | 12810 | 4.8 | 2.9 | Federally-Regulated Commercial & Industrial Equipment | 06/26/2007 |  | 11/27/2019
Trane U.S. Inc. | Trane | GEHB1504********************** |  | Water-Source | WBAHP: Heat Pump Packaged Unit | Heat Pump | 460 | 3 |  |  | Ozone-Depleting | No Match | 6644 | 3338 |  | 143100 | 9938 | 14.4 | 9.6 | 170300 | 9982 | 5 | 2.9 | Federally-Regulated Commercial & Industrial Equipment | 06/26/2007 |  | 11/27/2019
Trane U.S. Inc. | Trane | GEVB012 |  | Water-Source | WBAHP: Heat Pump Packaged Unit | Heat Pump | 208 | 1 |  |  | No Match | No Match |  |  |  | 12500 | 950 | 13.2 | 10 | 13200 | 889 | 4.4 |  | Federally-Regulated Commercial & Industrial Equipment | 07/18/2002 |  | 11/27/2019
Trane U.S. Inc. | Trane | GEVB015 |  | Water-Source | WBAHP: Heat Pump Packaged Unit | Heat Pump | 208 | 1 |  |  | No Match | No Match |  |  |  | 14100 | 1007 | 14 | 10 | 17200 | 1049 | 4.8 |  | Federally-Regulated Commercial & Industrial Equipment | 07/18/2002 |  | 11/27/2019
Trane U.S. Inc. | Trane | GERA090 |  | Water-Source | WBAHP: Heat Pump Packaged Unit | Heat Pump | 208 | 3 |  |  | No Match | No Match |  |  |  | 96700 | 7438 | 13 | 9 | 11100 | 739 | 4.4 | 3.8 | Federally-Regulated Commercial & Industrial Equipment | 09/25/2002 |  | 11/27/2019
Trane U.S. Inc. | Trane | GEVB009 |  | Water-Source | WBAHP: Heat Pump Packaged Unit | Heat Pump | 208 | 1 |  |  | No Match | No Match |  |  |  | 8760 | 681 | 12.9 | 10 | 10900 | 694 | 4.6 |  | Federally-Regulated Commercial & Industrial Equipment | 07/18/2002 |  | 11/27/2019
Trane U.S. Inc. | Trane | GEVB040 |  | Water-Source | WBAHP: Heat Pump Packaged Unit | Heat Pump | 208 | 1 |  |  | No Match | No Match |  |  |  | 38500 | 3019 | 12.8 | 10 | 44200 | 3083 | 4.2 |  | Federally-Regulated Commercial & Industrial Equipment | 07/18/2002 |  | 11/27/2019
Trane U.S. Inc. | Trane | GERA1803********************** |  | Water-Source | WBAHP: Heat Pump Packaged Unit | Heat Pump | 208 | 3 |  |  | Ozone-Depleting | No Match | 12707 | 1965 |  | 178600 | 14639 | 12.2 | 9.6 | 216400 | 13788 | 4.6 | 2.9 | Federally-Regulated Commercial & Industrial Equipment | 06/26/2007 |  | 11/27/2019
Trane U.S. Inc. | Trane | GEHB009 |  | Water-Source | WBAHP: Heat Pump Packaged Unit | Heat Pump | 208 | 1 |  |  | No Match | No Match |  |  |  | 8760 | 681 | 12.9 | 10 | 10900 | 694 | 4.6 |  | Federally-Regulated Commercial & Industrial Equipment | 07/18/2002 |  | 11/27/2019
Trane U.S. Inc. | Trane | GERA1805********************** |  | Water-Source | WBAHP: Heat Pump Packaged Unit | Heat Pump | 575 | 3 |  |  | Ozone-Depleting | No Match | 12707 | 1965 |  | 178600 | 14639 | 12.2 | 9.6 | 216400 | 13788 | 4.6 | 2.9 | Federally-Regulated Commercial & Industrial Equipment | 06/26/2007 |  | 11/27/2019
Trane U.S. Inc. | Trane | GEVB1508********************** |  | Water-Source | WBAHP: Heat Pump Packaged Unit | Heat Pump | 230 | 3 |  |  | Ozone-Depleting | No Match | 6225 | 3065 |  | 144000 | 9290 | 15.5 | 9.6 | 171400 | 9134 | 5.5 | 2.9 | Federally-Regulated Commercial & Industrial Equipment | 06/26/2007 |  | 11/27/2019
Trane U.S. Inc. | Trane | GEHB030 |  | Water-Source | WBAHP: Heat Pump Packaged Unit | Heat Pump | 208 | 1 |  |  | No Match | No Match |  |  |  | 28500 | 2280 | 12.5 | 10 | 33100 | 2281 | 4.3 |  | Federally-Regulated Commercial & Industrial Equipment | 07/18/2002 |  | 11/27/2019
Trane U.S. Inc. | Trane | EXHE018 |  | Water-Source | WBAHP: Heat Pump Packaged Unit | Heat Pump | 208 | 3 |  |  | No Match | Single-Speed |  |  |  | 18700 | 1206 | 15.5 | 12 | 21800 | 1254 | 5.1 | 4.2 | Federally-Regulated Commercial & Industrial Equipment | 04/30/2009 |  | 11/27/2019
Trane U.S. Inc. | Trane | GEHB006 |  | Water-Source | WBAHP: Heat Pump Packaged Unit | Heat Pump | 208 | 1 |  |  | No Match | No Match |  |  |  | 7060 | 542 | 13 | 10 | 8160 | 556 | 4.3 |  | Federally-Regulated Commercial & Industrial Equipment | 07/18/2002 |  | 11/27/2019
Trane U.S. Inc. | Trane | GEVB048 |  | Water-Source | WBAHP: Heat Pump Packaged Unit | Heat Pump | 208 | 1 |  |  | No Match | No Match |  |  |  | 49000 | 3843 | 12.8 | 10 | 55300 | 3812 | 4.3 |  | Federally-Regulated Commercial & Industrial Equipment | 07/18/2002 |  | 11/27/2019
Trane U.S. Inc. | Trane | EXHE018 |  | Ground-Source | WBAHP: Heat Pump Packaged Unit | Heat Pump | 208 | 3 |  |  | No Match | Single-Speed |  |  |  | 19100 | 1110 | 17.2 | 13.4 | 13900 | 1132 | 3.6 | 3.1 | Non Federally-Regulated | 04/30/2009 |  | 11/27/2019
Trane U.S. Inc. | Trane | GEVB1505********************** |  | Ground-Water-Source | WBAHP: Heat Pump Packaged Unit | Heat Pump | 575 | 3 |  |  | Ozone-Depleting | No Match | 5736 | 2825 |  | 148100 | 8561 | 17.3 | 13.4 | 105400 | 7921 | 3.9 | 3.1 | Non Federally-Regulated | 06/27/2007 |  | 11/27/2019
Trane U.S. Inc. | Trane | GEVB1504********************** |  | Ground-Water-Source | WBAHP: Heat Pump Packaged Unit | Heat Pump | 460 | 3 |  |  | Ozone-Depleting | No Match | 5736 | 2825 |  | 148100 | 8561 | 17.3 | 13.4 | 105400 | 7921 | 3.9 | 3.1 | Non Federally-Regulated | 06/27/2007 |  | 11/27/2019
Trane U.S. Inc. | Trane | EXHE018 |  | Ground-Water-Source | WBAHP: Heat Pump Packaged Unit | Heat Pump | 208 | 3 |  |  | No Match | Single-Speed |  |  |  | 19800 | 876 | 22.6 | 16.2 | 18100 | 1206 | 4.4 | 3.6 | Non Federally-Regulated | 04/30/2009 |  | 11/27/2019
Trane U.S. Inc. | Trane | GEVB1508********************** |  | Ground-Water-Source | WBAHP: Heat Pump Packaged Unit | Heat Pump | 230 | 3 |  |  | Ozone-Depleting | No Match | 5736 | 2825 |  | 148100 | 8561 | 17.3 | 13.4 | 105400 | 7921 | 3.9 | 3.1 | Non Federally-Regulated | 06/27/2007 |  | 11/27/2019
Trane U.S. Inc. | Trane | GEVB1503********************** |  | Ground-Water-Source | WBAHP: Heat Pump Packaged Unit | Heat Pump | 208 | 3 |  |  | Ozone-Depleting | No Match | 5736 | 2825 |  | 148100 | 8561 | 17.3 | 13.4 | 105400 | 7921 | 3.9 | 3.1 | Non Federally-Regulated | 06/27/2007 |  | 11/27/2019
The Whalen Company | Whalen | VI-A-202-DO |  | Water-Source | WBAHP: Heat Pump Packaged Unit | Heat Pump | 265 | 1 |  |  | No Match | No Match |  |  |  | 6900 | 565 | 12.2 | 10 | 9100 | 634 | 4.2 |  | Federally-Regulated Commercial & Industrial Equipment | 11/19/2002 |  | 11/27/2019
The Whalen Company | Whalen | VI-A-202-BO |  | Water-Source | WBAHP: Heat Pump Packaged Unit | Heat Pump | 208 | 1 |  |  | No Match | No Match |  |  |  | 6600 | 536 | 12.3 | 10 | 9400 | 640 | 4.3 |  | Federally-Regulated Commercial & Industrial Equipment | 11/19/2002 |  | 11/27/2019
The Whalen Company | Whalen | VI-A1-202-BL |  | Water-Source | WBAHP: Heat Pump Packaged Unit | Heat Pump | 208 | 1 |  |  | No Match | No Match |  |  |  | 6600 | 536 | 12.3 | 10 | 9400 | 640 | 4.3 |  | Federally-Regulated Commercial & Industrial Equipment | 11/19/2002 |  | 11/27/2019
The Whalen Company | Whalen | VI-A1-202-DL |  | Water-Source | WBAHP: Heat Pump Packaged Unit | Heat Pump | 265 | 1 |  |  | No Match | No Match |  |  |  | 6900 | 565 | 12.2 | 10 | 9100 | 634 | 4.2 |  | Federally-Regulated Commercial & Industrial Equipment | 11/19/2002 |  | 11/27/2019
Florida Heat Pump | Florida Heat Pump | GT036-3CS | GT036-1AH/AV | Water-Source | Water/Brine to Air Heat Pump S | Heat Pump | 208 | 3 |  |  | No Match | No Match |  |  |  | 33800 | 2380 | 14.2 | 10 | 41200 | 2414 | 5 |  | Federally-Regulated Commercial & Industrial Equipment | 05/29/2001 |  | 12/05/2019
Florida Heat Pump | Florida Heat Pump | GT024-2CS | GT024-2AH/AV | Water-Source | Water/Brine to Air Heat Pump S | Heat Pump | 265 | 1 |  |  | No Match | No Match |  |  |  | 23000 | 1755 | 13.1 | 10 | 26500 | 1805 | 4.3 |  | Federally-Regulated Commercial & Industrial Equipment | 07/16/2001 |  | 12/05/2019
Florida Heat Pump | Florida Heat Pump | GT062-1CS | GT062-1AH/AV | Water-Source | Water/Brine to Air Heat Pump S | Heat Pump | 230 | 1 |  |  | No Match | No Match |  |  |  | 58500 | 4606 | 12.7 | 10 | 78500 | 5348 | 4.3 |  | Federally-Regulated Commercial & Industrial Equipment | 04/12/2000 |  | 12/05/2019
Florida Heat Pump | Florida Heat Pump | EM048-4CS | EM048-4AH/AV | Water-Source | Water/Brine to Air Heat Pump S | Heat Pump | 460 | 3 |  |  | No Match | No Match |  |  |  | 48000 | 3902 | 12.3 | 10 | 57000 | 3883 | 4.3 |  | Federally-Regulated Commercial & Industrial Equipment | 04/12/2000 |  | 12/05/2019
Florida Heat Pump | Florida Heat Pump | EM036-1CS | EM036-1AH/AV | Water-Source | Water/Brine to Air Heat Pump S | Heat Pump | 230 | 1 |  |  | No Match | No Match |  |  |  | 34500 | 2500 | 13.8 | 10 | 41000 | 2730 | 4.4 |  | Federally-Regulated Commercial & Industrial Equipment | 04/12/2000 |  | 12/05/2019
Florida Heat Pump | Florida Heat Pump | EM120-5CS | EM120-5AH/AV | Water-Source | Water/Brine to Air Heat Pump S | Heat Pump | 575 | 3 |  |  | No Match | No Match |  |  |  | 121000 | 8642 | 14 | 9 | 142000 | 8667 | 4.8 | 3.8 | Federally-Regulated Commercial & Industrial Equipment | 04/12/2000 |  | 12/05/2019
Florida Heat Pump | Florida Heat Pump | EM070-3CS | EM070-3AH/AV | Water-Source | Water/Brine to Air Heat Pump S | Heat Pump | 208 | 3 |  |  | No Match | No Match |  |  |  | 69000 | 4859 | 14.2 | 9 | 82000 | 5339 | 4.5 | 3.8 | Federally-Regulated Commercial & Industrial Equipment | 04/12/2000 |  | 12/05/2019
Florida Heat Pump | Florida Heat Pump | EM096-3CS | EM096-3AH/AV | Water-Source | Water/Brine to Air Heat Pump S | Heat Pump | 208 | 3 |  |  | No Match | No Match |  |  |  | 94000 | 7121 | 13.2 | 9 | 107000 | 6815 | 4.6 | 3.8 | Federally-Regulated Commercial & Industrial Equipment | 04/12/2000 |  | 12/05/2019
Florida Heat Pump | Florida Heat Pump | EM120-4CS | EM120-4AH/AV | Water-Source | Water/Brine to Air Heat Pump S | Heat Pump | 460 | 3 |  |  | No Match | No Match |  |  |  | 121000 | 8642 | 14 | 9 | 142000 | 8667 | 4.8 | 3.8 | Federally-Regulated Commercial & Industrial Equipment | 04/12/2000 |  | 12/05/2019
Florida Heat Pump | Florida Heat Pump | GT048-1CS | GT048-1AH/AV | Water-Source | Water/Brine to Air Heat Pump S | Heat Pump | 230 | 1 |  |  | No Match | No Match |  |  |  | 47000 | 3560 | 13.2 | 10 | 59000 | 3527 | 4.9 |  | Federally-Regulated Commercial & Industrial Equipment | 05/29/2001 |  | 12/05/2019
Florida Heat Pump | Florida Heat Pump | GT054-3CS | GT054-3AH/AV | Water-Source | Water/Brine to Air Heat Pump S | Heat Pump | 230 | 3 |  |  | No Match | No Match |  |  |  | 49000 | 3983 | 12.3 | 10 | 64000 | 4261 | 4.4 |  | Federally-Regulated Commercial & Industrial Equipment | 04/12/2000 |  | 12/05/2019
Florida Heat Pump | Florida Heat Pump | EM120-3CS | EM120-3AH/AV | Water-Source | Water/Brine to Air Heat Pump S | Heat Pump | 230 | 3 |  |  | No Match | No Match |  |  |  | 121000 | 8642 | 14 | 9 | 142000 | 8667 | 4.8 | 3.8 | Federally-Regulated Commercial & Industrial Equipment | 04/12/2000 |  | 12/05/2019
Florida Heat Pump | Florida Heat Pump | GT024-1CS | GT024-1AH/AV | Water-Source | Water/Brine to Air Heat Pump S | Heat Pump | 230 | 1 |  |  | No Match | No Match |  |  |  | 23000 | 1755 | 13.1 | 10 | 26500 | 1805 | 4.3 |  | Federally-Regulated Commercial & Industrial Equipment | 05/29/2001 |  | 12/05/2019
Florida Heat Pump | Florida Heat Pump | EM028-3CS | EM028-1AH/AV | Water-Source | Water/Brine to Air Heat Pump S | Heat Pump | 230 | 3 |  |  | No Match | No Match |  |  |  | 27500 | 1964 | 14 | 10 | 33000 | 2197 | 4.4 |  | Federally-Regulated Commercial & Industrial Equipment | 04/12/2000 |  | 12/05/2019
Florida Heat Pump | Florida Heat Pump | EM031-3CS | EM031-1AH/AV | Water-Source | Water/Brine to Air Heat Pump S | Heat Pump | 230 | 3 |  |  | No Match | No Match |  |  |  | 31400 | 2275 | 13.8 | 10 | 41000 | 2730 | 4.4 |  | Federally-Regulated Commercial & Industrial Equipment | 04/12/2000 |  | 12/05/2019
Florida Heat Pump | Florida Heat Pump | EM024-1CS | EM024-1AH/AV | Water-Source | Water/Brine to Air Heat Pump S | Heat Pump | 230 | 1 |  |  | No Match | No Match |  |  |  | 23600 | 1710 | 13.8 | 10 | 29500 | 1839 | 4.7 |  | Federally-Regulated Commercial & Industrial Equipment | 04/12/2000 |  | 12/05/2019
Florida Heat Pump | Florida Heat Pump | EM031-1CS | EM031-1AH/AV | Water-Source | Water/Brine to Air Heat Pump S | Heat Pump | 230 | 1 |  |  | No Match | No Match |  |  |  | 31400 | 2275 | 13.8 | 10 | 41000 | 2730 | 4.4 |  | Federally-Regulated Commercial & Industrial Equipment | 04/12/2000 |  | 12/05/2019
Florida Heat Pump | Florida Heat Pump | EM060-1CS | EM060-1AH/AV | Water-Source | Water/Brine to Air Heat Pump S | Heat Pump | 230 | 1 |  |  | No Match | No Match |  |  |  | 59000 | 4609 | 12.8 | 10 | 78000 | 5314 | 4.3 |  | Federally-Regulated Commercial & Industrial Equipment | 04/12/2000 |  | 12/05/2019
Florida Heat Pump | Florida Heat Pump | EM018-2CS | EM018-2AH/AV | Water-Source | Water/Brine to Air Heat Pump S | Heat Pump | 265 | 1 |  |  | No Match | No Match |  |  |  | 18200 | 1368 | 13.3 | 10 | 24500 | 1527 | 4.7 |  | Federally-Regulated Commercial & Industrial Equipment | 04/12/2000 |  | 12/05/2019
Florida Heat Pump | Florida Heat Pump | EM036-3CS | EM036-1AH/AV | Water-Source | Water/Brine to Air Heat Pump S | Heat Pump | 230 | 3 |  |  | No Match | No Match |  |  |  | 34500 | 2500 | 13.8 | 10 | 41000 | 2730 | 4.4 |  | Federally-Regulated Commercial & Industrial Equipment | 04/12/2000 |  | 12/05/2019
Florida Heat Pump | Florida Heat Pump | EM120-1CS | EM120-1AV | Water-Source | Water/Brine to Air Heat Pump S | Heat Pump | 208 | 1 |  |  | No Match | No Match |  |  |  | 121000 | 8642 | 14 | 9 | 142000 | 8667 | 4.8 | 3.8 | Federally-Regulated Commercial & Industrial Equipment | 04/12/2000 |  | 12/05/2019
Florida Heat Pump | Florida Heat Pump | GT024-1CS | GT024-1AH/AV | Water-Source | Water/Brine to Air Heat Pump S | Heat Pump | 208 | 1 |  |  | No Match | No Match |  |  |  | 23000 | 1755 | 13.1 | 10 | 26500 | 1805 | 4.3 |  | Federally-Regulated Commercial & Industrial Equipment | 05/29/2001 |  | 12/05/2019
Florida Heat Pump | Florida Heat Pump | EM096-4CS | EM096-4AH/AV | Water-Source | Water/Brine to Air Heat Pump S | Heat Pump | 460 | 3 |  |  | No Match | No Match |  |  |  | 94000 | 7121 | 13.2 | 9 | 107000 | 6815 | 4.6 | 3.8 | Federally-Regulated Commercial & Industrial Equipment | 04/12/2000 |  | 12/05/2019
Florida Heat Pump | Florida Heat Pump | EM018-1CS | EM018-1AH/AV | Water-Source | Water/Brine to Air Heat Pump S | Heat Pump | 208 | 1 |  |  | No Match | No Match |  |  |  | 18200 | 1368 | 13.3 | 10 | 24500 | 1527 | 4.7 |  | Federally-Regulated Commercial & Industrial Equipment | 04/12/2000 |  | 12/05/2019
Florida Heat Pump | Florida Heat Pump | EM007-0CS | EM007-0AH/AV | Water-Source | Water/Brine to Air Heat Pump S | Heat Pump | 115 | 1 |  |  | No Match | No Match |  |  |  | 7300 | 603 | 12.1 | 10 | 9800 | 652 | 4.4 |  | Federally-Regulated Commercial & Industrial Equipment | 04/12/2000 |  | 12/05/2019
Florida Heat Pump | Florida Heat Pump | EM024-1CS | EM024-1AH/AV | Water-Source | Water/Brine to Air Heat Pump S | Heat Pump | 208 | 1 |  |  | No Match | No Match |  |  |  | 23600 | 1710 | 13.8 | 10 | 29500 | 1839 | 4.7 |  | Federally-Regulated Commercial & Industrial Equipment | 04/12/2000 |  | 12/05/2019
Florida Heat Pump | Florida Heat Pump | EM028-1CS | EM028-1AH/AV | Water-Source | Water/Brine to Air Heat Pump S | Heat Pump | 208 | 1 |  |  | No Match | No Match |  |  |  | 27500 | 1964 | 14 | 10 | 33000 | 2197 | 4.4 |  | Federally-Regulated Commercial & Industrial Equipment | 04/12/2000 |  | 12/05/2019
Florida Heat Pump | Florida Heat Pump | EM070-1CS | EM070-1AH/AV | Water-Source | Water/Brine to Air Heat Pump S | Heat Pump | 230 | 1 |  |  | No Match | No Match |  |  |  | 69000 | 4859 | 14.2 | 9 | 82000 | 5339 | 4.5 | 3.8 | Federally-Regulated Commercial & Industrial Equipment | 04/12/2000 |  | 12/05/2019
Florida Heat Pump | Florida Heat Pump | EM024-2CS | EM024-2AH/AV | Water-Source | Water/Brine to Air Heat Pump S | Heat Pump | 265 | 1 |  |  | No Match | No Match |  |  |  | 23600 | 1710 | 13.8 | 10 | 29500 | 1839 | 4.7 |  | Federally-Regulated Commercial & Industrial Equipment | 04/12/2000 |  | 12/05/2019
Florida Heat Pump | Florida Heat Pump | GT070-3CS | GT070-3AH/AV | Water-Source | Water/Brine to Air Heat Pump S | Heat Pump | 230 | 3 |  |  | No Match | No Match |  |  |  | 69000 | 4859 | 14.2 | 9 | 82000 | 5339 | 4.5 | 3.8 | Federally-Regulated Commercial & Industrial Equipment | 05/19/2000 |  | 12/05/2019
Florida Heat Pump | Florida Heat Pump | GT048-4CS | GT048-4AH/AV | Water-Source | Water/Brine to Air Heat Pump S | Heat Pump | 460 | 3 |  |  | No Match | No Match |  |  |  | 47000 | 3560 | 13.2 | 10 | 59000 | 3527 | 4.9 |  | Federally-Regulated Commercial & Industrial Equipment | 05/29/2001 |  | 12/05/2019
Florida Heat Pump | Florida Heat Pump | GT048-1CS | GT048-1AH/AV | Water-Source | Water/Brine to Air Heat Pump S | Heat Pump | 208 | 1 |  |  | No Match | No Match |  |  |  | 47000 | 3560 | 13.2 | 10 | 59000 | 3527 | 4.9 |  | Federally-Regulated Commercial & Industrial Equipment | 05/29/2001 |  | 12/05/2019
Florida Heat Pump | Florida Heat Pump | GT070-1CS | GT070-1AH/AV | Water-Source | Water/Brine to Air Heat Pump S | Heat Pump | 208 | 1 |  |  | No Match | No Match |  |  |  | 69000 | 4859 | 14.2 | 9 | 82000 | 5339 | 4.5 | 3.8 | Federally-Regulated Commercial & Industrial Equipment | 05/19/2000 |  | 12/05/2019
Florida Heat Pump | Florida Heat Pump | GT048-5CS | GT048-5AH/AV | Water-Source | Water/Brine to Air Heat Pump S | Heat Pump | 575 | 3 |  |  | No Match | No Match |  |  |  | 47000 | 3560 | 13.2 | 10 | 59000 | 3527 | 4.9 |  | Federally-Regulated Commercial & Industrial Equipment | 05/29/2001 |  | 12/05/2019
Florida Heat Pump | Florida Heat Pump | GT062-3CS | GT062-1AH/AV | Water-Source | Water/Brine to Air Heat Pump S | Heat Pump | 208 | 3 |  |  | No Match | No Match |  |  |  | 58500 | 4606 | 12.7 | 10 | 78500 | 5348 | 4.3 |  | Federally-Regulated Commercial & Industrial Equipment | 04/12/2000 |  | 12/05/2019
Florida Heat Pump | Florida Heat Pump | GT054-1CS | GT054-1AH/AV | Water-Source | Water/Brine to Air Heat Pump S | Heat Pump | 208 | 1 |  |  | No Match | No Match |  |  |  | 49000 | 3983 | 12.3 | 10 | 64000 | 4261 | 4.4 |  | Federally-Regulated Commercial & Industrial Equipment | 04/12/2000 |  | 12/05/2019
Florida Heat Pump | Florida Heat Pump | EM072-5CS | EM072-5AH/AV | Water-Source | Water/Brine to Air Heat Pump S | Heat Pump | 575 | 3 |  |  | No Match | No Match |  |  |  | 70000 | 5147 | 13.6 | 9 | 75000 | 4883 | 4.5 | 3.8 | Federally-Regulated Commercial & Industrial Equipment | 04/12/2000 |  | 12/05/2019
Florida Heat Pump | Florida Heat Pump | EM036-2CS | EM036-2AH/AV | Water-Source | Water/Brine to Air Heat Pump S | Heat Pump | 265 | 1 |  |  | No Match | No Match |  |  |  | 34500 | 2500 | 13.8 | 10 | 41000 | 2730 | 4.4 |  | Federally-Regulated Commercial & Industrial Equipment | 04/12/2000 |  | 12/05/2019
Florida Heat Pump | Florida Heat Pump | EM042-1CS | EM042-1AH/AV | Water-Source | Water/Brine to Air Heat Pump S | Heat Pump | 230 | 1 |  |  | No Match | No Match |  |  |  | 41000 | 3153 | 13 | 10 | 50000 | 3488 | 4.2 |  | Federally-Regulated Commercial & Industrial Equipment | 04/12/2000 |  | 12/05/2019
Florida Heat Pump | Florida Heat Pump | EM120-1CS | EM120-1AV | Water-Source | Water/Brine to Air Heat Pump S | Heat Pump | 230 | 1 |  |  | No Match | No Match |  |  |  | 121000 | 8642 | 14 | 9 | 142000 | 8667 | 4.8 | 3.8 | Federally-Regulated Commercial & Industrial Equipment | 04/12/2000 |  | 12/05/2019
Florida Heat Pump | Florida Heat Pump | GT062-4CS | GT062-4AH/AV | Water-Source | Water/Brine to Air Heat Pump S | Heat Pump | 460 | 3 |  |  | No Match | No Match |  |  |  | 58500 | 4606 | 12.7 | 10 | 78500 | 5348 | 4.3 |  | Federally-Regulated Commercial & Industrial Equipment | 04/12/2000 |  | 12/05/2019
Florida Heat Pump | Florida Heat Pump | GT036-2CS | GT036-2AH/AV | Water-Source | Water/Brine to Air Heat Pump S | Heat Pump | 265 | 1 |  |  | No Match | No Match |  |  |  | 33800 | 2380 | 14.2 | 10 | 41200 | 2414 | 5 |  | Federally-Regulated Commercial & Industrial Equipment | 05/29/2001 |  | 12/05/2019
Florida Heat Pump | Florida Heat Pump | EM070-5CS | EM070-5AH/AV | Water-Source | Water/Brine to Air Heat Pump S | Heat Pump | 575 | 3 |  |  | No Match | No Match |  |  |  | 69000 | 4859 | 14.2 | 9 | 82000 | 5339 | 4.5 | 3.8 | Federally-Regulated Commercial & Industrial Equipment | 04/12/2000 |  | 12/05/2019
Florida Heat Pump | Florida Heat Pump | EM007-1CS | EM007-1AH/AV | Water-Source | Water/Brine to Air Heat Pump S | Heat Pump | 230 | 1 |  |  | No Match | No Match |  |  |  | 7300 | 603 | 12.1 | 10 | 9800 | 652 | 4.4 |  | Federally-Regulated Commercial & Industrial Equipment | 04/12/2000 |  | 12/05/2019
Florida Heat Pump | Florida Heat Pump | EM060-4CS | EM060-4AH/AV | Water-Source | Water/Brine to Air Heat Pump S | Heat Pump | 460 | 3 |  |  | No Match | No Match |  |  |  | 59000 | 4609 | 12.8 | 10 | 78000 | 5314 | 4.3 |  | Federally-Regulated Commercial & Industrial Equipment | 04/12/2000 |  | 12/05/2019
Florida Heat Pump | Florida Heat Pump | EM060-3CS | EM060-1AH/AV | Water-Source | Water/Brine to Air Heat Pump S | Heat Pump | 230 | 3 |  |  | No Match | No Match |  |  |  | 59000 | 4609 | 12.8 | 10 | 78000 | 5314 | 4.3 |  | Federally-Regulated Commercial & Industrial Equipment | 04/12/2000 |  | 12/05/2019
Florida Heat Pump | Florida Heat Pump | EM009-1CS | EM009-1AH/AV | Water-Source | Water/Brine to Air Heat Pump S | Heat Pump | 208 | 1 |  |  | No Match | No Match |  |  |  | 9300 | 756 | 12.3 | 10 | 12800 | 852 | 4.4 |  | Federally-Regulated Commercial & Industrial Equipment | 04/12/2000 |  | 12/05/2019
Florida Heat Pump | Florida Heat Pump | EM028-4CS | EM028-4AH/AV | Water-Source | Water/Brine to Air Heat Pump S | Heat Pump | 460 | 3 |  |  | No Match | No Match |  |  |  | 27500 | 1964 | 14 | 10 | 33000 | 2197 | 4.4 |  | Federally-Regulated Commercial & Industrial Equipment | 04/12/2000 |  | 12/05/2019
Florida Heat Pump | Florida Heat Pump | EM028-1CS | EM028-1AH/AV | Water-Source | Water/Brine to Air Heat Pump S | Heat Pump | 230 | 1 |  |  | No Match | No Match |  |  |  | 27500 | 1964 | 14 | 10 | 33000 | 2197 | 4.4 |  | Federally-Regulated Commercial & Industrial Equipment | 04/12/2000 |  | 12/05/2019
Florida Heat Pump | Florida Heat Pump | EM048-5CS | EM048-5AH/AV | Water-Source | Water/Brine to Air Heat Pump S | Heat Pump | 575 | 3 |  |  | No Match | No Match |  |  |  | 48000 | 3902 | 12.3 | 10 | 57000 | 3883 | 4.3 |  | Federally-Regulated Commercial & Industrial Equipment | 04/12/2000 |  | 12/05/2019
Florida Heat Pump | Florida Heat Pump | EM018-1CS | EM018-1AH/AV | Water-Source | Water/Brine to Air Heat Pump S | Heat Pump | 230 | 1 |  |  | No Match | No Match |  |  |  | 18200 | 1368 | 13.3 | 10 | 24500 | 1527 | 4.7 |  | Federally-Regulated Commercial & Industrial Equipment | 04/12/2000 |  | 12/05/2019
Florida Heat Pump | Florida Heat Pump | GT070-5CS | GT070-5AH/AV | Water-Source | Water/Brine to Air Heat Pump S | Heat Pump | 575 | 3 |  |  | No Match | No Match |  |  |  | 69000 | 4859 | 14.2 | 9 | 82000 | 5339 | 4.5 | 3.8 | Federally-Regulated Commercial & Industrial Equipment | 05/19/2000 |  | 12/05/2019
Florida Heat Pump | Florida Heat Pump | EM096-1CS | EM096-1AH/AV | Water-Source | Water/Brine to Air Heat Pump S | Heat Pump | 230 | 1 |  |  | No Match | No Match |  |  |  | 94000 | 7121 | 13.2 | 9 | 10700 | 681 | 4.6 | 3.8 | Federally-Regulated Commercial & Industrial Equipment | 04/12/2000 |  | 12/05/2019
Florida Heat Pump | Florida Heat Pump | EM120-3CS | EM120-3AH/AV | Water-Source | Water/Brine to Air Heat Pump S | Heat Pump | 208 | 3 |  |  | No Match | No Match |  |  |  | 121000 | 8642 | 14 | 9 | 142000 | 8667 | 4.8 | 3.8 | Federally-Regulated Commercial & Industrial Equipment | 04/12/2000 |  | 12/05/2019
Florida Heat Pump | Florida Heat Pump | EM096-1CS | EM096-1AH/AV | Water-Source | Water/Brine to Air Heat Pump S | Heat Pump | 208 | 1 |  |  | No Match | No Match |  |  |  | 94000 | 7121 | 13.2 | 9 | 10700 | 681 | 4.6 | 3.8 | Federally-Regulated Commercial & Industrial Equipment | 04/12/2000 |  | 12/05/2019
Florida Heat Pump | Florida Heat Pump | EM042-5CS | EM042-5AH/AV | Water-Source | Water/Brine to Air Heat Pump S | Heat Pump | 575 | 3 |  |  | No Match | No Match |  |  |  | 41000 | 3153 | 13 | 10 | 50000 | 3488 | 4.2 |  | Federally-Regulated Commercial & Industrial Equipment | 04/12/2000 |  | 12/05/2019
Florida Heat Pump | Florida Heat Pump | GT070-3CS | GT070-3AH/AV | Water-Source | Water/Brine to Air Heat Pump S | Heat Pump | 208 | 3 |  |  | No Match | No Match |  |  |  | 69000 | 4859 | 14.2 | 9 | 82000 | 5339 | 4.5 | 3.8 | Federally-Regulated Commercial & Industrial Equipment | 05/19/2000 |  | 12/05/2019
Florida Heat Pump | Florida Heat Pump | EM096-3CS | EM096-3AH/AV | Water-Source | Water/Brine to Air Heat Pump S | Heat Pump | 230 | 3 |  |  | No Match | No Match |  |  |  | 94000 | 7121 | 13.2 | 9 | 107000 | 6815 | 4.6 | 3.8 | Federally-Regulated Commercial & Industrial Equipment | 04/12/2000 |  | 12/05/2019
Florida Heat Pump | Florida Heat Pump | GT024-4CS | GT024-4AH/AV | Water-Source | Water/Brine to Air Heat Pump S | Heat Pump | 460 | 3 |  |  | No Match | No Match |  |  |  | 23000 | 1755 | 13.1 | 10 | 26500 | 1805 | 4.3 |  | Federally-Regulated Commercial & Industrial Equipment | 07/16/2001 |  | 12/05/2019
Florida Heat Pump | Florida Heat Pump | GT062-5CS | GT062-5AH/AV | Water-Source | Water/Brine to Air Heat Pump S | Heat Pump | 575 | 3 |  |  | No Match | No Match |  |  |  | 58500 | 4606 | 12.7 | 10 | 78500 | 5348 | 4.3 |  | Federally-Regulated Commercial & Industrial Equipment | 04/12/2000 |  | 12/05/2019
Florida Heat Pump | Florida Heat Pump | EM070-1CS | EM070-1AH/AV | Water-Source | Water/Brine to Air Heat Pump S | Heat Pump | 208 | 1 |  |  | No Match | No Match |  |  |  | 69000 | 4859 | 14.2 | 9 | 82000 | 5339 | 4.5 | 3.8 | Federally-Regulated Commercial & Industrial Equipment | 04/12/2000 |  | 12/05/2019
Florida Heat Pump | Florida Heat Pump | EM036-1CS | EM036-1AH/AV | Water-Source | Water/Brine to Air Heat Pump S | Heat Pump | 208 | 1 |  |  | No Match | No Match |  |  |  | 34500 | 2500 | 13.8 | 10 | 41000 | 2730 | 4.4 |  | Federally-Regulated Commercial & Industrial Equipment | 04/12/2000 |  | 12/05/2019
Florida Heat Pump | Florida Heat Pump | GT070-4CS | GT070-4AH/AV | Water-Source | Water/Brine to Air Heat Pump S | Heat Pump | 460 | 3 |  |  | No Match | No Match |  |  |  | 69000 | 4859 | 14.2 | 9 | 82000 | 5339 | 4.5 | 3.8 | Federally-Regulated Commercial & Industrial Equipment | 05/19/2000 |  | 12/05/2019
Florida Heat Pump | Florida Heat Pump | GT036-1CS | GT036-1AH/AV | Water-Source | Water/Brine to Air Heat Pump S | Heat Pump | 208 | 1 |  |  | No Match | No Match |  |  |  | 33800 | 2380 | 14.2 | 10 | 41200 | 2414 | 5 |  | Federally-Regulated Commercial & Industrial Equipment | 05/29/2001 |  | 12/05/2019
Florida Heat Pump | Florida Heat Pump | GT036-3CS | GT036-1AH/AV | Water-Source | Water/Brine to Air Heat Pump S | Heat Pump | 230 | 3 |  |  | No Match | No Match |  |  |  | 33800 | 2380 | 14.2 | 10 | 41200 | 2414 | 5 |  | Federally-Regulated Commercial & Industrial Equipment | 05/29/2001 |  | 12/05/2019
Florida Heat Pump | Florida Heat Pump | EM007-2CS | EM007-2AH/AV | Water-Source | Water/Brine to Air Heat Pump S | Heat Pump | 265 | 1 |  |  | No Match | No Match |  |  |  | 7300 | 603 | 12.1 | 10 | 9800 | 652 | 4.4 |  | Federally-Regulated Commercial & Industrial Equipment | 04/12/2000 |  | 12/05/2019
Florida Heat Pump | Florida Heat Pump | EM072-4CS | EM072-4AH/AV | Water-Source | Water/Brine to Air Heat Pump S | Heat Pump | 460 | 3 |  |  | No Match | No Match |  |  |  | 70000 | 5147 | 13.6 | 9 | 75000 | 4883 | 4.5 | 3.8 | Federally-Regulated Commercial & Industrial Equipment | 04/12/2000 |  | 12/05/2019
Florida Heat Pump | Florida Heat Pump | EM048-3CS | EM048-1AH/AV | Water-Source | Water/Brine to Air Heat Pump S | Heat Pump | 208 | 3 |  |  | No Match | No Match |  |  |  | 48000 | 3902 | 12.3 | 10 | 57000 | 3883 | 4.3 |  | Federally-Regulated Commercial & Industrial Equipment | 04/12/2000 |  | 12/05/2019
Florida Heat Pump | Florida Heat Pump | EM042-4CS | EM042-4AH/AV | Water-Source | Water/Brine to Air Heat Pump S | Heat Pump | 460 | 3 |  |  | No Match | No Match |  |  |  | 41000 | 3153 | 13 | 10 | 50000 | 3488 | 4.2 |  | Federally-Regulated Commercial & Industrial Equipment | 04/12/2000 |  | 12/05/2019
Florida Heat Pump | Florida Heat Pump | EM048-3CS | EM048-1AH/AV | Water-Source | Water/Brine to Air Heat Pump S | Heat Pump | 230 | 3 |  |  | No Match | No Match |  |  |  | 48000 | 3902 | 12.3 | 10 | 57000 | 3883 | 4.3 |  | Federally-Regulated Commercial & Industrial Equipment | 04/12/2000 |  | 12/05/2019
Florida Heat Pump | Florida Heat Pump | EM028-2CS | EM028-2AH/AV | Water-Source | Water/Brine to Air Heat Pump S | Heat Pump | 265 | 1 |  |  | No Match | No Match |  |  |  | 27500 | 1964 | 14 | 10 | 33000 | 2197 | 4.4 |  | Federally-Regulated Commercial & Industrial Equipment | 04/12/2000 |  | 12/05/2019
Florida Heat Pump | Florida Heat Pump | EM031-4CS | EM031-4AH/AV | Water-Source | Water/Brine to Air Heat Pump S | Heat Pump | 460 | 3 |  |  | No Match | No Match |  |  |  | 31400 | 2275 | 13.8 | 10 | 41000 | 2730 | 4.4 |  | Federally-Regulated Commercial & Industrial Equipment | 04/12/2000 |  | 12/05/2019
Florida Heat Pump | Florida Heat Pump | EM096-5CS | EM096-5AH/AV | Water-Source | Water/Brine to Air Heat Pump S | Heat Pump | 575 | 3 |  |  | No Match | No Match |  |  |  | 94000 | 7121 | 13.2 | 9 | 107000 | 6815 | 4.6 | 3.8 | Federally-Regulated Commercial & Industrial Equipment | 04/12/2000 |  | 12/05/2019
Florida Heat Pump | Florida Heat Pump | EM042-1CS | EM042-1AH/AV | Water-Source | Water/Brine to Air Heat Pump S | Heat Pump | 208 | 1 |  |  | No Match | No Match |  |  |  | 41000 | 3153 | 13 | 10 | 50000 | 3488 | 4.2 |  | Federally-Regulated Commercial & Industrial Equipment | 04/12/2000 |  | 12/05/2019
Florida Heat Pump | Florida Heat Pump | EM036-4CS | EM036-4AH/AV | Water-Source | Water/Brine to Air Heat Pump S | Heat Pump | 460 | 3 |  |  | No Match | No Match |  |  |  | 34500 | 2500 | 13.8 | 10 | 41000 | 2730 | 4.4 |  | Federally-Regulated Commercial & Industrial Equipment | 04/12/2000 |  | 12/05/2019
Florida Heat Pump | Florida Heat Pump | EM009-1CS | EM009-1AH/AV | Water-Source | Water/Brine to Air Heat Pump S | Heat Pump | 230 | 1 |  |  | No Match | No Match |  |  |  | 9300 | 756 | 12.3 | 10 | 12800 | 852 | 4.4 |  | Federally-Regulated Commercial & Industrial Equipment | 04/12/2000 |  | 12/05/2019
Florida Heat Pump | Florida Heat Pump | EM042-3CS | EM042-1AH/AV | Water-Source | Water/Brine to Air Heat Pump S | Heat Pump | 208 | 3 |  |  | No Match | No Match |  |  |  | 41000 | 3153 | 13 | 10 | 50000 | 3488 | 4.2 |  | Federally-Regulated Commercial & Industrial Equipment | 04/12/2000 |  | 12/05/2019
Florida Heat Pump | Florida Heat Pump | EM072-1CS | EM072-1AH/AV | Water-Source | Water/Brine to Air Heat Pump S | Heat Pump | 208 | 1 |  |  | No Match | No Match |  |  |  | 70000 | 5147 | 13.6 | 9 | 75000 | 4883 | 4.5 | 3.8 | Federally-Regulated Commercial & Industrial Equipment | 04/12/2000 |  | 12/05/2019
Florida Heat Pump | Florida Heat Pump | GT054-1CS | GT054-1AH/AV | Water-Source | Water/Brine to Air Heat Pump S | Heat Pump | 230 | 1 |  |  | No Match | No Match |  |  |  | 49000 | 3983 | 12.3 | 10 | 64000 | 4261 | 4.4 |  | Federally-Regulated Commercial & Industrial Equipment | 04/12/2000 |  | 12/05/2019
Florida Heat Pump | Florida Heat Pump | EM072-3CS | EM072-3AH/AV | Water-Source | Water/Brine to Air Heat Pump S | Heat Pump | 230 | 3 |  |  | No Match | No Match |  |  |  | 70000 | 5147 | 13.6 | 9 | 75000 | 4883 | 4.5 | 3.8 | Federally-Regulated Commercial & Industrial Equipment | 04/12/2000 |  | 12/05/2019
Florida Heat Pump | Florida Heat Pump | EM072-1CS | EM072-1AH/AV | Water-Source | Water/Brine to Air Heat Pump S | Heat Pump | 230 | 1 |  |  | No Match | No Match |  |  |  | 70000 | 5147 | 13.6 | 9 | 75000 | 4883 | 4.5 | 3.8 | Federally-Regulated Commercial & Industrial Equipment | 04/12/2000 |  | 12/05/2019
Florida Heat Pump | Florida Heat Pump | EM028-3CS | EM028-1AH/AV | Water-Source | Water/Brine to Air Heat Pump S | Heat Pump | 208 | 3 |  |  | No Match | No Match |  |  |  | 27500 | 1964 | 14 | 10 | 33000 | 2197 | 4.4 |  | Federally-Regulated Commercial & Industrial Equipment | 04/12/2000 |  | 12/05/2019
Florida Heat Pump | Florida Heat Pump | GT062-1CS | GT062-1AH/AV | Water-Source | Water/Brine to Air Heat Pump S | Heat Pump | 208 | 1 |  |  | No Match | No Match |  |  |  | 58500 | 4606 | 12.7 | 10 | 78500 | 5348 | 4.3 |  | Federally-Regulated Commercial & Industrial Equipment | 04/12/2000 |  | 12/05/2019
Florida Heat Pump | Florida Heat Pump | GT036-1CS | GT036-1AH/AV | Water-Source | Water/Brine to Air Heat Pump S | Heat Pump | 230 | 1 |  |  | No Match | No Match |  |  |  | 33800 | 2380 | 14.2 | 10 | 41200 | 2414 | 5 |  | Federally-Regulated Commercial & Industrial Equipment | 05/29/2001 |  | 12/05/2019
Florida Heat Pump | Florida Heat Pump | EM072-3CS | EM072-3AH/AV | Water-Source | Water/Brine to Air Heat Pump S | Heat Pump | 208 | 3 |  |  | No Match | No Match |  |  |  | 70000 | 5147 | 13.6 | 9 | 75000 | 4883 | 4.5 | 3.8 | Federally-Regulated Commercial & Industrial Equipment | 04/12/2000 |  | 12/05/2019
Florida Heat Pump | Florida Heat Pump | EM048-1CS | EM048-1AH/AV | Water-Source | Water/Brine to Air Heat Pump S | Heat Pump | 208 | 1 |  |  | No Match | No Match |  |  |  | 48000 | 3902 | 12.3 | 10 | 57000 | 3883 | 4.3 |  | Federally-Regulated Commercial & Industrial Equipment | 04/12/2000 |  | 12/05/2019
Florida Heat Pump | Florida Heat Pump | EM070-3CS | EM070-3AH/AV | Water-Source | Water/Brine to Air Heat Pump S | Heat Pump | 230 | 3 |  |  | No Match | No Match |  |  |  | 69000 | 4859 | 14.2 | 9 | 82000 | 5339 | 4.5 | 3.8 | Federally-Regulated Commercial & Industrial Equipment | 04/12/2000 |  | 12/05/2019
Florida Heat Pump | Florida Heat Pump | GT054-4CS | GT054-4AH/AV | Water-Source | Water/Brine to Air Heat Pump S | Heat Pump | 460 | 3 |  |  | No Match | No Match |  |  |  | 49000 | 3983 | 12.3 | 10 | 64000 | 4261 | 4.4 |  | Federally-Regulated Commercial & Industrial Equipment | 04/12/2000 |  | 12/05/2019
Florida Heat Pump | Florida Heat Pump | GT048-3CS | GT048-1AH/AV | Water-Source | Water/Brine to Air Heat Pump S | Heat Pump | 230 | 3 |  |  | No Match | No Match |  |  |  | 47000 | 3560 | 13.2 | 10 | 59000 | 3527 | 4.9 |  | Federally-Regulated Commercial & Industrial Equipment | 05/29/2001 |  | 12/05/2019
Florida Heat Pump | Florida Heat Pump | GT048-3CS | GT048-1AH/AV | Water-Source | Water/Brine to Air Heat Pump S | Heat Pump | 208 | 3 |  |  | No Match | No Match |  |  |  | 47000 | 3560 | 13.2 | 10 | 59000 | 3527 | 4.9 |  | Federally-Regulated Commercial & Industrial Equipment | 05/29/2001 |  | 12/05/2019
Florida Heat Pump | Florida Heat Pump | EM009-2CS | EM009-2AH/AV | Water-Source | Water/Brine to Air Heat Pump S | Heat Pump | 265 | 1 |  |  | No Match | No Match |  |  |  | 9300 | 756 | 12.3 | 10 | 12800 | 852 | 4.4 |  | Federally-Regulated Commercial & Industrial Equipment | 04/12/2000 |  | 12/05/2019
Florida Heat Pump | Florida Heat Pump | EM070-4CS | EM070-4AH/AV | Water-Source | Water/Brine to Air Heat Pump S | Heat Pump | 460 | 3 |  |  | No Match | No Match |  |  |  | 69000 | 4859 | 14.2 | 9 | 82000 | 5339 | 4.5 | 3.8 | Federally-Regulated Commercial & Industrial Equipment | 04/12/2000 |  | 12/05/2019
Florida Heat Pump | Florida Heat Pump | GT054-5CS | GT054-5AH/AV | Water-Source | Water/Brine to Air Heat Pump S | Heat Pump | 575 | 3 |  |  | No Match | No Match |  |  |  | 49000 | 3983 | 12.3 | 10 | 64000 | 4261 | 4.4 |  | Federally-Regulated Commercial & Industrial Equipment | 04/12/2000 |  | 12/05/2019
Florida Heat Pump | Florida Heat Pump | EM042-3CS | EM042-1AH/AV | Water-Source | Water/Brine to Air Heat Pump S | Heat Pump | 230 | 3 |  |  | No Match | No Match |  |  |  | 41000 | 3153 | 13 | 10 | 50000 | 3488 | 4.2 |  | Federally-Regulated Commercial & Industrial Equipment | 04/12/2000 |  | 12/05/2019
Florida Heat Pump | Florida Heat Pump | EM060-3CS | EM060-1AH/AV | Water-Source | Water/Brine to Air Heat Pump S | Heat Pump | 208 | 3 |  |  | No Match | No Match |  |  |  | 59000 | 4609 | 12.8 | 10 | 78000 | 5314 | 4.3 |  | Federally-Regulated Commercial & Industrial Equipment | 04/12/2000 |  | 12/05/2019
Florida Heat Pump | Florida Heat Pump | GT062-3CS | GT062-1AH/AV | Water-Source | Water/Brine to Air Heat Pump S | Heat Pump | 230 | 3 |  |  | No Match | No Match |  |  |  | 58500 | 4606 | 12.7 | 10 | 78500 | 5348 | 4.3 |  | Federally-Regulated Commercial & Industrial Equipment | 04/12/2000 |  | 12/05/2019
Florida Heat Pump | Florida Heat Pump | EM031-3CS | EM031-1AH/AV | Water-Source | Water/Brine to Air Heat Pump S | Heat Pump | 208 | 3 |  |  | No Match | No Match |  |  |  | 31400 | 2275 | 13.8 | 10 | 41000 | 2730 | 4.4 |  | Federally-Regulated Commercial & Industrial Equipment | 04/12/2000 |  | 12/05/2019
Florida Heat Pump | Florida Heat Pump | EM031-2CS | EM031-2AH/AV | Water-Source | Water/Brine to Air Heat Pump S | Heat Pump | 265 | 1 |  |  | No Match | No Match |  |  |  | 31400 | 2275 | 13.8 | 10 | 41000 | 2730 | 4.4 |  | Federally-Regulated Commercial & Industrial Equipment | 04/12/2000 |  | 12/05/2019
Florida Heat Pump | Florida Heat Pump | EM007-1CS | EM007-1AH/AV | Water-Source | Water/Brine to Air Heat Pump S | Heat Pump | 208 | 1 |  |  | No Match | No Match |  |  |  | 7300 | 603 | 12.1 | 10 | 9800 | 652 | 4.4 |  | Federally-Regulated Commercial & Industrial Equipment | 04/12/2000 |  | 12/05/2019
Florida Heat Pump | Florida Heat Pump | GT036-4CS | GT036-4AH/AV | Water-Source | Water/Brine to Air Heat Pump S | Heat Pump | 460 | 3 |  |  | No Match | No Match |  |  |  | 33800 | 2380 | 14.2 | 10 | 41200 | 2414 | 5 |  | Federally-Regulated Commercial & Industrial Equipment | 05/29/2001 |  | 12/05/2019
Florida Heat Pump | Florida Heat Pump | EM048-1CS | EM048-1AH/AV | Water-Source | Water/Brine to Air Heat Pump S | Heat Pump | 230 | 1 |  |  | No Match | No Match |  |  |  | 48000 | 3870 | 12.4 | 10 | 57000 | 3883 | 4.3 |  | Federally-Regulated Commercial & Industrial Equipment | 04/12/2000 |  | 12/05/2019
Florida Heat Pump | Florida Heat Pump | EM009-0CS | EM009-0AH/AV | Water-Source | Water/Brine to Air Heat Pump S | Heat Pump | 115 | 1 |  |  | No Match | No Match |  |  |  | 9300 | 756 | 12.3 | 10 | 12800 | 852 | 4.4 |  | Federally-Regulated Commercial & Industrial Equipment | 04/12/2000 |  | 12/05/2019
Florida Heat Pump | Florida Heat Pump | GT070-1CS | GT070-1AH/AV | Water-Source | Water/Brine to Air Heat Pump S | Heat Pump | 230 | 1 |  |  | No Match | No Match |  |  |  | 69000 | 4859 | 14.2 | 9 | 82000 | 5339 | 4.5 | 3.8 | Federally-Regulated Commercial & Industrial Equipment | 05/19/2000 |  | 12/05/2019
Florida Heat Pump | Florida Heat Pump | GT024-3CS | GT024-1AH/AV | Water-Source | Water/Brine to Air Heat Pump S | Heat Pump | 230 | 3 |  |  | No Match | No Match |  |  |  | 23000 | 1755 | 13.1 | 10 | 26500 | 1805 | 4.3 |  | Federally-Regulated Commercial & Industrial Equipment | 07/16/2001 |  | 12/05/2019
Florida Heat Pump | Florida Heat Pump | EM031-1CS | EM031-1AH/AV | Water-Source | Water/Brine to Air Heat Pump S | Heat Pump | 208 | 1 |  |  | No Match | No Match |  |  |  | 31400 | 2275 | 13.8 | 10 | 41000 | 2730 | 4.4 |  | Federally-Regulated Commercial & Industrial Equipment | 04/12/2000 |  | 12/05/2019
Florida Heat Pump | Florida Heat Pump | EM036-3CS | EM036-1AH/AV | Water-Source | Water/Brine to Air Heat Pump S | Heat Pump | 208 | 3 |  |  | No Match | No Match |  |  |  | 34500 | 2500 | 13.8 | 10 | 41000 | 2730 | 4.4 |  | Federally-Regulated Commercial & Industrial Equipment | 04/12/2000 |  | 12/05/2019
Florida Heat Pump | Florida Heat Pump | GT054-3CS | GT054-3AH/AV | Water-Source | Water/Brine to Air Heat Pump S | Heat Pump | 208 | 3 |  |  | No Match | No Match |  |  |  | 49000 | 3983 | 12.3 | 10 | 64000 | 4261 | 4.4 |  | Federally-Regulated Commercial & Industrial Equipment | 04/12/2000 |  | 12/05/2019
Florida Heat Pump | Florida Heat Pump | EM060-1CS | EM060-1AH/AV | Water-Source | Water/Brine to Air Heat Pump S | Heat Pump | 208 | 1 |  |  | No Match | No Match |  |  |  | 59000 | 4609 | 12.8 | 10 | 78000 | 5314 | 4.3 |  | Federally-Regulated Commercial & Industrial Equipment | 04/12/2000 |  | 12/05/2019
Florida Heat Pump | Florida Heat Pump | GT024-3CS | GT024-1AH/AV | Water-Source | Water/Brine to Air Heat Pump S | Heat Pump | 208 | 3 |  |  | No Match | No Match |  |  |  | 23000 | 1755 | 13.1 | 10 | 26500 | 1805 | 4.3 |  | Federally-Regulated Commercial & Industrial Equipment | 07/16/2001 |  | 12/05/2019
Florida Heat Pump | Florida Heat Pump | GO048-1CF/HZ/VT |  | Water-Source | WBAHP: Heat Pump Packaged Unit | Heat Pump | 230 | 1 |  |  | No Match | No Match |  |  |  | 49000 | 3266 | 15 | 10 | 54000 | 3164 | 5 |  | Federally-Regulated Commercial & Industrial Equipment | 05/29/2001 |  | 12/05/2019
Florida Heat Pump | Florida Heat Pump | GT042-2CF/HZ/VT |  | Water-Source | WBAHP: Heat Pump Packaged Unit | Heat Pump | 265 | 1 |  |  | No Match | No Match |  |  |  | 42000 | 3230 | 13 | 10 | 52500 | 3204 | 4.8 |  | Federally-Regulated Commercial & Industrial Equipment | 04/12/2000 |  | 12/05/2019
Florida Heat Pump | Florida Heat Pump | GO042-3CF/HZ/VT |  | Water-Source | WBAHP: Heat Pump Packaged Unit | Heat Pump | 208 | 3 |  |  | No Match | No Match |  |  |  | 39900 | 2642 | 15.1 | 10 | 49000 | 2518 | 5.7 |  | Federally-Regulated Commercial & Industrial Equipment | 07/16/2001 |  | 12/05/2019
Florida Heat Pump | Geomaster, LLC | ES049-1CF/HZ/VT |  | Water-Source | WBAHP: Heat Pump Packaged Unit | Heat Pump | 208 | 1 |  |  | No Match | Single-Speed |  |  |  | 48000 | 3556 | 13.5 | 12 | 58000 | 3540 | 4.8 | 4.2 | Federally-Regulated Commercial & Industrial Equipment | 02/09/2009 |  | 12/05/2019
Florida Heat Pump | Geomaster, LLC | ES061-1CF/HZ/VT |  | Water-Source | WBAHP: Heat Pump Packaged Unit | Heat Pump | 230 | 1 |  |  | No Match | Single-Speed |  |  |  | 60000 | 4286 | 14 | 12 | 72000 | 4488 | 4.7 | 4.2 | Federally-Regulated Commercial & Industrial Equipment | 02/09/2009 |  | 12/05/2019
Florida Heat Pump | Florida Heat Pump | GO024-1CF/HZ/VT |  | Water-Source | WBAHP: Heat Pump Packaged Unit | Heat Pump | 230 | 1 |  |  | No Match | No Match |  |  |  | 26000 | 1830 | 14.2 | 10 | 30500 | 1787 | 5 |  | Federally-Regulated Commercial & Industrial Equipment | 05/29/2001 |  | 12/05/2019
Florida Heat Pump | Geomaster, LLC | ES025-1CF/HZ/VT |  | Water-Source | WBAHP: Heat Pump Packaged Unit | Heat Pump | 230 | 1 |  |  | No Match | Single-Speed |  |  |  | 26000 | 1625 | 16 | 12 | 30000 | 1758 | 5 | 4.2 | Federally-Regulated Commercial & Industrial Equipment | 04/23/2009 |  | 12/05/2019
Florida Heat Pump | Florida Heat Pump | GO060-1CF/HZ/VT |  | Water-Source | WBAHP: Heat Pump Packaged Unit | Heat Pump | 230 | 1 |  |  | No Match | No Match |  |  |  | 59000 | 4538 | 13 | 10 | 64000 | 3906 | 4.8 |  | Federally-Regulated Commercial & Industrial Equipment | 05/19/2000 |  | 12/05/2019
Florida Heat Pump | Florida Heat Pump | GO030-3CF/HZ/VT |  | Water-Source | WBAHP: Heat Pump Packaged Unit | Heat Pump | 208 | 3 |  |  | No Match | No Match |  |  |  | 27800 | 1841 | 15.1 | 10 | 34000 | 1778 | 5.6 |  | Federally-Regulated Commercial & Industrial Equipment | 07/16/2001 |  | 12/05/2019
Florida Heat Pump | Geomaster, LLC | ES049-1CF/HZ/VT |  | Water-Source | WBAHP: Heat Pump Packaged Unit | Heat Pump | 230 | 1 |  |  | No Match | Single-Speed |  |  |  | 48000 | 3556 | 13.5 | 12 | 58000 | 3540 | 4.8 | 4.2 | Federally-Regulated Commercial & Industrial Equipment | 02/09/2009 |  | 12/05/2019
Florida Heat Pump | Florida Heat Pump | GO024-1CF/HZ/VT |  | Water-Source | WBAHP: Heat Pump Packaged Unit | Heat Pump | 208 | 1 |  |  | No Match | No Match |  |  |  | 26000 | 1830 | 14.2 | 10 | 30500 | 1787 | 5 |  | Federally-Regulated Commercial & Industrial Equipment | 05/29/2001 |  | 12/05/2019
Florida Heat Pump | Florida Heat Pump | GO072-1HZ/VT(P) |  | Water-Source | WBAHP: Heat Pump Packaged Unit | Heat Pump | 208 | 1 |  |  | No Match | No Match |  |  |  | 40500 | 2250 | 18 | 10 | 39700 | 2194 | 5.3 |  | Federally-Regulated Commercial & Industrial Equipment | 09/25/2002 |  | 12/05/2019
Florida Heat Pump | Florida Heat Pump | GO036-3CF/HZ/VT |  | Water-Source | WBAHP: Heat Pump Packaged Unit | Heat Pump | 230 | 3 |  |  | No Match | No Match |  |  |  | 33800 | 2166 | 15.6 | 10 | 41500 | 2210 | 5.5 |  | Federally-Regulated Commercial & Industrial Equipment | 07/16/2001 |  | 12/05/2019
Florida Heat Pump | Florida Heat Pump | GO048-1CF/HZ/VT(P) |  | Water-Source | WBAHP: Heat Pump Packaged Unit | Heat Pump | 230 | 1 |  |  | No Match | No Match |  |  |  | 25000 | 1250 | 20 | 10 | 27000 | 1551 | 5.1 |  | Federally-Regulated Commercial & Industrial Equipment | 09/25/2002 |  | 12/05/2019
Florida Heat Pump | Florida Heat Pump | GO060-1CF/HZ/VT(P) |  | Water-Source | WBAHP: Heat Pump Packaged Unit | Heat Pump | 230 | 1 |  |  | No Match | No Match |  |  |  | 30000 | 1538 | 19.5 | 10 | 32000 | 1875 | 5 |  | Federally-Regulated Commercial & Industrial Equipment | 09/25/2002 |  | 12/05/2019
Florida Heat Pump | Florida Heat Pump | GO048-1CF/HZ/VT(P) |  | Water-Source | WBAHP: Heat Pump Packaged Unit | Heat Pump | 208 | 1 |  |  | No Match | No Match |  |  |  | 25000 | 1250 | 20 | 10 | 27000 | 1551 | 5.1 |  | Federally-Regulated Commercial & Industrial Equipment | 09/25/2002 |  | 12/05/2019
Florida Heat Pump | Florida Heat Pump | GO036-3CF/HZ/VT |  | Water-Source | WBAHP: Heat Pump Packaged Unit | Heat Pump | 208 | 3 |  |  | No Match | No Match |  |  |  | 33800 | 2166 | 15.6 | 10 | 41500 | 2210 | 5.5 |  | Federally-Regulated Commercial & Industrial Equipment | 07/16/2001 |  | 12/05/2019
Florida Heat Pump | Florida Heat Pump | GO030-1CF/HZ/VT |  | Water-Source | WBAHP: Heat Pump Packaged Unit | Heat Pump | 230 | 1 |  |  | No Match | No Match |  |  |  | 27800 | 1841 | 15.1 | 10 | 34000 | 1778 | 5.6 |  | Federally-Regulated Commercial & Industrial Equipment | 05/29/2001 |  | 12/05/2019
Florida Heat Pump | Florida Heat Pump | GO036-1CF/HZ/VT |  | Water-Source | WBAHP: Heat Pump Packaged Unit | Heat Pump | 230 | 1 |  |  | No Match | No Match |  |  |  | 33800 | 2166 | 15.6 | 10 | 41500 | 2210 | 5.5 |  | Federally-Regulated Commercial & Industrial Equipment | 05/29/2001 |  | 12/05/2019
Florida Heat Pump | Florida Heat Pump | GO030-1CF/HZ/VT |  | Water-Source | WBAHP: Heat Pump Packaged Unit | Heat Pump | 208 | 1 |  |  | No Match | No Match |  |  |  | 27800 | 1841 | 15.1 | 10 | 34000 | 1778 | 5.6 |  | Federally-Regulated Commercial & Industrial Equipment | 05/29/2001 |  | 12/05/2019
Florida Heat Pump | Florida Heat Pump | GO030-3CF/HZ/VT |  | Water-Source | WBAHP: Heat Pump Packaged Unit | Heat Pump | 230 | 3 |  |  | No Match | No Match |  |  |  | 27800 | 1841 | 15.1 | 10 | 34000 | 1778 | 5.6 |  | Federally-Regulated Commercial & Industrial Equipment | 07/16/2001 |  | 12/05/2019
Florida Heat Pump | Geomaster, LLC | ES025-1CF/HZ/VT |  | Water-Source | WBAHP: Heat Pump Packaged Unit | Heat Pump | 208 | 1 |  |  | No Match | Single-Speed |  |  |  | 26000 | 1625 | 16 | 12 | 30000 | 1758 | 5 | 4.2 | Federally-Regulated Commercial & Industrial Equipment | 04/23/2009 |  | 12/05/2019
Florida Heat Pump | Florida Heat Pump | GO042-1CF/HZ/VT |  | Water-Source | WBAHP: Heat Pump Packaged Unit | Heat Pump | 208 | 1 |  |  | No Match | No Match |  |  |  | 39900 | 2642 | 15.1 | 10 | 49000 | 2518 | 5.7 |  | Federally-Regulated Commercial & Industrial Equipment | 05/29/2001 |  | 12/05/2019
Florida Heat Pump | Geomaster, LLC | ES061-1CF/HZ/VT |  | Water-Source | WBAHP: Heat Pump Packaged Unit | Heat Pump | 208 | 1 |  |  | No Match | Single-Speed |  |  |  | 60000 | 4286 | 14 | 12 | 72000 | 4488 | 4.7 | 4.2 | Federally-Regulated Commercial & Industrial Equipment | 02/09/2009 |  | 12/05/2019
Florida Heat Pump | Florida Heat Pump | GO042-1CF/HZ/VT |  | Water-Source | WBAHP: Heat Pump Packaged Unit | Heat Pump | 230 | 1 |  |  | No Match | No Match |  |  |  | 39900 | 2642 | 15.1 | 10 | 49000 | 2518 | 5.7 |  | Federally-Regulated Commercial & Industrial Equipment | 05/29/2001 |  | 12/05/2019
Florida Heat Pump | Florida Heat Pump | GO048-1CF/HZ/VT |  | Water-Source | WBAHP: Heat Pump Packaged Unit | Heat Pump | 208 | 1 |  |  | No Match | No Match |  |  |  | 49000 | 3266 | 15 | 10 | 54000 | 3164 | 5 |  | Federally-Regulated Commercial & Industrial Equipment | 05/29/2001 |  | 12/05/2019
Florida Heat Pump | Florida Heat Pump | GO060-1CF/HZ/VT(P) |  | Water-Source | WBAHP: Heat Pump Packaged Unit | Heat Pump | 208 | 1 |  |  | No Match | No Match |  |  |  | 30000 | 1538 | 19.5 | 10 | 32000 | 1875 | 5 |  | Federally-Regulated Commercial & Industrial Equipment | 09/25/2002 |  | 12/05/2019
Florida Heat Pump | Florida Heat Pump | GO042-3CF/HZ/VT |  | Water-Source | WBAHP: Heat Pump Packaged Unit | Heat Pump | 230 | 3 |  |  | No Match | No Match |  |  |  | 39900 | 2642 | 15.1 | 10 | 49000 | 2518 | 5.7 |  | Federally-Regulated Commercial & Industrial Equipment | 07/16/2001 |  | 12/05/2019
Florida Heat Pump | Florida Heat Pump | GO060-1CF/HZ/VT |  | Water-Source | WBAHP: Heat Pump Packaged Unit | Heat Pump | 208 | 1 |  |  | No Match | No Match |  |  |  | 59000 | 4538 | 13 | 10 | 64000 | 3906 | 4.8 |  | Federally-Regulated Commercial & Industrial Equipment | 05/19/2000 |  | 12/05/2019
Florida Heat Pump | Florida Heat Pump | GO036-1CF/HZ/VT |  | Water-Source | WBAHP: Heat Pump Packaged Unit | Heat Pump | 208 | 1 |  |  | No Match | No Match |  |  |  | 33800 | 2166 | 15.6 | 10 | 41500 | 2210 | 5.5 |  | Federally-Regulated Commercial & Industrial Equipment | 05/29/2001 |  | 12/05/2019
Florida Heat Pump | Florida Heat Pump | GO072-1HZ/VT(P) |  | Water-Source | WBAHP: Heat Pump Packaged Unit | Heat Pump | 230 | 1 |  |  | No Match | No Match |  |  |  | 40500 | 2250 | 18 | 10 | 39700 | 2194 | 5.3 |  | Federally-Regulated Commercial & Industrial Equipment | 09/25/2002 |  | 12/05/2019
Florida Heat Pump | Geomaster, LLC | CA009-1 |  | Water-Source | WBAHP-O: Heat Pump Packaged Un | Heat Pump | 230 | 1 |  |  | No Match | Single-Speed |  |  |  | 8200 | 610 | 12.9 | 11.2 | 9400 | 570 | 4.6 | 4.2 | Federally-Regulated Commercial & Industrial Equipment | 04/23/2009 |  | 12/05/2019
Florida Heat Pump | Florida Heat Pump | CW012-1 |  | Water-Source | WBAHP-O: Heat Pump Packaged Un | Heat Pump | 230 | 1 |  |  | No Match | No Match |  |  |  | 11000 | 714 | 15.4 | 10 | 11300 | 704 | 4.7 |  | Federally-Regulated Commercial & Industrial Equipment | 10/05/1999 |  | 12/05/2019
Florida Heat Pump | Geomaster, LLC | CA015-1 |  | Water-Source | WBAHP-O: Heat Pump Packaged Un | Heat Pump | 230 | 1 |  |  | No Match | Single-Speed |  |  |  | 14400 | 1060 | 13.3 | 11.2 | 15000 | 1000 | 4.3 | 4.2 | Federally-Regulated Commercial & Industrial Equipment | 04/23/2009 |  | 12/05/2019
Florida Heat Pump | Geomaster, LLC | CA015-1 |  | Water-Source | WBAHP-O: Heat Pump Packaged Un | Heat Pump | 208 | 1 |  |  | No Match | Single-Speed |  |  |  | 14400 | 1060 | 13.3 | 11.2 | 15000 | 1000 | 4.3 | 4.2 | Federally-Regulated Commercial & Industrial Equipment | 04/23/2009 |  | 12/05/2019
Florida Heat Pump | Geomaster, LLC | CA012-1 |  | Water-Source | WBAHP-O: Heat Pump Packaged Un | Heat Pump | 230 | 1 |  |  | No Match | Single-Speed |  |  |  | 10500 | 850 | 12 | 11.2 | 12400 | 850 | 4.3 | 4.2 | Federally-Regulated Commercial & Industrial Equipment | 04/23/2009 |  | 12/05/2019
Florida Heat Pump | Geomaster, LLC | CA009-1 |  | Water-Source | WBAHP-O: Heat Pump Packaged Un | Heat Pump | 208 | 1 |  |  | No Match | Single-Speed |  |  |  | 8200 | 610 | 12.9 | 11.2 | 9400 | 570 | 4.6 | 4.2 | Federally-Regulated Commercial & Industrial Equipment | 04/23/2009 |  | 12/05/2019
Florida Heat Pump | Geomaster, LLC | CA009-2 |  | Water-Source | WBAHP-O: Heat Pump Packaged Un | Heat Pump | 265 | 1 |  |  | No Match | Single-Speed |  |  |  | 8200 | 610 | 12.9 | 11.2 | 9400 | 570 | 4.6 | 4.2 | Federally-Regulated Commercial & Industrial Equipment | 04/23/2009 |  | 12/05/2019
Florida Heat Pump | Geomaster, LLC | CA015-2 |  | Water-Source | WBAHP-O: Heat Pump Packaged Un | Heat Pump | 265 | 1 |  |  | No Match | Single-Speed |  |  |  | 14400 | 1060 | 13.3 | 11.2 | 15000 | 990 | 4.3 | 4.2 | Federally-Regulated Commercial & Industrial Equipment | 04/23/2009 |  | 12/05/2019
Florida Heat Pump | Florida Heat Pump | CW018-1 |  | Water-Source | WBAHP-O: Heat Pump Packaged Un | Heat Pump | 208 | 1 |  |  | No Match | No Match |  |  |  | 17200 | 1194 | 14.4 | 10 | 17000 | 1132 | 4.4 |  | Federally-Regulated Commercial & Industrial Equipment | 12/14/1998 |  | 12/05/2019
Florida Heat Pump | Florida Heat Pump | CW018-1 |  | Water-Source | WBAHP-O: Heat Pump Packaged Un | Heat Pump | 230 | 1 |  |  | No Match | No Match |  |  |  | 17200 | 1194 | 14.4 | 10 | 17000 | 1132 | 4.4 |  | Federally-Regulated Commercial & Industrial Equipment | 12/14/1998 |  | 12/05/2019
Florida Heat Pump | Geomaster, LLC | CA012-2 |  | Water-Source | WBAHP-O: Heat Pump Packaged Un | Heat Pump | 265 | 1 |  |  | No Match | Single-Speed |  |  |  | 10500 | 780 | 12 | 11.2 | 12400 | 850 | 4.3 | 4.2 | Federally-Regulated Commercial & Industrial Equipment | 04/23/2009 |  | 12/05/2019
Florida Heat Pump | Geomaster, LLC | CA012-1 |  | Water-Source | WBAHP-O: Heat Pump Packaged Un | Heat Pump | 208 | 1 |  |  | No Match | Single-Speed |  |  |  | 10500 | 850 | 12 | 11.2 | 12400 | 850 | 4.3 | 4.2 | Federally-Regulated Commercial & Industrial Equipment | 04/23/2009 |  | 12/05/2019
Florida Heat Pump | Florida Heat Pump | CW012-1 |  | Water-Source | WBAHP-O: Heat Pump Packaged Un | Heat Pump | 208 | 1 |  |  | No Match | No Match |  |  |  | 11000 | 714 | 15.4 | 10 | 11300 | 704 | 4.7 |  | Federally-Regulated Commercial & Industrial Equipment | 10/05/1999 |  | 12/05/2019
Florida Heat Pump | Geomaster, LLC | ES049-1CF/HZ/VT |  | Ground-Source | WBAHP: Heat Pump Packaged Unit | Heat Pump | 230 | 1 |  |  | No Match | Single-Speed |  |  |  | 49000 | 3161 | 15.5 | 13.4 | 38000 | 3093 | 3.6 | 3.1 | Non Federally-Regulated | 02/09/2009 |  | 12/05/2019
Florida Heat Pump | Geomaster, LLC | ES049-1CF/HZ/VT |  | Ground-Source | WBAHP: Heat Pump Packaged Unit | Heat Pump | 208 | 1 |  |  | No Match | Single-Speed |  |  |  | 49000 | 3161 | 15.5 | 13.4 | 38000 | 3093 | 3.6 | 3.1 | Non Federally-Regulated | 02/09/2009 |  | 12/05/2019
Florida Heat Pump | Geomaster, LLC | ES025-1CF/HZ/VT |  | Ground-Source | WBAHP: Heat Pump Packaged Unit | Heat Pump | 208 | 1 |  |  | No Match | Single-Speed |  |  |  | 27500 | 1471 | 18.7 | 13.4 | 19000 | 1465 | 3.8 | 3.1 | Non Federally-Regulated | 04/23/2009 |  | 12/05/2019
Florida Heat Pump | Geomaster, LLC | ES061-1CF/HZ/VT |  | Ground-Source | WBAHP: Heat Pump Packaged Unit | Heat Pump | 230 | 1 |  |  | No Match | Single-Speed |  |  |  | 62000 | 3949 | 15.7 | 13.4 | 49000 | 3988 | 3.6 | 3.1 | Non Federally-Regulated | 02/09/2009 |  | 12/05/2019
Florida Heat Pump | Geomaster, LLC | ES025-1CF/HZ/VT |  | Ground-Source | WBAHP: Heat Pump Packaged Unit | Heat Pump | 230 | 1 |  |  | No Match | Single-Speed |  |  |  | 27500 | 1471 | 18.7 | 13.4 | 19000 | 1465 | 3.8 | 3.1 | Non Federally-Regulated | 04/23/2009 |  | 12/05/2019
Florida Heat Pump | Geomaster, LLC | ES061-1CF/HZ/VT |  | Ground-Source | WBAHP: Heat Pump Packaged Unit | Heat Pump | 208 | 1 |  |  | No Match | Single-Speed |  |  |  | 62000 | 3949 | 15.7 | 13.4 | 49000 | 3988 | 3.6 | 3.1 | Non Federally-Regulated | 02/09/2009 |  | 12/05/2019
Florida Heat Pump | Florida Heat Pump | GO060-1CF/HZ/VT(P) |  | Ground-Water-Source | WBAHP: Heat Pump Packaged Unit | Heat Pump | 208 | 1 |  |  | No Match | No Match |  |  |  | 31000 | 1422 | 21.8 | 9 | 18500 | 1505 | 3.6 |  | Non Federally-Regulated | 07/22/2002 |  | 12/05/2019
Florida Heat Pump | Florida Heat Pump | GO048-1CF/HZ/VT(P) |  | Ground-Water-Source | WBAHP: Heat Pump Packaged Unit | Heat Pump | 208 | 1 |  |  | No Match | No Match |  |  |  | 25800 | 1162 | 22.2 | 9 | 17000 | 1245 | 4 |  | Non Federally-Regulated | 07/22/2002 |  | 12/05/2019
Florida Heat Pump | Geomaster, LLC | ES071-1CF/HZ/VT |  | Ground-Water-Source | WBAHP: Heat Pump Packaged Unit | Heat Pump | 230 | 1 |  |  | No Match | Single-Speed | 3941 | 803 | 1 | 77000 | 3929 | 19.6 | 16.2 | 68000 | 3929 | 4.2 | 3.6 | Non Federally-Regulated | 04/30/2009 |  | 12/05/2019
Florida Heat Pump | Geomaster, LLC | ES025-1CF/HZ/VT |  | Ground-Water-Source | WBAHP: Heat Pump Packaged Unit | Heat Pump | 208 | 1 |  |  | No Match | Single-Speed |  |  |  | 29000 | 1208 | 24 | 16.2 | 25000 | 1208 | 4.6 | 3.6 | Non Federally-Regulated | 04/30/2009 |  | 12/05/2019
Florida Heat Pump | Florida Heat Pump | GO048-1CF/HZ/VT(P) |  | Ground-Water-Source | WBAHP: Heat Pump Packaged Unit | Heat Pump | 230 | 1 |  |  | No Match | No Match |  |  |  | 25800 | 1162 | 22.2 | 9 | 17000 | 1245 | 4 |  | Non Federally-Regulated | 07/22/2002 |  | 12/05/2019
Florida Heat Pump | Geomaster, LLC | ES071-1CF/HZ/VT |  | Ground-Water-Source | WBAHP: Heat Pump Packaged Unit | Heat Pump | 208 | 1 |  |  | No Match | Single-Speed | 3941 | 803 | 1 | 77000 | 3929 | 19.6 | 16.2 | 68000 | 3929 | 4.2 | 3.6 | Non Federally-Regulated | 04/30/2009 |  | 12/05/2019
Florida Heat Pump | Geomaster, LLC | ES025-1CF/HZ/VT |  | Ground-Water-Source | WBAHP: Heat Pump Packaged Unit | Heat Pump | 230 | 1 |  |  | No Match | Single-Speed |  |  |  | 29000 | 1208 | 24 | 16.2 | 25000 | 1208 | 4.6 | 3.6 | Non Federally-Regulated | 04/30/2009 |  | 12/05/2019
Florida Heat Pump | Florida Heat Pump | GO060-1CF/HZ/VT(P) |  | Ground-Water-Source | WBAHP: Heat Pump Packaged Unit | Heat Pump | 230 | 1 |  |  | No Match | No Match |  |  |  | 31000 | 1422 | 21.8 | 9 | 18500 | 1505 | 3.6 |  | Non Federally-Regulated | 07/22/2002 |  | 12/05/2019
Florida Heat Pump | Florida Heat Pump | GO048-1CF/HZ/VT(P) |  | Water-Source | WBAHP-CB: Heat Pump Split Syst | Heat Pump | 208 | 1 |  |  | No Match | No Match |  |  |  | 25000 | 1388 | 18 | 9 | 25500 | 1494 | 5 | 3.5 | Non Federally-Regulated | 07/22/2002 |  | 12/05/2019
Florida Heat Pump | Florida Heat Pump | GT030-2CF/HZ/VT |  | Water-Source | WBAHP-CB: Heat Pump Split Syst | Heat Pump | 265 | 1 |  |  | No Match | No Match |  |  |  | 30000 | 2112 | 14.2 | 9 | 34500 | 2350 | 4.3 | 3.5 | Non Federally-Regulated | 07/22/2002 |  | 12/05/2019
Florida Heat Pump | Florida Heat Pump | GT042-1CF/HZ/VT |  | Water-Source | WBAHP-CB: Heat Pump Split Syst | Heat Pump | 230 | 1 |  |  | No Match | No Match |  |  |  | 42500 | 3102 | 13.7 | 9 | 50000 | 3406 | 4.3 | 3.5 | Non Federally-Regulated | 07/22/2002 |  | 12/05/2019
Florida Heat Pump | Florida Heat Pump | GT018-1CF/HZ/VT |  | Water-Source | WBAHP-CB: Heat Pump Split Syst | Heat Pump | 208 | 1 |  |  | No Match | No Match |  |  |  | 16600 | 1084 | 15.3 | 9 | 17800 | 1185 | 4.4 | 3.5 | Non Federally-Regulated | 07/22/2002 |  | 12/05/2019
Florida Heat Pump | Florida Heat Pump | GO048-1CF/HZ/VT(P) |  | Water-Source | WBAHP-CB: Heat Pump Split Syst | Heat Pump | 230 | 1 |  |  | No Match | No Match |  |  |  | 25000 | 1388 | 18 | 9 | 25500 | 1494 | 5 | 3.5 | Non Federally-Regulated | 07/22/2002 |  | 12/05/2019
Florida Heat Pump | Florida Heat Pump | GO030-1CF/HZ/VT |  | Water-Source | WBAHP-CB: Heat Pump Split Syst | Heat Pump | 208 | 1 |  |  | No Match | No Match |  |  |  | 29600 | 2114 | 14 | 9 | 34000 | 2316 | 4.3 | 3.5 | Non Federally-Regulated | 07/22/2002 |  | 12/05/2019
Florida Heat Pump | Florida Heat Pump | GT042-3CF/HZ/VT |  | Water-Source | WBAHP-CB: Heat Pump Split Syst | Heat Pump | 208 | 3 |  |  | No Match | No Match |  |  |  | 42500 | 3102 | 13.7 | 9 | 50000 | 3406 | 4.3 | 3.5 | Non Federally-Regulated | 07/22/2002 |  | 12/05/2019
Florida Heat Pump | Florida Heat Pump | GO036-3CF/HZ/VT |  | Water-Source | WBAHP-CB: Heat Pump Split Syst | Heat Pump | 230 | 3 |  |  | No Match | No Match |  |  |  | 36000 | 2500 | 14.4 | 9 | 41500 | 2827 | 4.3 | 3.5 | Non Federally-Regulated | 07/22/2002 |  | 12/05/2019
Florida Heat Pump | Florida Heat Pump | GT018-2CF/HZ/VT |  | Water-Source | WBAHP-CB: Heat Pump Split Syst | Heat Pump | 265 | 1 |  |  | No Match | No Match |  |  |  | 16600 | 1084 | 15.3 | 9 | 17800 | 1185 | 4.4 | 3.5 | Non Federally-Regulated | 07/22/2002 |  | 12/05/2019
Florida Heat Pump | Florida Heat Pump | GT030-1CF/HZ/VT |  | Water-Source | WBAHP-CB: Heat Pump Split Syst | Heat Pump | 230 | 1 |  |  | No Match | No Match |  |  |  | 30000 | 2112 | 14.2 | 9 | 34500 | 2350 | 4.3 | 3.5 | Non Federally-Regulated | 07/22/2002 |  | 12/05/2019
Florida Heat Pump | Florida Heat Pump | GO048-1CF/HZ/VT |  | Water-Source | WBAHP-CB: Heat Pump Split Syst | Heat Pump | 208 | 1 |  |  | No Match | No Match |  |  |  | 49000 | 3550 | 13.8 | 9 | 52000 | 3543 | 4.3 | 3.5 | Non Federally-Regulated | 07/22/2002 |  | 12/05/2019
Florida Heat Pump | Florida Heat Pump | GT042-1CF/HZ/VT |  | Water-Source | WBAHP-CB: Heat Pump Split Syst | Heat Pump | 208 | 1 |  |  | No Match | No Match |  |  |  | 42500 | 3102 | 13.7 | 9 | 50000 | 3406 | 4.3 | 3.5 | Non Federally-Regulated | 07/22/2002 |  | 12/05/2019
Florida Heat Pump | Florida Heat Pump | GO048-1CF/HZ/VT |  | Water-Source | WBAHP-CB: Heat Pump Split Syst | Heat Pump | 230 | 1 |  |  | No Match | No Match |  |  |  | 49000 | 3550 | 13.8 | 9 | 52000 | 3543 | 4.3 | 3.5 | Non Federally-Regulated | 07/22/2002 |  | 12/05/2019
Florida Heat Pump | Florida Heat Pump | GT030-4CF/HZ/VT |  | Water-Source | WBAHP-CB: Heat Pump Split Syst | Heat Pump | 460 | 3 |  |  | No Match | No Match |  |  |  | 30000 | 2112 | 14.2 | 9 | 34500 | 2350 | 4.3 | 3.5 | Non Federally-Regulated | 07/22/2002 |  | 12/05/2019
Florida Heat Pump | Florida Heat Pump | GT030-3CF/HZ/VT |  | Water-Source | WBAHP-CB: Heat Pump Split Syst | Heat Pump | 230 | 3 |  |  | No Match | No Match |  |  |  | 30000 | 2112 | 14.2 | 9 | 34500 | 2350 | 4.3 | 3.5 | Non Federally-Regulated | 07/22/2002 |  | 12/05/2019
Florida Heat Pump | Florida Heat Pump | GO036-1CF/HZ/VT |  | Water-Source | WBAHP-CB: Heat Pump Split Syst | Heat Pump | 230 | 1 |  |  | No Match | No Match |  |  |  | 36000 | 2500 | 14.4 | 9 | 41500 | 2827 | 4.3 | 3.5 | Non Federally-Regulated | 07/22/2002 |  | 12/05/2019
Florida Heat Pump | Florida Heat Pump | GO030-3CF/HZ/VT |  | Water-Source | WBAHP-CB: Heat Pump Split Syst | Heat Pump | 208 | 3 |  |  | No Match | No Match |  |  |  | 29600 | 2114 | 14 | 9 | 34000 | 2316 | 4.3 | 3.5 | Non Federally-Regulated | 07/22/2002 |  | 12/05/2019
Florida Heat Pump | Florida Heat Pump | GO042-3CF/HZ/VT |  | Water-Source | WBAHP-CB: Heat Pump Split Syst | Heat Pump | 230 | 3 |  |  | No Match | No Match |  |  |  | 42600 | 2840 | 15 | 9 | 49000 | 3190 | 4.5 | 3.5 | Non Federally-Regulated | 07/22/2002 |  | 12/05/2019
Florida Heat Pump | Florida Heat Pump | CW009-1 |  | Water-Source | WBAHP-CB: Heat Pump Split Syst | Heat Pump | 208 | 1 |  |  | No Match | No Match |  |  |  | 9000 | 529 | 17 | 9 | 8600 | 536 | 4.7 | 3.5 | Non Federally-Regulated | 07/22/2002 |  | 12/05/2019
Florida Heat Pump | Florida Heat Pump | GT042-2CF/HZ/VT |  | Water-Source | WBAHP-CB: Heat Pump Split Syst | Heat Pump | 265 | 1 |  |  | No Match | No Match |  |  |  | 45000 | 3435 | 13.1 | 9 | 50000 | 3488 | 4.2 | 3.5 | Non Federally-Regulated | 07/22/2002 |  | 12/05/2019
Florida Heat Pump | Florida Heat Pump | GT018-1CF/HZ/VT |  | Water-Source | WBAHP-CB: Heat Pump Split Syst | Heat Pump | 230 | 1 |  |  | No Match | No Match |  |  |  | 16600 | 1084 | 15.3 | 9 | 17800 | 1185 | 4.4 | 3.5 | Non Federally-Regulated | 07/22/2002 |  | 12/05/2019
Florida Heat Pump | Florida Heat Pump | GO036-3CF/HZ/VT |  | Water-Source | WBAHP-CB: Heat Pump Split Syst | Heat Pump | 208 | 3 |  |  | No Match | No Match |  |  |  | 36000 | 2500 | 14.4 | 9 | 41500 | 2827 | 4.3 | 3.5 | Non Federally-Regulated | 07/22/2002 |  | 12/05/2019
Florida Heat Pump | Florida Heat Pump | CW009-1 |  | Water-Source | WBAHP-CB: Heat Pump Split Syst | Heat Pump | 230 | 1 |  |  | No Match | No Match |  |  |  | 9000 | 529 | 17 | 9 | 8600 | 536 | 4.7 | 3.5 | Non Federally-Regulated | 07/22/2002 |  | 12/05/2019
Florida Heat Pump | Florida Heat Pump | GO042-3CF/HZ/VT |  | Water-Source | WBAHP-CB: Heat Pump Split Syst | Heat Pump | 208 | 3 |  |  | No Match | No Match |  |  |  | 42600 | 2840 | 15 | 9 | 49000 | 3190 | 4.5 | 3.5 | Non Federally-Regulated | 07/22/2002 |  | 12/05/2019
Florida Heat Pump | Florida Heat Pump | GO042-1CF/HZ/VT |  | Water-Source | WBAHP-CB: Heat Pump Split Syst | Heat Pump | 230 | 1 |  |  | No Match | No Match |  |  |  | 42600 | 2840 | 15 | 9 | 49000 | 3190 | 4.5 | 3.5 | Non Federally-Regulated | 07/22/2002 |  | 12/05/2019
Florida Heat Pump | Florida Heat Pump | GT030-1CF/HZ/VT |  | Water-Source | WBAHP-CB: Heat Pump Split Syst | Heat Pump | 208 | 1 |  |  | No Match | No Match |  |  |  | 30000 | 2112 | 14.2 | 9 | 34500 | 2350 | 4.3 | 3.5 | Non Federally-Regulated | 07/22/2002 |  | 12/05/2019
Florida Heat Pump | Florida Heat Pump | GT042-3CF/HZ/VT |  | Water-Source | WBAHP-CB: Heat Pump Split Syst | Heat Pump | 230 | 3 |  |  | No Match | No Match |  |  |  | 42500 | 3102 | 13.7 | 9 | 50000 | 3406 | 4.3 | 3.5 | Non Federally-Regulated | 07/22/2002 |  | 12/05/2019
Florida Heat Pump | Florida Heat Pump | GO060-1CF/HZ/VT(P) |  | Water-Source | WBAHP-CB: Heat Pump Split Syst | Heat Pump | 208 | 1 |  |  | No Match | No Match |  |  |  | 30000 | 1666 | 18 | 9 | 28000 | 1745 | 4.7 | 3.5 | Non Federally-Regulated | 07/22/2002 |  | 12/05/2019
Florida Heat Pump | Florida Heat Pump | GO036-1CF/HZ/VT |  | Water-Source | WBAHP-CB: Heat Pump Split Syst | Heat Pump | 208 | 1 |  |  | No Match | No Match |  |  |  | 36000 | 2500 | 14.4 | 9 | 41500 | 2827 | 4.3 | 3.5 | Non Federally-Regulated | 07/22/2002 |  | 12/05/2019
Florida Heat Pump | Florida Heat Pump | GO030-1CF/HZ/VT |  | Water-Source | WBAHP-CB: Heat Pump Split Syst | Heat Pump | 230 | 1 |  |  | No Match | No Match |  |  |  | 29600 | 2114 | 14 | 9 | 34000 | 2316 | 4.3 | 3.5 | Non Federally-Regulated | 07/22/2002 |  | 12/05/2019
Florida Heat Pump | Florida Heat Pump | GO030-3CF/HZ/VT |  | Water-Source | WBAHP-CB: Heat Pump Split Syst | Heat Pump | 230 | 3 |  |  | No Match | No Match |  |  |  | 29600 | 2114 | 14 | 9 | 34000 | 2316 | 4.3 | 3.5 | Non Federally-Regulated | 07/22/2002 |  | 12/05/2019
Florida Heat Pump | Florida Heat Pump | CW009-2 |  | Water-Source | WBAHP-CB: Heat Pump Split Syst | Heat Pump | 265 | 1 |  |  | No Match | No Match |  |  |  | 9000 | 529 | 17 | 9 | 8600 | 536 | 4.7 | 3.5 | Non Federally-Regulated | 07/22/2002 |  | 12/05/2019
Florida Heat Pump | Florida Heat Pump | GO060-1CF/HZ/VT(P) |  | Water-Source | WBAHP-CB: Heat Pump Split Syst | Heat Pump | 230 | 1 |  |  | No Match | No Match |  |  |  | 30000 | 1666 | 18 | 9 | 28000 | 1745 | 4.7 | 3.5 | Non Federally-Regulated | 07/22/2002 |  | 12/05/2019
Florida Heat Pump | Florida Heat Pump | GO042-1CF/HZ/VT |  | Water-Source | WBAHP-CB: Heat Pump Split Syst | Heat Pump | 208 | 1 |  |  | No Match | No Match |  |  |  | 42600 | 2840 | 15 | 9 | 49000 | 3190 | 4.5 | 3.5 | Non Federally-Regulated | 07/22/2002 |  | 12/05/2019
Florida Heat Pump | Florida Heat Pump | GT042-4CF/HZ/VT |  | Water-Source | WBAHP-CB: Heat Pump Split Syst | Heat Pump | 460 | 3 |  |  | No Match | No Match |  |  |  | 42500 | 3102 | 13.7 | 9 | 50000 | 3406 | 4.3 | 3.5 | Non Federally-Regulated | 07/22/2002 |  | 12/05/2019
Florida Heat Pump | Florida Heat Pump | GT030-3CF/HZ/VT |  | Water-Source | WBAHP-CB: Heat Pump Split Syst | Heat Pump | 208 | 3 |  |  | No Match | No Match |  |  |  | 30000 | 2112 | 14.2 | 9 | 34500 | 2350 | 4.3 | 3.5 | Non Federally-Regulated | 07/22/2002 |  | 12/05/2019
Florida Heat Pump | Geomaster, LLC | CA009-2 |  | Ground-Source | WBAHP-O: Heat Pump Packaged Un | Heat Pump | 265 | 1 |  |  | No Match | Single-Speed |  |  |  | 9000 | 560 | 16 | 13.4 | 5400 | 440 | 3.3 | 3.1 | Non Federally-Regulated | 04/23/2009 |  | 12/05/2019
Florida Heat Pump | Geomaster, LLC | CA012-1 |  | Ground-Source | WBAHP-O: Heat Pump Packaged Un | Heat Pump | 230 | 1 |  |  | No Match | Single-Speed |  |  |  | 11500 | 750 | 14.2 | 13.4 | 8400 | 746 | 3.3 | 3.1 | Non Federally-Regulated | 04/30/2009 |  | 12/05/2019
Florida Heat Pump | Geomaster, LLC | CA015-1 |  | Ground-Source | WBAHP-O: Heat Pump Packaged Un | Heat Pump | 208 | 1 |  |  | No Match | Single-Speed |  |  |  | 14700 | 990 | 14.5 | 13.4 | 9800 | 871 | 3.3 | 3.1 | Non Federally-Regulated | 04/30/2009 |  | 12/05/2019
Florida Heat Pump | Geomaster, LLC | CA015-1 |  | Ground-Source | WBAHP-O: Heat Pump Packaged Un | Heat Pump | 230 | 1 |  |  | No Match | Single-Speed |  |  |  | 14700 | 990 | 14.5 | 13.4 | 9800 | 871 | 3.3 | 3.1 | Non Federally-Regulated | 04/30/2009 |  | 12/05/2019
Florida Heat Pump | Geomaster, LLC | CA015-2 |  | Ground-Source | WBAHP-O: Heat Pump Packaged Un | Heat Pump | 265 | 1 |  |  | No Match | Single-Speed |  |  |  | 14700 | 990 | 14.5 | 13.4 | 9800 | 871 | 3.3 | 3.1 | Non Federally-Regulated | 04/30/2009 |  | 12/05/2019
Florida Heat Pump | Geomaster, LLC | CA009-1 |  | Ground-Source | WBAHP-O: Heat Pump Packaged Un | Heat Pump | 208 | 1 |  |  | No Match | Single-Speed |  |  |  | 9000 | 550 | 16 | 13.4 | 5400 | 440 | 3.3 | 3.1 | Non Federally-Regulated | 04/23/2009 |  | 12/05/2019
Florida Heat Pump | Geomaster, LLC | CA009-1 |  | Ground-Source | WBAHP-O: Heat Pump Packaged Un | Heat Pump | 230 | 1 |  |  | No Match | Single-Speed |  |  |  | 9000 | 550 | 16 | 13.4 | 5400 | 440 | 3.3 | 3.1 | Non Federally-Regulated | 04/23/2009 |  | 12/05/2019
Florida Heat Pump | Geomaster, LLC | CA012-2 |  | Ground-Source | WBAHP-O: Heat Pump Packaged Un | Heat Pump | 265 | 1 |  |  | No Match | Single-Speed |  |  |  | 11500 | 750 | 14.2 | 13.4 | 8400 | 746 | 3.3 | 3.1 | Non Federally-Regulated | 04/30/2009 |  | 12/05/2019
Florida Heat Pump | Geomaster, LLC | CA012-1 |  | Ground-Source | WBAHP-O: Heat Pump Packaged Un | Heat Pump | 208 | 1 |  |  | No Match | Single-Speed |  |  |  | 11500 | 750 | 14.2 | 13.4 | 8400 | 746 | 3.3 | 3.1 | Non Federally-Regulated | 04/30/2009 |  | 12/05/2019
Florida Heat Pump | Geomaster, LLC | CA015-1 |  | Ground-Water-Source | WBAHP-O: Heat Pump Packaged Un | Heat Pump | 230 | 1 |  |  | No Match | Single-Speed |  |  |  | 16400 | 828 | 19.8 | 16.2 | 11800 | 830 | 3.6 | 3.6 | Non Federally-Regulated | 04/30/2009 |  | 12/05/2019
Florida Heat Pump | Geomaster, LLC | CA009-2 |  | Ground-Water-Source | WBAHP-O: Heat Pump Packaged Un | Heat Pump | 265 | 1 |  |  | No Match | Single-Speed |  |  |  | 10200 | 457 | 22.3 | 16.2 | 7400 | 450 | 3.8 | 3.6 | Non Federally-Regulated | 04/30/2009 |  | 12/05/2019
Florida Heat Pump | Geomaster, LLC | CA015-2 |  | Ground-Water-Source | WBAHP-O: Heat Pump Packaged Un | Heat Pump | 265 | 1 |  |  | No Match | Single-Speed |  |  |  | 16400 | 828 | 19.8 | 16.2 | 11800 | 830 | 3.6 | 3.6 | Non Federally-Regulated | 04/30/2009 |  | 12/05/2019
Florida Heat Pump | Geomaster, LLC | CA015-1 |  | Ground-Water-Source | WBAHP-O: Heat Pump Packaged Un | Heat Pump | 208 | 1 |  |  | No Match | Single-Speed |  |  |  | 16400 | 828 | 19.8 | 16.2 | 11800 | 830 | 3.6 | 3.6 | Non Federally-Regulated | 04/30/2009 |  | 12/05/2019
Florida Heat Pump | Geomaster, LLC | CA012-1 |  | Ground-Water-Source | WBAHP-O: Heat Pump Packaged Un | Heat Pump | 208 | 1 |  |  | No Match | Single-Speed |  |  |  | 13000 | 670 | 19.4 | 16.2 | 10900 | 660 | 3.8 | 3.6 | Non Federally-Regulated | 04/30/2009 |  | 12/05/2019
Florida Heat Pump | Geomaster, LLC | CA012-2 |  | Ground-Water-Source | WBAHP-O: Heat Pump Packaged Un | Heat Pump | 265 | 1 |  |  | No Match | Single-Speed |  |  |  | 13000 | 670 | 19.4 | 16.2 | 10900 | 590 | 3.8 | 3.6 | Non Federally-Regulated | 04/30/2009 |  | 12/05/2019
Florida Heat Pump | Geomaster, LLC | CA009-1 |  | Ground-Water-Source | WBAHP-O: Heat Pump Packaged Un | Heat Pump | 208 | 1 |  |  | No Match | Single-Speed |  |  |  | 10200 | 457 | 22.3 | 16.2 | 7400 | 450 | 3.8 | 3.6 | Non Federally-Regulated | 04/30/2009 |  | 12/05/2019
Florida Heat Pump | Geomaster, LLC | CA009-1 |  | Ground-Water-Source | WBAHP-O: Heat Pump Packaged Un | Heat Pump | 230 | 1 |  |  | No Match | Single-Speed |  |  |  | 10200 | 457 | 22.3 | 16.2 | 7400 | 450 | 3.8 | 3.6 | Non Federally-Regulated | 04/30/2009 |  | 12/05/2019
Florida Heat Pump | Geomaster, LLC | CA012-1 |  | Ground-Water-Source | WBAHP-O: Heat Pump Packaged Un | Heat Pump | 230 | 1 |  |  | No Match | Single-Speed |  |  |  | 13000 | 670 | 19.4 | 16.2 | 10900 | 660 | 3.8 | 3.6 | Non Federally-Regulated | 04/30/2009 |  | 12/05/2019
Waterfurnace International, Inc. | Waterfurnace International, Inc. | VLV/VXV070*4 |  | Water-Source | WBAHP: Heat Pump Packaged Unit | Heat Pump | 460 | 3 |  |  | No Match | No Match |  |  |  | 66300 | 5346 | 12.4 | 9 | 85200 | 5805 | 4.3 | 3.8 | Federally-Regulated Commercial & Industrial Equipment | 06/20/2003 |  | 12/05/2019
Waterfurnace International, Inc. | Waterfurnace International, Inc. | VLH009*0 |  | Water-Source | WBAHP: Heat Pump Packaged Unit | Heat Pump | 230 | 1 |  |  | No Match | No Match |  |  |  | 9300 | 768 | 12.1 | 10 | 13200 | 920 | 4.2 |  | Federally-Regulated Commercial & Industrial Equipment | 01/18/2001 |  | 12/05/2019
Waterfurnace International, Inc. | WFI Industries, Ltd. | VLH/VXH070*3 |  | Water-Source | WBAHP: Heat Pump Packaged Unit | Heat Pump | 208 | 3 |  |  | No Match | No Match |  |  |  | 66300 | 5346 | 12.4 | 9 | 85200 | 5805 | 4.3 | 3.8 | Federally-Regulated Commercial & Industrial Equipment | 06/20/2003 |  | 12/05/2019
Waterfurnace International, Inc. | Waterfurnace International, Inc. | VLH/VXH070*1 |  | Water-Source | WBAHP: Heat Pump Packaged Unit | Heat Pump | 208 | 1 |  |  | No Match | No Match |  |  |  | 66300 | 5346 | 12.4 | 9 | 85200 | 5805 | 4.3 | 3.8 | Federally-Regulated Commercial & Industrial Equipment | 06/20/2003 |  | 12/05/2019
Waterfurnace International, Inc. | WFI Industries, Ltd. | VLH/VXH070*1 |  | Water-Source | WBAHP: Heat Pump Packaged Unit | Heat Pump | 230 | 1 |  |  | No Match | No Match |  |  |  | 66300 | 5346 | 12.4 | 9 | 85200 | 5805 | 4.3 | 3.8 | Federally-Regulated Commercial & Industrial Equipment | 06/20/2003 |  | 12/05/2019
Waterfurnace International, Inc. | Waterfurnace International, Inc. | VLH009*2 |  | Water-Source | WBAHP: Heat Pump Packaged Unit | Heat Pump | 265 | 1 |  |  | No Match | No Match |  |  |  | 9300 | 768 | 12.1 | 10 | 13200 | 920 | 4.2 |  | Federally-Regulated Commercial & Industrial Equipment | 01/18/2001 |  | 12/05/2019
Waterfurnace International, Inc. | Waterfurnace International, Inc. | VLH/VXH070*0 |  | Water-Source | WBAHP: Heat Pump Packaged Unit | Heat Pump | 230 | 1 |  |  | No Match | No Match |  |  |  | 66300 | 5346 | 12.4 | 9 | 85200 | 5805 | 4.3 | 3.8 | Federally-Regulated Commercial & Industrial Equipment | 06/20/2003 |  | 12/05/2019
Waterfurnace International, Inc. | Waterfurnace International, Inc. | VLV/VXV070*1 |  | Water-Source | WBAHP: Heat Pump Packaged Unit | Heat Pump | 230 | 1 |  |  | No Match | No Match |  |  |  | 66300 | 5346 | 12.4 | 9 | 85200 | 5805 | 4.3 | 3.8 | Federally-Regulated Commercial & Industrial Equipment | 06/20/2003 |  | 12/05/2019
Waterfurnace International, Inc. | Waterfurnace International, Inc. | VLV/VXV070*0 |  | Water-Source | WBAHP: Heat Pump Packaged Unit | Heat Pump | 230 | 1 |  |  | No Match | No Match |  |  |  | 66300 | 5346 | 12.4 | 9 | 85200 | 5805 | 4.3 | 3.8 | Federally-Regulated Commercial & Industrial Equipment | 06/20/2003 |  | 12/05/2019
Waterfurnace International, Inc. | Waterfurnace International, Inc. | VLH009*0 |  | Water-Source | WBAHP: Heat Pump Packaged Unit | Heat Pump | 208 | 1 |  |  | No Match | No Match |  |  |  | 9300 | 768 | 12.1 | 10 | 13200 | 920 | 4.2 |  | Federally-Regulated Commercial & Industrial Equipment | 01/18/2001 |  | 12/05/2019
Waterfurnace International, Inc. | WFI Industries, Ltd. | VLH/VXH070*0 |  | Water-Source | WBAHP: Heat Pump Packaged Unit | Heat Pump | 230 | 1 |  |  | No Match | No Match |  |  |  | 66300 | 5346 | 12.4 | 9 | 85200 | 5805 | 4.3 | 3.8 | Federally-Regulated Commercial & Industrial Equipment | 06/20/2003 |  | 12/05/2019
Waterfurnace International, Inc. | Waterfurnace International, Inc. | V095**3 |  | Water-Source | WBAHP: Heat Pump Packaged Unit | Heat Pump | 230 | 3 |  |  | No Match | No Match |  |  |  | 95000 | 7089 | 13.4 | 9 | 118000 | 7516 | 4.6 | 3.8 | Federally-Regulated Commercial & Industrial Equipment | 01/18/2001 |  | 12/05/2019
Waterfurnace International, Inc. | Waterfurnace International, Inc. | VLH009*1 |  | Water-Source | WBAHP: Heat Pump Packaged Unit | Heat Pump | 208 | 1 |  |  | No Match | No Match |  |  |  | 9300 | 768 | 12.1 | 10 | 13200 | 920 | 4.2 |  | Federally-Regulated Commercial & Industrial Equipment | 01/18/2001 |  | 12/05/2019
Waterfurnace International, Inc. | WFI Industries, Ltd. | VLH/VXH070*4 |  | Water-Source | WBAHP: Heat Pump Packaged Unit | Heat Pump | 460 | 3 |  |  | No Match | No Match |  |  |  | 66300 | 5346 | 12.4 | 9 | 85200 | 5805 | 4.3 | 3.8 | Federally-Regulated Commercial & Industrial Equipment | 06/20/2003 |  | 12/05/2019
Waterfurnace International, Inc. | Waterfurnace International, Inc. | VLV/VXV070*0 |  | Water-Source | WBAHP: Heat Pump Packaged Unit | Heat Pump | 208 | 1 |  |  | No Match | No Match |  |  |  | 66300 | 5346 | 12.4 | 9 | 85200 | 5805 | 4.3 | 3.8 | Federally-Regulated Commercial & Industrial Equipment | 06/20/2003 |  | 12/05/2019
Waterfurnace International, Inc. | Waterfurnace International, Inc. | VLH/VXH070*0 |  | Water-Source | WBAHP: Heat Pump Packaged Unit | Heat Pump | 208 | 1 |  |  | No Match | No Match |  |  |  | 66300 | 5346 | 12.4 | 9 | 85200 | 5805 | 4.3 | 3.8 | Federally-Regulated Commercial & Industrial Equipment | 06/20/2003 |  | 12/05/2019
Waterfurnace International, Inc. | Waterfurnace International, Inc. | VLH/VXH070*1 |  | Water-Source | WBAHP: Heat Pump Packaged Unit | Heat Pump | 230 | 1 |  |  | No Match | No Match |  |  |  | 66300 | 5346 | 12.4 | 9 | 85200 | 5805 | 4.3 | 3.8 | Federally-Regulated Commercial & Industrial Equipment | 06/20/2003 |  | 12/05/2019
Waterfurnace International, Inc. | Waterfurnace International, Inc. | VLH/VXH070*3 |  | Water-Source | WBAHP: Heat Pump Packaged Unit | Heat Pump | 230 | 3 |  |  | No Match | No Match |  |  |  | 66300 | 5346 | 12.4 | 9 | 85200 | 5805 | 4.3 | 3.8 | Federally-Regulated Commercial & Industrial Equipment | 06/20/2003 |  | 12/05/2019
Waterfurnace International, Inc. | Waterfurnace International, Inc. | V095**3 |  | Water-Source | WBAHP: Heat Pump Packaged Unit | Heat Pump | 208 | 3 |  |  | No Match | No Match |  |  |  | 95000 | 7089 | 13.4 | 9 | 118000 | 7516 | 4.6 | 3.8 | Federally-Regulated Commercial & Industrial Equipment | 01/18/2001 |  | 12/05/2019
Waterfurnace International, Inc. | Waterfurnace International, Inc. | VLH/VXH070*3 |  | Water-Source | WBAHP: Heat Pump Packaged Unit | Heat Pump | 208 | 3 |  |  | No Match | No Match |  |  |  | 66300 | 5346 | 12.4 | 9 | 85200 | 5805 | 4.3 | 3.8 | Federally-Regulated Commercial & Industrial Equipment | 06/20/2003 |  | 12/05/2019
Waterfurnace International, Inc. | WFI Industries, Ltd. | VLH/VXH070*0 |  | Water-Source | WBAHP: Heat Pump Packaged Unit | Heat Pump | 208 | 1 |  |  | No Match | No Match |  |  |  | 66300 | 5346 | 12.4 | 9 | 85200 | 5805 | 4.3 | 3.8 | Federally-Regulated Commercial & Industrial Equipment | 06/20/2003 |  | 12/05/2019
Waterfurnace International, Inc. | Waterfurnace International, Inc. | VLV/VXV070*3 |  | Water-Source | WBAHP: Heat Pump Packaged Unit | Heat Pump | 230 | 3 |  |  | No Match | No Match |  |  |  | 66300 | 5346 | 12.4 | 9 | 85200 | 5805 | 4.3 | 3.8 | Federally-Regulated Commercial & Industrial Equipment | 06/20/2003 |  | 12/05/2019
Waterfurnace International, Inc. | WFI Industries, Ltd. | VLH/VXH070*1 |  | Water-Source | WBAHP: Heat Pump Packaged Unit | Heat Pump | 208 | 1 |  |  | No Match | No Match |  |  |  | 66300 | 5346 | 12.4 | 9 | 85200 | 5805 | 4.3 | 3.8 | Federally-Regulated Commercial & Industrial Equipment | 06/20/2003 |  | 12/05/2019
Waterfurnace International, Inc. | WFI Industries, Ltd. | VLH/VXH070*3 |  | Water-Source | WBAHP: Heat Pump Packaged Unit | Heat Pump | 230 | 3 |  |  | No Match | No Match |  |  |  | 66300 | 5346 | 12.4 | 9 | 85200 | 5805 | 4.3 | 3.8 | Federally-Regulated Commercial & Industrial Equipment | 06/20/2003 |  | 12/05/2019
Waterfurnace International, Inc. | Waterfurnace International, Inc. | VLV/VXV070*3 |  | Water-Source | WBAHP: Heat Pump Packaged Unit | Heat Pump | 208 | 3 |  |  | No Match | No Match |  |  |  | 66300 | 5346 | 12.4 | 9 | 85200 | 5805 | 4.3 | 3.8 | Federally-Regulated Commercial & Industrial Equipment | 06/20/2003 |  | 12/05/2019
Waterfurnace International, Inc. | Waterfurnace International, Inc. | VLV/VXV070*1 |  | Water-Source | WBAHP: Heat Pump Packaged Unit | Heat Pump | 208 | 1 |  |  | No Match | No Match |  |  |  | 66300 | 5346 | 12.4 | 9 | 85200 | 5805 | 4.3 | 3.8 | Federally-Regulated Commercial & Industrial Equipment | 06/20/2003 |  | 12/05/2019
Waterfurnace International, Inc. | Waterfurnace International, Inc. | VLH/VXH070*4 |  | Water-Source | WBAHP: Heat Pump Packaged Unit | Heat Pump | 460 | 3 |  |  | No Match | No Match |  |  |  | 66300 | 5346 | 12.4 | 9 | 85200 | 5805 | 4.3 | 3.8 | Federally-Regulated Commercial & Industrial Equipment | 06/20/2003 |  | 12/05/2019
Waterfurnace International, Inc. | Waterfurnace International, Inc. | VLH009*1 |  | Water-Source | WBAHP: Heat Pump Packaged Unit | Heat Pump | 230 | 1 |  |  | No Match | No Match |  |  |  | 9300 | 768 | 12.1 | 10 | 13200 | 920 | 4.2 |  | Federally-Regulated Commercial & Industrial Equipment | 01/18/2001 |  | 12/05/2019
Waterfurnace International, Inc. | Waterfurnace International, Inc. | NDS072A1 | NRAC060* | Water-Source | WBAHP-CB: Heat Pump Split Syst | Heat Pump | 208 | 1 |  |  | No Match | Dual-Speed |  |  |  | 60400 | 4541 | 13.3 | 12 | 80600 | 5123 | 4.6 | 4.2 | Federally-Regulated Commercial & Industrial Equipment | 11/25/2009 |  | 12/05/2019
Waterfurnace International, Inc. | Waterfurnace International, Inc. | NDZ026A1 | NRAC026* | Water-Source | WBAHP-CB: Heat Pump Split Syst | Heat Pump | 230 | 1 |  |  | No Match | Dual-Speed |  |  |  | 25000 | 1712 | 14.6 | 12 | 30500 | 1754 | 5.1 | 4.2 | Federally-Regulated Commercial & Industrial Equipment | 04/30/2009 |  | 12/05/2019
Waterfurnace International, Inc. | Waterfurnace International, Inc. | NDZ072A1 | NRAC060* | Water-Source | WBAHP-CB: Heat Pump Split Syst | Heat Pump | 208 | 1 |  |  | No Match | Dual-Speed |  |  |  | 60400 | 4541 | 13.3 | 12 | 80600 | 5138 | 4.6 | 4.2 | Federally-Regulated Commercial & Industrial Equipment | 04/30/2009 |  | 12/05/2019
Waterfurnace International, Inc. | Waterfurnace International, Inc. | NDS049A1 | NAH048* | Water-Source | WBAHP-CB: Heat Pump Split Syst | Heat Pump | 208 | 1 |  |  | No Match | Dual-Speed |  |  |  | 45900 | 3279 | 14 | 12 | 56800 | 3544 | 4.7 | 4.2 | Federally-Regulated Commercial & Industrial Equipment | 04/30/2009 |  | 12/05/2019
Waterfurnace International, Inc. | Waterfurnace International, Inc. | NDS026A1 | NRAC026* | Water-Source | WBAHP-CB: Heat Pump Split Syst | Heat Pump | 230 | 1 |  |  | No Match | Dual-Speed |  |  |  | 25000 | 1712 | 14.6 | 12 | 30500 | 1749 | 5.1 | 4.2 | Federally-Regulated Commercial & Industrial Equipment | 11/25/2009 |  | 12/05/2019
Waterfurnace International, Inc. | Waterfurnace International, Inc. | NDS064A1 | NRAC060* | Water-Source | WBAHP-CB: Heat Pump Split Syst | Heat Pump | 208 | 1 |  |  | No Match | Dual-Speed |  |  |  | 56300 | 3830 | 14.7 | 12 | 67100 | 4265 | 4.6 | 4.2 | Federally-Regulated Commercial & Industrial Equipment | 11/25/2009 |  | 12/05/2019
Waterfurnace International, Inc. | Waterfurnace International, Inc. | NDS049A1 | NRAC048* | Water-Source | WBAHP-CB: Heat Pump Split Syst | Heat Pump | 230 | 1 |  |  | No Match | Dual-Speed |  |  |  | 45900 | 3279 | 14 | 12 | 56800 | 3534 | 4.7 | 4.2 | Federally-Regulated Commercial & Industrial Equipment | 11/25/2009 |  | 12/05/2019
Waterfurnace International, Inc. | Waterfurnace International, Inc. | NDS072A1 | NRAC060* | Water-Source | WBAHP-CB: Heat Pump Split Syst | Heat Pump | 230 | 1 |  |  | No Match | Dual-Speed |  |  |  | 60400 | 4541 | 13.3 | 12 | 80600 | 5123 | 4.6 | 4.2 | Federally-Regulated Commercial & Industrial Equipment | 11/25/2009 |  | 12/05/2019
Waterfurnace International, Inc. | Waterfurnace International, Inc. | NDZ072A1 | NRAC060* | Water-Source | WBAHP-CB: Heat Pump Split Syst | Heat Pump | 230 | 1 |  |  | No Match | Dual-Speed |  |  |  | 60400 | 4541 | 13.3 | 12 | 80600 | 5138 | 4.6 | 4.2 | Federally-Regulated Commercial & Industrial Equipment | 04/30/2009 |  | 12/05/2019
Waterfurnace International, Inc. | Waterfurnace International, Inc. | NSZ070A1 | NRAC060* | Water-Source | WBAHP-CB: Heat Pump Split Syst | Heat Pump | 208 | 1 |  |  | No Match | Single-Speed |  |  |  | 60200 | 4561 | 13.2 | 12 | 76000 | 5307 | 4.2 | 4.2 | Federally-Regulated Commercial & Industrial Equipment | 04/30/2009 |  | 12/05/2019
Waterfurnace International, Inc. | Waterfurnace International, Inc. | NSZ070A1 | NRAC060* | Water-Source | WBAHP-CB: Heat Pump Split Syst | Heat Pump | 230 | 1 |  |  | No Match | Single-Speed |  |  |  | 60200 | 4561 | 13.2 | 12 | 7600 | 531 | 4.2 | 4.2 | Federally-Regulated Commercial & Industrial Equipment | 04/30/2009 |  | 12/05/2019
Waterfurnace International, Inc. | Waterfurnace International, Inc. | NDS064A1 | NRAC060* | Water-Source | WBAHP-CB: Heat Pump Split Syst | Heat Pump | 230 | 1 |  |  | No Match | Dual-Speed |  |  |  | 56300 | 3830 | 14.7 | 12 | 55800 | 3547 | 4.6 | 4.2 | Federally-Regulated Commercial & Industrial Equipment | 11/25/2009 |  | 12/05/2019
Waterfurnace International, Inc. | Waterfurnace International, Inc. | NDZ064A1 | NRAC060* | Water-Source | WBAHP-CB: Heat Pump Split Syst | Heat Pump | 208 | 1 |  |  | No Match | Dual-Speed |  |  |  | 56300 | 3830 | 14.7 | 12 | 67100 | 4278 | 4.6 | 4.2 | Federally-Regulated Commercial & Industrial Equipment | 04/30/2009 |  | 12/05/2019
Waterfurnace International, Inc. | Waterfurnace International, Inc. | NDZ026A1 | NRAC026* | Water-Source | WBAHP-CB: Heat Pump Split Syst | Heat Pump | 208 | 1 |  |  | No Match | Dual-Speed |  |  |  | 25000 | 1712 | 14.6 | 12 | 30500 | 1754 | 5.1 | 4.2 | Federally-Regulated Commercial & Industrial Equipment | 04/30/2009 |  | 12/05/2019
Waterfurnace International, Inc. | Waterfurnace International, Inc. | NDS049A1 | NAH048* | Water-Source | WBAHP-CB: Heat Pump Split Syst | Heat Pump | 230 | 1 |  |  | No Match | Dual-Speed |  |  |  | 45900 | 3279 | 14 | 12 | 56800 | 3544 | 4.7 | 4.2 | Federally-Regulated Commercial & Industrial Equipment | 04/30/2009 |  | 12/05/2019
Waterfurnace International, Inc. | Waterfurnace International, Inc. | NDZ064A1 | NRAC060* | Water-Source | WBAHP-CB: Heat Pump Split Syst | Heat Pump | 230 | 1 |  |  | No Match | Dual-Speed |  |  |  | 56300 | 3830 | 14.7 | 12 | 67100 | 4278 | 4.6 | 4.2 | Federally-Regulated Commercial & Industrial Equipment | 04/30/2009 |  | 12/05/2019
Waterfurnace International, Inc. | Waterfurnace International, Inc. | NDS049A1 | NRAC048* | Water-Source | WBAHP-CB: Heat Pump Split Syst | Heat Pump | 208 | 1 |  |  | No Match | Dual-Speed |  |  |  | 45900 | 3279 | 14 | 12 | 56800 | 3534 | 4.7 | 4.2 | Federally-Regulated Commercial & Industrial Equipment | 11/25/2009 |  | 12/05/2019
Waterfurnace International, Inc. | Waterfurnace International, Inc. | NDS026A1 | NRAC026* | Water-Source | WBAHP-CB: Heat Pump Split Syst | Heat Pump | 208 | 1 |  |  | No Match | Dual-Speed |  |  |  | 25000 | 1712 | 14.6 | 12 | 30500 | 1749 | 5.1 | 4.2 | Federally-Regulated Commercial & Industrial Equipment | 11/25/2009 |  | 12/05/2019
Waterfurnace International, Inc. | Waterfurnace International, Inc. | P070**0(P) |  | Ground-Water-Source | WBAHP: Heat Pump Packaged Unit | Heat Pump | 230 | 1 |  |  | No Match | No Match |  |  |  | 41500 | 2385 | 17.4 | 9 | 32400 | 2636 | 3.6 |  | Non Federally-Regulated | 07/22/2002 |  | 12/05/2019
Waterfurnace International, Inc. | WFI Industries, Ltd. | E036**1(P) |  | Ground-Water-Source | WBAHP: Heat Pump Packaged Unit | Heat Pump | 208 | 1 |  |  | No Match | No Match |  |  |  | 20000 | 847 | 23.6 | 9 | 13400 | 1006 | 3.9 |  | Non Federally-Regulated | 06/20/2003 |  | 12/05/2019
Waterfurnace International, Inc. | Waterfurnace International, Inc. | E036**1(P) |  | Ground-Water-Source | WBAHP: Heat Pump Packaged Unit | Heat Pump | 208 | 1 |  |  | No Match | No Match |  |  |  | 20000 | 847 | 23.6 | 9 | 13400 | 1006 | 3.9 |  | Non Federally-Regulated | 07/22/2002 |  | 12/05/2019
Waterfurnace International, Inc. | Waterfurnace International, Inc. | P070**3(P) |  | Ground-Water-Source | WBAHP: Heat Pump Packaged Unit | Heat Pump | 230 | 3 |  |  | No Match | No Match |  |  |  | 41500 | 2385 | 17.4 | 9 | 32400 | 2636 | 3.6 |  | Non Federally-Regulated | 07/22/2002 |  | 12/05/2019
Waterfurnace International, Inc. | Waterfurnace International, Inc. | P045**1(P) |  | Ground-Water-Source | WBAHP: Heat Pump Packaged Unit | Heat Pump | 208 | 1 |  |  | No Match | No Match |  |  |  | 27800 | 1323 | 21 | 9 | 19600 | 1472 | 3.9 |  | Non Federally-Regulated | 07/22/2002 |  | 12/05/2019
Waterfurnace International, Inc. | Waterfurnace International, Inc. | E060**1(P) |  | Ground-Water-Source | WBAHP: Heat Pump Packaged Unit | Heat Pump | 208 | 1 |  |  | No Match | No Match |  |  |  | 33500 | 1378 | 24.3 | 9 | 22900 | 1560 | 4.3 |  | Non Federally-Regulated | 06/27/2003 |  | 12/05/2019
Waterfurnace International, Inc. | Waterfurnace International, Inc. | E048**1(P) |  | Ground-Water-Source | WBAHP: Heat Pump Packaged Unit | Heat Pump | 208 | 1 |  |  | No Match | No Match |  |  |  | 29400 | 1420 | 20.7 | 9 | 21500 | 1657 | 3.8 |  | Non Federally-Regulated | 07/22/2002 |  | 12/05/2019
Waterfurnace International, Inc. | Waterfurnace International, Inc. | P057**0(P) |  | Ground-Water-Source | WBAHP: Heat Pump Packaged Unit | Heat Pump | 230 | 1 |  |  | No Match | No Match |  |  |  | 34000 | 1808 | 18.8 | 9 | 26000 | 2116 | 3.6 |  | Non Federally-Regulated | 07/22/2002 |  | 12/05/2019
Waterfurnace International, Inc. | Waterfurnace International, Inc. | P057**3(P) |  | Ground-Water-Source | WBAHP: Heat Pump Packaged Unit | Heat Pump | 208 | 3 |  |  | No Match | No Match |  |  |  | 34000 | 1808 | 18.8 | 9 | 26000 | 2116 | 3.6 |  | Non Federally-Regulated | 07/22/2002 |  | 12/05/2019
Waterfurnace International, Inc. | Waterfurnace International, Inc. | P045**1(P) |  | Ground-Water-Source | WBAHP: Heat Pump Packaged Unit | Heat Pump | 230 | 1 |  |  | No Match | No Match |  |  |  | 27800 | 1323 | 21 | 9 | 19600 | 1472 | 3.9 |  | Non Federally-Regulated | 07/22/2002 |  | 12/05/2019
Waterfurnace International, Inc. | Waterfurnace International, Inc. | E072**1(P) |  | Ground-Water-Source | WBAHP: Heat Pump Packaged Unit | Heat Pump | 208 | 1 |  |  | No Match | No Match |  |  |  | 37100 | 1634 | 22.7 | 9 | 25900 | 1806 | 4.2 |  | Non Federally-Regulated | 06/27/2003 |  | 12/05/2019
Waterfurnace International, Inc. | WFI Industries, Ltd. | E036**1(P) |  | Ground-Water-Source | WBAHP: Heat Pump Packaged Unit | Heat Pump | 230 | 1 |  |  | No Match | No Match |  |  |  | 20000 | 847 | 23.6 | 9 | 13400 | 1006 | 3.9 |  | Non Federally-Regulated | 06/20/2003 |  | 12/05/2019
Waterfurnace International, Inc. | Waterfurnace International, Inc. | E036**1(P) |  | Ground-Water-Source | WBAHP: Heat Pump Packaged Unit | Heat Pump | 230 | 1 |  |  | No Match | No Match |  |  |  | 20000 | 847 | 23.6 | 9 | 13400 | 1006 | 3.9 |  | Non Federally-Regulated | 07/22/2002 |  | 12/05/2019
Waterfurnace International, Inc. | Waterfurnace International, Inc. | P057**1(P) |  | Ground-Water-Source | WBAHP: Heat Pump Packaged Unit | Heat Pump | 208 | 1 |  |  | No Match | No Match |  |  |  | 34000 | 1808 | 18.8 | 9 | 26000 | 2116 | 3.6 |  | Non Federally-Regulated | 07/22/2002 |  | 12/05/2019
Waterfurnace International, Inc. | Waterfurnace International, Inc. | P070**1(P) |  | Ground-Water-Source | WBAHP: Heat Pump Packaged Unit | Heat Pump | 208 | 1 |  |  | No Match | No Match |  |  |  | 41500 | 2385 | 17.4 | 9 | 32400 | 2636 | 3.6 |  | Non Federally-Regulated | 07/22/2002 |  | 12/05/2019
Waterfurnace International, Inc. | Waterfurnace International, Inc. | P057**1(P) |  | Ground-Water-Source | WBAHP: Heat Pump Packaged Unit | Heat Pump | 230 | 1 |  |  | No Match | No Match |  |  |  | 34000 | 1808 | 18.8 | 9 | 26000 | 2116 | 3.6 |  | Non Federally-Regulated | 07/22/2002 |  | 12/05/2019
Waterfurnace International, Inc. | Waterfurnace International, Inc. | P057**3(P) |  | Ground-Water-Source | WBAHP: Heat Pump Packaged Unit | Heat Pump | 230 | 3 |  |  | No Match | No Match |  |  |  | 34000 | 1808 | 18.8 | 9 | 26000 | 2116 | 3.6 |  | Non Federally-Regulated | 07/22/2002 |  | 12/05/2019
Waterfurnace International, Inc. | Waterfurnace International, Inc. | E060**1(P) |  | Ground-Water-Source | WBAHP: Heat Pump Packaged Unit | Heat Pump | 230 | 1 |  |  | No Match | No Match |  |  |  | 33500 | 1378 | 24.3 | 9 | 22900 | 1560 | 4.3 |  | Non Federally-Regulated | 06/27/2003 |  | 12/05/2019
Waterfurnace International, Inc. | Waterfurnace International, Inc. | P045**3(P) |  | Ground-Water-Source | WBAHP: Heat Pump Packaged Unit | Heat Pump | 230 | 3 |  |  | No Match | No Match |  |  |  | 27800 | 1323 | 21 | 9 | 19600 | 1472 | 3.9 |  | Non Federally-Regulated | 07/22/2002 |  | 12/05/2019
Waterfurnace International, Inc. | Waterfurnace International, Inc. | P045**0(P) |  | Ground-Water-Source | WBAHP: Heat Pump Packaged Unit | Heat Pump | 230 | 1 |  |  | No Match | No Match |  |  |  | 27800 | 1323 | 21 | 9 | 19600 | 1472 | 3.9 |  | Non Federally-Regulated | 07/22/2002 |  | 12/05/2019
Waterfurnace International, Inc. | Waterfurnace International, Inc. | P057**0(P) |  | Ground-Water-Source | WBAHP: Heat Pump Packaged Unit | Heat Pump | 208 | 1 |  |  | No Match | No Match |  |  |  | 34000 | 1808 | 18.8 | 9 | 26000 | 2116 | 3.6 |  | Non Federally-Regulated | 07/22/2002 |  | 12/05/2019
Waterfurnace International, Inc. | Waterfurnace International, Inc. | P070**3(P) |  | Ground-Water-Source | WBAHP: Heat Pump Packaged Unit | Heat Pump | 208 | 3 |  |  | No Match | No Match |  |  |  | 41500 | 2385 | 17.4 | 9 | 32400 | 2636 | 3.6 |  | Non Federally-Regulated | 07/22/2002 |  | 12/05/2019
Waterfurnace International, Inc. | Waterfurnace International, Inc. | P070**0(P) |  | Ground-Water-Source | WBAHP: Heat Pump Packaged Unit | Heat Pump | 208 | 1 |  |  | No Match | No Match |  |  |  | 41500 | 2385 | 17.4 | 9 | 32400 | 2636 | 3.6 |  | Non Federally-Regulated | 07/22/2002 |  | 12/05/2019
Waterfurnace International, Inc. | Waterfurnace International, Inc. | P045**3(P) |  | Ground-Water-Source | WBAHP: Heat Pump Packaged Unit | Heat Pump | 208 | 3 |  |  | No Match | No Match |  |  |  | 27800 | 1323 | 21 | 9 | 19600 | 1472 | 3.9 |  | Non Federally-Regulated | 07/22/2002 |  | 12/05/2019
Waterfurnace International, Inc. | Waterfurnace International, Inc. | P070**1(P) |  | Ground-Water-Source | WBAHP: Heat Pump Packaged Unit | Heat Pump | 230 | 1 |  |  | No Match | No Match |  |  |  | 41500 | 2385 | 17.4 | 9 | 32400 | 2636 | 3.6 |  | Non Federally-Regulated | 07/22/2002 |  | 12/05/2019
Waterfurnace International, Inc. | Waterfurnace International, Inc. | P045**0(P) |  | Ground-Water-Source | WBAHP: Heat Pump Packaged Unit | Heat Pump | 208 | 1 |  |  | No Match | No Match |  |  |  | 27800 | 1323 | 21 | 9 | 19600 | 1472 | 3.9 |  | Non Federally-Regulated | 07/22/2002 |  | 12/05/2019
Waterfurnace International, Inc. | Waterfurnace International, Inc. | E048**1(P) |  | Ground-Water-Source | WBAHP: Heat Pump Packaged Unit | Heat Pump | 230 | 1 |  |  | No Match | No Match |  |  |  | 29400 | 1420 | 20.7 | 9 | 21500 | 1657 | 3.8 |  | Non Federally-Regulated | 07/22/2002 |  | 12/05/2019
Waterfurnace International, Inc. | Waterfurnace International, Inc. | E072**1(P) |  | Ground-Water-Source | WBAHP: Heat Pump Packaged Unit | Heat Pump | 230 | 1 |  |  | No Match | No Match |  |  |  | 37100 | 1634 | 22.7 | 9 | 25900 | 1806 | 4.2 |  | Non Federally-Regulated | 06/27/2003 |  | 12/05/2019
Waterfurnace International, Inc. | Waterfurnace International, Inc. | NDZ026A1 | NRAC026* | Ground-Source | WBAHP-CB: Heat Pump Split Syst | Heat Pump | 230 | 1 |  |  | No Match | Dual-Speed |  |  |  | 26200 | 1541 | 17 | 13.4 | 19500 | 1466 | 3.9 | 3.1 | Non Federally-Regulated | 04/30/2009 |  | 12/05/2019
Waterfurnace International, Inc. | Waterfurnace International, Inc. | NDS026A1 | NRAC026* | Ground-Source | WBAHP-CB: Heat Pump Split Syst | Heat Pump | 208 | 1 |  |  | No Match | Dual-Speed |  |  |  | 26200 | 1541 | 17 | 13.4 | 19500 | 1462 | 3.9 | 3.1 | Non Federally-Regulated | 11/25/2009 |  | 12/05/2019
Waterfurnace International, Inc. | Waterfurnace International, Inc. | NDZ072A1 | NRAC060* | Ground-Source | WBAHP-CB: Heat Pump Split Syst | Heat Pump | 208 | 1 |  |  | No Match | Dual-Speed |  |  |  | 62700 | 4180 | 15 | 13.4 | 50300 | 4338 | 3.4 | 3.1 | Non Federally-Regulated | 04/30/2009 |  | 12/05/2019
Waterfurnace International, Inc. | Waterfurnace International, Inc. | NDS049A1 | NRAC048* | Ground-Source | WBAHP-CB: Heat Pump Split Syst | Heat Pump | 208 | 1 |  |  | No Match | Dual-Speed |  |  |  | 47700 | 2963 | 16.1 | 13.4 | 37000 | 2847 | 3.8 | 3.1 | Non Federally-Regulated | 11/25/2009 |  | 12/05/2019
Waterfurnace International, Inc. | Waterfurnace International, Inc. | NDS064A1 | NRAC060* | Ground-Source | WBAHP-CB: Heat Pump Split Syst | Heat Pump | 208 | 1 |  |  | No Match | Dual-Speed |  |  |  | 59100 | 3813 | 15.5 | 13.4 | 43200 | 3509 | 3.6 | 3.1 | Non Federally-Regulated | 11/25/2009 |  | 12/05/2019
Waterfurnace International, Inc. | Waterfurnace International, Inc. | NDS049A1 | NRAC048* | Ground-Source | WBAHP-CB: Heat Pump Split Syst | Heat Pump | 230 | 1 |  |  | No Match | Dual-Speed |  |  |  | 47700 | 2963 | 16.1 | 13.4 | 37000 | 2847 | 3.8 | 3.1 | Non Federally-Regulated | 11/25/2009 |  | 12/05/2019
Waterfurnace International, Inc. | Waterfurnace International, Inc. | NDS064A1 | NRAC060* | Ground-Source | WBAHP-CB: Heat Pump Split Syst | Heat Pump | 230 | 1 |  |  | No Match | Dual-Speed |  |  |  | 59100 | 3813 | 15.5 | 13.4 | 43200 | 3509 | 3.6 | 3.1 | Non Federally-Regulated | 11/25/2009 |  | 12/05/2019
Waterfurnace International, Inc. | Waterfurnace International, Inc. | NDS049A1 | NAH048* | Ground-Source | WBAHP-CB: Heat Pump Split Syst | Heat Pump | 230 | 1 |  |  | No Match | Dual-Speed |  |  |  | 47700 | 2963 | 16.1 | 13.4 | 37000 | 2855 | 3.8 | 3.1 | Non Federally-Regulated | 04/30/2009 |  | 12/05/2019
Waterfurnace International, Inc. | Waterfurnace International, Inc. | NDZ064A1 | NRAC060* | Ground-Source | WBAHP-CB: Heat Pump Split Syst | Heat Pump | 230 | 1 |  |  | No Match | Dual-Speed |  |  |  | 59100 | 3813 | 15.5 | 13.4 | 43200 | 3519 | 3.6 | 3.1 | Non Federally-Regulated | 04/30/2009 |  | 12/05/2019
Waterfurnace International, Inc. | Waterfurnace International, Inc. | NDS026A1 | NRAC026* | Ground-Source | WBAHP-CB: Heat Pump Split Syst | Heat Pump | 230 | 1 |  |  | No Match | Dual-Speed |  |  |  | 26200 | 1541 | 17 | 13.4 | 19500 | 1462 | 3.9 | 3.1 | Non Federally-Regulated | 11/25/2009 |  | 12/05/2019
Waterfurnace International, Inc. | Waterfurnace International, Inc. | NDZ072A1 | NRAC060* | Ground-Source | WBAHP-CB: Heat Pump Split Syst | Heat Pump | 230 | 1 |  |  | No Match | Dual-Speed |  |  |  | 62700 | 4180 | 15 | 13.4 | 50300 | 4338 | 3.4 | 3.1 | Non Federally-Regulated | 04/30/2009 |  | 12/05/2019
Waterfurnace International, Inc. | Waterfurnace International, Inc. | NSZ070A1 | NRAC060* | Ground-Source | WBAHP-CB: Heat Pump Split Syst | Heat Pump | 208 | 1 |  |  | No Match | Single-Speed |  |  |  | 63200 | 4185 | 15.1 | 13.4 | 50800 | 4514 | 3.3 | 3.1 | Non Federally-Regulated | 04/30/2009 |  | 12/05/2019
Waterfurnace International, Inc. | Waterfurnace International, Inc. | NDZ064A1 | NRAC060* | Ground-Source | WBAHP-CB: Heat Pump Split Syst | Heat Pump | 208 | 1 |  |  | No Match | Dual-Speed |  |  |  | 59100 | 3813 | 15.5 | 13.4 | 43200 | 3519 | 3.6 | 3.1 | Non Federally-Regulated | 04/30/2009 |  | 12/05/2019
Waterfurnace International, Inc. | Waterfurnace International, Inc. | NDS072A1 | NRAC060* | Ground-Source | WBAHP-CB: Heat Pump Split Syst | Heat Pump | 230 | 1 |  |  | No Match | Dual-Speed |  |  |  | 62700 | 4180 | 15 | 13.4 | 50300 | 4326 | 3.4 | 3.1 | Non Federally-Regulated | 11/25/2009 |  | 12/05/2019
Waterfurnace International, Inc. | Waterfurnace International, Inc. | NDS072A1 | NRAC060* | Ground-Source | WBAHP-CB: Heat Pump Split Syst | Heat Pump | 208 | 1 |  |  | No Match | Dual-Speed |  |  |  | 62700 | 4180 | 15 | 13.4 | 50300 | 4326 | 3.4 | 3.1 | Non Federally-Regulated | 11/25/2009 |  | 12/05/2019
Waterfurnace International, Inc. | Waterfurnace International, Inc. | NSZ070A1 | NRAC060* | Ground-Source | WBAHP-CB: Heat Pump Split Syst | Heat Pump | 230 | 1 |  |  | No Match | Single-Speed |  |  |  | 63200 | 4185 | 15.1 | 13.4 | 50800 | 4514 | 3.3 | 3.1 | Non Federally-Regulated | 04/30/2009 |  | 12/05/2019
Waterfurnace International, Inc. | Waterfurnace International, Inc. | NDS049A1 | NAH048* | Ground-Source | WBAHP-CB: Heat Pump Split Syst | Heat Pump | 208 | 1 |  |  | No Match | Dual-Speed |  |  |  | 47700 | 2963 | 16.1 | 13.4 | 37000 | 2855 | 3.8 | 3.1 | Non Federally-Regulated | 04/30/2009 |  | 12/05/2019
Waterfurnace International, Inc. | Waterfurnace International, Inc. | NDZ026A1 | NRAC026* | Ground-Source | WBAHP-CB: Heat Pump Split Syst | Heat Pump | 208 | 1 |  |  | No Match | Dual-Speed |  |  |  | 26200 | 1541 | 17 | 13.4 | 19500 | 1466 | 3.9 | 3.1 | Non Federally-Regulated | 04/30/2009 |  | 12/05/2019
Waterfurnace International, Inc. | Waterfurnace International, Inc. | NDS049A1 | NAH048* | Ground-Water-Source | WBAHP-CB: Heat Pump Split Syst | Heat Pump | 230 | 1 |  |  | No Match | Dual-Speed |  |  |  | 50500 | 2500 | 20.2 | 16.2 | 46700 | 3113 | 4.4 | 3.6 | Non Federally-Regulated | 04/30/2009 |  | 12/05/2019
Waterfurnace International, Inc. | Waterfurnace International, Inc. | NDS064A1 | NRAC060* | Ground-Water-Source | WBAHP-CB: Heat Pump Split Syst | Heat Pump | 230 | 1 |  |  | No Match | Dual-Speed |  |  |  | 63800 | 3323 | 19.2 | 16.2 | 55800 | 3794 | 4.3 | 3.6 | Non Federally-Regulated | 11/25/2009 |  | 12/05/2019
Waterfurnace International, Inc. | Waterfurnace International, Inc. | NDZ064A1 | NRAC060* | Ground-Water-Source | WBAHP-CB: Heat Pump Split Syst | Heat Pump | 208 | 1 |  |  | No Match | Dual-Speed |  |  |  | 63800 | 3323 | 19.2 | 16.2 | 55800 | 3805 | 4.3 | 3.6 | Non Federally-Regulated | 04/30/2009 |  | 12/05/2019
Waterfurnace International, Inc. | Waterfurnace International, Inc. | NDS049A1 | NRAC048* | Ground-Water-Source | WBAHP-CB: Heat Pump Split Syst | Heat Pump | 208 | 1 |  |  | No Match | Dual-Speed |  |  |  | 50500 | 2500 | 20.2 | 16.2 | 46700 | 3103 | 4.4 | 3.6 | Non Federally-Regulated | 11/25/2009 |  | 12/05/2019
Waterfurnace International, Inc. | Waterfurnace International, Inc. | NDS026A1 | NRAC026* | Ground-Water-Source | WBAHP-CB: Heat Pump Split Syst | Heat Pump | 230 | 1 |  |  | No Match | Dual-Speed |  |  |  | 27800 | 1275 | 21.8 | 16.2 | 25000 | 1589 | 4.6 | 3.6 | Non Federally-Regulated | 11/25/2009 |  | 12/05/2019
Waterfurnace International, Inc. | Waterfurnace International, Inc. | NDZ064A1 | NRAC060* | Ground-Water-Source | WBAHP-CB: Heat Pump Split Syst | Heat Pump | 230 | 1 |  |  | No Match | Dual-Speed |  |  |  | 63800 | 3323 | 19.2 | 16.2 | 55800 | 3805 | 4.3 | 3.6 | Non Federally-Regulated | 04/30/2009 |  | 12/05/2019
Waterfurnace International, Inc. | Waterfurnace International, Inc. | NDS026A1 | NRAC026* | Ground-Water-Source | WBAHP-CB: Heat Pump Split Syst | Heat Pump | 208 | 1 |  |  | No Match | Dual-Speed |  |  |  | 27800 | 1275 | 21.8 | 16.2 | 25000 | 1589 | 4.6 | 3.6 | Non Federally-Regulated | 11/25/2009 |  | 12/05/2019
Waterfurnace International, Inc. | Waterfurnace International, Inc. | NDZ026A1 | NRAC026* | Ground-Water-Source | WBAHP-CB: Heat Pump Split Syst | Heat Pump | 208 | 1 |  |  | No Match | Dual-Speed |  |  |  | 27800 | 1275 | 21.8 | 16.2 | 25000 | 1594 | 4.6 | 3.6 | Non Federally-Regulated | 04/30/2009 |  | 12/05/2019
Waterfurnace International, Inc. | Waterfurnace International, Inc. | NDS064A1 | NRAC060* | Ground-Water-Source | WBAHP-CB: Heat Pump Split Syst | Heat Pump | 208 | 1 |  |  | No Match | Dual-Speed |  |  |  | 63800 | 3323 | 19.2 | 16.2 | 55800 | 3794 | 4.3 | 3.6 | Non Federally-Regulated | 11/25/2009 |  | 12/05/2019
Waterfurnace International, Inc. | Waterfurnace International, Inc. | NDS049A1 | NRAC048* | Ground-Water-Source | WBAHP-CB: Heat Pump Split Syst | Heat Pump | 230 | 1 |  |  | No Match | Dual-Speed |  |  |  | 50500 | 2500 | 20.2 | 16.2 | 46700 | 3103 | 4.4 | 3.6 | Non Federally-Regulated | 11/25/2009 |  | 12/05/2019
Waterfurnace International, Inc. | Waterfurnace International, Inc. | NDZ026A1 | NRAC026* | Ground-Water-Source | WBAHP-CB: Heat Pump Split Syst | Heat Pump | 230 | 1 |  |  | No Match | Dual-Speed |  |  |  | 27800 | 1275 | 21.8 | 16.2 | 25000 | 1594 | 4.6 | 3.6 | Non Federally-Regulated | 04/30/2009 |  | 12/05/2019
Waterfurnace International, Inc. | Waterfurnace International, Inc. | NDS049A1 | NAH048* | Ground-Water-Source | WBAHP-CB: Heat Pump Split Syst | Heat Pump | 208 | 1 |  |  | No Match | Dual-Speed |  |  |  | 50500 | 2500 | 20.2 | 16.2 | 46700 | 3113 | 4.4 | 3.6 | Non Federally-Regulated | 04/30/2009 |  | 12/05/2019
Bard Manufacturing Company, Inc. | Bard | GV27S3AA |  | Ground-Water-Source | WBAHP: Heat Pump Packaged Unit | Both Heat Pump and Electric Re | 208 | 1 |  |  |  | Dual-Speed |  |  |  | 26600 | 1174 | 22.64 |  | 26200 | 1476 | 5.2 |  | Non Federally-Regulated | 10/28/2019 |  | 12/05/2019
Bard Manufacturing Company, Inc. | Bard | GV27S3AA |  | Ground-Source | WBAHP: Heat Pump Packaged Unit | Both Heat Pump and Electric Re | 208 | 1 |  |  |  | Dual-Speed |  |  |  | 26600 | 1469 | 18.1 |  | 20200 | 1443 | 4.1 |  | Non Federally-Regulated | 10/28/2019 |  | 12/05/2019
Climate Control Technologies PC | TRANQUILITY 20 | TSH/V/D024C*K |  | Water-Source | WBAHP: Heat Pump Packaged Unit | Heat Pump | 208 | 1 |  |  |  | Single-Speed |  |  |  | 23900 | 1335 | 17.9 | 11.2 | 30400 | 1460 | 6.1 | 4.2 | Federally-Regulated Commercial & Industrial Equipment | 08/16/2019 |  | 12/05/2019
Climate Control Technologies PC | TRANQUILITY 20 | TSH/V/D024C*K |  | Ground-Water-Source | WBAHP: Heat Pump Packaged Unit | Heat Pump | 208 | 1 |  |  |  | Single-Speed |  |  |  | 26900 | 943 | 28.5 | 16.2 | 23800 | 1341 | 5.2 | 3.6 | Non Federally-Regulated | 08/16/2019 |  | 12/05/2019
Climate Control Technologies PC | TRANQUILITY 20 | TSH/V/D024C*K |  | Ground-Source | WBAHP: Heat Pump Packaged Unit | Heat Pump | 208 | 1 |  |  |  | Single-Speed |  |  |  | 25500 | 1220 | 20.9 | 13.4 | 19100 | 1332 | 4.2 | 3.1 | Non Federally-Regulated | 08/16/2019 |  | 12/05/2019
Climate Control Technologies PC | TRANQUILITY 20 | TSH/V/D024C |  | Water-Source | WBAHP: Heat Pump Packaged Unit | Heat Pump | 208 | 1 |  |  |  | Single-Speed |  |  |  | 23800 | 1408 | 16.9 | 11.2 | 30800 | 1529 | 5.9 | 4.2 | Federally-Regulated Commercial & Industrial Equipment | 08/16/2019 |  | 12/05/2019
Climate Control Technologies PC | TRANQUILITY 20 | TSH/V/D024C |  | Ground-Water-Source | WBAHP: Heat Pump Packaged Unit | Heat Pump | 208 | 1 |  |  |  | Single-Speed |  |  |  | 26500 | 1003 | 26.4 | 16.2 | 24100 | 1412 | 5 | 3.6 | Non Federally-Regulated | 08/16/2019 |  | 12/05/2019
Climate Control Technologies PC | TRANQUILITY 20 | TSH/V/D024C |  | Ground-Source | WBAHP: Heat Pump Packaged Unit | Heat Pump | 208 | 1 |  |  |  | Single-Speed |  |  |  | 25300 | 1338 | 18.9 | 13.4 | 19200 | 1406 | 4 | 3.1 | Non Federally-Regulated | 08/16/2019 |  | 12/05/2019
Climate Control Technologies PC | TRANQUILITY 22 DIGITAL | TYV/H048 |  | Water-Source | WBAHP: Heat Pump Packaged Unit | Heat Pump | 208 | 1 |  |  |  | Dual-Speed |  |  |  | 45900 | 3278 | 14 |  | 53800 | 3217 | 4.9 |  | Federally-Regulated Commercial & Industrial Equipment | 10/29/2019 |  | 12/05/2019
Climate Control Technologies PC | TRANQUILITY 22 DIGITAL | TYV/H048 |  | Ground-Water-Source | WBAHP: Heat Pump Packaged Unit | Heat Pump | 208 | 1 |  |  |  | Dual-Speed |  |  |  | 51800 | 2478 | 20.9 |  | 45000 | 2997 | 4.4 |  | Non Federally-Regulated | 10/29/2019 |  | 12/05/2019
Climate Control Technologies PC | TRANQUILITY 22 DIGITAL | TYV/H048 |  | Ground-Source | WBAHP: Heat Pump Packaged Unit | Heat Pump | 208 | 1 |  |  |  | Dual-Speed |  |  |  | 48100 | 3103 | 15.5 |  | 35600 | 2819 | 3.7 |  | Non Federally-Regulated | 10/29/2019 |  | 12/05/2019
FHP Manufacturing Company | BOSCH-GEO | SM036-1CF/HZ/VT |  | Water-Source | WBAHP: Heat Pump Packaged Unit | Both Heat Pump and Electric Re | 208 | 1 |  |  |  | Dual-Speed |  |  |  | 39000 | 2142 | 18.2 | 11.2 | 42800 | 2459 | 5.1 | 4.2 | Federally-Regulated Commercial & Industrial Equipment | 05/13/2019 |  | 12/05/2019
FHP Manufacturing Company | BOSCH-GEO | SM036-1CF/HZ/VT |  | Ground-Water-Source | WBAHP: Heat Pump Packaged Unit | Both Heat Pump and Electric Re | 208 | 1 |  |  |  | Dual-Speed |  |  |  | 43300 | 1665 | 26 | 16.2 | 35900 | 2312 | 4.6 | 3.6 | Non Federally-Regulated | 05/13/2019 |  | 12/05/2019
FHP Manufacturing Company | BOSCH-GEO | SM036-1CF/HZ/VT |  | Ground-Source | WBAHP: Heat Pump Packaged Unit | Both Heat Pump and Electric Re | 208 | 1 |  |  |  | Dual-Speed |  |  |  | 40800 | 2019 | 20.2 | 13.4 | 28400 | 2107 | 4 | 3.1 | Non Federally-Regulated | 05/13/2019 |  | 12/05/2019
FHP Manufacturing Company | BOSCH-GEO | BP048-1HZ*******B |  | Water-Source | WBAHP: Heat Pump Packaged Unit | Heat Pump | 208 | 1 |  |  |  | Single-Speed |  |  |  | 47400 | 3160 | 15 | 11.2 | 50000 | 2764 | 5.3 | 4.2 | Federally-Regulated Commercial & Industrial Equipment | 05/13/2019 |  | 12/05/2019
FHP Manufacturing Company | BOSCH-GEO | BP048-1HZ*******B |  | Ground-Water-Source | WBAHP: Heat Pump Packaged Unit | Heat Pump | 208 | 1 |  |  |  | Single-Speed |  |  |  | 52900 | 2204 | 24 | 16.2 | 40500 | 2637 | 4.5 | 3.6 | Non Federally-Regulated | 05/13/2019 |  | 12/05/2019
FHP Manufacturing Company | BOSCH-GEO | BP048-1HZ*******B |  | Ground-Source | WBAHP: Heat Pump Packaged Unit | Heat Pump | 208 | 1 |  |  |  | Single-Speed |  |  |  | 49500 | 2780 | 17.8 | 13.4 | 33400 | 2645 | 3.7 | 3.1 | Non Federally-Regulated | 05/13/2019 |  | 12/05/2019
FHP Manufacturing Company | BOSCH-GEO | BP048-1VT*******B |  | Water-Source | WBAHP: Heat Pump Packaged Unit | Heat Pump | 208 | 1 |  |  |  | Single-Speed |  |  |  | 47400 | 3160 | 15 | 11.2 | 50000 | 2764 | 5.3 | 4.2 | Federally-Regulated Commercial & Industrial Equipment | 05/13/2019 |  | 12/05/2019
FHP Manufacturing Company | BOSCH-GEO | BP048-1VT*******B |  | Ground-Water-Source | WBAHP: Heat Pump Packaged Unit | Heat Pump | 208 | 1 |  |  |  | Single-Speed |  |  |  | 52900 | 2190 | 24.15 | 16.2 | 40500 | 2760 | 4.3 | 3.6 | Non Federally-Regulated | 05/13/2019 |  | 12/05/2019
FHP Manufacturing Company | BOSCH-GEO | BP048-1VT*******B |  | Ground-Source | WBAHP: Heat Pump Packaged Unit | Heat Pump | 208 | 1 |  |  |  | Single-Speed |  |  |  | 49500 | 2788 | 17.75 | 13.4 | 33400 | 2645 | 3.7 | 3.1 | Non Federally-Regulated | 05/13/2019 |  | 12/05/2019
FHP Manufacturing Company | BOSCH-GEO | BP030-1HZ/VT |  | Water-Source | WBAHP: Heat Pump Packaged Unit | Heat Pump | 208 | 1 |  |  |  | Single-Speed |  |  |  | 27000 | 1626 | 16.6 | 11.2 | 31000 | 1593 | 5.7 | 4.2 | Federally-Regulated Commercial & Industrial Equipment | 05/13/2019 |  | 12/05/2019
FHP Manufacturing Company | BOSCH-GEO | BP030-1HZ/VT |  | Ground-Water-Source | WBAHP: Heat Pump Packaged Unit | Heat Pump | 208 | 1 |  |  |  | Single-Speed |  |  |  | 31700 | 1174 | 27 | 16.2 | 25000 | 1480 | 5 | 3.6 | Non Federally-Regulated | 05/13/2019 |  | 12/05/2019
FHP Manufacturing Company | BOSCH-GEO | BP030-1HZ/VT |  | Ground-Source | WBAHP: Heat Pump Packaged Unit | Heat Pump | 208 | 1 |  |  |  | Single-Speed |  |  |  | 28500 | 1469 | 19.4 | 13.4 | 20500 | 1521 | 4 | 3.1 | Non Federally-Regulated | 05/13/2019 |  | 12/05/2019
FHP Manufacturing Company | GEO-THERMAL SPLIT | GZ024*******1**1 | CAP**24**AL* | Water-Source | WBAHP-C: Heat Pump Split Syste | Heat Pump | 208 | 1 | False |  |  | Dual-Speed |  |  |  | 24900 | 1784 | 13.95 | 12 | 28900 | 1764 | 4.8 | 4.2 | Federally-Regulated Commercial & Industrial Equipment | 08/06/2019 |  | 12/05/2019
FHP Manufacturing Company | GEO-THERMAL SPLIT | GZ024*******1**1 | CAP**24**AL* | Ground-Water-Source | WBAHP-C: Heat Pump Split Syste | Heat Pump | 208 | 1 | False |  |  | Dual-Speed |  |  |  | 28000 | 1244 | 22.5 | 16.2 | 23900 | 1628 | 4.3 | 3.6 | Non Federally-Regulated | 08/06/2019 |  | 12/05/2019
FHP Manufacturing Company | GEO-THERMAL SPLIT | GZ024*******1**1 | CAP**24**AL* | Ground-Source | WBAHP-C: Heat Pump Split Syste | Heat Pump | 208 | 1 | False |  |  | Dual-Speed |  |  |  | 26100 | 1641 | 15.9 | 13.4 | 19000 | 1614 | 3.5 | 3.1 | Non Federally-Regulated | 08/06/2019 |  | 12/05/2019
FHP Manufacturing Company | GEO-THERMAL SPLIT | GS024**1**1 | FE/V****003*** | Water-Source | WBAHP-CB: Heat Pump Split Syst | Both Heat Pump and Electric Re | 208 | 1 | False |  |  | Dual-Speed |  |  |  | 25000 | 1712 | 14.6 | 12 | 28000 | 1609 | 5.1 | 4.2 | Federally-Regulated Commercial & Industrial Equipment | 06/10/2019 |  | 12/05/2019
FHP Manufacturing Company | GEO-THERMAL SPLIT | GS024**1**1 | FE/V****003*** | Ground-Water-Source | WBAHP-CB: Heat Pump Split Syst | Both Heat Pump and Electric Re | 208 | 1 | False |  |  | Dual-Speed |  |  |  | 28200 | 1281 | 22 | 16.2 | 23500 | 1547 | 4.5 | 3.6 | Non Federally-Regulated | 06/10/2019 |  | 12/05/2019
FHP Manufacturing Company | GEO-THERMAL SPLIT | GS024**1**1 | FE/V****003*** | Ground-Source | WBAHP-CB: Heat Pump Split Syst | Both Heat Pump and Electric Re | 208 | 1 | False |  |  | Dual-Speed |  |  |  | 26000 | 1547 | 16.8 | 13.4 | 18900 | 1477 | 3.8 | 3.1 | Non Federally-Regulated | 06/10/2019 |  | 12/05/2019
Johnson Controls, Inc. | ENVIRO-TEC | VPCS15*1****0 (ECM) |  | Water-Source | WBAHP: Heat Pump Packaged Unit | Heat Pump | 208 | 1 |  |  |  | Single-Speed |  |  |  | 14800 | 902 | 16.4 | 11.2 | 16900 | 971 | 5.1 | 4.2 | Federally-Regulated Commercial & Industrial Equipment | 11/13/2015 |  | 12/05/2019
Johnson Controls, Inc. | ENVIRO-TEC | VPCS30*1****0 (ECM) |  | Water-Source | WBAHP: Heat Pump Packaged Unit | Heat Pump | 208 | 1 |  |  |  | Single-Speed |  |  |  | 30100 | 1813 | 16.6 | 11.2 | 34000 | 1811 | 5.5 | 4.2 | Federally-Regulated Commercial & Industrial Equipment | 11/13/2015 |  | 12/05/2019
Johnson Controls, Inc. | ENVIRO-TEC | VPCS15*1****0 (ECM) |  | Ground-Water-Source | WBAHP: Heat Pump Packaged Unit | Heat Pump | 208 | 1 |  |  |  | Single-Speed |  |  |  | 17100 | 727 | 23.5 | 16.2 | 14000 | 891 | 4.6 | 3.6 | Non Federally-Regulated | 11/13/2015 |  | 12/05/2019
Johnson Controls, Inc. | ENVIRO-TEC | VPCS30*1****0 (ECM) |  | Ground-Water-Source | WBAHP: Heat Pump Packaged Unit | Heat Pump | 208 | 1 |  |  |  | Single-Speed |  |  |  | 34200 | 1401 | 24.4 | 16.2 | 27900 | 1703 | 4.8 | 3.6 | Non Federally-Regulated | 11/13/2015 |  | 12/05/2019
Johnson Controls, Inc. | ENVIRO-TEC | VPCS15*1****0 (ECM) |  | Ground-Source | WBAHP: Heat Pump Packaged Unit | Heat Pump | 208 | 1 |  |  |  | Single-Speed |  |  |  | 15500 | 837 | 18.5 | 13.4 | 10600 | 862 | 3.6 | 3.1 | Non Federally-Regulated | 11/13/2015 |  | 12/05/2019
Johnson Controls, Inc. | ENVIRO-TEC | VPCS30*1****0 (ECM) |  | Ground-Source | WBAHP: Heat Pump Packaged Unit | Heat Pump | 208 | 1 |  |  |  | Single-Speed |  |  |  | 31300 | 1691 | 18.5 | 13.4 | 21800 | 1681 | 3.8 | 3.1 | Non Federally-Regulated | 11/13/2015 |  | 12/05/2019
Johnson Controls, Inc. | ENVIRO-TEC | VSCS30*6****0 (ECM) |  | Water-Source | WBAHP: Heat Pump Packaged Unit | Heat Pump | 265 | 1 |  |  |  | Single-Speed |  |  |  | 30100 | 2150 | 14 | 11.2 | 33400 | 2039 | 4.8 | 4.2 | Federally-Regulated Commercial & Industrial Equipment | 11/13/2015 |  | 12/05/2019
Johnson Controls, Inc. | ENVIRO-TEC | VSCS30*6****0 (ECM) |  | Ground-Water-Source | WBAHP: Heat Pump Packaged Unit | Heat Pump | 265 | 1 |  |  |  | Single-Speed |  |  |  | 33900 | 1599 | 21.2 | 16.2 | 27100 | 1985 | 4 | 3.6 | Non Federally-Regulated | 11/13/2015 |  | 12/05/2019
Johnson Controls, Inc. | ENVIRO-TEC | VSCS30*6****0 (ECM) |  | Ground-Source | WBAHP: Heat Pump Packaged Unit | Heat Pump | 265 | 1 |  |  |  | Single-Speed |  |  |  | 32200 | 2037 | 15.8 | 13.4 | 20100 | 1785 | 3.3 | 3.1 | Non Federally-Regulated | 11/13/2015 |  | 12/05/2019
Johnson Controls, Inc. | ENVIRO-TEC | VSCS30*1****0 (ECM) |  | Water-Source | WBAHP: Heat Pump Packaged Unit | Heat Pump | 208 | 1 |  |  |  | Single-Speed |  |  |  | 30100 | 2150 | 14 | 11.2 | 33400 | 2039 | 4.8 | 4.2 | Federally-Regulated Commercial & Industrial Equipment | 11/13/2015 |  | 12/05/2019
Johnson Controls, Inc. | ENVIRO-TEC | VSCS30*1****0 (ECM) |  | Ground-Water-Source | WBAHP: Heat Pump Packaged Unit | Heat Pump | 208 | 1 |  |  |  | Single-Speed |  |  |  | 33900 | 1599 | 21.2 | 16.2 | 27100 | 1985 | 4 | 3.6 | Non Federally-Regulated | 11/13/2015 |  | 12/05/2019
Johnson Controls, Inc. | ENVIRO-TEC | VSCS30*1****0 (ECM) |  | Ground-Source | WBAHP: Heat Pump Packaged Unit | Heat Pump | 208 | 1 |  |  |  | Single-Speed |  |  |  | 32200 | 2037 | 15.8 | 13.4 | 20100 | 1785 | 3.3 | 3.1 | Non Federally-Regulated | 11/13/2015 |  | 12/05/2019
Johnson Controls, Inc. | ENVIRO-TEC | VSCS30*1****0 |  | Water-Source | WBAHP: Heat Pump Packaged Unit | Heat Pump | 208 | 1 |  |  |  | Single-Speed |  |  |  | 29700 | 2233 | 13.3 | 11.2 | 33900 | 2258 | 4.4 | 4.2 | Federally-Regulated Commercial & Industrial Equipment | 11/13/2015 |  | 12/05/2019
Johnson Controls, Inc. | ENVIRO-TEC | VSCS30*1****0 |  | Ground-Water-Source | WBAHP: Heat Pump Packaged Unit | Heat Pump | 208 | 1 |  |  |  | Single-Speed |  |  |  | 33500 | 1634 | 20.5 | 16.2 | 27500 | 2238 | 3.6 | 3.6 | Non Federally-Regulated | 11/13/2015 |  | 12/05/2019
Johnson Controls, Inc. | ENVIRO-TEC | VSCS30*1****0 |  | Ground-Source | WBAHP: Heat Pump Packaged Unit | Heat Pump | 208 | 1 |  |  |  | Single-Speed |  |  |  | 31800 | 2092 | 15.2 | 13.4 | 20500 | 1938 | 3.1 | 3.1 | Non Federally-Regulated | 11/13/2015 |  | 12/05/2019
Johnson Controls, Inc. | ENVIRO-TEC | VSCS15*6****0 (ECM) |  | Water-Source | WBAHP: Heat Pump Packaged Unit | Heat Pump | 265 | 1 |  |  |  | Single-Speed |  |  |  | 14600 | 1042 | 14 | 11.2 | 17100 | 1044 | 4.8 | 4.2 | Federally-Regulated Commercial & Industrial Equipment | 11/13/2015 |  | 12/05/2019
Johnson Controls, Inc. | ENVIRO-TEC | VSCS15*6****0 (ECM) |  | Ground-Water-Source | WBAHP: Heat Pump Packaged Unit | Heat Pump | 265 | 1 |  |  |  | Single-Speed |  |  |  | 16600 | 754 | 22 | 16.2 | 13800 | 986 | 4.1 | 3.6 | Non Federally-Regulated | 11/13/2015 |  | 12/05/2019
Johnson Controls, Inc. | ENVIRO-TEC | VSCS15*6****0 (ECM) |  | Ground-Source | WBAHP: Heat Pump Packaged Unit | Heat Pump | 265 | 1 |  |  |  | Single-Speed |  |  |  | 14800 | 913 | 16.2 | 13.4 | 10600 | 913 | 3.4 | 3.1 | Non Federally-Regulated | 11/13/2015 |  | 12/05/2019
Johnson Controls, Inc. | ENVIRO-TEC | VSCS15*1****0 (ECM) |  | Water-Source | WBAHP: Heat Pump Packaged Unit | Heat Pump | 208 | 1 |  |  |  | Single-Speed |  |  |  | 14600 | 1042 | 14 | 11.2 | 17100 | 1044 | 4.8 | 4.2 | Federally-Regulated Commercial & Industrial Equipment | 11/13/2015 |  | 12/05/2019
Johnson Controls, Inc. | ENVIRO-TEC | VSCS15*1****0 (ECM) |  | Ground-Water-Source | WBAHP: Heat Pump Packaged Unit | Heat Pump | 208 | 1 |  |  |  | Single-Speed |  |  |  | 16600 | 754 | 22 | 16.2 | 13800 | 986 | 4.1 | 3.6 | Non Federally-Regulated | 11/13/2015 |  | 12/05/2019
Johnson Controls, Inc. | ENVIRO-TEC | VSCS15*1****0 (ECM) |  | Ground-Source | WBAHP: Heat Pump Packaged Unit | Heat Pump | 208 | 1 |  |  |  | Single-Speed |  |  |  | 14800 | 913 | 16.2 | 13.4 | 10600 | 913 | 3.4 | 3.1 | Non Federally-Regulated | 11/13/2015 |  | 12/05/2019
Johnson Controls, Inc. | ENVIRO-TEC | VSCS15*1****0 |  | Water-Source | WBAHP: Heat Pump Packaged Unit | Heat Pump | 208 | 1 |  |  |  | Single-Speed |  |  |  | 14500 | 1074 | 13.5 | 11.2 | 17200 | 1072 | 4.7 | 4.2 | Federally-Regulated Commercial & Industrial Equipment | 11/13/2015 |  | 12/05/2019
Johnson Controls, Inc. | ENVIRO-TEC | VSCS15*1****0 |  | Ground-Water-Source | WBAHP: Heat Pump Packaged Unit | Heat Pump | 208 | 1 |  |  |  | Single-Speed |  |  |  | 16500 | 756 | 21.8 | 16.2 | 13900 | 1018 | 4 | 3.6 | Non Federally-Regulated | 11/13/2015 |  | 12/05/2019
Johnson Controls, Inc. | ENVIRO-TEC | VSCS15*1****0 |  | Ground-Source | WBAHP: Heat Pump Packaged Unit | Heat Pump | 208 | 1 |  |  |  | Single-Speed |  |  |  | 14500 | 906 | 16 | 13.4 | 10900 | 968 | 3.3 | 3.1 | Non Federally-Regulated | 11/13/2015 |  | 12/05/2019
Johnson Controls, Inc. | Johnson Controls | VSCS30*6****0 (ECM) |  | Water-Source | WBAHP: Heat Pump Packaged Unit | Heat Pump | 265 | 1 |  |  |  | Single-Speed |  |  |  | 30100 | 2150 | 14 | 11.2 | 33400 | 2039 | 4.8 | 4.2 | Federally-Regulated Commercial & Industrial Equipment | 11/13/2015 |  | 12/05/2019
Johnson Controls, Inc. | Johnson Controls | VSCS30*6****0 (ECM) |  | Ground-Water-Source | WBAHP: Heat Pump Packaged Unit | Heat Pump | 265 | 1 |  |  |  | Single-Speed |  |  |  | 33900 | 1599 | 21.2 | 16.2 | 27100 | 1985 | 4 | 3.6 | Non Federally-Regulated | 11/13/2015 |  | 12/05/2019
Johnson Controls, Inc. | Johnson Controls | VSCS30*6****0 (ECM) |  | Ground-Source | WBAHP: Heat Pump Packaged Unit | Heat Pump | 265 | 1 |  |  |  | Single-Speed |  |  |  | 32200 | 2037 | 15.8 | 13.4 | 20100 | 1785 | 3.3 | 3.1 | Non Federally-Regulated | 11/13/2015 |  | 12/05/2019
Johnson Controls, Inc. | Johnson Controls | VSCS30*1****0 (ECM) |  | Water-Source | WBAHP: Heat Pump Packaged Unit | Heat Pump | 208 | 1 |  |  |  | Single-Speed |  |  |  | 30100 | 2150 | 14 | 11.2 | 33400 | 2039 | 4.8 | 4.2 | Federally-Regulated Commercial & Industrial Equipment | 11/13/2015 |  | 12/05/2019
Johnson Controls, Inc. | Johnson Controls | VSCS30*1****0 (ECM) |  | Ground-Water-Source | WBAHP: Heat Pump Packaged Unit | Heat Pump | 208 | 1 |  |  |  | Single-Speed |  |  |  | 33900 | 1599 | 21.2 | 16.2 | 27100 | 1985 | 4 | 3.6 | Non Federally-Regulated | 11/13/2015 |  | 12/05/2019
Johnson Controls, Inc. | Johnson Controls | VSCS30*1****0 (ECM) |  | Ground-Source | WBAHP: Heat Pump Packaged Unit | Heat Pump | 208 | 1 |  |  |  | Single-Speed |  |  |  | 32200 | 2037 | 15.8 | 13.4 | 20100 | 1785 | 3.3 | 3.1 | Non Federally-Regulated | 11/13/2015 |  | 12/05/2019
Johnson Controls, Inc. | Johnson Controls | VSCS30*1****0 |  | Water-Source | WBAHP: Heat Pump Packaged Unit | Heat Pump | 208 | 1 |  |  |  | Single-Speed |  |  |  | 29700 | 2233 | 13.3 | 11.2 | 33900 | 2258 | 4.4 | 4.2 | Federally-Regulated Commercial & Industrial Equipment | 11/13/2015 |  | 12/05/2019
Johnson Controls, Inc. | Johnson Controls | VSCS30*1****0 |  | Ground-Water-Source | WBAHP: Heat Pump Packaged Unit | Heat Pump | 208 | 1 |  |  |  | Single-Speed |  |  |  | 33500 | 1634 | 20.5 | 16.2 | 27500 | 2238 | 3.6 | 3.6 | Non Federally-Regulated | 11/13/2015 |  | 12/05/2019
Johnson Controls, Inc. | Johnson Controls | VSCS30*1****0 |  | Ground-Source | WBAHP: Heat Pump Packaged Unit | Heat Pump | 208 | 1 |  |  |  | Single-Speed |  |  |  | 31800 | 2092 | 15.2 | 13.4 | 20500 | 1938 | 3.1 | 3.1 | Non Federally-Regulated | 11/13/2015 |  | 12/05/2019
Johnson Controls, Inc. | Johnson Controls | VSCS15*6****0 (ECM) |  | Water-Source | WBAHP: Heat Pump Packaged Unit | Heat Pump | 265 | 1 |  |  |  | Single-Speed |  |  |  | 14600 | 1042 | 14 | 11.2 | 17100 | 1044 | 4.8 | 4.2 | Federally-Regulated Commercial & Industrial Equipment | 11/13/2015 |  | 12/05/2019
Johnson Controls, Inc. | Johnson Controls | VSCS15*6****0 (ECM) |  | Ground-Water-Source | WBAHP: Heat Pump Packaged Unit | Heat Pump | 265 | 1 |  |  |  | Single-Speed |  |  |  | 16600 | 754 | 22 | 16.2 | 13800 | 986 | 4.1 | 3.6 | Non Federally-Regulated | 11/13/2015 |  | 12/05/2019
Johnson Controls, Inc. | Johnson Controls | VSCS15*6****0 (ECM) |  | Ground-Source | WBAHP: Heat Pump Packaged Unit | Heat Pump | 265 | 1 |  |  |  | Single-Speed |  |  |  | 14800 | 913 | 16.2 | 13.4 | 10600 | 913 | 3.4 | 3.1 | Non Federally-Regulated | 11/13/2015 |  | 12/05/2019
Johnson Controls, Inc. | Johnson Controls | VSCS15*1****0 (ECM) |  | Water-Source | WBAHP: Heat Pump Packaged Unit | Heat Pump | 208 | 1 |  |  |  | Single-Speed |  |  |  | 14600 | 1042 | 14 | 11.2 | 17100 | 1044 | 4.8 | 4.2 | Federally-Regulated Commercial & Industrial Equipment | 11/13/2015 |  | 12/05/2019
Johnson Controls, Inc. | Johnson Controls | VSCS15*1****0 (ECM) |  | Ground-Water-Source | WBAHP: Heat Pump Packaged Unit | Heat Pump | 208 | 1 |  |  |  | Single-Speed |  |  |  | 16600 | 754 | 22 | 16.2 | 13800 | 986 | 4.1 | 3.6 | Non Federally-Regulated | 11/13/2015 |  | 12/05/2019
Johnson Controls, Inc. | Johnson Controls | VSCS15*1****0 (ECM) |  | Ground-Source | WBAHP: Heat Pump Packaged Unit | Heat Pump | 208 | 1 |  |  |  | Single-Speed |  |  |  | 14800 | 913 | 16.2 | 13.4 | 10600 | 913 | 3.4 | 3.1 | Non Federally-Regulated | 11/13/2015 |  | 12/05/2019
Johnson Controls, Inc. | Johnson Controls | VSCS15*1****0 |  | Water-Source | WBAHP: Heat Pump Packaged Unit | Heat Pump | 208 | 1 |  |  |  | Single-Speed |  |  |  | 14500 | 1074 | 13.5 | 11.2 | 17200 | 1072 | 4.7 | 4.2 | Federally-Regulated Commercial & Industrial Equipment | 11/13/2015 |  | 12/05/2019
Johnson Controls, Inc. | Johnson Controls | VSCS15*1****0 |  | Ground-Water-Source | WBAHP: Heat Pump Packaged Unit | Heat Pump | 208 | 1 |  |  |  | Single-Speed |  |  |  | 16500 | 756 | 21.8 | 16.2 | 13900 | 1018 | 4 | 3.6 | Non Federally-Regulated | 11/13/2015 |  | 12/05/2019
Johnson Controls, Inc. | Johnson Controls | VSCS15*1****0 |  | Ground-Source | WBAHP: Heat Pump Packaged Unit | Heat Pump | 208 | 1 |  |  |  | Single-Speed |  |  |  | 14500 | 906 | 16 | 13.4 | 10900 | 968 | 3.3 | 3.1 | Non Federally-Regulated | 11/13/2015 |  | 12/05/2019
Johnson Controls, Inc. | Johnson Controls | VPCS30*1****0 (ECM) |  | Water-Source | WBAHP: Heat Pump Packaged Unit | Heat Pump | 208 | 1 |  |  |  | Single-Speed |  |  |  | 30100 | 1813 | 16.6 | 11.2 | 34000 | 1811 | 5.5 | 4.2 | Federally-Regulated Commercial & Industrial Equipment | 02/23/2016 |  | 12/05/2019
Johnson Controls, Inc. | Johnson Controls | VPCS15*1****0 (ECM) |  | Water-Source | WBAHP: Heat Pump Packaged Unit | Heat Pump | 208 | 1 |  |  |  | Single-Speed |  |  |  | 14800 | 902 | 16.4 | 11.2 | 16900 | 971 | 5.1 | 4.2 | Federally-Regulated Commercial & Industrial Equipment | 02/23/2016 |  | 12/05/2019
Johnson Controls, Inc. | Johnson Controls | VPCS30*1****0 (ECM) |  | Ground-Water-Source | WBAHP: Heat Pump Packaged Unit | Heat Pump | 208 | 1 |  |  |  | Single-Speed |  |  |  | 34200 | 1401 | 24.4 | 16.2 | 27900 | 1703 | 4.8 | 3.6 | Non Federally-Regulated | 02/23/2016 |  | 12/05/2019
Johnson Controls, Inc. | Johnson Controls | VPCS15*1****0 (ECM) |  | Ground-Water-Source | WBAHP: Heat Pump Packaged Unit | Heat Pump | 208 | 1 |  |  |  | Single-Speed |  |  |  | 17100 | 727 | 23.5 | 16.2 | 14000 | 891 | 4.6 | 3.6 | Non Federally-Regulated | 02/23/2016 |  | 12/05/2019
Johnson Controls, Inc. | Johnson Controls | VPCS30*1****0 (ECM) |  | Ground-Source | WBAHP: Heat Pump Packaged Unit | Heat Pump | 208 | 1 |  |  |  | Single-Speed |  |  |  | 31300 | 1691 | 18.5 | 13.4 | 21800 | 1681 | 3.8 | 3.1 | Non Federally-Regulated | 02/23/2016 |  | 12/05/2019
Johnson Controls, Inc. | Johnson Controls | VPCS15*1****0 (ECM) |  | Ground-Source | WBAHP: Heat Pump Packaged Unit | Heat Pump | 208 | 1 |  |  |  | Single-Speed |  |  |  | 15500 | 837 | 18.5 | 13.4 | 10600 | 862 | 3.6 | 3.1 | Non Federally-Regulated | 02/23/2016 |  | 12/05/2019
Johnson Controls, Inc. | Skymark | VPCS30*1****0 (ECM) |  | Water-Source | WBAHP: Heat Pump Packaged Unit | Heat Pump | 208 | 1 |  |  |  | Single-Speed |  |  |  | 30100 | 1813 | 16.6 | 11.2 | 34000 | 1811 | 5.5 | 4.2 | Federally-Regulated Commercial & Industrial Equipment | 11/13/2015 |  | 12/05/2019
Johnson Controls, Inc. | Skymark | VPCS15*1****0 (ECM) |  | Water-Source | WBAHP: Heat Pump Packaged Unit | Heat Pump | 208 | 1 |  |  |  | Single-Speed |  |  |  | 14800 | 902 | 16.4 | 11.2 | 16900 | 971 | 5.1 | 4.2 | Federally-Regulated Commercial & Industrial Equipment | 11/13/2015 |  | 12/05/2019
Johnson Controls, Inc. | Skymark | VPCS30*1****0 (ECM) |  | Ground-Water-Source | WBAHP: Heat Pump Packaged Unit | Heat Pump | 208 | 1 |  |  |  | Single-Speed |  |  |  | 34200 | 1401 | 24.4 | 16.2 | 27900 | 1703 | 4.8 | 3.6 | Non Federally-Regulated | 11/13/2015 |  | 12/05/2019
Johnson Controls, Inc. | Skymark | VPCS30*1****0 (ECM) |  | Ground-Source | WBAHP: Heat Pump Packaged Unit | Heat Pump | 208 | 1 |  |  |  | Single-Speed |  |  |  | 31300 | 1691 | 18.5 | 13.4 | 21800 | 1681 | 3.8 | 3.1 | Non Federally-Regulated | 11/13/2015 |  | 12/05/2019
Johnson Controls, Inc. | Skymark | VPCS15*1****0 (ECM) |  | Ground-Water-Source | WBAHP: Heat Pump Packaged Unit | Heat Pump | 208 | 1 |  |  |  | Single-Speed |  |  |  | 17100 | 727 | 23.5 | 16.2 | 14000 | 891 | 4.6 | 3.6 | Non Federally-Regulated | 11/13/2015 |  | 12/05/2019
Johnson Controls, Inc. | Skymark | VPCS15*1****0 (ECM) |  | Ground-Source | WBAHP: Heat Pump Packaged Unit | Heat Pump | 208 | 1 |  |  |  | Single-Speed |  |  |  | 15500 | 837 | 18.5 | 13.4 | 10600 | 862 | 3.6 | 3.1 | Non Federally-Regulated | 11/13/2015 |  | 12/05/2019
Johnson Controls, Inc. | Skymark | VSCS30*6****0 (ECM) |  | Water-Source | WBAHP: Heat Pump Packaged Unit | Heat Pump | 265 | 1 |  |  |  | Single-Speed |  |  |  | 30100 | 2150 | 14 | 11.2 | 33400 | 2039 | 4.8 | 4.2 | Federally-Regulated Commercial & Industrial Equipment | 11/13/2015 |  | 12/05/2019
Johnson Controls, Inc. | Skymark | VSCS30*6****0 (ECM) |  | Ground-Water-Source | WBAHP: Heat Pump Packaged Unit | Heat Pump | 265 | 1 |  |  |  | Single-Speed |  |  |  | 33900 | 1599 | 21.2 | 16.2 | 27100 | 1985 | 4 | 3.6 | Non Federally-Regulated | 11/13/2015 |  | 12/05/2019
Johnson Controls, Inc. | Skymark | VSCS30*6****0 (ECM) |  | Ground-Source | WBAHP: Heat Pump Packaged Unit | Heat Pump | 265 | 1 |  |  |  | Single-Speed |  |  |  | 32200 | 2037 | 15.8 | 13.4 | 20100 | 1785 | 3.3 | 3.1 | Non Federally-Regulated | 11/13/2015 |  | 12/05/2019
Johnson Controls, Inc. | Skymark | VSCS30*1****0 (ECM) |  | Water-Source | WBAHP: Heat Pump Packaged Unit | Heat Pump | 208 | 1 |  |  |  | Single-Speed |  |  |  | 30100 | 2150 | 14 | 11.2 | 33400 | 2039 | 4.8 | 4.2 | Federally-Regulated Commercial & Industrial Equipment | 11/13/2015 |  | 12/05/2019
Johnson Controls, Inc. | Skymark | VSCS30*1****0 (ECM) |  | Ground-Water-Source | WBAHP: Heat Pump Packaged Unit | Heat Pump | 208 | 1 |  |  |  | Single-Speed |  |  |  | 33900 | 1599 | 21.2 | 16.2 | 27100 | 1985 | 4 | 3.6 | Non Federally-Regulated | 11/13/2015 |  | 12/05/2019
Johnson Controls, Inc. | Skymark | VSCS30*1****0 (ECM) |  | Ground-Source | WBAHP: Heat Pump Packaged Unit | Heat Pump | 208 | 1 |  |  |  | Single-Speed |  |  |  | 32200 | 2037 | 15.8 | 13.4 | 20100 | 1785 | 3.3 | 3.1 | Non Federally-Regulated | 11/13/2015 |  | 12/05/2019
Johnson Controls, Inc. | Skymark | VSCS30*1****0 |  | Water-Source | WBAHP: Heat Pump Packaged Unit | Heat Pump | 208 | 1 |  |  |  | Single-Speed |  |  |  | 29700 | 2233 | 13.3 | 11.2 | 33900 | 2258 | 4.4 | 4.2 | Federally-Regulated Commercial & Industrial Equipment | 11/13/2015 |  | 12/05/2019
Johnson Controls, Inc. | Skymark | VSCS30*1****0 |  | Ground-Water-Source | WBAHP: Heat Pump Packaged Unit | Heat Pump | 208 | 1 |  |  |  | Single-Speed |  |  |  | 33500 | 1634 | 20.5 | 16.2 | 27500 | 2238 | 3.6 | 3.6 | Non Federally-Regulated | 11/13/2015 |  | 12/05/2019
Johnson Controls, Inc. | Skymark | VSCS30*1****0 |  | Ground-Source | WBAHP: Heat Pump Packaged Unit | Heat Pump | 208 | 1 |  |  |  | Single-Speed |  |  |  | 31800 | 2092 | 15.2 | 13.4 | 20500 | 1938 | 3.1 | 3.1 | Non Federally-Regulated | 11/13/2015 |  | 12/05/2019
Johnson Controls, Inc. | Skymark | VSCS15*6****0 (ECM) |  | Water-Source | WBAHP: Heat Pump Packaged Unit | Heat Pump | 265 | 1 |  |  |  | Single-Speed |  |  |  | 14600 | 1042 | 14 | 11.2 | 17100 | 1044 | 4.8 | 4.2 | Federally-Regulated Commercial & Industrial Equipment | 11/13/2015 |  | 12/05/2019
Johnson Controls, Inc. | Skymark | VSCS15*6****0 (ECM) |  | Ground-Water-Source | WBAHP: Heat Pump Packaged Unit | Heat Pump | 265 | 1 |  |  |  | Single-Speed |  |  |  | 16600 | 754 | 22 | 16.2 | 13800 | 986 | 4.1 | 3.6 | Non Federally-Regulated | 11/13/2015 |  | 12/05/2019
Johnson Controls, Inc. | Skymark | VSCS15*6****0 (ECM) |  | Ground-Source | WBAHP: Heat Pump Packaged Unit | Heat Pump | 265 | 1 |  |  |  | Single-Speed |  |  |  | 14800 | 913 | 16.2 | 13.4 | 10600 | 913 | 3.4 | 3.1 | Non Federally-Regulated | 11/13/2015 |  | 12/05/2019
Johnson Controls, Inc. | Skymark | VSCS15*1****0 (ECM) |  | Water-Source | WBAHP: Heat Pump Packaged Unit | Heat Pump | 208 | 1 |  |  |  | Single-Speed |  |  |  | 14600 | 1042 | 14 | 11.2 | 17100 | 1044 | 4.8 | 4.2 | Federally-Regulated Commercial & Industrial Equipment | 11/13/2015 |  | 12/05/2019
Johnson Controls, Inc. | Skymark | VSCS15*1****0 (ECM) |  | Ground-Water-Source | WBAHP: Heat Pump Packaged Unit | Heat Pump | 208 | 1 |  |  |  | Single-Speed |  |  |  | 16600 | 754 | 22 | 16.2 | 13800 | 986 | 4.1 | 3.6 | Non Federally-Regulated | 11/13/2015 |  | 12/05/2019
Johnson Controls, Inc. | Skymark | VSCS15*1****0 (ECM) |  | Ground-Source | WBAHP: Heat Pump Packaged Unit | Heat Pump | 208 | 1 |  |  |  | Single-Speed |  |  |  | 14800 | 913 | 16.2 | 13.4 | 10600 | 913 | 3.4 | 3.1 | Non Federally-Regulated | 11/13/2015 |  | 12/05/2019
Johnson Controls, Inc. | Skymark | VSCS15*1****0 |  | Water-Source | WBAHP: Heat Pump Packaged Unit | Heat Pump | 208 | 1 |  |  |  | Single-Speed |  |  |  | 14500 | 1074 | 13.5 | 11.2 | 17200 | 1072 | 4.7 | 4.2 | Federally-Regulated Commercial & Industrial Equipment | 11/13/2015 |  | 12/05/2019
Johnson Controls, Inc. | Skymark | VSCS15*1****0 |  | Ground-Water-Source | WBAHP: Heat Pump Packaged Unit | Heat Pump | 208 | 1 |  |  |  | Single-Speed |  |  |  | 16500 | 756 | 21.8 | 16.2 | 13900 | 1018 | 4 | 3.6 | Non Federally-Regulated | 11/13/2015 |  | 12/05/2019
Johnson Controls, Inc. | Skymark | VSCS15*1****0 |  | Ground-Source | WBAHP: Heat Pump Packaged Unit | Heat Pump | 208 | 1 |  |  |  | Single-Speed |  |  |  | 14500 | 906 | 16 | 13.4 | 10900 | 968 | 3.3 | 3.1 | Non Federally-Regulated | 11/13/2015 |  | 12/05/2019
Waterfurnace International, Inc. | VERSATEC VS | UVV/UVH036**3*1 |  | Water-Source | WBAHP: Heat Pump Packaged Unit | Heat Pump | 208 | 3 |  |  |  | Variable-Speed |  |  |  | 37500 | 2106 | 17.8 | 11.2 | 46000 | 2496 | 5.4 | 4.2 | Federally-Regulated Commercial & Industrial Equipment | 06/22/2017 |  | 12/05/2019
Waterfurnace International, Inc. | VERSATEC VS | UVV/UVH036**3*1 |  | Ground-Water-Source | WBAHP: Heat Pump Packaged Unit | Heat Pump | 208 | 3 |  |  |  | Variable-Speed |  |  |  | 43000 | 1535 | 28 | 16.2 | 37000 | 2464 | 4.4 | 3.6 | Non Federally-Regulated | 06/22/2017 |  | 12/05/2019
Waterfurnace International, Inc. | VERSATEC VS | UVV/UVH036**4*1 |  | Water-Source | WBAHP: Heat Pump Packaged Unit | Heat Pump | 460 | 3 |  |  |  | Variable-Speed |  |  |  | 37500 | 2106 | 17.8 | 11.2 | 46000 | 2496 | 5.4 | 4.2 | Federally-Regulated Commercial & Industrial Equipment | 06/22/2017 |  | 12/05/2019
Waterfurnace International, Inc. | VERSATEC VS | UVV/UVH036**3*1 |  | Ground-Source | WBAHP: Heat Pump Packaged Unit | Heat Pump | 208 | 3 |  |  |  | Variable-Speed |  |  |  | 39000 | 1857 | 21 | 13.4 | 29000 | 2236 | 3.8 | 3.1 | Non Federally-Regulated | 06/22/2017 |  | 12/05/2019
Waterfurnace International, Inc. | VERSATEC VS | UVV/UVH036**4*1 |  | Ground-Water-Source | WBAHP: Heat Pump Packaged Unit | Heat Pump | 460 | 3 |  |  |  | Variable-Speed |  |  |  | 43000 | 1535 | 28 | 16.2 | 37000 | 2464 | 4.4 | 3.6 | Non Federally-Regulated | 06/22/2017 |  | 12/05/2019
Waterfurnace International, Inc. | VERSATEC VS | UVV/UVH036**4*1 |  | Ground-Source | WBAHP: Heat Pump Packaged Unit | Heat Pump | 460 | 3 |  |  |  | Variable-Speed |  |  |  | 39000 | 1857 | 21 | 13.4 | 29000 | 2236 | 3.8 | 3.1 | Non Federally-Regulated | 06/22/2017 |  | 12/05/2019
Waterfurnace International, Inc. | VERSATEC VS | UVV/UVH036**0*1 |  | Water-Source | WBAHP: Heat Pump Packaged Unit | Heat Pump | 208 | 1 |  |  |  | Variable-Speed |  |  |  | 37500 | 2106 | 17.8 | 11.2 | 46000 | 2496 | 5.4 | 4.2 | Federally-Regulated Commercial & Industrial Equipment | 06/22/2017 |  | 12/05/2019
Waterfurnace International, Inc. | VERSATEC VS | UVV/UVH036**0*1 |  | Ground-Water-Source | WBAHP: Heat Pump Packaged Unit | Heat Pump | 208 | 1 |  |  |  | Variable-Speed |  |  |  | 43000 | 1535 | 28 | 16.2 | 37000 | 2464 | 4.4 | 3.6 | Non Federally-Regulated | 06/22/2017 |  | 12/05/2019
Waterfurnace International, Inc. | VERSATEC VS | UVV/UVH036**0*1 |  | Ground-Source | WBAHP: Heat Pump Packaged Unit | Heat Pump | 208 | 1 |  |  |  | Variable-Speed |  |  |  | 39000 | 1857 | 21 | 13.4 | 29000 | 2236 | 3.8 | 3.1 | Non Federally-Regulated | 06/22/2017 |  | 12/05/2019
Enertech Global, LLC | GEOCOMFORT | GRT024A | ACD024 | Ground-Source | WBAHP-C: Heat Pump Split Syste | Heat Pump | 208 | 1 | False |  |  | Single-Speed |  |  |  | 24700 | 1506 | 16.4 | 13.4 | 17600 | 1473 | 3.5 | 3.1 | Non Federally-Regulated | 11/30/2016 |  | 12/05/2019
Enertech Global, LLC | GEOCOMFORT | GRT024A | MPD024 | Ground-Source | WBAHP-CB: Heat Pump Split Syst | Heat Pump | 208 | 1 | False |  |  | Single-Speed |  |  |  | 24600 | 1556 | 15.8 | 13.4 | 18000 | 1598 | 3.3 | 3.1 | Non Federally-Regulated | 11/30/2016 |  | 12/05/2019
Enertech Global, LLC | GEOCOMFORT | GRT036A | MPD036 | Ground-Source | WBAHP-CB: Heat Pump Split Syst | Heat Pump | 208 | 1 | False |  |  | Single-Speed |  |  |  | 35500 | 2218 | 16 | 13.4 | 27400 | 2170 | 3.7 | 3.1 | Non Federally-Regulated | 11/30/2016 |  | 12/05/2019
FHP Manufacturing Company | Bosch | LV036-4HZN-***T/A*D-**T/G |  | Ground-Source | WBAHP: Heat Pump Packaged Unit | Heat Pump | 460 | 3 |  |  |  | Single-Speed |  |  |  | 37800 | 2263 | 16.7 | 13.4 | 26400 | 2210 | 3.5 | 3.1 | Non Federally-Regulated | 11/13/2018 |  | 12/05/2019
FHP Manufacturing Company | Bosch | LV036-2HZN-***T/A*D-**T/G |  | Ground-Source | WBAHP: Heat Pump Packaged Unit | Heat Pump | 265 | 1 |  |  |  | Single-Speed |  |  |  | 37800 | 2263 | 16.7 | 13.4 | 26400 | 2210 | 3.5 | 3.1 | Non Federally-Regulated | 11/13/2018 |  | 12/05/2019
FHP Manufacturing Company | Bosch | LV036-3VTN-***P*D-**T/G |  | Ground-Source | WBAHP: Heat Pump Packaged Unit | Heat Pump | 208 | 3 |  |  |  | Single-Speed |  |  |  | 37500 | 2307 | 16.25 | 13.4 | 26800 | 2276 | 3.5 | 3.1 | Non Federally-Regulated | 11/13/2018 |  | 12/05/2019
FHP Manufacturing Company | Bosch | LV036-2HZN-***P*D-**T/G |  | Ground-Source | WBAHP: Heat Pump Packaged Unit | Heat Pump | 265 | 1 |  |  |  | Single-Speed |  |  |  | 37500 | 2307 | 16.25 | 13.4 | 26800 | 2276 | 3.5 | 3.1 | Non Federally-Regulated | 11/13/2018 |  | 12/05/2019
FHP Manufacturing Company | Bosch | LV036-3HZN-***T/A*D-**T/G |  | Ground-Source | WBAHP: Heat Pump Packaged Unit | Heat Pump | 208 | 3 |  |  |  | Single-Speed |  |  |  | 37800 | 2263 | 16.7 | 13.4 | 26400 | 2210 | 3.5 | 3.1 | Non Federally-Regulated | 11/13/2018 |  | 12/05/2019
FHP Manufacturing Company | Bosch | LV036-4HZN-***P*D-**T/G |  | Ground-Source | WBAHP: Heat Pump Packaged Unit | Heat Pump | 460 | 3 |  |  |  | Single-Speed |  |  |  | 37500 | 2307 | 16.25 | 13.4 | 26800 | 2276 | 3.5 | 3.1 | Non Federally-Regulated | 11/13/2018 |  | 12/05/2019
FHP Manufacturing Company | Bosch | LV036-2VTN-***T/A*D-**T/G |  | Ground-Source | WBAHP: Heat Pump Packaged Unit | Heat Pump | 265 | 1 |  |  |  | Single-Speed |  |  |  | 37800 | 2263 | 16.7 | 13.4 | 26400 | 2210 | 3.5 | 3.1 | Non Federally-Regulated | 11/13/2018 |  | 12/05/2019
FHP Manufacturing Company | Bosch | LV036-3HZN-***P*D-**T/G |  | Ground-Source | WBAHP: Heat Pump Packaged Unit | Heat Pump | 208 | 3 |  |  |  | Single-Speed |  |  |  | 37500 | 2307 | 16.25 | 13.4 | 26800 | 2276 | 3.5 | 3.1 | Non Federally-Regulated | 11/13/2018 |  | 12/05/2019
FHP Manufacturing Company | Bosch | LV036-4VTN-***T/A*D-**T/G |  | Ground-Source | WBAHP: Heat Pump Packaged Unit | Heat Pump | 460 | 3 |  |  |  | Single-Speed |  |  |  | 37800 | 2263 | 16.7 | 13.4 | 26400 | 2210 | 3.5 | 3.1 | Non Federally-Regulated | 11/13/2018 |  | 12/05/2019
FHP Manufacturing Company | Bosch | LV036-3VTN-***T/A*D-**T/G |  | Ground-Source | WBAHP: Heat Pump Packaged Unit | Heat Pump | 208 | 3 |  |  |  | Single-Speed |  |  |  | 37800 | 2263 | 16.7 | 13.4 | 26400 | 2210 | 3.5 | 3.1 | Non Federally-Regulated | 11/13/2018 |  | 12/05/2019
FHP Manufacturing Company | Bosch | LV036-2VTN-***P*D-**T/G |  | Ground-Source | WBAHP: Heat Pump Packaged Unit | Heat Pump | 265 | 1 |  |  |  | Single-Speed |  |  |  | 37500 | 2307 | 16.25 | 13.4 | 26800 | 2276 | 3.5 | 3.1 | Non Federally-Regulated | 11/13/2018 |  | 12/05/2019
FHP Manufacturing Company | Bosch | LV036-4VTN-***P*D-**T/G |  | Ground-Source | WBAHP: Heat Pump Packaged Unit | Heat Pump | 460 | 3 |  |  |  | Single-Speed |  |  |  | 37500 | 2307 | 16.25 | 13.4 | 26800 | 2276 | 3.5 | 3.1 | Non Federally-Regulated | 11/13/2018 |  | 12/05/2019
FHP Manufacturing Company | Bosch | LV036-4HZC-***T/A*D-**T/G |  | Ground-Source | WBAHP: Heat Pump Packaged Unit | Heat Pump | 460 | 3 |  |  |  | Single-Speed |  |  |  | 38800 | 2269 | 17.1 | 13.4 | 26700 | 2173 | 3.6 | 3.1 | Non Federally-Regulated | 11/13/2018 |  | 12/05/2019
FHP Manufacturing Company | Bosch | LV036-2HZC-***T/A*D-**T/G |  | Ground-Source | WBAHP: Heat Pump Packaged Unit | Heat Pump | 265 | 1 |  |  |  | Single-Speed |  |  |  | 38800 | 2269 | 17.1 | 13.4 | 26700 | 2173 | 3.6 | 3.1 | Non Federally-Regulated | 11/13/2018 |  | 12/05/2019
FHP Manufacturing Company | Bosch | LV036-3HZC-***T/A*D-**T/G |  | Ground-Source | WBAHP: Heat Pump Packaged Unit | Heat Pump | 208 | 3 |  |  |  | Single-Speed |  |  |  | 38800 | 2269 | 17.1 | 13.4 | 26700 | 2173 | 3.6 | 3.1 | Non Federally-Regulated | 11/13/2018 |  | 12/05/2019
FHP Manufacturing Company | Bosch | LV036-2HZC-***P*D-**T/G |  | Ground-Source | WBAHP: Heat Pump Packaged Unit | Heat Pump | 265 | 1 |  |  |  | Single-Speed |  |  |  | 38500 | 2312 | 16.65 | 13.4 | 27100 | 2237 | 3.6 | 3.1 | Non Federally-Regulated | 11/13/2018 |  | 12/05/2019
FHP Manufacturing Company | Bosch | LV036-4HZC-***P*D-**T/G |  | Ground-Source | WBAHP: Heat Pump Packaged Unit | Heat Pump | 460 | 3 |  |  |  | Single-Speed |  |  |  | 38500 | 2312 | 16.65 | 13.4 | 27100 | 2237 | 3.6 | 3.1 | Non Federally-Regulated | 11/13/2018 |  | 12/05/2019
FHP Manufacturing Company | Bosch | LV036-2VTC-***T/A*D-**T/G |  | Ground-Source | WBAHP: Heat Pump Packaged Unit | Heat Pump | 265 | 1 |  |  |  | Single-Speed |  |  |  | 38800 | 2269 | 17.1 | 13.4 | 26700 | 2173 | 3.6 | 3.1 | Non Federally-Regulated | 11/13/2018 |  | 12/05/2019
FHP Manufacturing Company | Bosch | LV036-3HZC-***P*D-**T/G |  | Ground-Source | WBAHP: Heat Pump Packaged Unit | Heat Pump | 208 | 3 |  |  |  | Single-Speed |  |  |  | 38500 | 2312 | 16.65 | 13.4 | 27100 | 2237 | 3.6 | 3.1 | Non Federally-Regulated | 11/13/2018 |  | 12/05/2019
FHP Manufacturing Company | Bosch | LV036-4VTC-***T/A*D-**T/G |  | Ground-Source | WBAHP: Heat Pump Packaged Unit | Heat Pump | 460 | 3 |  |  |  | Single-Speed |  |  |  | 38800 | 2269 | 17.1 | 13.4 | 26700 | 2173 | 3.6 | 3.1 | Non Federally-Regulated | 11/13/2018 |  | 12/05/2019
FHP Manufacturing Company | Bosch | LV036-2VTC-***P*D-**T/G |  | Ground-Source | WBAHP: Heat Pump Packaged Unit | Heat Pump | 265 | 1 |  |  |  | Single-Speed |  |  |  | 38500 | 2312 | 16.65 | 13.4 | 27100 | 2237 | 3.6 | 3.1 | Non Federally-Regulated | 11/13/2018 |  | 12/05/2019
FHP Manufacturing Company | Bosch | LV036-3VTC-***T/A*D-**T/G |  | Ground-Source | WBAHP: Heat Pump Packaged Unit | Heat Pump | 208 | 3 |  |  |  | Single-Speed |  |  |  | 38800 | 2269 | 17.1 | 13.4 | 26700 | 2173 | 3.6 | 3.1 | Non Federally-Regulated | 11/13/2018 |  | 12/05/2019
FHP Manufacturing Company | Bosch | LV036-1HZC-***T/A*D-**T/G |  | Ground-Source | WBAHP: Heat Pump Packaged Unit | Heat Pump | 208 | 1 |  |  |  | Single-Speed |  |  |  | 38800 | 2269 | 17.1 | 13.4 | 26700 | 2173 | 3.6 | 3.1 | Non Federally-Regulated | 11/13/2018 |  | 12/05/2019
FHP Manufacturing Company | Bosch | LV036-1VTC-***P*D-**T/G |  | Ground-Source | WBAHP: Heat Pump Packaged Unit | Heat Pump | 208 | 1 |  |  |  | Single-Speed |  |  |  | 38500 | 2312 | 16.65 | 13.4 | 27100 | 2237 | 3.6 | 3.1 | Non Federally-Regulated | 11/13/2018 |  | 12/05/2019
FHP Manufacturing Company | Bosch | LV036-4VTC-***P*D-**T/G |  | Ground-Source | WBAHP: Heat Pump Packaged Unit | Heat Pump | 460 | 3 |  |  |  | Single-Speed |  |  |  | 38500 | 2312 | 16.65 | 13.4 | 27100 | 2237 | 3.6 | 3.1 | Non Federally-Regulated | 11/13/2018 |  | 12/05/2019
FHP Manufacturing Company | Bosch | LV036-3VTC-***P*D-**T/G |  | Ground-Source | WBAHP: Heat Pump Packaged Unit | Heat Pump | 208 | 3 |  |  |  | Single-Speed |  |  |  | 38500 | 2312 | 16.65 | 13.4 | 27100 | 2237 | 3.6 | 3.1 | Non Federally-Regulated | 11/13/2018 |  | 12/05/2019
FHP Manufacturing Company | Bosch | LV036-1HZN-***T/A*D-**T/G |  | Ground-Source | WBAHP: Heat Pump Packaged Unit | Heat Pump | 208 | 1 |  |  |  | Single-Speed |  |  |  | 37800 | 2263 | 16.7 | 13.4 | 26400 | 2210 | 3.5 | 3.1 | Non Federally-Regulated | 11/13/2018 |  | 12/05/2019
FHP Manufacturing Company | Bosch | LV036-1VTN-***T/A*D-**T/G |  | Ground-Source | WBAHP: Heat Pump Packaged Unit | Heat Pump | 208 | 1 |  |  |  | Single-Speed |  |  |  | 37800 | 2263 | 16.7 | 13.4 | 26400 | 2210 | 3.5 | 3.1 | Non Federally-Regulated | 11/13/2018 |  | 12/05/2019
FHP Manufacturing Company | Bosch | LV036-1HZN-***P*D-**T/G |  | Ground-Source | WBAHP: Heat Pump Packaged Unit | Heat Pump | 208 | 1 |  |  |  | Single-Speed |  |  |  | 37500 | 2307 | 16.25 | 13.4 | 26800 | 2276 | 3.5 | 3.1 | Non Federally-Regulated | 11/13/2018 |  | 12/05/2019
FHP Manufacturing Company | Bosch | LV036-1VTN-***P*D-**T/G |  | Ground-Source | WBAHP: Heat Pump Packaged Unit | Heat Pump | 208 | 1 |  |  |  | Single-Speed |  |  |  | 37500 | 2307 | 16.25 | 13.4 | 26800 | 2276 | 3.5 | 3.1 | Non Federally-Regulated | 11/13/2018 |  | 12/05/2019
FHP Manufacturing Company | Bosch | LV036-1HZC-***P*D-**T/G |  | Ground-Source | WBAHP: Heat Pump Packaged Unit | Heat Pump | 208 | 1 |  |  |  | Single-Speed |  |  |  | 38500 | 2312 | 16.65 | 13.4 | 27100 | 2237 | 3.6 | 3.1 | Non Federally-Regulated | 11/13/2018 |  | 12/05/2019
FHP Manufacturing Company | Bosch | LV036-1VTC-***T/A*D-**T/G |  | Ground-Source | WBAHP: Heat Pump Packaged Unit | Heat Pump | 208 | 1 |  |  |  | Single-Speed |  |  |  | 38800 | 2269 | 17.1 | 13.4 | 26700 | 2173 | 3.6 | 3.1 | Non Federally-Regulated | 11/13/2018 |  | 12/05/2019
Enertech Global, LLC | Hydron Module | HRT024A | ACD024 | Ground-Source | WBAHP-C: Heat Pump Split Syste | Heat Pump | 208 | 1 | False |  |  | Single-Speed |  |  |  | 24700 | 1506 | 16.4 | 13.4 | 17600 | 1473 | 3.5 | 3.1 | Non Federally-Regulated | 11/30/2016 |  | 12/06/2019
Enertech Global, LLC | Hydron Module | HRT024A | MPD024 | Ground-Source | WBAHP-CB: Heat Pump Split Syst | Heat Pump | 208 | 1 | False |  |  | Single-Speed |  |  |  | 24600 | 1556 | 15.8 | 13.4 | 18000 | 1598 | 3.3 | 3.1 | Non Federally-Regulated | 11/28/2018 |  | 12/06/2019
Enertech Global, LLC | Hydron Module | HRT036A | ACD036 | Ground-Source | WBAHP-C: Heat Pump Split Syste | Heat Pump | 208 | 1 | False |  |  | Single-Speed |  |  |  | 35600 | 2144 | 16.6 | 13.4 | 27500 | 2120 | 3.8 | 3.1 | Non Federally-Regulated | 11/30/2016 |  | 12/06/2019
Enertech Global, LLC | Tetco | TRT024A | ACD024 | Ground-Source | WBAHP-C: Heat Pump Split Syste | Heat Pump | 208 | 1 | False |  |  | Single-Speed |  |  |  | 24700 | 1506 | 16.4 | 13.4 | 17600 | 1473 | 3.5 | 3.1 | Non Federally-Regulated | 11/30/2016 |  | 12/06/2019
Enertech Global, LLC | Tetco | TRT024A | MPD024 | Ground-Source | WBAHP-CB: Heat Pump Split Syst | Heat Pump | 208 | 1 | False |  |  | Single-Speed |  |  |  | 24600 | 1556 | 15.8 | 13.4 | 18000 | 1598 | 3.3 | 3.1 | Non Federally-Regulated | 11/30/2016 |  | 12/06/2019
Enertech Global, LLC | Tetco | TCT048D |  | Ground-Water-Source | WBAHP: Heat Pump Packaged Unit | Heat Pump | 208 | 1 |  |  |  | Single-Speed |  |  |  | 53100 | 2435 | 21.8 | 16.2 | 46700 | 2975 | 4.6 | 3.6 | Non Federally-Regulated | 03/15/2019 |  | 12/06/2019
Enertech Global, LLC | Tetco | TCT048D |  | Ground-Source | WBAHP: Heat Pump Packaged Unit | Heat Pump | 208 | 1 |  |  |  | Single-Speed |  |  |  | 49000 | 2865 | 17.1 | 13.4 | 38000 | 2855 | 3.9 | 3.1 | Non Federally-Regulated | 03/15/2019 |  | 12/06/2019
Enertech Global, LLC | Tetco | TCT048D2 |  | Ground-Water-Source | WBAHP: Heat Pump Packaged Unit | Heat Pump | 208 | 3 |  |  |  | Single-Speed |  |  |  | 53100 | 2435 | 21.8 | 16.2 | 46700 | 2975 | 4.6 | 3.6 | Non Federally-Regulated | 03/15/2019 |  | 12/06/2019
Enertech Global, LLC | Tetco | TCT048D2 |  | Ground-Source | WBAHP: Heat Pump Packaged Unit | Heat Pump | 208 | 3 |  |  |  | Single-Speed |  |  |  | 49000 | 2865 | 17.1 | 13.4 | 38000 | 2855 | 3.9 | 3.1 | Non Federally-Regulated | 03/15/2019 |  | 12/06/2019
Enertech Global, LLC | Tetco | TCT048D3 |  | Ground-Water-Source | WBAHP: Heat Pump Packaged Unit | Heat Pump | 460 | 3 |  |  |  | Single-Speed |  |  |  | 53100 | 2435 | 21.8 | 16.2 | 46700 | 2975 | 4.6 | 3.6 | Non Federally-Regulated | 03/15/2019 |  | 12/06/2019
Enertech Global, LLC | Tetco | TCT048D3 |  | Ground-Source | WBAHP: Heat Pump Packaged Unit | Heat Pump | 460 | 3 |  |  |  | Single-Speed |  |  |  | 49000 | 2865 | 17.1 | 13.4 | 38000 | 2855 | 3.9 | 3.1 | Non Federally-Regulated | 03/15/2019 |  | 12/06/2019
Enertech Global, LLC | Tetco | TCT060D |  | Ground-Source | WBAHP: Heat Pump Packaged Unit | Heat Pump | 208 | 1 |  |  |  | Single-Speed |  |  |  | 61000 | 3674 | 16.6 | 13.4 | 47900 | 3794 | 3.7 | 3.1 | Non Federally-Regulated | 05/13/2019 |  | 12/06/2019
Enertech Global, LLC | Tetco | TCT060D2 |  | Ground-Source | WBAHP: Heat Pump Packaged Unit | Heat Pump | 208 | 3 |  |  |  | Single-Speed |  |  |  | 61000 | 3674 | 16.6 | 13.4 | 47900 | 3794 | 3.7 | 3.1 | Non Federally-Regulated | 03/15/2019 |  | 12/06/2019
Enertech Global, LLC | Tetco | TCT060D3 |  | Ground-Source | WBAHP: Heat Pump Packaged Unit | Heat Pump | 460 | 3 |  |  |  | Single-Speed |  |  |  | 61000 | 3674 | 16.6 | 13.4 | 47900 | 3794 | 3.7 | 3.1 | Non Federally-Regulated | 03/15/2019 |  | 12/06/2019
Enertech Global, LLC | Tetco | TRT036A | ACD036 | Ground-Source | WBAHP-C: Heat Pump Split Syste | Heat Pump | 208 | 1 | False |  |  | Single-Speed |  |  |  | 35600 | 2144 | 16.6 | 13.4 | 27500 | 2120 | 3.8 | 3.1 | Non Federally-Regulated | 11/30/2016 |  | 12/06/2019
Enertech Global, LLC | Tetco | TRT036A | MPD036 | Ground-Source | WBAHP-CB: Heat Pump Split Syst | Heat Pump | 208 | 1 | False |  |  | Single-Speed |  |  |  | 35500 | 2218 | 16 | 13.4 | 27400 | 2170 | 3.7 | 3.1 | Non Federally-Regulated | 11/30/2016 |  | 12/06/2019
Enertech Global, LLC | Tetco | TVS024 |  | Water-Source | WBAHP: Heat Pump Packaged Unit | Heat Pump | 208 | 1 |  |  |  | Single-Speed |  |  |  | 24800 | 1476 | 16.8 | 11.2 | 30000 | 1570 | 5.6 | 4.2 | Federally-Regulated Commercial & Industrial Equipment | 05/13/2019 |  | 12/06/2019
Enertech Global, LLC | Tetco | TVS024 |  | Ground-Water-Source | WBAHP: Heat Pump Packaged Unit | Heat Pump | 208 | 1 |  |  |  | Single-Speed |  |  |  | 28100 | 1080 | 26 | 16.2 | 24200 | 1447 | 4.9 | 3.6 | Non Federally-Regulated | 05/13/2019 |  | 12/06/2019
Enertech Global, LLC | Tetco | TVS024 |  | Ground-Source | WBAHP: Heat Pump Packaged Unit | Heat Pump | 208 | 1 |  |  |  | Single-Speed |  |  |  | 26000 | 1319 | 19.7 | 13.4 | 19400 | 1421 | 4 | 3.1 | Non Federally-Regulated | 05/13/2019 |  | 12/06/2019
Enertech Global, LLC | Tetco | TVS024*****1 |  | Water-Source | WBAHP: Heat Pump Packaged Unit | Heat Pump | 208 | 1 |  |  |  | Single-Speed |  |  |  | 25900 | 1407 | 18.4 | 11.2 | 29800 | 1480 | 5.9 | 4.2 | Federally-Regulated Commercial & Industrial Equipment | 05/13/2019 |  | 12/06/2019
Enertech Global, LLC | Tetco | TVS024*****1 |  | Ground-Water-Source | WBAHP: Heat Pump Packaged Unit | Heat Pump | 208 | 1 |  |  |  | Single-Speed |  |  |  | 29400 | 996 | 29.5 | 16.2 | 24000 | 1379 | 5.1 | 3.6 | Non Federally-Regulated | 05/13/2019 |  | 12/06/2019
Enertech Global, LLC | Tetco | TVS024*****1 |  | Ground-Source | WBAHP: Heat Pump Packaged Unit | Heat Pump | 208 | 1 |  |  |  | Single-Speed |  |  |  | 27000 | 1250 | 21.6 | 13.4 | 19300 | 1346 | 4.2 | 3.1 | Non Federally-Regulated | 05/13/2019 |  | 12/06/2019
Enertech Global, LLC | Tetco | TVS024*2 |  | Water-Source | WBAHP: Heat Pump Packaged Unit | Heat Pump | 208 | 3 |  |  |  | Single-Speed |  |  |  | 24800 | 1476 | 16.8 | 11.2 | 30000 | 1570 | 5.6 | 4.2 | Federally-Regulated Commercial & Industrial Equipment | 05/13/2019 |  | 12/06/2019
Enertech Global, LLC | Tetco | TVS024*2 |  | Ground-Water-Source | WBAHP: Heat Pump Packaged Unit | Heat Pump | 208 | 3 |  |  |  | Single-Speed |  |  |  | 28100 | 1080 | 26 | 16.2 | 24200 | 1447 | 4.9 | 3.6 | Non Federally-Regulated | 05/13/2019 |  | 12/06/2019
Enertech Global, LLC | Tetco | TVS024*2 |  | Ground-Source | WBAHP: Heat Pump Packaged Unit | Heat Pump | 208 | 3 |  |  |  | Single-Speed |  |  |  | 26000 | 1319 | 19.7 | 13.4 | 19400 | 1421 | 4 | 3.1 | Non Federally-Regulated | 05/13/2019 |  | 12/06/2019
Enertech Global, LLC | Tetco | TVS024*2***1 |  | Water-Source | WBAHP: Heat Pump Packaged Unit | Heat Pump | 208 | 3 |  |  |  | Single-Speed |  |  |  | 25900 | 1407 | 18.4 | 11.2 | 29800 | 1480 | 5.9 | 4.2 | Federally-Regulated Commercial & Industrial Equipment | 05/13/2019 |  | 12/06/2019
Enertech Global, LLC | Tetco | TVS024*2***1 |  | Ground-Water-Source | WBAHP: Heat Pump Packaged Unit | Heat Pump | 208 | 3 |  |  |  | Single-Speed |  |  |  | 29400 | 996 | 29.5 | 16.2 | 24000 | 1379 | 5.1 | 3.6 | Non Federally-Regulated | 05/13/2019 |  | 12/06/2019
Enertech Global, LLC | Tetco | TVS024*2***1 |  | Ground-Source | WBAHP: Heat Pump Packaged Unit | Heat Pump | 208 | 3 |  |  |  | Single-Speed |  |  |  | 27000 | 1250 | 21.6 | 13.4 | 19300 | 1346 | 4.2 | 3.1 | Non Federally-Regulated | 05/13/2019 |  | 12/06/2019
Enertech Global, LLC | Tetco | TVS024*3 |  | Water-Source | WBAHP: Heat Pump Packaged Unit | Heat Pump | 460 | 3 |  |  |  | Single-Speed |  |  |  | 24800 | 1476 | 16.8 | 11.2 | 30000 | 1570 | 5.6 | 4.2 | Federally-Regulated Commercial & Industrial Equipment | 05/13/2019 |  | 12/06/2019
Enertech Global, LLC | Tetco | TVS024*3 |  | Ground-Water-Source | WBAHP: Heat Pump Packaged Unit | Heat Pump | 460 | 3 |  |  |  | Single-Speed |  |  |  | 28100 | 1080 | 26 | 16.2 | 24200 | 1447 | 4.9 | 3.6 | Non Federally-Regulated | 05/13/2019 |  | 12/06/2019
Enertech Global, LLC | Tetco | TVS024*3 |  | Ground-Source | WBAHP: Heat Pump Packaged Unit | Heat Pump | 460 | 3 |  |  |  | Single-Speed |  |  |  | 26000 | 1319 | 19.7 | 13.4 | 19400 | 1421 | 4 | 3.1 | Non Federally-Regulated | 05/13/2019 |  | 12/06/2019
Enertech Global, LLC | Tetco | TVS024*3***1 |  | Water-Source | WBAHP: Heat Pump Packaged Unit | Heat Pump | 460 | 3 |  |  |  | Single-Speed |  |  |  | 25900 | 1407 | 18.4 | 11.2 | 29800 | 1480 | 5.9 | 4.2 | Federally-Regulated Commercial & Industrial Equipment | 05/13/2019 |  | 12/06/2019
Enertech Global, LLC | Tetco | TVS024*3***1 |  | Ground-Water-Source | WBAHP: Heat Pump Packaged Unit | Heat Pump | 460 | 3 |  |  |  | Single-Speed |  |  |  | 29400 | 996 | 29.5 | 16.2 | 24000 | 1379 | 5.1 | 3.6 | Non Federally-Regulated | 05/13/2019 |  | 12/06/2019
Enertech Global, LLC | Tetco | TVS024*3***1 |  | Ground-Source | WBAHP: Heat Pump Packaged Unit | Heat Pump | 460 | 3 |  |  |  | Single-Speed |  |  |  | 27000 | 1250 | 21.6 | 13.4 | 19300 | 1346 | 4.2 | 3.1 | Non Federally-Regulated | 05/13/2019 |  | 12/06/2019
Enertech Global, LLC | Tetco | TVS024*4 |  | Water-Source | WBAHP: Heat Pump Packaged Unit | Heat Pump | 575 | 3 |  |  |  | Single-Speed |  |  |  | 24800 | 1476 | 16.8 | 11.2 | 30000 | 1570 | 5.6 | 4.2 | Federally-Regulated Commercial & Industrial Equipment | 05/13/2019 |  | 12/06/2019
Enertech Global, LLC | Tetco | TVS024*4 |  | Ground-Water-Source | WBAHP: Heat Pump Packaged Unit | Heat Pump | 575 | 3 |  |  |  | Single-Speed |  |  |  | 28100 | 1080 | 26 | 16.2 | 24200 | 1447 | 4.9 | 3.6 | Non Federally-Regulated | 05/13/2019 |  | 12/06/2019
Enertech Global, LLC | Tetco | TVS024*4 |  | Ground-Source | WBAHP: Heat Pump Packaged Unit | Heat Pump | 575 | 3 |  |  |  | Single-Speed |  |  |  | 26000 | 1319 | 19.7 | 13.4 | 19400 | 1421 | 4 | 3.1 | Non Federally-Regulated | 05/13/2019 |  | 12/06/2019
Enertech Global, LLC | Tetco | TVS024*A |  | Water-Source | WBAHP: Heat Pump Packaged Unit | Heat Pump | 265 | 1 |  |  |  | Single-Speed |  |  |  | 24800 | 1476 | 16.8 | 11.2 | 30000 | 1570 | 5.6 | 4.2 | Federally-Regulated Commercial & Industrial Equipment | 05/13/2019 |  | 12/06/2019
Enertech Global, LLC | Tetco | TVS024*A |  | Ground-Water-Source | WBAHP: Heat Pump Packaged Unit | Heat Pump | 265 | 1 |  |  |  | Single-Speed |  |  |  | 28100 | 1080 | 26 | 16.2 | 24200 | 1447 | 4.9 | 3.6 | Non Federally-Regulated | 05/13/2019 |  | 12/06/2019
Enertech Global, LLC | Tetco | TVS024*A |  | Ground-Source | WBAHP: Heat Pump Packaged Unit | Heat Pump | 265 | 1 |  |  |  | Single-Speed |  |  |  | 26000 | 1319 | 19.7 | 13.4 | 19400 | 1421 | 4 | 3.1 | Non Federally-Regulated | 05/13/2019 |  | 12/06/2019
Enertech Global, LLC | Tetco | TVS024*A***1 |  | Water-Source | WBAHP: Heat Pump Packaged Unit | Heat Pump | 265 | 1 |  |  |  | Single-Speed |  |  |  | 25900 | 1407 | 18.4 | 11.2 | 29800 | 1480 | 5.9 | 4.2 | Federally-Regulated Commercial & Industrial Equipment | 05/13/2019 |  | 12/06/2019
Enertech Global, LLC | Tetco | TVS024*A***1 |  | Ground-Water-Source | WBAHP: Heat Pump Packaged Unit | Heat Pump | 265 | 1 |  |  |  | Single-Speed |  |  |  | 29400 | 996 | 29.5 | 16.2 | 24000 | 1379 | 5.1 | 3.6 | Non Federally-Regulated | 05/13/2019 |  | 12/06/2019
Enertech Global, LLC | Tetco | TVS024*A***1 |  | Ground-Source | WBAHP: Heat Pump Packaged Unit | Heat Pump | 265 | 1 |  |  |  | Single-Speed |  |  |  | 27000 | 1250 | 21.6 | 13.4 | 19300 | 1346 | 4.2 | 3.1 | Non Federally-Regulated | 05/13/2019 |  | 12/06/2019
Enertech Global, LLC | Tetco | TVS036 |  | Water-Source | WBAHP: Heat Pump Packaged Unit | Heat Pump | 208 | 1 |  |  |  | Single-Speed |  |  |  | 36000 | 2322 | 15.5 | 11.2 | 46500 | 2620 | 5.2 | 4.2 | Federally-Regulated Commercial & Industrial Equipment | 05/13/2019 |  | 12/06/2019
Enertech Global, LLC | Tetco | TVS036 |  | Ground-Water-Source | WBAHP: Heat Pump Packaged Unit | Heat Pump | 208 | 1 |  |  |  | Single-Speed |  |  |  | 40500 | 1723 | 23.5 | 16.2 | 37600 | 2395 | 4.6 | 3.6 | Non Federally-Regulated | 05/13/2019 |  | 12/06/2019
Enertech Global, LLC | Tetco | TVS036 |  | Ground-Source | WBAHP: Heat Pump Packaged Unit | Heat Pump | 208 | 1 |  |  |  | Single-Speed |  |  |  | 37800 | 2100 | 18 | 13.4 | 30200 | 2269 | 3.9 | 3.1 | Non Federally-Regulated | 05/13/2019 |  | 12/06/2019
Enertech Global, LLC | Tetco | TVS036*****1 |  | Water-Source | WBAHP: Heat Pump Packaged Unit | Heat Pump | 208 | 1 |  |  |  | Single-Speed |  |  |  | 37100 | 2262 | 16.4 | 11.2 | 46200 | 2507 | 5.4 | 4.2 | Federally-Regulated Commercial & Industrial Equipment | 05/13/2019 |  | 12/06/2019
Enertech Global, LLC | Tetco | TVS036*****1 |  | Ground-Water-Source | WBAHP: Heat Pump Packaged Unit | Heat Pump | 208 | 1 |  |  |  | Single-Speed |  |  |  | 41600 | 1631 | 25.5 | 16.2 | 36900 | 2253 | 4.8 | 3.6 | Non Federally-Regulated | 05/13/2019 |  | 12/06/2019
Enertech Global, LLC | Tetco | TVS036*****1 |  | Ground-Source | WBAHP: Heat Pump Packaged Unit | Heat Pump | 208 | 1 |  |  |  | Single-Speed |  |  |  | 38800 | 2020 | 19.2 | 13.4 | 29600 | 2224 | 3.9 | 3.1 | Non Federally-Regulated | 05/13/2019 |  | 12/06/2019
Enertech Global, LLC | Tetco | TVS036*2 |  | Water-Source | WBAHP: Heat Pump Packaged Unit | Heat Pump | 208 | 3 |  |  |  | Single-Speed |  |  |  | 36000 | 2322 | 15.5 | 11.2 | 46500 | 2620 | 5.2 | 4.2 | Federally-Regulated Commercial & Industrial Equipment | 05/13/2019 |  | 12/06/2019
Enertech Global, LLC | Tetco | TVS036*2 |  | Ground-Water-Source | WBAHP: Heat Pump Packaged Unit | Heat Pump | 208 | 3 |  |  |  | Single-Speed |  |  |  | 40500 | 1723 | 23.5 | 16.2 | 37600 | 2395 | 4.6 | 3.6 | Non Federally-Regulated | 05/13/2019 |  | 12/06/2019
Enertech Global, LLC | Tetco | TVS036*2 |  | Ground-Source | WBAHP: Heat Pump Packaged Unit | Heat Pump | 208 | 3 |  |  |  | Single-Speed |  |  |  | 37800 | 2100 | 18 | 13.4 | 30200 | 2269 | 3.9 | 3.1 | Non Federally-Regulated | 05/13/2019 |  | 12/06/2019
Enertech Global, LLC | Tetco | TVS036*2***1 |  | Water-Source | WBAHP: Heat Pump Packaged Unit | Heat Pump | 208 | 3 |  |  |  | Single-Speed |  |  |  | 37100 | 2262 | 16.4 | 11.2 | 46200 | 2507 | 5.4 | 4.2 | Federally-Regulated Commercial & Industrial Equipment | 05/13/2019 |  | 12/06/2019
Enertech Global, LLC | Tetco | TVS036*2***1 |  | Ground-Water-Source | WBAHP: Heat Pump Packaged Unit | Heat Pump | 208 | 3 |  |  |  | Single-Speed |  |  |  | 41600 | 1631 | 25.5 | 16.2 | 36900 | 2253 | 4.8 | 3.6 | Non Federally-Regulated | 05/13/2019 |  | 12/06/2019
Enertech Global, LLC | Tetco | TVS036*2***1 |  | Ground-Source | WBAHP: Heat Pump Packaged Unit | Heat Pump | 208 | 3 |  |  |  | Single-Speed |  |  |  | 38800 | 2020 | 19.2 | 13.4 | 29600 | 2224 | 3.9 | 3.1 | Non Federally-Regulated | 05/13/2019 |  | 12/06/2019
Enertech Global, LLC | Tetco | TVS036*3 |  | Water-Source | WBAHP: Heat Pump Packaged Unit | Heat Pump | 460 | 3 |  |  |  | Single-Speed |  |  |  | 36000 | 2322 | 15.5 | 11.2 | 46500 | 2620 | 5.2 | 4.2 | Federally-Regulated Commercial & Industrial Equipment | 05/13/2019 |  | 12/06/2019
Enertech Global, LLC | Tetco | TVS036*3 |  | Ground-Water-Source | WBAHP: Heat Pump Packaged Unit | Heat Pump | 460 | 3 |  |  |  | Single-Speed |  |  |  | 40500 | 1723 | 23.5 | 16.2 | 37600 | 2395 | 4.6 | 3.6 | Non Federally-Regulated | 05/13/2019 |  | 12/06/2019
Enertech Global, LLC | Tetco | TVS036*3 |  | Ground-Source | WBAHP: Heat Pump Packaged Unit | Heat Pump | 460 | 3 |  |  |  | Single-Speed |  |  |  | 37800 | 2100 | 18 | 13.4 | 30200 | 2269 | 3.9 | 3.1 | Non Federally-Regulated | 05/13/2019 |  | 12/06/2019
Enertech Global, LLC | Tetco | TVS036*3***1 |  | Water-Source | WBAHP: Heat Pump Packaged Unit | Heat Pump | 460 | 3 |  |  |  | Single-Speed |  |  |  | 37100 | 2262 | 16.4 | 11.2 | 46200 | 2507 | 5.4 | 4.2 | Federally-Regulated Commercial & Industrial Equipment | 05/13/2019 |  | 12/06/2019
Enertech Global, LLC | Tetco | TVS036*3***1 |  | Ground-Water-Source | WBAHP: Heat Pump Packaged Unit | Heat Pump | 460 | 3 |  |  |  | Single-Speed |  |  |  | 41600 | 1631 | 25.5 | 16.2 | 36900 | 2253 | 4.8 | 3.6 | Non Federally-Regulated | 05/13/2019 |  | 12/06/2019
Enertech Global, LLC | Tetco | TVS036*3***1 |  | Ground-Source | WBAHP: Heat Pump Packaged Unit | Heat Pump | 460 | 3 |  |  |  | Single-Speed |  |  |  | 38800 | 2020 | 19.2 | 13.4 | 29600 | 2224 | 3.9 | 3.1 | Non Federally-Regulated | 05/13/2019 |  | 12/06/2019
Enertech Global, LLC | Tetco | TVS036*4 |  | Water-Source | WBAHP: Heat Pump Packaged Unit | Heat Pump | 575 | 3 |  |  |  | Single-Speed |  |  |  | 36000 | 2322 | 15.5 | 11.2 | 46500 | 2620 | 5.2 | 4.2 | Federally-Regulated Commercial & Industrial Equipment | 05/13/2019 |  | 12/06/2019
Enertech Global, LLC | Tetco | TVS036*4 |  | Ground-Water-Source | WBAHP: Heat Pump Packaged Unit | Heat Pump | 575 | 3 |  |  |  | Single-Speed |  |  |  | 40500 | 1723 | 23.5 | 16.2 | 37600 | 2395 | 4.6 | 3.6 | Non Federally-Regulated | 05/13/2019 |  | 12/06/2019
Enertech Global, LLC | Tetco | TVS036*4 |  | Ground-Source | WBAHP: Heat Pump Packaged Unit | Heat Pump | 575 | 3 |  |  |  | Single-Speed |  |  |  | 37800 | 2100 | 18 | 13.4 | 30200 | 2269 | 3.9 | 3.1 | Non Federally-Regulated | 05/13/2019 |  | 12/06/2019
Enertech Global, LLC | Tetco | TVS036*A |  | Water-Source | WBAHP: Heat Pump Packaged Unit | Heat Pump | 265 | 1 |  |  |  | Single-Speed |  |  |  | 36000 | 2322 | 15.5 | 11.2 | 46500 | 2620 | 5.2 | 4.2 | Federally-Regulated Commercial & Industrial Equipment | 05/13/2019 |  | 12/06/2019
Enertech Global, LLC | Tetco | TVS036*A |  | Ground-Water-Source | WBAHP: Heat Pump Packaged Unit | Heat Pump | 265 | 1 |  |  |  | Single-Speed |  |  |  | 40500 | 1723 | 23.5 | 16.2 | 37600 | 2395 | 4.6 | 3.6 | Non Federally-Regulated | 05/13/2019 |  | 12/06/2019
Enertech Global, LLC | Tetco | TVS036*A |  | Ground-Source | WBAHP: Heat Pump Packaged Unit | Heat Pump | 265 | 1 |  |  |  | Single-Speed |  |  |  | 37800 | 2100 | 18 | 13.4 | 30200 | 2269 | 3.9 | 3.1 | Non Federally-Regulated | 05/13/2019 |  | 12/06/2019
Enertech Global, LLC | Tetco | TVS036*A***1 |  | Water-Source | WBAHP: Heat Pump Packaged Unit | Heat Pump | 265 | 1 |  |  |  | Single-Speed |  |  |  | 37100 | 2262 | 16.4 | 11.2 | 46200 | 2507 | 5.4 | 4.2 | Federally-Regulated Commercial & Industrial Equipment | 05/13/2019 |  | 12/06/2019
Enertech Global, LLC | Tetco | TVS036*A***1 |  | Ground-Water-Source | WBAHP: Heat Pump Packaged Unit | Heat Pump | 265 | 1 |  |  |  | Single-Speed |  |  |  | 41600 | 1631 | 25.5 | 16.2 | 36900 | 2253 | 4.8 | 3.6 | Non Federally-Regulated | 05/13/2019 |  | 12/06/2019
Enertech Global, LLC | Tetco | TVS036*A***1 |  | Ground-Source | WBAHP: Heat Pump Packaged Unit | Heat Pump | 265 | 1 |  |  |  | Single-Speed |  |  |  | 38800 | 2020 | 19.2 | 13.4 | 29600 | 2224 | 3.9 | 3.1 | Non Federally-Regulated | 05/13/2019 |  | 12/06/2019
Enertech Global, LLC | Tetco | TVS041 |  | Water-Source | WBAHP: Heat Pump Packaged Unit | Heat Pump | 208 | 1 |  |  |  | Single-Speed |  |  |  | 37100 | 2506 | 14.8 | 11.2 | 46800 | 2981 | 4.6 | 4.2 | Federally-Regulated Commercial & Industrial Equipment | 05/13/2019 |  | 12/06/2019
Enertech Global, LLC | Tetco | TVS041 |  | Ground-Water-Source | WBAHP: Heat Pump Packaged Unit | Heat Pump | 208 | 1 |  |  |  | Single-Speed |  |  |  | 41400 | 1856 | 22.3 | 16.2 | 38900 | 2780 | 4.1 | 3.6 | Non Federally-Regulated | 05/13/2019 |  | 12/06/2019
Enertech Global, LLC | Tetco | TVS041 |  | Ground-Source | WBAHP: Heat Pump Packaged Unit | Heat Pump | 208 | 1 |  |  |  | Single-Speed |  |  |  | 38700 | 2263 | 17.1 | 13.4 | 31100 | 2531 | 3.6 | 3.1 | Non Federally-Regulated | 05/13/2019 |  | 12/06/2019
Enertech Global, LLC | Tetco | TVS041*****1 |  | Water-Source | WBAHP: Heat Pump Packaged Unit | Heat Pump | 208 | 1 |  |  |  | Single-Speed |  |  |  | 38300 | 2487 | 15.4 | 11.2 | 46900 | 2695 | 5.1 | 4.2 | Federally-Regulated Commercial & Industrial Equipment | 05/13/2019 |  | 12/06/2019
Enertech Global, LLC | Tetco | TVS041*****1 |  | Ground-Water-Source | WBAHP: Heat Pump Packaged Unit | Heat Pump | 208 | 1 |  |  |  | Single-Speed |  |  |  | 43000 | 1822 | 23.6 | 16.2 | 39200 | 2611 | 4.4 | 3.6 | Non Federally-Regulated | 05/13/2019 |  | 12/06/2019
Enertech Global, LLC | Tetco | TVS041*****1 |  | Ground-Source | WBAHP: Heat Pump Packaged Unit | Heat Pump | 208 | 1 |  |  |  | Single-Speed |  |  |  | 39800 | 2235 | 17.8 | 13.4 | 31200 | 2471 | 3.7 | 3.1 | Non Federally-Regulated | 05/13/2019 |  | 12/06/2019
Enertech Global, LLC | Tetco | TVS041*2 |  | Water-Source | WBAHP: Heat Pump Packaged Unit | Heat Pump | 208 | 3 |  |  |  | Single-Speed |  |  |  | 37100 | 2506 | 14.8 | 11.2 | 46800 | 2981 | 4.6 | 4.2 | Federally-Regulated Commercial & Industrial Equipment | 05/13/2019 |  | 12/06/2019
Enertech Global, LLC | Tetco | TVS041*2 |  | Ground-Water-Source | WBAHP: Heat Pump Packaged Unit | Heat Pump | 208 | 3 |  |  |  | Single-Speed |  |  |  | 41400 | 1856 | 22.3 | 16.2 | 38900 | 2780 | 4.1 | 3.6 | Non Federally-Regulated | 05/13/2019 |  | 12/06/2019
Enertech Global, LLC | Tetco | TVS041*2 |  | Ground-Source | WBAHP: Heat Pump Packaged Unit | Heat Pump | 208 | 3 |  |  |  | Single-Speed |  |  |  | 38700 | 2263 | 17.1 | 13.4 | 31100 | 2531 | 3.6 | 3.1 | Non Federally-Regulated | 05/13/2019 |  | 12/06/2019
Enertech Global, LLC | Tetco | TVS041*2***1 |  | Water-Source | WBAHP: Heat Pump Packaged Unit | Heat Pump | 208 | 3 |  |  |  | Single-Speed |  |  |  | 38300 | 2487 | 15.4 | 11.2 | 46900 | 2695 | 5.1 | 4.2 | Federally-Regulated Commercial & Industrial Equipment | 05/13/2019 |  | 12/06/2019
Enertech Global, LLC | Tetco | TVS041*2***1 |  | Ground-Water-Source | WBAHP: Heat Pump Packaged Unit | Heat Pump | 208 | 3 |  |  |  | Single-Speed |  |  |  | 43000 | 1822 | 23.6 | 16.2 | 39200 | 2611 | 4.4 | 3.6 | Non Federally-Regulated | 05/13/2019 |  | 12/06/2019
Enertech Global, LLC | Tetco | TVS041*2***1 |  | Ground-Source | WBAHP: Heat Pump Packaged Unit | Heat Pump | 208 | 3 |  |  |  | Single-Speed |  |  |  | 39800 | 2235 | 17.8 | 13.4 | 31200 | 2471 | 3.7 | 3.1 | Non Federally-Regulated | 05/13/2019 |  | 12/06/2019
Enertech Global, LLC | Tetco | TVS041*3 |  | Water-Source | WBAHP: Heat Pump Packaged Unit | Heat Pump | 460 | 3 |  |  |  | Single-Speed |  |  |  | 37100 | 2506 | 14.8 | 11.2 | 46800 | 2981 | 4.6 | 4.2 | Federally-Regulated Commercial & Industrial Equipment | 05/13/2019 |  | 12/06/2019
Enertech Global, LLC | Tetco | TVS041*3 |  | Ground-Water-Source | WBAHP: Heat Pump Packaged Unit | Heat Pump | 460 | 3 |  |  |  | Single-Speed |  |  |  | 41400 | 1856 | 22.3 | 16.2 | 38900 | 2780 | 4.1 | 3.6 | Non Federally-Regulated | 05/13/2019 |  | 12/06/2019
Enertech Global, LLC | Tetco | TVS041*3 |  | Ground-Source | WBAHP: Heat Pump Packaged Unit | Heat Pump | 460 | 3 |  |  |  | Single-Speed |  |  |  | 38700 | 2263 | 17.1 | 13.4 | 31100 | 2531 | 3.6 | 3.1 | Non Federally-Regulated | 05/13/2019 |  | 12/06/2019
Enertech Global, LLC | Tetco | TVS041*3***1 |  | Water-Source | WBAHP: Heat Pump Packaged Unit | Heat Pump | 460 | 3 |  |  |  | Single-Speed |  |  |  | 38300 | 2487 | 15.4 | 11.2 | 46900 | 2695 | 5.1 | 4.2 | Federally-Regulated Commercial & Industrial Equipment | 05/13/2019 |  | 12/06/2019
Enertech Global, LLC | Tetco | TVS041*3***1 |  | Ground-Water-Source | WBAHP: Heat Pump Packaged Unit | Heat Pump | 460 | 3 |  |  |  | Single-Speed |  |  |  | 43000 | 1822 | 23.6 | 16.2 | 39200 | 2611 | 4.4 | 3.6 | Non Federally-Regulated | 05/13/2019 |  | 12/06/2019
Enertech Global, LLC | Tetco | TVS041*3***1 |  | Ground-Source | WBAHP: Heat Pump Packaged Unit | Heat Pump | 460 | 3 |  |  |  | Single-Speed |  |  |  | 39800 | 2235 | 17.8 | 13.4 | 31200 | 2471 | 3.7 | 3.1 | Non Federally-Regulated | 05/13/2019 |  | 12/06/2019
Enertech Global, LLC | Tetco | TVS041*4 |  | Water-Source | WBAHP: Heat Pump Packaged Unit | Heat Pump | 575 | 3 |  |  |  | Single-Speed |  |  |  | 37100 | 2506 | 14.8 | 11.2 | 46800 | 2981 | 4.6 | 4.2 | Federally-Regulated Commercial & Industrial Equipment | 05/13/2019 |  | 12/06/2019
Enertech Global, LLC | Tetco | TVS041*4 |  | Ground-Water-Source | WBAHP: Heat Pump Packaged Unit | Heat Pump | 575 | 3 |  |  |  | Single-Speed |  |  |  | 41400 | 1856 | 22.3 | 16.2 | 38900 | 2780 | 4.1 | 3.6 | Non Federally-Regulated | 05/13/2019 |  | 12/06/2019
Enertech Global, LLC | Tetco | TVS041*4 |  | Ground-Source | WBAHP: Heat Pump Packaged Unit | Heat Pump | 575 | 3 |  |  |  | Single-Speed |  |  |  | 38700 | 2263 | 17.1 | 13.4 | 31100 | 2531 | 3.6 | 3.1 | Non Federally-Regulated | 05/13/2019 |  | 12/06/2019
Enertech Global, LLC | Tetco | TVS042 |  | Water-Source | WBAHP: Heat Pump Packaged Unit | Heat Pump | 208 | 1 |  |  |  | Single-Speed |  |  |  | 41800 | 2612 | 16 | 11.2 | 48500 | 2538 | 5.6 | 4.2 | Federally-Regulated Commercial & Industrial Equipment | 05/13/2019 |  | 12/06/2019
Enertech Global, LLC | Tetco | TVS042 |  | Ground-Water-Source | WBAHP: Heat Pump Packaged Unit | Heat Pump | 208 | 1 |  |  |  | Single-Speed |  |  |  | 46700 | 1913 | 24.4 | 16.2 | 39200 | 2444 | 4.7 | 3.6 | Non Federally-Regulated | 05/13/2019 |  | 12/06/2019
Enertech Global, LLC | Tetco | TVS042 |  | Ground-Source | WBAHP: Heat Pump Packaged Unit | Heat Pump | 208 | 1 |  |  |  | Single-Speed |  |  |  | 43600 | 2344 | 18.6 | 13.4 | 32000 | 2467 | 3.8 | 3.1 | Non Federally-Regulated | 05/13/2019 |  | 12/06/2019
Enertech Global, LLC | Tetco | TVS042*****1 |  | Water-Source | WBAHP: Heat Pump Packaged Unit | Heat Pump | 208 | 1 |  |  |  | Single-Speed |  |  |  | 42900 | 2344 | 18.3 | 11.2 | 47800 | 2374 | 5.9 | 4.2 | Federally-Regulated Commercial & Industrial Equipment | 05/13/2019 |  | 12/06/2019
Enertech Global, LLC | Tetco | TVS042*****1 |  | Ground-Water-Source | WBAHP: Heat Pump Packaged Unit | Heat Pump | 208 | 1 |  |  |  | Single-Speed |  |  |  | 47700 | 1679 | 28.4 | 16.2 | 38300 | 2244 | 5 | 3.6 | Non Federally-Regulated | 05/13/2019 |  | 12/06/2019
Enertech Global, LLC | Tetco | TVS042*****1 |  | Ground-Source | WBAHP: Heat Pump Packaged Unit | Heat Pump | 208 | 1 |  |  |  | Single-Speed |  |  |  | 44400 | 2094 | 21.2 | 13.4 | 31100 | 2223 | 4.1 | 3.1 | Non Federally-Regulated | 05/13/2019 |  | 12/06/2019
Enertech Global, LLC | Tetco | TVS042*2 |  | Water-Source | WBAHP: Heat Pump Packaged Unit | Heat Pump | 208 | 3 |  |  |  | Single-Speed |  |  |  | 41800 | 2612 | 16 | 11.2 | 48500 | 2538 | 5.6 | 4.2 | Federally-Regulated Commercial & Industrial Equipment | 05/13/2019 |  | 12/06/2019
Enertech Global, LLC | Tetco | TVS042*2 |  | Ground-Water-Source | WBAHP: Heat Pump Packaged Unit | Heat Pump | 208 | 3 |  |  |  | Single-Speed |  |  |  | 46700 | 1913 | 24.4 | 16.2 | 39200 | 2444 | 4.7 | 3.6 | Non Federally-Regulated | 05/13/2019 |  | 12/06/2019
Enertech Global, LLC | Tetco | TVS042*2 |  | Ground-Source | WBAHP: Heat Pump Packaged Unit | Heat Pump | 208 | 3 |  |  |  | Single-Speed |  |  |  | 43600 | 2344 | 18.6 | 13.4 | 32000 | 2467 | 3.8 | 3.1 | Non Federally-Regulated | 05/13/2019 |  | 12/06/2019
Enertech Global, LLC | Tetco | TVS042*2***1 |  | Water-Source | WBAHP: Heat Pump Packaged Unit | Heat Pump | 208 | 3 |  |  |  | Single-Speed |  |  |  | 42900 | 2344 | 18.3 | 11.2 | 47800 | 2374 | 5.9 | 4.2 | Federally-Regulated Commercial & Industrial Equipment | 05/13/2019 |  | 12/06/2019
Enertech Global, LLC | Tetco | TVS042*2***1 |  | Ground-Water-Source | WBAHP: Heat Pump Packaged Unit | Heat Pump | 208 | 3 |  |  |  | Single-Speed |  |  |  | 47700 | 1679 | 28.4 | 16.2 | 38300 | 2244 | 5 | 3.6 | Non Federally-Regulated | 05/13/2019 |  | 12/06/2019
Enertech Global, LLC | Tetco | TVS042*2***1 |  | Ground-Source | WBAHP: Heat Pump Packaged Unit | Heat Pump | 208 | 3 |  |  |  | Single-Speed |  |  |  | 44400 | 2094 | 21.2 | 13.4 | 31100 | 2223 | 4.1 | 3.1 | Non Federally-Regulated | 05/13/2019 |  | 12/06/2019
Enertech Global, LLC | Tetco | TVS042*3 |  | Water-Source | WBAHP: Heat Pump Packaged Unit | Heat Pump | 460 | 3 |  |  |  | Single-Speed |  |  |  | 41800 | 2612 | 16 | 11.2 | 48500 | 2538 | 5.6 | 4.2 | Federally-Regulated Commercial & Industrial Equipment | 05/13/2019 |  | 12/06/2019
Enertech Global, LLC | Tetco | TVS042*3 |  | Ground-Water-Source | WBAHP: Heat Pump Packaged Unit | Heat Pump | 460 | 3 |  |  |  | Single-Speed |  |  |  | 46700 | 1913 | 24.4 | 16.2 | 39200 | 2444 | 4.7 | 3.6 | Non Federally-Regulated | 05/13/2019 |  | 12/06/2019
Enertech Global, LLC | Tetco | TVS042*3 |  | Ground-Source | WBAHP: Heat Pump Packaged Unit | Heat Pump | 460 | 3 |  |  |  | Single-Speed |  |  |  | 43600 | 2344 | 18.6 | 13.4 | 32000 | 2467 | 3.8 | 3.1 | Non Federally-Regulated | 05/13/2019 |  | 12/06/2019
Enertech Global, LLC | Tetco | TVS042*3***1 |  | Water-Source | WBAHP: Heat Pump Packaged Unit | Heat Pump | 460 | 3 |  |  |  | Single-Speed |  |  |  | 42900 | 2344 | 18.3 | 11.2 | 47800 | 2374 | 5.9 | 4.2 | Federally-Regulated Commercial & Industrial Equipment | 05/13/2019 |  | 12/06/2019
Enertech Global, LLC | Tetco | TVS042*3***1 |  | Ground-Water-Source | WBAHP: Heat Pump Packaged Unit | Heat Pump | 460 | 3 |  |  |  | Single-Speed |  |  |  | 47700 | 1679 | 28.4 | 16.2 | 38300 | 2244 | 5 | 3.6 | Non Federally-Regulated | 05/13/2019 |  | 12/06/2019
Enertech Global, LLC | Tetco | TVS042*3***1 |  | Ground-Source | WBAHP: Heat Pump Packaged Unit | Heat Pump | 460 | 3 |  |  |  | Single-Speed |  |  |  | 44400 | 2094 | 21.2 | 13.4 | 31100 | 2223 | 4.1 | 3.1 | Non Federally-Regulated | 05/13/2019 |  | 12/06/2019
Enertech Global, LLC | Tetco | TVS042*4 |  | Water-Source | WBAHP: Heat Pump Packaged Unit | Heat Pump | 575 | 3 |  |  |  | Single-Speed |  |  |  | 41800 | 2612 | 16 | 11.2 | 48500 | 2538 | 5.6 | 4.2 | Federally-Regulated Commercial & Industrial Equipment | 05/13/2019 |  | 12/06/2019
Enertech Global, LLC | Tetco | TVS042*4 |  | Ground-Water-Source | WBAHP: Heat Pump Packaged Unit | Heat Pump | 575 | 3 |  |  |  | Single-Speed |  |  |  | 46700 | 1913 | 24.4 | 16.2 | 39200 | 2444 | 4.7 | 3.6 | Non Federally-Regulated | 05/13/2019 |  | 12/06/2019
Enertech Global, LLC | Tetco | TVS042*4 |  | Ground-Source | WBAHP: Heat Pump Packaged Unit | Heat Pump | 575 | 3 |  |  |  | Single-Speed |  |  |  | 43600 | 2344 | 18.6 | 13.4 | 32000 | 2467 | 3.8 | 3.1 | Non Federally-Regulated | 05/13/2019 |  | 12/06/2019
Enertech Global, LLC | Tetco | TVS060 |  | Water-Source | WBAHP: Heat Pump Packaged Unit | Heat Pump | 208 | 1 |  |  |  | Single-Speed |  |  |  | 57700 | 3898 | 14.8 | 11.2 | 71400 | 4270 | 4.9 | 4.2 | Federally-Regulated Commercial & Industrial Equipment | 05/13/2019 |  | 12/06/2019
Enertech Global, LLC | Tetco | TVS060 |  | Ground-Water-Source | WBAHP: Heat Pump Packaged Unit | Heat Pump | 208 | 1 |  |  |  | Single-Speed |  |  |  | 63300 | 2971 | 21.3 | 16.2 | 58700 | 4000 | 4.3 | 3.6 | Non Federally-Regulated | 05/13/2019 |  | 12/06/2019
Enertech Global, LLC | Tetco | TVS060 |  | Ground-Source | WBAHP: Heat Pump Packaged Unit | Heat Pump | 208 | 1 |  |  |  | Single-Speed |  |  |  | 60000 | 3550 | 16.9 | 13.4 | 46900 | 3818 | 3.6 | 3.1 | Non Federally-Regulated | 05/13/2019 |  | 12/06/2019
Enertech Global, LLC | Tetco | TVS060*****1 |  | Water-Source | WBAHP: Heat Pump Packaged Unit | Heat Pump | 208 | 1 |  |  |  | Single-Speed |  |  |  | 58800 | 3721 | 15.8 | 11.2 | 70900 | 3995 | 5.2 | 4.2 | Federally-Regulated Commercial & Industrial Equipment | 05/13/2019 |  | 12/06/2019
Enertech Global, LLC | Tetco | TVS060*****1 |  | Ground-Source | WBAHP: Heat Pump Packaged Unit | Heat Pump | 208 | 1 |  |  |  | Single-Speed |  |  |  | 61500 | 3379 | 18.2 | 13.4 | 46300 | 3570 | 3.8 | 3.1 | Non Federally-Regulated | 05/13/2019 |  | 12/06/2019
Enertech Global, LLC | Tetco | TVS060*2 |  | Water-Source | WBAHP: Heat Pump Packaged Unit | Heat Pump | 208 | 3 |  |  |  | Single-Speed |  |  |  | 57700 | 3898 | 14.8 | 11.2 | 71400 | 4270 | 4.9 | 4.2 | Federally-Regulated Commercial & Industrial Equipment | 05/13/2019 |  | 12/06/2019
Enertech Global, LLC | Tetco | TVS060*2 |  | Ground-Water-Source | WBAHP: Heat Pump Packaged Unit | Heat Pump | 208 | 3 |  |  |  | Single-Speed |  |  |  | 63300 | 2971 | 21.3 | 16.2 | 58700 | 4000 | 4.3 | 3.6 | Non Federally-Regulated | 05/13/2019 |  | 12/06/2019
Enertech Global, LLC | Tetco | TVS060*2 |  | Ground-Source | WBAHP: Heat Pump Packaged Unit | Heat Pump | 208 | 3 |  |  |  | Single-Speed |  |  |  | 60000 | 3550 | 16.9 | 13.4 | 46900 | 3818 | 3.6 | 3.1 | Non Federally-Regulated | 05/13/2019 |  | 12/06/2019
Enertech Global, LLC | Tetco | TVS060*2***1 |  | Water-Source | WBAHP: Heat Pump Packaged Unit | Heat Pump | 208 | 3 |  |  |  | Single-Speed |  |  |  | 58800 | 3721 | 15.8 | 11.2 | 70900 | 3995 | 5.2 | 4.2 | Federally-Regulated Commercial & Industrial Equipment | 05/13/2019 |  | 12/06/2019
Enertech Global, LLC | Tetco | TVS060*2***1 |  | Ground-Source | WBAHP: Heat Pump Packaged Unit | Heat Pump | 208 | 3 |  |  |  | Single-Speed |  |  |  | 61500 | 3379 | 18.2 | 13.4 | 46300 | 3570 | 3.8 | 3.1 | Non Federally-Regulated | 05/13/2019 |  | 12/06/2019
Enertech Global, LLC | Tetco | TVS060*3 |  | Water-Source | WBAHP: Heat Pump Packaged Unit | Heat Pump | 460 | 3 |  |  |  | Single-Speed |  |  |  | 57700 | 3898 | 14.8 | 11.2 | 71400 | 4270 | 4.9 | 4.2 | Federally-Regulated Commercial & Industrial Equipment | 05/13/2019 |  | 12/06/2019
Enertech Global, LLC | Tetco | TVS060*3 |  | Ground-Water-Source | WBAHP: Heat Pump Packaged Unit | Heat Pump | 460 | 3 |  |  |  | Single-Speed |  |  |  | 63300 | 2971 | 21.3 | 16.2 | 58700 | 4000 | 4.3 | 3.6 | Non Federally-Regulated | 05/13/2019 |  | 12/06/2019
Enertech Global, LLC | Tetco | TVS060*3 |  | Ground-Source | WBAHP: Heat Pump Packaged Unit | Heat Pump | 460 | 3 |  |  |  | Single-Speed |  |  |  | 60000 | 3550 | 16.9 | 13.4 | 46900 | 3818 | 3.6 | 3.1 | Non Federally-Regulated | 05/13/2019 |  | 12/06/2019
Enertech Global, LLC | Tetco | TVS060*3***1 |  | Water-Source | WBAHP: Heat Pump Packaged Unit | Heat Pump | 460 | 3 |  |  |  | Single-Speed |  |  |  | 58800 | 3721 | 15.8 | 11.2 | 70900 | 3995 | 5.2 | 4.2 | Federally-Regulated Commercial & Industrial Equipment | 05/13/2019 |  | 12/06/2019
Enertech Global, LLC | Tetco | TVS060*3***1 |  | Ground-Source | WBAHP: Heat Pump Packaged Unit | Heat Pump | 460 | 3 |  |  |  | Single-Speed |  |  |  | 61500 | 3379 | 18.2 | 13.4 | 46300 | 3570 | 3.8 | 3.1 | Non Federally-Regulated | 05/13/2019 |  | 12/06/2019
Enertech Global, LLC | Tetco | TVS060*4 |  | Water-Source | WBAHP: Heat Pump Packaged Unit | Heat Pump | 575 | 3 |  |  |  | Single-Speed |  |  |  | 57700 | 3898 | 14.8 | 11.2 | 71400 | 4270 | 4.9 | 4.2 | Federally-Regulated Commercial & Industrial Equipment | 05/13/2019 |  | 12/06/2019
Enertech Global, LLC | Tetco | TVS060*4 |  | Ground-Water-Source | WBAHP: Heat Pump Packaged Unit | Heat Pump | 575 | 3 |  |  |  | Single-Speed |  |  |  | 63300 | 2971 | 21.3 | 16.2 | 58700 | 4000 | 4.3 | 3.6 | Non Federally-Regulated | 05/13/2019 |  | 12/06/2019
Enertech Global, LLC | Tetco | TVS060*4 |  | Ground-Source | WBAHP: Heat Pump Packaged Unit | Heat Pump | 575 | 3 |  |  |  | Single-Speed |  |  |  | 60000 | 3550 | 16.9 | 13.4 | 46900 | 3818 | 3.6 | 3.1 | Non Federally-Regulated | 05/13/2019 |  | 12/06/2019
Enertech Global, LLC | Tetco | TXT024D |  | Ground-Water-Source | WBAHP: Heat Pump Packaged Unit | Heat Pump | 208 | 1 |  |  |  | Single-Speed |  |  |  | 29600 | 1100 | 26.9 | 16.2 | 24700 | 1392 | 5.2 | 3.6 | Non Federally-Regulated | 02/08/2019 |  | 12/06/2019
Enertech Global, LLC | Tetco | TXT024D |  | Ground-Source | WBAHP: Heat Pump Packaged Unit | Heat Pump | 208 | 1 |  |  |  | Single-Speed |  |  |  | 27200 | 1339 | 20.3 | 13.4 | 19800 | 1349 | 4.3 | 3.1 | Non Federally-Regulated | 02/08/2019 |  | 12/06/2019
Enertech Global, LLC | Tetco | TXT024D2 |  | Ground-Water-Source | WBAHP: Heat Pump Packaged Unit | Heat Pump | 208 | 3 |  |  |  | Single-Speed |  |  |  | 29600 | 1100 | 26.9 | 16.2 | 24700 | 1392 | 5.2 | 3.6 | Non Federally-Regulated | 11/30/2016 |  | 12/06/2019
Enertech Global, LLC | Tetco | TXT024D2 |  | Ground-Source | WBAHP: Heat Pump Packaged Unit | Heat Pump | 208 | 3 |  |  |  | Single-Speed |  |  |  | 27200 | 1339 | 20.3 | 13.4 | 19800 | 1349 | 4.3 | 3.1 | Non Federally-Regulated | 11/30/2016 |  | 12/06/2019
Enertech Global, LLC | Tetco | TXT024D3 |  | Ground-Water-Source | WBAHP: Heat Pump Packaged Unit | Heat Pump | 460 | 3 |  |  |  | Single-Speed |  |  |  | 29600 | 1100 | 26.9 | 16.2 | 24700 | 1392 | 5.2 | 3.6 | Non Federally-Regulated | 11/30/2016 |  | 12/06/2019
Enertech Global, LLC | Tetco | TXT024D3 |  | Ground-Source | WBAHP: Heat Pump Packaged Unit | Heat Pump | 460 | 3 |  |  |  | Single-Speed |  |  |  | 27200 | 1339 | 20.3 | 13.4 | 19800 | 1349 | 4.3 | 3.1 | Non Federally-Regulated | 11/30/2016 |  | 12/06/2019
Enertech Global, LLC | Tetco | TXT048D |  | Ground-Water-Source | WBAHP: Heat Pump Packaged Unit | Heat Pump | 208 | 1 |  |  |  | Single-Speed |  |  |  | 53100 | 2402 | 22.1 | 16.2 | 47400 | 3019 | 4.6 | 3.6 | Non Federally-Regulated | 03/15/2019 |  | 12/06/2019
Enertech Global, LLC | Tetco | TXT048D |  | Ground-Source | WBAHP: Heat Pump Packaged Unit | Heat Pump | 208 | 1 |  |  |  | Single-Speed |  |  |  | 49000 | 2865 | 17.1 | 13.4 | 38200 | 2870 | 3.9 | 3.1 | Non Federally-Regulated | 03/15/2019 |  | 12/06/2019
Enertech Global, LLC | Tetco | TXT048D2 |  | Ground-Water-Source | WBAHP: Heat Pump Packaged Unit | Heat Pump | 208 | 3 |  |  |  | Single-Speed |  |  |  | 53100 | 2402 | 22.1 | 16.2 | 47400 | 3019 | 4.6 | 3.6 | Non Federally-Regulated | 03/15/2019 |  | 12/06/2019
Enertech Global, LLC | Tetco | TXT048D2 |  | Ground-Source | WBAHP: Heat Pump Packaged Unit | Heat Pump | 208 | 3 |  |  |  | Single-Speed |  |  |  | 49000 | 2865 | 17.1 | 13.4 | 38200 | 2870 | 3.9 | 3.1 | Non Federally-Regulated | 03/15/2019 |  | 12/06/2019
Enertech Global, LLC | Tetco | TXT048D3 |  | Ground-Water-Source | WBAHP: Heat Pump Packaged Unit | Heat Pump | 460 | 3 |  |  |  | Single-Speed |  |  |  | 53100 | 2402 | 22.1 | 16.2 | 47400 | 3019 | 4.6 | 3.6 | Non Federally-Regulated | 03/15/2019 |  | 12/06/2019
Enertech Global, LLC | Tetco | TXT048D3 |  | Ground-Source | WBAHP: Heat Pump Packaged Unit | Heat Pump | 460 | 3 |  |  |  | Single-Speed |  |  |  | 49000 | 2865 | 17.1 | 13.4 | 38200 | 2870 | 3.9 | 3.1 | Non Federally-Regulated | 03/15/2019 |  | 12/06/2019
Enertech Global, LLC | Tetco | TXT060D |  | Ground-Source | WBAHP: Heat Pump Packaged Unit | Heat Pump | 208 | 1 |  |  |  | Single-Speed |  |  |  | 63000 | 3539 | 17.8 | 13.4 | 47700 | 3778 | 3.7 | 3.1 | Non Federally-Regulated | 03/15/2019 |  | 12/06/2019
Enertech Global, LLC | Tetco | TXT060D2 |  | Ground-Source | WBAHP: Heat Pump Packaged Unit | Heat Pump | 208 | 3 |  |  |  | Single-Speed |  |  |  | 63000 | 3539 | 17.8 | 13.4 | 47700 | 3778 | 3.7 | 3.1 | Non Federally-Regulated | 03/15/2019 |  | 12/06/2019
Enertech Global, LLC | Tetco | TXT060D3 |  | Ground-Source | WBAHP: Heat Pump Packaged Unit | Heat Pump | 460 | 3 |  |  |  | Single-Speed |  |  |  | 63000 | 3539 | 17.8 | 13.4 | 47700 | 3778 | 3.7 | 3.1 | Non Federally-Regulated | 03/15/2019 |  | 12/06/2019
Enertech Global, LLC | Tetco | TZS036*****1 |  | Water-Source | WBAHP: Heat Pump Packaged Unit | Heat Pump | 208 | 1 |  |  |  | Single-Speed |  |  |  | 35300 | 2206 | 16 | 11.2 | 42600 | 2448 | 5.1 | 4.2 | Federally-Regulated Commercial & Industrial Equipment | 04/24/2019 |  | 12/06/2019
Enertech Global, LLC | Tetco | TZS036*****1 |  | Ground-Water-Source | WBAHP: Heat Pump Packaged Unit | Heat Pump | 208 | 1 |  |  |  | Single-Speed |  |  |  | 39500 | 1599 | 24.7 | 16.2 | 33600 | 2140 | 4.6 | 3.6 | Non Federally-Regulated | 04/24/2019 |  | 12/06/2019
Enertech Global, LLC | Tetco | TZS036*****1 |  | Ground-Source | WBAHP: Heat Pump Packaged Unit | Heat Pump | 208 | 1 |  |  |  | Single-Speed |  |  |  | 37200 | 1978 | 18.8 | 13.4 | 27500 | 2066 | 3.9 | 3.1 | Non Federally-Regulated | 04/24/2019 |  | 12/06/2019
Enertech Global, LLC | Tetco | TZS060*****1 |  | Water-Source | WBAHP: Heat Pump Packaged Unit | Heat Pump | 208 | 1 |  |  |  | Single-Speed |  |  |  | 53500 | 3566 | 15 | 11.2 | 71000 | 4246 | 4.9 | 4.2 | Federally-Regulated Commercial & Industrial Equipment | 04/24/2019 |  | 12/06/2019
Enertech Global, LLC | Tetco | TZS060*****1 |  | Ground-Water-Source | WBAHP: Heat Pump Packaged Unit | Heat Pump | 208 | 1 |  |  |  | Single-Speed |  |  |  | 60500 | 2713 | 22.3 | 16.2 | 58600 | 3993 | 4.3 | 3.6 | Non Federally-Regulated | 04/24/2019 |  | 12/06/2019
Enertech Global, LLC | Tetco | TZS060*****1 |  | Ground-Source | WBAHP: Heat Pump Packaged Unit | Heat Pump | 208 | 1 |  |  |  | Single-Speed |  |  |  | 57000 | 3257 | 17.5 | 13.4 | 46200 | 3761 | 3.6 | 3.1 | Non Federally-Regulated | 04/24/2019 |  | 12/06/2019
Enertech Global, LLC | Tetco | TZT024 |  | Water-Source | WBAHP: Heat Pump Packaged Unit | Heat Pump | 208 | 1 |  |  |  | Single-Speed |  |  |  | 25300 | 1591 | 15.9 | 11.2 | 28800 | 1623 | 5.2 | 4.2 | Federally-Regulated Commercial & Industrial Equipment | 04/24/2019 |  | 12/06/2019
Enertech Global, LLC | Tetco | TZT024 |  | Ground-Water-Source | WBAHP: Heat Pump Packaged Unit | Heat Pump | 208 | 1 |  |  |  | Single-Speed |  |  |  | 28200 | 1189 | 23.7 | 16.2 | 22900 | 1459 | 4.6 | 3.6 | Non Federally-Regulated | 04/24/2019 |  | 12/06/2019
Enertech Global, LLC | Tetco | TZT024 |  | Ground-Source | WBAHP: Heat Pump Packaged Unit | Heat Pump | 208 | 1 |  |  |  | Single-Speed |  |  |  | 26400 | 1442 | 18.3 | 13.4 | 18300 | 1375 | 3.9 | 3.1 | Non Federally-Regulated | 04/24/2019 |  | 12/06/2019
Waterfurnace International, Inc. | ASTON | 103H072**1 | SAH066* | Water-Source | WBAHP-CB: Heat Pump Split Syst | Heat Pump | 208 | 1 | False |  |  | Dual-Speed |  |  |  | 60400 | 4314 | 14 | 12 | 81000 | 5275 | 4.5 | 4.2 | Federally-Regulated Commercial & Industrial Equipment | 04/24/2019 |  | 12/06/2019
Waterfurnace International, Inc. | ASTON | 103H072**1 | SAH066* | Ground-Source | WBAHP-CB: Heat Pump Split Syst | Heat Pump | 208 | 1 | False |  |  | Dual-Speed |  |  |  | 62800 | 3925 | 16 | 13.4 | 53500 | 4479 | 3.5 | 3.1 | Non Federally-Regulated | 04/24/2019 |  | 12/06/2019
Waterfurnace International, Inc. | ASTON | 103H026**1 | SAH026* | Water-Source | WBAHP-CB: Heat Pump Split Syst | Heat Pump | 208 | 1 | False |  |  | Dual-Speed |  |  |  | 22500 | 1500 | 15 | 12 | 28100 | 1647 | 5 | 4.2 | Federally-Regulated Commercial & Industrial Equipment | 04/24/2019 |  | 12/06/2019
Waterfurnace International, Inc. | ASTON | 103H026**1 | SAH026* | Ground-Water-Source | WBAHP-CB: Heat Pump Split Syst | Heat Pump | 208 | 1 | False |  |  | Dual-Speed |  |  |  | 25800 | 1121 | 23 | 16.2 | 23300 | 1484 | 4.6 | 3.6 | Non Federally-Regulated | 04/24/2019 |  | 12/06/2019
Waterfurnace International, Inc. | ASTON | 103H026**1 | SAH026* | Ground-Source | WBAHP-CB: Heat Pump Split Syst | Heat Pump | 208 | 1 | False |  |  | Dual-Speed |  |  |  | 23400 | 1337 | 17.5 | 13.4 | 18400 | 1457 | 3.7 | 3.1 | Non Federally-Regulated | 04/24/2019 |  | 12/06/2019
Waterfurnace International, Inc. | ASTON | 103H064**1 | SRAA060* | Water-Source | WBAHP-C: Heat Pump Split Syste | Heat Pump | 208 | 1 | False |  |  | Dual-Speed |  |  |  | 54800 | 3653 | 15 | 12 | 66900 | 4084 | 4.8 | 4.2 | Federally-Regulated Commercial & Industrial Equipment | 06/13/2017 |  | 12/06/2019
Waterfurnace International, Inc. | ASTON | 103H064**1 | SRAA060* | Ground-Water-Source | WBAHP-C: Heat Pump Split Syste | Heat Pump | 208 | 1 | False |  |  | Dual-Speed |  |  |  | 63200 | 2808 | 22.5 | 16.2 | 56000 | 3730 | 4.4 | 3.6 | Non Federally-Regulated | 06/13/2017 |  | 12/06/2019
Waterfurnace International, Inc. | ASTON | 103H064**1 | SRAA060* | Ground-Source | WBAHP-C: Heat Pump Split Syste | Heat Pump | 208 | 1 | False |  |  | Dual-Speed |  |  |  | 57400 | 3376 | 17 | 13.4 | 45200 | 3580 | 3.7 | 3.1 | Non Federally-Regulated | 06/13/2017 |  | 12/06/2019
Waterfurnace International, Inc. | ASTON | 103H064**1 | SAH060* | Water-Source | WBAHP-CB: Heat Pump Split Syst | Heat Pump | 208 | 1 | False |  |  | Dual-Speed |  |  |  | 54800 | 3653 | 15 | 12 | 66900 | 4084 | 4.8 | 4.2 | Federally-Regulated Commercial & Industrial Equipment | 04/24/2019 |  | 12/06/2019
Waterfurnace International, Inc. | ASTON | 103H064**1 | SAH060* | Ground-Water-Source | WBAHP-CB: Heat Pump Split Syst | Heat Pump | 208 | 1 | False |  |  | Dual-Speed |  |  |  | 63200 | 2808 | 22.5 | 16.2 | 56000 | 3730 | 4.4 | 3.6 | Non Federally-Regulated | 04/24/2019 |  | 12/06/2019
Waterfurnace International, Inc. | ASTON | 103H064**1 | SAH060* | Ground-Source | WBAHP-CB: Heat Pump Split Syst | Heat Pump | 208 | 1 | False |  |  | Dual-Speed |  |  |  | 57400 | 3376 | 17 | 13.4 | 45200 | 3580 | 3.7 | 3.1 | Non Federally-Regulated | 04/24/2019 |  | 12/06/2019
Waterfurnace International, Inc. | ASTON | 103H072**1 | SAH066* | Water-Source | WBAHP-CB: Heat Pump Split Syst | Heat Pump | 208 | 1 | False |  |  | Dual-Speed |  |  |  | 60400 | 4314 | 14 |  | 81000 | 5275 | 4.5 |  | Federally-Regulated Commercial & Industrial Equipment | 12/06/2019 |  | 12/06/2019
Waterfurnace International, Inc. | ASTON | 103H072**1 | SAH066* | Ground-Source | WBAHP-CB: Heat Pump Split Syst | Heat Pump | 208 | 1 | False |  |  | Dual-Speed |  |  |  | 62800 | 3925 | 16 |  | 53500 | 4479 | 3.5 |  | Non Federally-Regulated | 12/06/2019 |  | 12/06/2019
Waterfurnace International, Inc. | ASTON | 103H072**1 | SRAA060* | Water-Source | WBAHP-C: Heat Pump Split Syste | Heat Pump | 208 | 1 | False |  |  | Dual-Speed |  |  |  | 60400 | 4314 | 14 | 12 | 81000 | 5275 | 4.5 | 4.2 | Federally-Regulated Commercial & Industrial Equipment | 06/13/2017 |  | 12/06/2019
Waterfurnace International, Inc. | ASTON | 103H072**1 | SRAA060* | Ground-Source | WBAHP-C: Heat Pump Split Syste | Heat Pump | 208 | 1 | False |  |  | Dual-Speed |  |  |  | 62800 | 3925 | 16 | 13.4 | 53500 | 4479 | 3.5 | 3.1 | Non Federally-Regulated | 06/13/2017 |  | 12/06/2019
Waterfurnace International, Inc. | ASTON | 103J038**1 | SAH036* | Water-Source | WBAHP-CB: Heat Pump Split Syst | Heat Pump | 208 | 1 | False |  |  | Dual-Speed |  |  |  | 34400 | 2110 | 16.3 | 12 | 41600 | 2344 | 5.2 | 4.2 | Federally-Regulated Commercial & Industrial Equipment | 05/13/2019 |  | 12/06/2019
Waterfurnace International, Inc. | ASTON | 103J038**1 | SAH036* | Ground-Water-Source | WBAHP-CB: Heat Pump Split Syst | Heat Pump | 208 | 1 | False |  |  | Dual-Speed |  |  |  | 38200 | 1578 | 24.2 | 16.2 | 35100 | 2188 | 4.7 | 3.6 | Non Federally-Regulated | 05/13/2019 |  | 12/06/2019
Waterfurnace International, Inc. | ASTON | 103J038**1 | SAH036* | Ground-Source | WBAHP-CB: Heat Pump Split Syst | Heat Pump | 208 | 1 | False |  |  | Dual-Speed |  |  |  | 36000 | 1894 | 19 | 13.4 | 27900 | 2044 | 4 | 3.1 | Non Federally-Regulated | 05/13/2019 |  | 12/06/2019
Waterfurnace International, Inc. | ASTON | 103J042**1 | SAH042* | Water-Source | WBAHP-CB: Heat Pump Split Syst | Heat Pump | 208 | 1 | False |  |  | Single-Speed |  |  |  | 36000 | 2155 | 16.7 | 12 | 43100 | 2296 | 5.5 | 4.2 | Federally-Regulated Commercial & Industrial Equipment | 05/13/2019 |  | 12/06/2019
Waterfurnace International, Inc. | ASTON | 103J042**1 | SAH042* | Ground-Water-Source | WBAHP-CB: Heat Pump Split Syst | Heat Pump | 208 | 1 | False |  |  | Single-Speed |  |  |  | 41300 | 1613 | 25.6 | 16.2 | 36000 | 2198 | 4.8 | 3.6 | Non Federally-Regulated | 05/13/2019 |  | 12/06/2019
Waterfurnace International, Inc. | ASTON | 103J042**1 | SAH042* | Ground-Source | WBAHP-CB: Heat Pump Split Syst | Heat Pump | 208 | 1 | False |  |  | Single-Speed |  |  |  | 37800 | 1938 | 19.5 | 13.4 | 27400 | 2059 | 3.9 | 3.1 | Non Federally-Regulated | 05/13/2019 |  | 12/06/2019
Waterfurnace International, Inc. | ASTON | 104H026**1 | SRAA026* | Water-Source | WBAHP-C: Heat Pump Split Syste | Heat Pump | 208 | 1 | False |  |  | Dual-Speed |  |  |  | 22500 | 1500 | 15 | 12 | 28100 | 1647 | 5 | 4.2 | Federally-Regulated Commercial & Industrial Equipment | 06/13/2017 |  | 12/06/2019
Waterfurnace International, Inc. | ASTON | 104H026**1 | SRAA026* | Ground-Water-Source | WBAHP-C: Heat Pump Split Syste | Heat Pump | 208 | 1 | False |  |  | Dual-Speed |  |  |  | 25800 | 1121 | 23 | 16.2 | 23300 | 1484 | 4.6 | 3.6 | Non Federally-Regulated | 06/13/2017 |  | 12/06/2019
Waterfurnace International, Inc. | ASTON | 104H026**1 | SRAA026* | Ground-Source | WBAHP-C: Heat Pump Split Syste | Heat Pump | 208 | 1 | False |  |  | Dual-Speed |  |  |  | 23400 | 1337 | 17.5 | 13.4 | 18400 | 1457 | 3.7 | 3.1 | Non Federally-Regulated | 06/13/2017 |  | 12/06/2019
Waterfurnace International, Inc. | ASTON | 104H026**1 | SAH026* | Water-Source | WBAHP-CB: Heat Pump Split Syst | Heat Pump | 208 | 1 | False |  |  | Dual-Speed |  |  |  | 22500 | 1500 | 15 | 12 | 28100 | 1647 | 5 | 4.2 | Federally-Regulated Commercial & Industrial Equipment | 06/13/2017 |  | 12/06/2019
Waterfurnace International, Inc. | ASTON | 104H026**1 | SAH026* | Ground-Water-Source | WBAHP-CB: Heat Pump Split Syst | Heat Pump | 208 | 1 | False |  |  | Dual-Speed |  |  |  | 25800 | 1121 | 23 | 16.2 | 23300 | 1484 | 4.6 | 3.6 | Non Federally-Regulated | 06/13/2017 |  | 12/06/2019
Waterfurnace International, Inc. | ASTON | 104H026**1 | SAH026* | Ground-Source | WBAHP-CB: Heat Pump Split Syst | Heat Pump | 208 | 1 | False |  |  | Dual-Speed |  |  |  | 23400 | 1337 | 17.5 | 13.4 | 18400 | 1457 | 3.7 | 3.1 | Non Federally-Regulated | 06/13/2017 |  | 12/06/2019
Waterfurnace International, Inc. | ASTON | 104H064**1 | SRAA060* | Water-Source | WBAHP-C: Heat Pump Split Syste | Heat Pump | 208 | 1 | False |  |  | Dual-Speed |  |  |  | 54800 | 3653 | 15 | 12 | 66900 | 4084 | 4.8 | 4.2 | Federally-Regulated Commercial & Industrial Equipment | 06/13/2017 |  | 12/06/2019
Waterfurnace International, Inc. | ASTON | 104H064**1 | SRAA060* | Ground-Water-Source | WBAHP-C: Heat Pump Split Syste | Heat Pump | 208 | 1 | False |  |  | Dual-Speed |  |  |  | 63200 | 2808 | 22.5 | 16.2 | 56000 | 3730 | 4.4 | 3.6 | Non Federally-Regulated | 06/13/2017 |  | 12/06/2019
Waterfurnace International, Inc. | ASTON | 104H064**1 | SRAA060* | Ground-Source | WBAHP-C: Heat Pump Split Syste | Heat Pump | 208 | 1 | False |  |  | Dual-Speed |  |  |  | 57400 | 3376 | 17 | 13.4 | 45200 | 3580 | 3.7 | 3.1 | Non Federally-Regulated | 06/13/2017 |  | 12/06/2019
Waterfurnace International, Inc. | ASTON | 104H064**1 | SAH060* | Water-Source | WBAHP-CB: Heat Pump Split Syst | Heat Pump | 208 | 1 | False |  |  | Dual-Speed |  |  |  | 54800 | 3653 | 15 | 12 | 66900 | 4084 | 4.8 | 4.2 | Federally-Regulated Commercial & Industrial Equipment | 06/13/2017 |  | 12/06/2019
Waterfurnace International, Inc. | ASTON | 104H064**1 | SAH060* | Ground-Water-Source | WBAHP-CB: Heat Pump Split Syst | Heat Pump | 208 | 1 | False |  |  | Dual-Speed |  |  |  | 63200 | 2808 | 22.5 | 16.2 | 56000 | 3730 | 4.4 | 3.6 | Non Federally-Regulated | 06/13/2017 |  | 12/06/2019
Waterfurnace International, Inc. | ASTON | 104H064**1 | SAH060* | Ground-Source | WBAHP-CB: Heat Pump Split Syst | Heat Pump | 208 | 1 | False |  |  | Dual-Speed |  |  |  | 57400 | 3376 | 17 | 13.4 | 45200 | 3580 | 3.7 | 3.1 | Non Federally-Regulated | 06/13/2017 |  | 12/06/2019
Waterfurnace International, Inc. | ASTON | 104H072**1 | SRAA060* | Water-Source | WBAHP-C: Heat Pump Split Syste | Heat Pump | 208 | 1 | False |  |  | Dual-Speed |  |  |  | 60400 | 4314 | 14 | 12 | 81000 | 5275 | 4.5 | 4.2 | Federally-Regulated Commercial & Industrial Equipment | 06/13/2017 |  | 12/06/2019
Waterfurnace International, Inc. | ASTON | 104H072**1 | SRAA060* | Ground-Source | WBAHP-C: Heat Pump Split Syste | Heat Pump | 208 | 1 | False |  |  | Dual-Speed |  |  |  | 62800 | 3925 | 16 | 13.4 | 53500 | 4479 | 3.5 | 3.1 | Non Federally-Regulated | 06/13/2017 |  | 12/06/2019
Waterfurnace International, Inc. | ASTON | 104J038**1 | SAH036* | Water-Source | WBAHP-CB: Heat Pump Split Syst | Heat Pump | 208 | 1 | False |  |  | Dual-Speed |  |  |  | 34400 | 2110 | 16.3 | 12 | 41600 | 2344 | 5.2 | 4.2 | Federally-Regulated Commercial & Industrial Equipment | 05/13/2019 |  | 12/06/2019
Waterfurnace International, Inc. | ASTON | 104J038**1 | SAH036* | Ground-Water-Source | WBAHP-CB: Heat Pump Split Syst | Heat Pump | 208 | 1 | False |  |  | Dual-Speed |  |  |  | 38200 | 1578 | 24.2 | 16.2 | 35100 | 2188 | 4.7 | 3.6 | Non Federally-Regulated | 05/13/2019 |  | 12/06/2019
Waterfurnace International, Inc. | ASTON | 104J038**1 | SAH036* | Ground-Source | WBAHP-CB: Heat Pump Split Syst | Heat Pump | 208 | 1 | False |  |  | Dual-Speed |  |  |  | 36000 | 1894 | 19 | 13.4 | 27900 | 2044 | 4 | 3.1 | Non Federally-Regulated | 05/13/2019 |  | 12/06/2019
Waterfurnace International, Inc. | ASTON | 103H026**1 | SRAA026* | Water-Source | WBAHP-C: Heat Pump Split Syste | Heat Pump | 208 | 1 | False |  |  | Dual-Speed |  |  |  | 22500 | 1500 | 15 |  | 28100 | 1647 | 5 |  | Federally-Regulated Commercial & Industrial Equipment | 12/06/2019 |  | 12/06/2019
Waterfurnace International, Inc. | ASTON | 103H026**1 | SRAA026* | Ground-Water-Source | WBAHP-C: Heat Pump Split Syste | Heat Pump | 208 | 1 | False |  |  | Dual-Speed |  |  |  | 25800 | 1121 | 23 |  | 23300 | 1484 | 4.6 |  | Non Federally-Regulated | 12/06/2019 |  | 12/06/2019
Waterfurnace International, Inc. | ASTON | 103H026**1 | SRAA026* | Ground-Source | WBAHP-C: Heat Pump Split Syste | Heat Pump | 208 | 1 | False |  |  | Dual-Speed |  |  |  | 23400 | 1337 | 17.5 |  | 18400 | 1457 | 3.7 |  | Non Federally-Regulated | 12/06/2019 |  | 12/06/2019
Waterfurnace International, Inc. | ASTON | 103H026**1 | SRAA026* | Water-Source | WBAHP-C: Heat Pump Split Syste | Heat Pump | 208 | 1 | False |  |  | Dual-Speed |  |  |  | 22500 | 1500 | 15 |  | 28100 | 1647 | 5 |  | Federally-Regulated Commercial & Industrial Equipment | 12/06/2019 |  | 12/06/2019
Waterfurnace International, Inc. | ASTON | 103H026**1 | SRAA026* | Ground-Water-Source | WBAHP-C: Heat Pump Split Syste | Heat Pump | 208 | 1 | False |  |  | Dual-Speed |  |  |  | 25800 | 1121 | 23 |  | 23300 | 1484 | 4.6 |  | Non Federally-Regulated | 12/06/2019 |  | 12/06/2019
Waterfurnace International, Inc. | ASTON | 103H026**1 | SRAA026* | Ground-Source | WBAHP-C: Heat Pump Split Syste | Heat Pump | 208 | 1 | False |  |  | Dual-Speed |  |  |  | 23400 | 1337 | 17.5 |  | 18400 | 1457 | 3.7 |  | Non Federally-Regulated | 12/06/2019 |  | 12/06/2019
Waterfurnace International, Inc. | ASTON | 103H026**1 | SRAA026* | Water-Source | WBAHP-C: Heat Pump Split Syste | Heat Pump | 208 | 1 | False |  |  | Dual-Speed |  |  |  | 22500 | 1500 | 15 |  | 28100 | 1647 | 5 |  | Federally-Regulated Commercial & Industrial Equipment | 12/06/2019 |  | 12/06/2019
Waterfurnace International, Inc. | ASTON | 103H026**1 | SRAA026* | Ground-Water-Source | WBAHP-C: Heat Pump Split Syste | Heat Pump | 208 | 1 | False |  |  | Dual-Speed |  |  |  | 25800 | 1121 | 23 |  | 23300 | 1484 | 4.6 |  | Non Federally-Regulated | 12/06/2019 |  | 12/06/2019
Waterfurnace International, Inc. | ASTON | 103H026**1 | SRAA026* | Ground-Source | WBAHP-C: Heat Pump Split Syste | Heat Pump | 208 | 1 | False |  |  | Dual-Speed |  |  |  | 23400 | 1337 | 17.5 |  | 18400 | 1457 | 3.7 |  | Non Federally-Regulated | 12/06/2019 |  | 12/06/2019
Waterfurnace International, Inc. | 5 SERIES INDOOR SPLITS | NDZ026H1 | SRAA026* | Water-Source | WBAHP-C: Heat Pump Split Syste | Heat Pump | 208 | 1 | False |  |  | Dual-Speed |  |  |  | 22500 | 1500 | 15 | 12 | 28100 | 1647 | 5 | 4.2 | Federally-Regulated Commercial & Industrial Equipment | 07/17/2019 |  | 12/06/2019
Waterfurnace International, Inc. | 5 SERIES INDOOR SPLITS | NDZ026H1 | SRAA026* | Ground-Water-Source | WBAHP-C: Heat Pump Split Syste | Heat Pump | 208 | 1 | False |  |  | Dual-Speed |  |  |  | 25800 | 1121 | 23 | 16.2 | 23300 | 1484 | 4.6 | 3.6 | Non Federally-Regulated | 07/17/2019 |  | 12/06/2019
Waterfurnace International, Inc. | 5 SERIES INDOOR SPLITS | NDZ026H1 | SRAA026* | Ground-Source | WBAHP-C: Heat Pump Split Syste | Heat Pump | 208 | 1 | False |  |  | Dual-Speed |  |  |  | 23400 | 1337 | 17.5 | 13.4 | 18400 | 1457 | 3.7 | 3.1 | Non Federally-Regulated | 07/17/2019 |  | 12/06/2019
Waterfurnace International, Inc. | 5 SERIES INDOOR SPLITS | NDZ026H1 | SAH026* | Water-Source | WBAHP-CB: Heat Pump Split Syst | Heat Pump | 208 | 1 | False |  |  | Dual-Speed |  |  |  | 22500 | 1500 | 15 | 12 | 28100 | 1647 | 5 | 4.2 | Federally-Regulated Commercial & Industrial Equipment | 04/24/2019 |  | 12/06/2019
Waterfurnace International, Inc. | 5 SERIES INDOOR SPLITS | NDZ026H1 | SAH026* | Ground-Water-Source | WBAHP-CB: Heat Pump Split Syst | Heat Pump | 208 | 1 | False |  |  | Dual-Speed |  |  |  | 25800 | 1121 | 23 | 16.2 | 23300 | 1484 | 4.6 | 3.6 | Non Federally-Regulated | 04/24/2019 |  | 12/06/2019
Waterfurnace International, Inc. | 5 SERIES INDOOR SPLITS | NDZ026H1 | SAH026* | Ground-Source | WBAHP-CB: Heat Pump Split Syst | Heat Pump | 208 | 1 | False |  |  | Dual-Speed |  |  |  | 23400 | 1337 | 17.5 | 13.4 | 18400 | 1457 | 3.7 | 3.1 | Non Federally-Regulated | 04/24/2019 |  | 12/06/2019
Waterfurnace International, Inc. | 5 SERIES INDOOR SPLITS | NDZ038J1 | SAH036* | Water-Source | WBAHP-CB: Heat Pump Split Syst | Heat Pump | 208 | 1 | False |  |  | Dual-Speed |  |  |  | 34400 | 2110 | 16.3 | 12 | 41600 | 2344 | 5.2 | 4.2 | Federally-Regulated Commercial & Industrial Equipment | 04/24/2019 |  | 12/06/2019
Waterfurnace International, Inc. | 5 SERIES INDOOR SPLITS | NDZ038J1 | SAH036* | Ground-Water-Source | WBAHP-CB: Heat Pump Split Syst | Heat Pump | 208 | 1 | False |  |  | Dual-Speed |  |  |  | 38200 | 1578 | 24.2 | 16.2 | 35100 | 2188 | 4.7 | 3.6 | Non Federally-Regulated | 04/24/2019 |  | 12/06/2019
Waterfurnace International, Inc. | 5 SERIES INDOOR SPLITS | NDZ038J1 | SAH036* | Ground-Source | WBAHP-CB: Heat Pump Split Syst | Heat Pump | 208 | 1 | False |  |  | Dual-Speed |  |  |  | 36000 | 1894 | 19 | 13.4 | 27900 | 2044 | 4 | 3.1 | Non Federally-Regulated | 04/24/2019 |  | 12/06/2019
Waterfurnace International, Inc. | 5 SERIES INDOOR SPLITS | NDZ064H1 | SRAA060* | Water-Source | WBAHP-C: Heat Pump Split Syste | Heat Pump | 208 | 1 | False |  |  | Dual-Speed |  |  |  | 54800 | 3653 | 15 | 12 | 66900 | 4084 | 4.8 | 4.2 | Federally-Regulated Commercial & Industrial Equipment | 07/17/2019 |  | 12/06/2019
Waterfurnace International, Inc. | 5 SERIES INDOOR SPLITS | NDZ064H1 | SAH060* | Water-Source | WBAHP-CB: Heat Pump Split Syst | Heat Pump | 208 | 1 | False |  |  | Dual-Speed |  |  |  | 54800 | 3653 | 15 | 12 | 66900 | 4084 | 4.8 | 4.2 | Federally-Regulated Commercial & Industrial Equipment | 04/24/2019 |  | 12/06/2019
Waterfurnace International, Inc. | 5 SERIES INDOOR SPLITS | NDZ064H1 | SRAA060* | Ground-Water-Source | WBAHP-C: Heat Pump Split Syste | Heat Pump | 208 | 1 | False |  |  | Dual-Speed |  |  |  | 63200 | 2808 | 22.5 | 16.2 | 56000 | 3730 | 4.4 | 3.6 | Non Federally-Regulated | 07/17/2019 |  | 12/06/2019
Waterfurnace International, Inc. | 5 SERIES INDOOR SPLITS | NDZ064H1 | SAH060* | Ground-Water-Source | WBAHP-CB: Heat Pump Split Syst | Heat Pump | 208 | 1 | False |  |  | Dual-Speed |  |  |  | 63200 | 2808 | 22.5 | 16.2 | 56000 | 3730 | 4.4 | 3.6 | Non Federally-Regulated | 04/24/2019 |  | 12/06/2019
Waterfurnace International, Inc. | 5 SERIES INDOOR SPLITS | NDZ064H1 | SRAA060* | Ground-Source | WBAHP-C: Heat Pump Split Syste | Heat Pump | 208 | 1 | False |  |  | Dual-Speed |  |  |  | 57400 | 3376 | 17 | 13.4 | 45200 | 3580 | 3.7 | 3.1 | Non Federally-Regulated | 07/17/2019 |  | 12/06/2019
Waterfurnace International, Inc. | 5 SERIES INDOOR SPLITS | NDZ064H1 | SAH060* | Ground-Source | WBAHP-CB: Heat Pump Split Syst | Heat Pump | 208 | 1 | False |  |  | Dual-Speed |  |  |  | 57400 | 3376 | 17 | 13.4 | 45200 | 3580 | 3.7 | 3.1 | Non Federally-Regulated | 04/24/2019 |  | 12/06/2019
Waterfurnace International, Inc. | 5 SERIES INDOOR SPLITS | NDZ072H1 | SRAA060* | Water-Source | WBAHP-C: Heat Pump Split Syste | Heat Pump | 208 | 1 | False |  |  | Dual-Speed |  |  |  | 60400 | 4314 | 14 | 12 | 81000 | 5275 | 4.5 | 4.2 | Federally-Regulated Commercial & Industrial Equipment | 07/17/2019 |  | 12/06/2019
Waterfurnace International, Inc. | 5 SERIES INDOOR SPLITS | NDZ072H1 | SRAA060* | Ground-Source | WBAHP-C: Heat Pump Split Syste | Heat Pump | 208 | 1 | False |  |  | Dual-Speed |  |  |  | 62800 | 3925 | 16 | 13.4 | 53500 | 4479 | 3.5 | 3.1 | Non Federally-Regulated | 07/17/2019 |  | 12/06/2019
Waterfurnace International, Inc. | 5 SERIES INDOOR SPLITS | NSZ042J1 | SAH042* | Water-Source | WBAHP-CB: Heat Pump Split Syst | Heat Pump | 208 | 1 | False |  |  | Single-Speed |  |  |  | 36000 | 2155 | 16.7 | 12 | 43100 | 2296 | 5.5 | 4.2 | Federally-Regulated Commercial & Industrial Equipment | 04/24/2019 |  | 12/06/2019
Waterfurnace International, Inc. | 5 SERIES INDOOR SPLITS | NSZ042J1 | SAH042* | Ground-Water-Source | WBAHP-CB: Heat Pump Split Syst | Heat Pump | 208 | 1 | False |  |  | Single-Speed |  |  |  | 41300 | 1613 | 25.6 | 16.2 | 36000 | 2198 | 4.8 | 3.6 | Non Federally-Regulated | 04/24/2019 |  | 12/06/2019
Waterfurnace International, Inc. | 5 SERIES INDOOR SPLITS | NSZ042J1 | SAH042* | Ground-Source | WBAHP-CB: Heat Pump Split Syst | Heat Pump | 208 | 1 | False |  |  | Single-Speed |  |  |  | 37800 | 1938 | 19.5 | 13.4 | 27400 | 2059 | 3.9 | 3.1 | Non Federally-Regulated | 04/24/2019 |  | 12/06/2019
Waterfurnace International, Inc. | 5 SERIES INDOOR SPLITS | NSZ048J1 | SRAA048* | Water-Source | WBAHP-C: Heat Pump Split Syste | Heat Pump | 208 | 1 | False |  |  | Single-Speed |  |  |  | 39300 | 2568 | 15.3 | 12 | 50000 | 2764 | 5.3 | 4.2 | Federally-Regulated Commercial & Industrial Equipment | 06/10/2019 |  | 12/06/2019
Waterfurnace International, Inc. | 5 SERIES INDOOR SPLITS | NSZ048J1 | SAH048* | Water-Source | WBAHP-CB: Heat Pump Split Syst | Heat Pump | 208 | 1 | False |  |  | Single-Speed |  |  |  | 39300 | 2568 | 15.3 | 12 | 50000 | 2764 | 5.3 | 4.2 | Federally-Regulated Commercial & Industrial Equipment | 06/10/2019 |  | 12/06/2019
Waterfurnace International, Inc. | 5 SERIES INDOOR SPLITS | NSZ048J1 | SRAA048* | Ground-Water-Source | WBAHP-C: Heat Pump Split Syste | Heat Pump | 208 | 1 | False |  |  | Single-Speed |  |  |  | 46900 | 1839 | 25.5 | 16.2 | 41900 | 2612 | 4.7 | 3.6 | Non Federally-Regulated | 06/10/2019 |  | 12/06/2019
Waterfurnace International, Inc. | 5 SERIES INDOOR SPLITS | NSZ048J1 | SAH048* | Ground-Water-Source | WBAHP-CB: Heat Pump Split Syst | Heat Pump | 208 | 1 | False |  |  | Single-Speed |  |  |  | 46900 | 1839 | 25.5 | 16.2 | 41900 | 2612 | 4.7 | 3.6 | Non Federally-Regulated | 06/10/2019 |  | 12/06/2019
Waterfurnace International, Inc. | 5 SERIES INDOOR SPLITS | NSZ048J1 | SRAA048* | Ground-Source | WBAHP-C: Heat Pump Split Syste | Heat Pump | 208 | 1 | False |  |  | Single-Speed |  |  |  | 42500 | 2272 | 18.7 | 13.4 | 33400 | 2447 | 4 | 3.1 | Non Federally-Regulated | 06/10/2019 |  | 12/06/2019
Waterfurnace International, Inc. | 5 SERIES INDOOR SPLITS | NSZ048J1 | SAH048* | Ground-Source | WBAHP-CB: Heat Pump Split Syst | Heat Pump | 208 | 1 | False |  |  | Single-Speed |  |  |  | 42500 | 2272 | 18.7 | 13.4 | 33400 | 2447 | 4 | 3.1 | Non Federally-Regulated | 06/10/2019 |  | 12/06/2019
Waterfurnace International, Inc. | 5 SERIES OUTDOOR SPLITS | NDS026H1 | SRAA026* | Water-Source | WBAHP-C: Heat Pump Split Syste | Heat Pump | 208 | 1 | False |  |  | Dual-Speed |  |  |  | 22500 | 1500 | 15 | 12 | 28100 | 1647 | 5 | 4.2 | Federally-Regulated Commercial & Industrial Equipment | 05/10/2017 |  | 12/06/2019
Waterfurnace International, Inc. | 5 SERIES OUTDOOR SPLITS | NDS026H1 | SAH026* | Water-Source | WBAHP-CB: Heat Pump Split Syst | Heat Pump | 208 | 1 | False |  |  | Dual-Speed |  |  |  | 22500 | 1500 | 15 | 12 | 28100 | 1647 | 5 | 4.2 | Federally-Regulated Commercial & Industrial Equipment | 05/10/2017 |  | 12/06/2019
Waterfurnace International, Inc. | 5 SERIES OUTDOOR SPLITS | NDS026H1 | SRAA026* | Ground-Water-Source | WBAHP-C: Heat Pump Split Syste | Heat Pump | 208 | 1 | False |  |  | Dual-Speed |  |  |  | 25800 | 1121 | 23 | 16.2 | 23300 | 1484 | 4.6 | 3.6 | Non Federally-Regulated | 05/10/2017 |  | 12/06/2019
Waterfurnace International, Inc. | 5 SERIES OUTDOOR SPLITS | NDS026H1 | SAH026* | Ground-Water-Source | WBAHP-CB: Heat Pump Split Syst | Heat Pump | 208 | 1 | False |  |  | Dual-Speed |  |  |  | 25800 | 1121 | 23 | 16.2 | 23300 | 1484 | 4.6 | 3.6 | Non Federally-Regulated | 05/10/2017 |  | 12/06/2019
Waterfurnace International, Inc. | 5 SERIES OUTDOOR SPLITS | NDS026H1 | SRAA026* | Ground-Source | WBAHP-C: Heat Pump Split Syste | Heat Pump | 208 | 1 | False |  |  | Dual-Speed |  |  |  | 23400 | 1337 | 17.5 | 13.4 | 18400 | 1457 | 3.7 | 3.1 | Non Federally-Regulated | 05/10/2017 |  | 12/06/2019
Waterfurnace International, Inc. | 5 SERIES OUTDOOR SPLITS | NDS026H1 | SAH026* | Ground-Source | WBAHP-CB: Heat Pump Split Syst | Heat Pump | 208 | 1 | False |  |  | Dual-Speed |  |  |  | 23400 | 1337 | 17.5 | 13.4 | 18400 | 1457 | 3.7 | 3.1 | Non Federally-Regulated | 05/10/2017 |  | 12/06/2019
Waterfurnace International, Inc. | 5 SERIES OUTDOOR SPLITS | NDS038J1 | SAH036* | Water-Source | WBAHP-CB: Heat Pump Split Syst | Heat Pump | 208 | 1 | False |  |  | Dual-Speed |  |  |  | 34400 | 2110 | 16.3 | 12 | 41600 | 2344 | 5.2 | 4.2 | Federally-Regulated Commercial & Industrial Equipment | 04/24/2019 |  | 12/06/2019
Waterfurnace International, Inc. | 5 SERIES OUTDOOR SPLITS | NDS038J1 | SAH036* | Ground-Water-Source | WBAHP-CB: Heat Pump Split Syst | Heat Pump | 208 | 1 | False |  |  | Dual-Speed |  |  |  | 38200 | 1578 | 24.2 | 16.2 | 35100 | 2188 | 4.7 | 3.6 | Non Federally-Regulated | 04/24/2019 |  | 12/06/2019
Waterfurnace International, Inc. | 5 SERIES OUTDOOR SPLITS | NDS038J1 | SAH036* | Ground-Source | WBAHP-CB: Heat Pump Split Syst | Heat Pump | 208 | 1 | False |  |  | Dual-Speed |  |  |  | 36000 | 1894 | 19 | 13.4 | 27900 | 2044 | 4 | 3.1 | Non Federally-Regulated | 04/24/2019 |  | 12/06/2019
Waterfurnace International, Inc. | 5 SERIES OUTDOOR SPLITS | NDS064H1 | SRAA060* | Water-Source | WBAHP-C: Heat Pump Split Syste | Heat Pump | 208 | 1 | False |  |  | Dual-Speed |  |  |  | 54800 | 3653 | 15 | 12 | 66900 | 4084 | 4.8 | 4.2 | Federally-Regulated Commercial & Industrial Equipment | 05/10/2017 |  | 12/06/2019
Waterfurnace International, Inc. | 5 SERIES OUTDOOR SPLITS | NDS064H1 | SAH060* | Water-Source | WBAHP-CB: Heat Pump Split Syst | Heat Pump | 208 | 1 | False |  |  | Dual-Speed |  |  |  | 54800 | 3653 | 15 | 12 | 66900 | 4084 | 4.8 | 4.2 | Federally-Regulated Commercial & Industrial Equipment | 05/10/2017 |  | 12/06/2019
Waterfurnace International, Inc. | 5 SERIES OUTDOOR SPLITS | NDS064H1 | SRAA060* | Ground-Water-Source | WBAHP-C: Heat Pump Split Syste | Heat Pump | 208 | 1 | False |  |  | Dual-Speed |  |  |  | 63200 | 2808 | 22.5 | 16.2 | 56000 | 3730 | 4.4 | 3.6 | Non Federally-Regulated | 05/10/2017 |  | 12/06/2019
Waterfurnace International, Inc. | 5 SERIES OUTDOOR SPLITS | NDS064H1 | SAH060* | Ground-Water-Source | WBAHP-CB: Heat Pump Split Syst | Heat Pump | 208 | 1 | False |  |  | Dual-Speed |  |  |  | 63200 | 2808 | 22.5 | 16.2 | 56000 | 3730 | 4.4 | 3.6 | Non Federally-Regulated | 05/10/2017 |  | 12/06/2019
Waterfurnace International, Inc. | 5 SERIES OUTDOOR SPLITS | NDS064H1 | SRAA060* | Ground-Source | WBAHP-C: Heat Pump Split Syste | Heat Pump | 208 | 1 | False |  |  | Dual-Speed |  |  |  | 57400 | 3376 | 17 | 13.4 | 45200 | 3580 | 3.7 | 3.1 | Non Federally-Regulated | 05/10/2017 |  | 12/06/2019
Waterfurnace International, Inc. | 5 SERIES OUTDOOR SPLITS | NDS064H1 | SAH060* | Ground-Source | WBAHP-CB: Heat Pump Split Syst | Heat Pump | 208 | 1 | False |  |  | Dual-Speed |  |  |  | 57400 | 3376 | 17 | 13.4 | 45200 | 3580 | 3.7 | 3.1 | Non Federally-Regulated | 05/10/2017 |  | 12/06/2019
Waterfurnace International, Inc. | 5 SERIES OUTDOOR SPLITS | NDS072H1 | SRAA060* | Water-Source | WBAHP-C: Heat Pump Split Syste | Heat Pump | 208 | 1 | False |  |  | Dual-Speed |  |  |  | 60400 | 4314 | 14 | 12 | 81000 | 5275 | 4.5 | 4.2 | Federally-Regulated Commercial & Industrial Equipment | 05/10/2017 |  | 12/06/2019
Waterfurnace International, Inc. | 5 SERIES OUTDOOR SPLITS | NDS072H1 | SRAA060* | Ground-Source | WBAHP-C: Heat Pump Split Syste | Heat Pump | 208 | 1 | False |  |  | Dual-Speed |  |  |  | 62800 | 3925 | 16 | 13.4 | 53500 | 4479 | 3.5 | 3.1 | Non Federally-Regulated | 05/10/2017 |  | 12/06/2019
Enertech Global, LLC | GEOCOMFORT | GCT048D |  | Ground-Water-Source | WBAHP: Heat Pump Packaged Unit | Heat Pump | 208 | 1 |  |  |  | Single-Speed |  |  |  | 53100 | 2435 | 21.8 | 16.2 | 46700 | 2975 | 4.6 | 3.6 | Non Federally-Regulated | 03/15/2019 |  | 12/06/2019
Enertech Global, LLC | GEOCOMFORT | GCT048D |  | Ground-Source | WBAHP: Heat Pump Packaged Unit | Heat Pump | 208 | 1 |  |  |  | Single-Speed |  |  |  | 49000 | 2865 | 17.1 | 13.4 | 38000 | 2855 | 3.9 | 3.1 | Non Federally-Regulated | 03/15/2019 |  | 12/06/2019
Enertech Global, LLC | GEOCOMFORT | GCT048D2 |  | Ground-Water-Source | WBAHP: Heat Pump Packaged Unit | Heat Pump | 208 | 3 |  |  |  | Single-Speed |  |  |  | 53100 | 2435 | 21.8 | 16.2 | 46700 | 2975 | 4.6 | 3.6 | Non Federally-Regulated | 03/15/2019 |  | 12/06/2019
Enertech Global, LLC | GEOCOMFORT | GCT048D2 |  | Ground-Source | WBAHP: Heat Pump Packaged Unit | Heat Pump | 208 | 3 |  |  |  | Single-Speed |  |  |  | 49000 | 2865 | 17.1 | 13.4 | 38000 | 2855 | 3.9 | 3.1 | Non Federally-Regulated | 03/15/2019 |  | 12/06/2019
Enertech Global, LLC | GEOCOMFORT | GCT048D3 |  | Ground-Water-Source | WBAHP: Heat Pump Packaged Unit | Heat Pump | 460 | 3 |  |  |  | Single-Speed |  |  |  | 53100 | 2435 | 21.8 | 16.2 | 46700 | 2975 | 4.6 | 3.6 | Non Federally-Regulated | 03/15/2019 |  | 12/06/2019
Enertech Global, LLC | GEOCOMFORT | GCT048D3 |  | Ground-Source | WBAHP: Heat Pump Packaged Unit | Heat Pump | 460 | 3 |  |  |  | Single-Speed |  |  |  | 49000 | 2865 | 17.1 | 13.4 | 38000 | 2855 | 3.9 | 3.1 | Non Federally-Regulated | 03/15/2019 |  | 12/06/2019
Enertech Global, LLC | GEOCOMFORT | GCT060D |  | Ground-Source | WBAHP: Heat Pump Packaged Unit | Heat Pump | 208 | 1 |  |  |  | Single-Speed |  |  |  | 61000 | 3674 | 16.6 | 13.4 | 47900 | 3794 | 3.7 | 3.1 | Non Federally-Regulated | 05/10/2019 |  | 12/06/2019
Enertech Global, LLC | GEOCOMFORT | GCT060D2 |  | Ground-Source | WBAHP: Heat Pump Packaged Unit | Heat Pump | 208 | 3 |  |  |  | Single-Speed |  |  |  | 61000 | 3674 | 16.6 | 13.4 | 47900 | 3794 | 3.7 | 3.1 | Non Federally-Regulated | 03/15/2019 |  | 12/06/2019
Enertech Global, LLC | GEOCOMFORT | GCT060D3 |  | Ground-Source | WBAHP: Heat Pump Packaged Unit | Heat Pump | 460 | 3 |  |  |  | Single-Speed |  |  |  | 61000 | 3674 | 16.6 | 13.4 | 47900 | 3794 | 3.7 | 3.1 | Non Federally-Regulated | 03/15/2019 |  | 12/06/2019
Enertech Global, LLC | GEOCOMFORT | GRT036A | ACD036 | Ground-Source | WBAHP-C: Heat Pump Split Syste | Heat Pump | 208 | 1 | False |  |  | Single-Speed |  |  |  | 35600 | 2144 | 16.6 | 13.4 | 27500 | 2120 | 3.8 | 3.1 | Non Federally-Regulated | 11/30/2016 |  | 12/06/2019
Enertech Global, LLC | GEOCOMFORT | GVS024 |  | Water-Source | WBAHP: Heat Pump Packaged Unit | Heat Pump | 208 | 1 |  |  |  | Single-Speed |  |  |  | 24800 | 1476 | 16.8 | 11.2 | 30000 | 1570 | 5.6 | 4.2 | Federally-Regulated Commercial & Industrial Equipment | 05/10/2019 |  | 12/06/2019
Enertech Global, LLC | GEOCOMFORT | GVS024 |  | Ground-Water-Source | WBAHP: Heat Pump Packaged Unit | Heat Pump | 208 | 1 |  |  |  | Single-Speed |  |  |  | 28100 | 1080 | 26 | 16.2 | 24200 | 1447 | 4.9 | 3.6 | Non Federally-Regulated | 05/10/2019 |  | 12/06/2019
Enertech Global, LLC | GEOCOMFORT | GVS024 |  | Ground-Source | WBAHP: Heat Pump Packaged Unit | Heat Pump | 208 | 1 |  |  |  | Single-Speed |  |  |  | 26000 | 1319 | 19.7 | 13.4 | 19400 | 1421 | 4 | 3.1 | Non Federally-Regulated | 05/10/2019 |  | 12/06/2019
Enertech Global, LLC | GEOCOMFORT | GVS024*****1 |  | Water-Source | WBAHP: Heat Pump Packaged Unit | Heat Pump | 208 | 1 |  |  |  | Single-Speed |  |  |  | 25900 | 1407 | 18.4 | 11.2 | 29800 | 1480 | 5.9 | 4.2 | Federally-Regulated Commercial & Industrial Equipment | 05/10/2019 |  | 12/06/2019
Enertech Global, LLC | GEOCOMFORT | GVS024*****1 |  | Ground-Water-Source | WBAHP: Heat Pump Packaged Unit | Heat Pump | 208 | 1 |  |  |  | Single-Speed |  |  |  | 29400 | 996 | 29.5 | 16.2 | 24000 | 1379 | 5.1 | 3.6 | Non Federally-Regulated | 05/10/2019 |  | 12/06/2019
Enertech Global, LLC | GEOCOMFORT | GVS024*****1 |  | Ground-Source | WBAHP: Heat Pump Packaged Unit | Heat Pump | 208 | 1 |  |  |  | Single-Speed |  |  |  | 27000 | 1250 | 21.6 | 13.4 | 19300 | 1346 | 4.2 | 3.1 | Non Federally-Regulated | 05/10/2019 |  | 12/06/2019
Enertech Global, LLC | GEOCOMFORT | GVS024*2 |  | Water-Source | WBAHP: Heat Pump Packaged Unit | Heat Pump | 208 | 3 |  |  |  | Single-Speed |  |  |  | 24800 | 1476 | 16.8 | 11.2 | 30000 | 1570 | 5.6 | 4.2 | Federally-Regulated Commercial & Industrial Equipment | 05/10/2019 |  | 12/06/2019
Enertech Global, LLC | GEOCOMFORT | GVS024*2 |  | Ground-Water-Source | WBAHP: Heat Pump Packaged Unit | Heat Pump | 208 | 3 |  |  |  | Single-Speed |  |  |  | 28100 | 1080 | 26 | 16.2 | 24200 | 1447 | 4.9 | 3.6 | Non Federally-Regulated | 05/10/2019 |  | 12/06/2019
Enertech Global, LLC | GEOCOMFORT | GVS024*2 |  | Ground-Source | WBAHP: Heat Pump Packaged Unit | Heat Pump | 208 | 3 |  |  |  | Single-Speed |  |  |  | 26000 | 1319 | 19.7 | 13.4 | 19400 | 1421 | 4 | 3.1 | Non Federally-Regulated | 05/10/2019 |  | 12/06/2019
Enertech Global, LLC | GEOCOMFORT | GVS024*2***1 |  | Water-Source | WBAHP: Heat Pump Packaged Unit | Heat Pump | 208 | 3 |  |  |  | Single-Speed |  |  |  | 25900 | 1407 | 18.4 | 11.2 | 29800 | 1480 | 5.9 | 4.2 | Federally-Regulated Commercial & Industrial Equipment | 05/10/2019 |  | 12/06/2019
Enertech Global, LLC | GEOCOMFORT | GVS024*2***1 |  | Ground-Water-Source | WBAHP: Heat Pump Packaged Unit | Heat Pump | 208 | 3 |  |  |  | Single-Speed |  |  |  | 29400 | 996 | 29.5 | 16.2 | 24000 | 1379 | 5.1 | 3.6 | Non Federally-Regulated | 05/10/2019 |  | 12/06/2019
Enertech Global, LLC | GEOCOMFORT | GVS024*2***1 |  | Ground-Source | WBAHP: Heat Pump Packaged Unit | Heat Pump | 208 | 3 |  |  |  | Single-Speed |  |  |  | 27000 | 1250 | 21.6 | 13.4 | 19300 | 1346 | 4.2 | 3.1 | Non Federally-Regulated | 05/10/2019 |  | 12/06/2019
Enertech Global, LLC | GEOCOMFORT | GVS024*3 |  | Water-Source | WBAHP: Heat Pump Packaged Unit | Heat Pump | 460 | 3 |  |  |  | Single-Speed |  |  |  | 24800 | 1476 | 16.8 | 11.2 | 30000 | 1570 | 5.6 | 4.2 | Federally-Regulated Commercial & Industrial Equipment | 05/10/2019 |  | 12/06/2019
Enertech Global, LLC | GEOCOMFORT | GVS024*3 |  | Ground-Water-Source | WBAHP: Heat Pump Packaged Unit | Heat Pump | 460 | 3 |  |  |  | Single-Speed |  |  |  | 28100 | 1080 | 26 | 16.2 | 24200 | 1447 | 4.9 | 3.6 | Non Federally-Regulated | 05/10/2019 |  | 12/06/2019
Enertech Global, LLC | GEOCOMFORT | GVS024*3 |  | Ground-Source | WBAHP: Heat Pump Packaged Unit | Heat Pump | 460 | 3 |  |  |  | Single-Speed |  |  |  | 26000 | 1319 | 19.7 | 13.4 | 19400 | 1421 | 4 | 3.1 | Non Federally-Regulated | 05/10/2019 |  | 12/06/2019
Enertech Global, LLC | GEOCOMFORT | GVS024*3***1 |  | Water-Source | WBAHP: Heat Pump Packaged Unit | Heat Pump | 460 | 3 |  |  |  | Single-Speed |  |  |  | 25900 | 1407 | 18.4 | 11.2 | 29800 | 1480 | 5.9 | 4.2 | Federally-Regulated Commercial & Industrial Equipment | 05/10/2019 |  | 12/06/2019
Enertech Global, LLC | GEOCOMFORT | GVS024*3***1 |  | Ground-Water-Source | WBAHP: Heat Pump Packaged Unit | Heat Pump | 460 | 3 |  |  |  | Single-Speed |  |  |  | 29400 | 996 | 29.5 | 16.2 | 24000 | 1379 | 5.1 | 3.6 | Non Federally-Regulated | 05/10/2019 |  | 12/06/2019
Enertech Global, LLC | GEOCOMFORT | GVS024*3***1 |  | Ground-Source | WBAHP: Heat Pump Packaged Unit | Heat Pump | 460 | 3 |  |  |  | Single-Speed |  |  |  | 27000 | 1250 | 21.6 | 13.4 | 19300 | 1346 | 4.2 | 3.1 | Non Federally-Regulated | 05/10/2019 |  | 12/06/2019
Enertech Global, LLC | GEOCOMFORT | GVS024*4 |  | Water-Source | WBAHP: Heat Pump Packaged Unit | Heat Pump | 575 | 3 |  |  |  | Single-Speed |  |  |  | 24800 | 1476 | 16.8 | 11.2 | 30000 | 1570 | 5.6 | 4.2 | Federally-Regulated Commercial & Industrial Equipment | 05/10/2019 |  | 12/06/2019
Enertech Global, LLC | GEOCOMFORT | GVS024*4 |  | Ground-Water-Source | WBAHP: Heat Pump Packaged Unit | Heat Pump | 575 | 3 |  |  |  | Single-Speed |  |  |  | 28100 | 1080 | 26 | 16.2 | 24200 | 1447 | 4.9 | 3.6 | Non Federally-Regulated | 05/10/2019 |  | 12/06/2019
Enertech Global, LLC | GEOCOMFORT | GVS024*4 |  | Ground-Source | WBAHP: Heat Pump Packaged Unit | Heat Pump | 575 | 3 |  |  |  | Single-Speed |  |  |  | 26000 | 1319 | 19.7 | 13.4 | 19400 | 1421 | 4 | 3.1 | Non Federally-Regulated | 05/10/2019 |  | 12/06/2019
Enertech Global, LLC | GEOCOMFORT | GVS024*A |  | Water-Source | WBAHP: Heat Pump Packaged Unit | Heat Pump | 265 | 1 |  |  |  | Single-Speed |  |  |  | 24800 | 1476 | 16.8 | 11.2 | 30000 | 1570 | 5.6 | 4.2 | Federally-Regulated Commercial & Industrial Equipment | 05/10/2019 |  | 12/06/2019
Enertech Global, LLC | GEOCOMFORT | GVS024*A |  | Ground-Water-Source | WBAHP: Heat Pump Packaged Unit | Heat Pump | 265 | 1 |  |  |  | Single-Speed |  |  |  | 28100 | 1080 | 26 | 16.2 | 24200 | 1447 | 4.9 | 3.6 | Non Federally-Regulated | 05/10/2019 |  | 12/06/2019
Enertech Global, LLC | GEOCOMFORT | GVS024*A |  | Ground-Source | WBAHP: Heat Pump Packaged Unit | Heat Pump | 265 | 1 |  |  |  | Single-Speed |  |  |  | 26000 | 1319 | 19.7 | 13.4 | 19400 | 1421 | 4 | 3.1 | Non Federally-Regulated | 05/10/2019 |  | 12/06/2019
Enertech Global, LLC | GEOCOMFORT | GVS024*A***1 |  | Water-Source | WBAHP: Heat Pump Packaged Unit | Heat Pump | 265 | 1 |  |  |  | Single-Speed |  |  |  | 25900 | 1407 | 18.4 | 11.2 | 29800 | 1480 | 5.9 | 4.2 | Federally-Regulated Commercial & Industrial Equipment | 05/10/2019 |  | 12/06/2019
Enertech Global, LLC | GEOCOMFORT | GVS024*A***1 |  | Ground-Water-Source | WBAHP: Heat Pump Packaged Unit | Heat Pump | 265 | 1 |  |  |  | Single-Speed |  |  |  | 29400 | 996 | 29.5 | 16.2 | 24000 | 1379 | 5.1 | 3.6 | Non Federally-Regulated | 05/10/2019 |  | 12/06/2019
Enertech Global, LLC | GEOCOMFORT | GVS024*A***1 |  | Ground-Source | WBAHP: Heat Pump Packaged Unit | Heat Pump | 265 | 1 |  |  |  | Single-Speed |  |  |  | 27000 | 1250 | 21.6 | 13.4 | 19300 | 1346 | 4.2 | 3.1 | Non Federally-Regulated | 05/10/2019 |  | 12/06/2019
Enertech Global, LLC | GEOCOMFORT | GVS036 |  | Water-Source | WBAHP: Heat Pump Packaged Unit | Heat Pump | 208 | 1 |  |  |  | Single-Speed |  |  |  | 36000 | 2322 | 15.5 | 11.2 | 46500 | 2620 | 5.2 | 4.2 | Federally-Regulated Commercial & Industrial Equipment | 05/10/2019 |  | 12/06/2019
Enertech Global, LLC | GEOCOMFORT | GVS036 |  | Ground-Water-Source | WBAHP: Heat Pump Packaged Unit | Heat Pump | 208 | 1 |  |  |  | Single-Speed |  |  |  | 40500 | 1723 | 23.5 | 16.2 | 37600 | 2395 | 4.6 | 3.6 | Non Federally-Regulated | 05/10/2019 |  | 12/06/2019
Enertech Global, LLC | GEOCOMFORT | GVS036 |  | Ground-Source | WBAHP: Heat Pump Packaged Unit | Heat Pump | 208 | 1 |  |  |  | Single-Speed |  |  |  | 37800 | 2100 | 18 | 13.4 | 30200 | 2269 | 3.9 | 3.1 | Non Federally-Regulated | 05/10/2019 |  | 12/06/2019
Enertech Global, LLC | GEOCOMFORT | GVS036*****1 |  | Water-Source | WBAHP: Heat Pump Packaged Unit | Heat Pump | 208 | 1 |  |  |  | Single-Speed |  |  |  | 37100 | 2262 | 16.4 | 11.2 | 46200 | 2507 | 5.4 | 4.2 | Federally-Regulated Commercial & Industrial Equipment | 05/10/2019 |  | 12/06/2019
Enertech Global, LLC | GEOCOMFORT | GVS036*****1 |  | Ground-Water-Source | WBAHP: Heat Pump Packaged Unit | Heat Pump | 208 | 1 |  |  |  | Single-Speed |  |  |  | 41600 | 1631 | 25.5 | 16.2 | 36900 | 2253 | 4.8 | 3.6 | Non Federally-Regulated | 05/10/2019 |  | 12/06/2019
Enertech Global, LLC | GEOCOMFORT | GVS036*****1 |  | Ground-Source | WBAHP: Heat Pump Packaged Unit | Heat Pump | 208 | 1 |  |  |  | Single-Speed |  |  |  | 38800 | 2020 | 19.2 | 13.4 | 29600 | 2224 | 3.9 | 3.1 | Non Federally-Regulated | 05/10/2019 |  | 12/06/2019
Enertech Global, LLC | GEOCOMFORT | GVS036*2 |  | Water-Source | WBAHP: Heat Pump Packaged Unit | Heat Pump | 208 | 3 |  |  |  | Single-Speed |  |  |  | 36000 | 2322 | 15.5 | 11.2 | 46500 | 2620 | 5.2 | 4.2 | Federally-Regulated Commercial & Industrial Equipment | 05/10/2019 |  | 12/06/2019
Enertech Global, LLC | GEOCOMFORT | GVS036*2 |  | Ground-Water-Source | WBAHP: Heat Pump Packaged Unit | Heat Pump | 208 | 3 |  |  |  | Single-Speed |  |  |  | 40500 | 1723 | 23.5 | 16.2 | 37600 | 2395 | 4.6 | 3.6 | Non Federally-Regulated | 05/10/2019 |  | 12/06/2019
Enertech Global, LLC | GEOCOMFORT | GVS036*2 |  | Ground-Source | WBAHP: Heat Pump Packaged Unit | Heat Pump | 208 | 3 |  |  |  | Single-Speed |  |  |  | 37800 | 2100 | 18 | 13.4 | 30200 | 2269 | 3.9 | 3.1 | Non Federally-Regulated | 05/10/2019 |  | 12/06/2019
Enertech Global, LLC | GEOCOMFORT | GVS036*2***1 |  | Water-Source | WBAHP: Heat Pump Packaged Unit | Heat Pump | 208 | 3 |  |  |  | Single-Speed |  |  |  | 37100 | 2262 | 16.4 | 11.2 | 46200 | 2507 | 5.4 | 4.2 | Federally-Regulated Commercial & Industrial Equipment | 05/10/2019 |  | 12/06/2019
Enertech Global, LLC | GEOCOMFORT | GVS036*2***1 |  | Ground-Water-Source | WBAHP: Heat Pump Packaged Unit | Heat Pump | 208 | 3 |  |  |  | Single-Speed |  |  |  | 41600 | 1631 | 25.5 | 16.2 | 36900 | 2253 | 4.8 | 3.6 | Non Federally-Regulated | 05/10/2019 |  | 12/06/2019
Enertech Global, LLC | GEOCOMFORT | GVS036*2***1 |  | Ground-Source | WBAHP: Heat Pump Packaged Unit | Heat Pump | 208 | 3 |  |  |  | Single-Speed |  |  |  | 38800 | 2020 | 19.2 | 13.4 | 29600 | 2224 | 3.9 | 3.1 | Non Federally-Regulated | 05/10/2019 |  | 12/06/2019
Enertech Global, LLC | GEOCOMFORT | GVS036*3 |  | Water-Source | WBAHP: Heat Pump Packaged Unit | Heat Pump | 460 | 3 |  |  |  | Single-Speed |  |  |  | 36000 | 2322 | 15.5 | 11.2 | 46500 | 2620 | 5.2 | 4.2 | Federally-Regulated Commercial & Industrial Equipment | 05/10/2019 |  | 12/06/2019
Enertech Global, LLC | GEOCOMFORT | GVS036*3 |  | Ground-Water-Source | WBAHP: Heat Pump Packaged Unit | Heat Pump | 460 | 3 |  |  |  | Single-Speed |  |  |  | 40500 | 1723 | 23.5 | 16.2 | 37600 | 2395 | 4.6 | 3.6 | Non Federally-Regulated | 05/10/2019 |  | 12/06/2019
Enertech Global, LLC | GEOCOMFORT | GVS036*3 |  | Ground-Source | WBAHP: Heat Pump Packaged Unit | Heat Pump | 460 | 3 |  |  |  | Single-Speed |  |  |  | 37800 | 2100 | 18 | 13.4 | 30200 | 2269 | 3.9 | 3.1 | Non Federally-Regulated | 05/10/2019 |  | 12/06/2019
Enertech Global, LLC | GEOCOMFORT | GVS036*3***1 |  | Water-Source | WBAHP: Heat Pump Packaged Unit | Heat Pump | 460 | 3 |  |  |  | Single-Speed |  |  |  | 37100 | 2262 | 16.4 | 11.2 | 46200 | 2507 | 5.4 | 4.2 | Federally-Regulated Commercial & Industrial Equipment | 05/10/2019 |  | 12/06/2019
Enertech Global, LLC | GEOCOMFORT | GVS036*3***1 |  | Ground-Water-Source | WBAHP: Heat Pump Packaged Unit | Heat Pump | 460 | 3 |  |  |  | Single-Speed |  |  |  | 41600 | 1631 | 25.5 | 16.2 | 36900 | 2253 | 4.8 | 3.6 | Non Federally-Regulated | 05/10/2019 |  | 12/06/2019
Enertech Global, LLC | GEOCOMFORT | GVS036*3***1 |  | Ground-Source | WBAHP: Heat Pump Packaged Unit | Heat Pump | 460 | 3 |  |  |  | Single-Speed |  |  |  | 38800 | 2020 | 19.2 | 13.4 | 29600 | 2224 | 3.9 | 3.1 | Non Federally-Regulated | 05/10/2019 |  | 12/06/2019
Enertech Global, LLC | GEOCOMFORT | GVS036*4 |  | Water-Source | WBAHP: Heat Pump Packaged Unit | Heat Pump | 575 | 3 |  |  |  | Single-Speed |  |  |  | 36000 | 2322 | 15.5 | 11.2 | 46500 | 2620 | 5.2 | 4.2 | Federally-Regulated Commercial & Industrial Equipment | 05/10/2019 |  | 12/06/2019
Enertech Global, LLC | GEOCOMFORT | GVS036*4 |  | Ground-Water-Source | WBAHP: Heat Pump Packaged Unit | Heat Pump | 575 | 3 |  |  |  | Single-Speed |  |  |  | 40500 | 1723 | 23.5 | 16.2 | 37600 | 2395 | 4.6 | 3.6 | Non Federally-Regulated | 05/10/2019 |  | 12/06/2019
Enertech Global, LLC | GEOCOMFORT | GVS036*4 |  | Ground-Source | WBAHP: Heat Pump Packaged Unit | Heat Pump | 575 | 3 |  |  |  | Single-Speed |  |  |  | 37800 | 2100 | 18 | 13.4 | 30200 | 2269 | 3.9 | 3.1 | Non Federally-Regulated | 05/10/2019 |  | 12/06/2019
Enertech Global, LLC | GEOCOMFORT | GVS036*A |  | Water-Source | WBAHP: Heat Pump Packaged Unit | Heat Pump | 265 | 1 |  |  |  | Single-Speed |  |  |  | 36000 | 2322 | 15.5 | 11.2 | 46500 | 2620 | 5.2 | 4.2 | Federally-Regulated Commercial & Industrial Equipment | 05/10/2019 |  | 12/06/2019
Enertech Global, LLC | GEOCOMFORT | GVS036*A |  | Ground-Water-Source | WBAHP: Heat Pump Packaged Unit | Heat Pump | 265 | 1 |  |  |  | Single-Speed |  |  |  | 40500 | 1723 | 23.5 | 16.2 | 37600 | 2395 | 4.6 | 3.6 | Non Federally-Regulated | 05/10/2019 |  | 12/06/2019
Enertech Global, LLC | GEOCOMFORT | GVS036*A |  | Ground-Source | WBAHP: Heat Pump Packaged Unit | Heat Pump | 265 | 1 |  |  |  | Single-Speed |  |  |  | 37800 | 2100 | 18 | 13.4 | 30200 | 2269 | 3.9 | 3.1 | Non Federally-Regulated | 05/10/2019 |  | 12/06/2019
Enertech Global, LLC | GEOCOMFORT | GVS036*A***1 |  | Water-Source | WBAHP: Heat Pump Packaged Unit | Heat Pump | 265 | 1 |  |  |  | Single-Speed |  |  |  | 37100 | 2262 | 16.4 | 11.2 | 46200 | 2507 | 5.4 | 4.2 | Federally-Regulated Commercial & Industrial Equipment | 05/10/2019 |  | 12/06/2019
Enertech Global, LLC | GEOCOMFORT | GVS036*A***1 |  | Ground-Water-Source | WBAHP: Heat Pump Packaged Unit | Heat Pump | 265 | 1 |  |  |  | Single-Speed |  |  |  | 41600 | 1631 | 25.5 | 16.2 | 36900 | 2253 | 4.8 | 3.6 | Non Federally-Regulated | 05/10/2019 |  | 12/06/2019
Enertech Global, LLC | GEOCOMFORT | GVS036*A***1 |  | Ground-Source | WBAHP: Heat Pump Packaged Unit | Heat Pump | 265 | 1 |  |  |  | Single-Speed |  |  |  | 38800 | 2020 | 19.2 | 13.4 | 29600 | 2224 | 3.9 | 3.1 | Non Federally-Regulated | 05/10/2019 |  | 12/06/2019
Enertech Global, LLC | GEOCOMFORT | GVS041 |  | Water-Source | WBAHP: Heat Pump Packaged Unit | Heat Pump | 208 | 1 |  |  |  | Single-Speed |  |  |  | 37100 | 2506 | 14.8 | 11.2 | 46800 | 2981 | 4.6 | 4.2 | Federally-Regulated Commercial & Industrial Equipment | 05/10/2019 |  | 12/06/2019
Enertech Global, LLC | GEOCOMFORT | GVS041 |  | Ground-Water-Source | WBAHP: Heat Pump Packaged Unit | Heat Pump | 208 | 1 |  |  |  | Single-Speed |  |  |  | 41400 | 1856 | 22.3 | 16.2 | 38900 | 2780 | 4.1 | 3.6 | Non Federally-Regulated | 05/10/2019 |  | 12/06/2019
Enertech Global, LLC | GEOCOMFORT | GVS041 |  | Ground-Source | WBAHP: Heat Pump Packaged Unit | Heat Pump | 208 | 1 |  |  |  | Single-Speed |  |  |  | 38700 | 2263 | 17.1 | 13.4 | 31100 | 2531 | 3.6 | 3.1 | Non Federally-Regulated | 05/10/2019 |  | 12/06/2019
Enertech Global, LLC | GEOCOMFORT | GVS041*****1 |  | Water-Source | WBAHP: Heat Pump Packaged Unit | Heat Pump | 208 | 1 |  |  |  | Single-Speed |  |  |  | 38300 | 2487 | 15.4 | 11.2 | 46900 | 2695 | 5.1 | 4.2 | Federally-Regulated Commercial & Industrial Equipment | 05/10/2019 |  | 12/06/2019
Enertech Global, LLC | GEOCOMFORT | GVS041*****1 |  | Ground-Water-Source | WBAHP: Heat Pump Packaged Unit | Heat Pump | 208 | 1 |  |  |  | Single-Speed |  |  |  | 43000 | 1822 | 23.6 | 16.2 | 39200 | 2611 | 4.4 | 3.6 | Non Federally-Regulated | 05/10/2019 |  | 12/06/2019
Enertech Global, LLC | GEOCOMFORT | GVS041*****1 |  | Ground-Source | WBAHP: Heat Pump Packaged Unit | Heat Pump | 208 | 1 |  |  |  | Single-Speed |  |  |  | 39800 | 2235 | 17.8 | 13.4 | 31200 | 2471 | 3.7 | 3.1 | Non Federally-Regulated | 05/10/2019 |  | 12/06/2019
Enertech Global, LLC | GEOCOMFORT | GVS041*2 |  | Water-Source | WBAHP: Heat Pump Packaged Unit | Heat Pump | 208 | 3 |  |  |  | Single-Speed |  |  |  | 37100 | 2506 | 14.8 | 11.2 | 46800 | 2981 | 4.6 | 4.2 | Federally-Regulated Commercial & Industrial Equipment | 05/10/2019 |  | 12/06/2019
Enertech Global, LLC | GEOCOMFORT | GVS041*2 |  | Ground-Water-Source | WBAHP: Heat Pump Packaged Unit | Heat Pump | 208 | 3 |  |  |  | Single-Speed |  |  |  | 41400 | 1856 | 22.3 | 16.2 | 38900 | 2780 | 4.1 | 3.6 | Non Federally-Regulated | 05/10/2019 |  | 12/06/2019
Enertech Global, LLC | GEOCOMFORT | GVS041*2 |  | Ground-Source | WBAHP: Heat Pump Packaged Unit | Heat Pump | 208 | 3 |  |  |  | Single-Speed |  |  |  | 38700 | 2263 | 17.1 | 13.4 | 31100 | 2531 | 3.6 | 3.1 | Non Federally-Regulated | 05/10/2019 |  | 12/06/2019
Enertech Global, LLC | GEOCOMFORT | GVS041*2***1 |  | Water-Source | WBAHP: Heat Pump Packaged Unit | Heat Pump | 208 | 3 |  |  |  | Single-Speed |  |  |  | 38300 | 2487 | 15.4 | 11.2 | 46900 | 2695 | 5.1 | 4.2 | Federally-Regulated Commercial & Industrial Equipment | 05/10/2019 |  | 12/06/2019
Enertech Global, LLC | GEOCOMFORT | GVS041*2***1 |  | Ground-Water-Source | WBAHP: Heat Pump Packaged Unit | Heat Pump | 208 | 3 |  |  |  | Single-Speed |  |  |  | 43000 | 1822 | 23.6 | 16.2 | 39200 | 2611 | 4.4 | 3.6 | Non Federally-Regulated | 05/10/2019 |  | 12/06/2019
Enertech Global, LLC | GEOCOMFORT | GVS041*2***1 |  | Ground-Source | WBAHP: Heat Pump Packaged Unit | Heat Pump | 208 | 3 |  |  |  | Single-Speed |  |  |  | 39800 | 2235 | 17.8 | 13.4 | 31200 | 2471 | 3.7 | 3.1 | Non Federally-Regulated | 05/10/2019 |  | 12/06/2019
Enertech Global, LLC | GEOCOMFORT | GVS041*3 |  | Water-Source | WBAHP: Heat Pump Packaged Unit | Heat Pump | 460 | 3 |  |  |  | Single-Speed |  |  |  | 37100 | 2506 | 14.8 | 11.2 | 46800 | 2981 | 4.6 | 4.2 | Federally-Regulated Commercial & Industrial Equipment | 05/10/2019 |  | 12/06/2019
Enertech Global, LLC | GEOCOMFORT | GVS041*3 |  | Ground-Water-Source | WBAHP: Heat Pump Packaged Unit | Heat Pump | 460 | 3 |  |  |  | Single-Speed |  |  |  | 41400 | 1856 | 22.3 | 16.2 | 38900 | 2780 | 4.1 | 3.6 | Non Federally-Regulated | 05/10/2019 |  | 12/06/2019
Enertech Global, LLC | GEOCOMFORT | GVS041*3 |  | Ground-Source | WBAHP: Heat Pump Packaged Unit | Heat Pump | 460 | 3 |  |  |  | Single-Speed |  |  |  | 38700 | 2263 | 17.1 | 13.4 | 31100 | 2531 | 3.6 | 3.1 | Non Federally-Regulated | 05/10/2019 |  | 12/06/2019
Enertech Global, LLC | GEOCOMFORT | GVS041*3***1 |  | Water-Source | WBAHP: Heat Pump Packaged Unit | Heat Pump | 460 | 3 |  |  |  | Single-Speed |  |  |  | 38300 | 2487 | 15.4 | 11.2 | 46900 | 2695 | 5.1 | 4.2 | Federally-Regulated Commercial & Industrial Equipment | 05/10/2019 |  | 12/06/2019
Enertech Global, LLC | GEOCOMFORT | GVS041*3***1 |  | Ground-Water-Source | WBAHP: Heat Pump Packaged Unit | Heat Pump | 460 | 3 |  |  |  | Single-Speed |  |  |  | 43000 | 1822 | 23.6 | 16.2 | 39200 | 2611 | 4.4 | 3.6 | Non Federally-Regulated | 05/10/2019 |  | 12/06/2019
Enertech Global, LLC | GEOCOMFORT | GVS041*3***1 |  | Ground-Source | WBAHP: Heat Pump Packaged Unit | Heat Pump | 460 | 3 |  |  |  | Single-Speed |  |  |  | 39800 | 2235 | 17.8 | 13.4 | 31200 | 2471 | 3.7 | 3.1 | Non Federally-Regulated | 05/10/2019 |  | 12/06/2019
Enertech Global, LLC | GEOCOMFORT | GVS041*4 |  | Water-Source | WBAHP: Heat Pump Packaged Unit | Heat Pump | 575 | 3 |  |  |  | Single-Speed |  |  |  | 37100 | 2506 | 14.8 | 11.2 | 46800 | 2981 | 4.6 | 4.2 | Federally-Regulated Commercial & Industrial Equipment | 05/10/2019 |  | 12/06/2019
Enertech Global, LLC | GEOCOMFORT | GVS041*4 |  | Ground-Water-Source | WBAHP: Heat Pump Packaged Unit | Heat Pump | 575 | 3 |  |  |  | Single-Speed |  |  |  | 41400 | 1856 | 22.3 | 16.2 | 38900 | 2780 | 4.1 | 3.6 | Non Federally-Regulated | 05/10/2019 |  | 12/06/2019
Enertech Global, LLC | GEOCOMFORT | GVS041*4 |  | Ground-Source | WBAHP: Heat Pump Packaged Unit | Heat Pump | 575 | 3 |  |  |  | Single-Speed |  |  |  | 38700 | 2263 | 17.1 | 13.4 | 31100 | 2531 | 3.6 | 3.1 | Non Federally-Regulated | 05/10/2019 |  | 12/06/2019
Enertech Global, LLC | GEOCOMFORT | GVS042 |  | Water-Source | WBAHP: Heat Pump Packaged Unit | Heat Pump | 208 | 1 |  |  |  | Single-Speed |  |  |  | 41800 | 2612 | 16 | 11.2 | 48500 | 2538 | 5.6 | 4.2 | Federally-Regulated Commercial & Industrial Equipment | 05/10/2019 |  | 12/06/2019
Enertech Global, LLC | GEOCOMFORT | GVS042 |  | Ground-Water-Source | WBAHP: Heat Pump Packaged Unit | Heat Pump | 208 | 1 |  |  |  | Single-Speed |  |  |  | 46700 | 1913 | 24.4 | 16.2 | 39200 | 2444 | 4.7 | 3.6 | Non Federally-Regulated | 05/10/2019 |  | 12/06/2019
Enertech Global, LLC | GEOCOMFORT | GVS042 |  | Ground-Source | WBAHP: Heat Pump Packaged Unit | Heat Pump | 208 | 1 |  |  |  | Single-Speed |  |  |  | 43600 | 2344 | 18.6 | 13.4 | 32000 | 2467 | 3.8 | 3.1 | Non Federally-Regulated | 05/10/2019 |  | 12/06/2019
Enertech Global, LLC | GEOCOMFORT | GVS042*****1 |  | Water-Source | WBAHP: Heat Pump Packaged Unit | Heat Pump | 208 | 1 |  |  |  | Single-Speed |  |  |  | 42900 | 2344 | 18.3 | 11.2 | 47800 | 2374 | 5.9 | 4.2 | Federally-Regulated Commercial & Industrial Equipment | 05/10/2019 |  | 12/06/2019
Enertech Global, LLC | GEOCOMFORT | GVS042*****1 |  | Ground-Water-Source | WBAHP: Heat Pump Packaged Unit | Heat Pump | 208 | 1 |  |  |  | Single-Speed |  |  |  | 47700 | 1679 | 28.4 | 16.2 | 38300 | 2244 | 5 | 3.6 | Non Federally-Regulated | 05/10/2019 |  | 12/06/2019
Enertech Global, LLC | GEOCOMFORT | GVS042*****1 |  | Ground-Source | WBAHP: Heat Pump Packaged Unit | Heat Pump | 208 | 1 |  |  |  | Single-Speed |  |  |  | 44400 | 2094 | 21.2 | 13.4 | 31100 | 2223 | 4.1 | 3.1 | Non Federally-Regulated | 05/10/2019 |  | 12/06/2019
Enertech Global, LLC | GEOCOMFORT | GVS042*2 |  | Water-Source | WBAHP: Heat Pump Packaged Unit | Heat Pump | 208 | 3 |  |  |  | Single-Speed |  |  |  | 41800 | 2612 | 16 | 11.2 | 48500 | 2538 | 5.6 | 4.2 | Federally-Regulated Commercial & Industrial Equipment | 05/10/2019 |  | 12/06/2019
Enertech Global, LLC | GEOCOMFORT | GVS042*2 |  | Ground-Water-Source | WBAHP: Heat Pump Packaged Unit | Heat Pump | 208 | 3 |  |  |  | Single-Speed |  |  |  | 46700 | 1913 | 24.4 | 16.2 | 39200 | 2444 | 4.7 | 3.6 | Non Federally-Regulated | 05/10/2019 |  | 12/06/2019
Enertech Global, LLC | GEOCOMFORT | GVS042*2 |  | Ground-Source | WBAHP: Heat Pump Packaged Unit | Heat Pump | 208 | 3 |  |  |  | Single-Speed |  |  |  | 43600 | 2344 | 18.6 | 13.4 | 32000 | 2467 | 3.8 | 3.1 | Non Federally-Regulated | 05/10/2019 |  | 12/06/2019
Enertech Global, LLC | GEOCOMFORT | GVS042*2***1 |  | Water-Source | WBAHP: Heat Pump Packaged Unit | Heat Pump | 208 | 3 |  |  |  | Single-Speed |  |  |  | 42900 | 2344 | 18.3 | 11.2 | 47800 | 2374 | 5.9 | 4.2 | Federally-Regulated Commercial & Industrial Equipment | 05/10/2019 |  | 12/06/2019
Enertech Global, LLC | GEOCOMFORT | GVS042*2***1 |  | Ground-Water-Source | WBAHP: Heat Pump Packaged Unit | Heat Pump | 208 | 3 |  |  |  | Single-Speed |  |  |  | 47700 | 1679 | 28.4 | 16.2 | 38300 | 2244 | 5 | 3.6 | Non Federally-Regulated | 05/10/2019 |  | 12/06/2019
Enertech Global, LLC | GEOCOMFORT | GVS042*2***1 |  | Ground-Source | WBAHP: Heat Pump Packaged Unit | Heat Pump | 208 | 3 |  |  |  | Single-Speed |  |  |  | 44400 | 2094 | 21.2 | 13.4 | 31100 | 2223 | 4.1 | 3.1 | Non Federally-Regulated | 05/10/2019 |  | 12/06/2019
Enertech Global, LLC | GEOCOMFORT | GVS042*3 |  | Water-Source | WBAHP: Heat Pump Packaged Unit | Heat Pump | 460 | 3 |  |  |  | Single-Speed |  |  |  | 41800 | 2612 | 16 | 11.2 | 48500 | 2538 | 5.6 | 4.2 | Federally-Regulated Commercial & Industrial Equipment | 05/10/2019 |  | 12/06/2019
Enertech Global, LLC | GEOCOMFORT | GVS042*3 |  | Ground-Water-Source | WBAHP: Heat Pump Packaged Unit | Heat Pump | 460 | 3 |  |  |  | Single-Speed |  |  |  | 46700 | 1913 | 24.4 | 16.2 | 39200 | 2444 | 4.7 | 3.6 | Non Federally-Regulated | 05/10/2019 |  | 12/06/2019
Enertech Global, LLC | GEOCOMFORT | GVS042*3 |  | Ground-Source | WBAHP: Heat Pump Packaged Unit | Heat Pump | 460 | 3 |  |  |  | Single-Speed |  |  |  | 43600 | 2344 | 18.6 | 13.4 | 32000 | 2467 | 3.8 | 3.1 | Non Federally-Regulated | 05/10/2019 |  | 12/06/2019
Enertech Global, LLC | GEOCOMFORT | GVS042*3***1 |  | Water-Source | WBAHP: Heat Pump Packaged Unit | Heat Pump | 460 | 3 |  |  |  | Single-Speed |  |  |  | 42900 | 2344 | 18.3 | 11.2 | 47800 | 2374 | 5.9 | 4.2 | Federally-Regulated Commercial & Industrial Equipment | 05/10/2019 |  | 12/06/2019
Enertech Global, LLC | GEOCOMFORT | GVS042*3***1 |  | Ground-Water-Source | WBAHP: Heat Pump Packaged Unit | Heat Pump | 460 | 3 |  |  |  | Single-Speed |  |  |  | 47700 | 1679 | 28.4 | 16.2 | 38300 | 2244 | 5 | 3.6 | Non Federally-Regulated | 05/10/2019 |  | 12/06/2019
Enertech Global, LLC | GEOCOMFORT | GVS042*3***1 |  | Ground-Source | WBAHP: Heat Pump Packaged Unit | Heat Pump | 460 | 3 |  |  |  | Single-Speed |  |  |  | 44400 | 2094 | 21.2 | 13.4 | 31100 | 2223 | 4.1 | 3.1 | Non Federally-Regulated | 05/10/2019 |  | 12/06/2019
Enertech Global, LLC | GEOCOMFORT | GVS042*4 |  | Water-Source | WBAHP: Heat Pump Packaged Unit | Heat Pump | 575 | 3 |  |  |  | Single-Speed |  |  |  | 41800 | 2612 | 16 | 11.2 | 48500 | 2538 | 5.6 | 4.2 | Federally-Regulated Commercial & Industrial Equipment | 05/10/2019 |  | 12/06/2019
Enertech Global, LLC | GEOCOMFORT | GVS042*4 |  | Ground-Water-Source | WBAHP: Heat Pump Packaged Unit | Heat Pump | 575 | 3 |  |  |  | Single-Speed |  |  |  | 46700 | 1913 | 24.4 | 16.2 | 39200 | 2444 | 4.7 | 3.6 | Non Federally-Regulated | 05/10/2019 |  | 12/06/2019
Enertech Global, LLC | GEOCOMFORT | GVS042*4 |  | Ground-Source | WBAHP: Heat Pump Packaged Unit | Heat Pump | 575 | 3 |  |  |  | Single-Speed |  |  |  | 43600 | 2344 | 18.6 | 13.4 | 32000 | 2467 | 3.8 | 3.1 | Non Federally-Regulated | 05/10/2019 |  | 12/06/2019
Enertech Global, LLC | GEOCOMFORT | GVS060 |  | Water-Source | WBAHP: Heat Pump Packaged Unit | Heat Pump | 208 | 1 |  |  |  | Single-Speed |  |  |  | 57700 | 3898 | 14.8 | 11.2 | 71400 | 4270 | 4.9 | 4.2 | Federally-Regulated Commercial & Industrial Equipment | 05/10/2019 |  | 12/06/2019
Enertech Global, LLC | GEOCOMFORT | GVS060 |  | Ground-Water-Source | WBAHP: Heat Pump Packaged Unit | Heat Pump | 208 | 1 |  |  |  | Single-Speed |  |  |  | 63300 | 2971 | 21.3 | 16.2 | 58700 | 4000 | 4.3 | 3.6 | Non Federally-Regulated | 05/10/2019 |  | 12/06/2019
Enertech Global, LLC | GEOCOMFORT | GVS060 |  | Ground-Source | WBAHP: Heat Pump Packaged Unit | Heat Pump | 208 | 1 |  |  |  | Single-Speed |  |  |  | 60000 | 3550 | 16.9 | 13.4 | 46900 | 3818 | 3.6 | 3.1 | Non Federally-Regulated | 05/10/2019 |  | 12/06/2019
Enertech Global, LLC | GEOCOMFORT | GVS060*****1 |  | Water-Source | WBAHP: Heat Pump Packaged Unit | Heat Pump | 208 | 1 |  |  |  | Single-Speed |  |  |  | 58800 | 3721 | 15.8 | 11.2 | 70900 | 3995 | 5.2 | 4.2 | Federally-Regulated Commercial & Industrial Equipment | 05/10/2019 |  | 12/06/2019
Enertech Global, LLC | GEOCOMFORT | GVS060*****1 |  | Ground-Source | WBAHP: Heat Pump Packaged Unit | Heat Pump | 208 | 1 |  |  |  | Single-Speed |  |  |  | 61500 | 3379 | 18.2 | 13.4 | 46300 | 3570 | 3.8 | 3.1 | Non Federally-Regulated | 05/10/2019 |  | 12/06/2019
Enertech Global, LLC | GEOCOMFORT | GVS060*2 |  | Water-Source | WBAHP: Heat Pump Packaged Unit | Heat Pump | 208 | 3 |  |  |  | Single-Speed |  |  |  | 57700 | 3898 | 14.8 | 11.2 | 71400 | 4270 | 4.9 | 4.2 | Federally-Regulated Commercial & Industrial Equipment | 05/10/2019 |  | 12/06/2019
Enertech Global, LLC | GEOCOMFORT | GVS060*2 |  | Ground-Water-Source | WBAHP: Heat Pump Packaged Unit | Heat Pump | 208 | 3 |  |  |  | Single-Speed |  |  |  | 63300 | 2971 | 21.3 | 16.2 | 58700 | 4000 | 4.3 | 3.6 | Non Federally-Regulated | 05/10/2019 |  | 12/06/2019
Enertech Global, LLC | GEOCOMFORT | GVS060*2 |  | Ground-Source | WBAHP: Heat Pump Packaged Unit | Heat Pump | 208 | 3 |  |  |  | Single-Speed |  |  |  | 60000 | 3550 | 16.9 | 13.4 | 46900 | 3818 | 3.6 | 3.1 | Non Federally-Regulated | 05/10/2019 |  | 12/06/2019
Enertech Global, LLC | GEOCOMFORT | GVS060*2***1 |  | Water-Source | WBAHP: Heat Pump Packaged Unit | Heat Pump | 208 | 3 |  |  |  | Single-Speed |  |  |  | 58800 | 3721 | 15.8 | 11.2 | 70900 | 3995 | 5.2 | 4.2 | Federally-Regulated Commercial & Industrial Equipment | 05/10/2019 |  | 12/06/2019
Enertech Global, LLC | GEOCOMFORT | GVS060*2***1 |  | Ground-Source | WBAHP: Heat Pump Packaged Unit | Heat Pump | 208 | 3 |  |  |  | Single-Speed |  |  |  | 61500 | 3379 | 18.2 | 13.4 | 46300 | 3570 | 3.8 | 3.1 | Non Federally-Regulated | 05/10/2019 |  | 12/06/2019
Enertech Global, LLC | GEOCOMFORT | GVS060*3 |  | Water-Source | WBAHP: Heat Pump Packaged Unit | Heat Pump | 460 | 3 |  |  |  | Single-Speed |  |  |  | 57700 | 3898 | 14.8 | 11.2 | 71400 | 4270 | 4.9 | 4.2 | Federally-Regulated Commercial & Industrial Equipment | 05/10/2019 |  | 12/06/2019
Enertech Global, LLC | GEOCOMFORT | GVS060*3 |  | Ground-Water-Source | WBAHP: Heat Pump Packaged Unit | Heat Pump | 460 | 3 |  |  |  | Single-Speed |  |  |  | 63300 | 2971 | 21.3 | 16.2 | 58700 | 4000 | 4.3 | 3.6 | Non Federally-Regulated | 05/10/2019 |  | 12/06/2019
Enertech Global, LLC | GEOCOMFORT | GVS060*3 |  | Ground-Source | WBAHP: Heat Pump Packaged Unit | Heat Pump | 460 | 3 |  |  |  | Single-Speed |  |  |  | 60000 | 3550 | 16.9 | 13.4 | 46900 | 3818 | 3.6 | 3.1 | Non Federally-Regulated | 05/10/2019 |  | 12/06/2019
Enertech Global, LLC | GEOCOMFORT | GVS060*3***1 |  | Water-Source | WBAHP: Heat Pump Packaged Unit | Heat Pump | 460 | 3 |  |  |  | Single-Speed |  |  |  | 58800 | 3721 | 15.8 | 11.2 | 70900 | 3995 | 5.2 | 4.2 | Federally-Regulated Commercial & Industrial Equipment | 05/10/2019 |  | 12/06/2019
Enertech Global, LLC | GEOCOMFORT | GVS060*3***1 |  | Ground-Source | WBAHP: Heat Pump Packaged Unit | Heat Pump | 460 | 3 |  |  |  | Single-Speed |  |  |  | 61500 | 3379 | 18.2 | 13.4 | 46300 | 3570 | 3.8 | 3.1 | Non Federally-Regulated | 05/10/2019 |  | 12/06/2019
Enertech Global, LLC | GEOCOMFORT | GVS060*4 |  | Water-Source | WBAHP: Heat Pump Packaged Unit | Heat Pump | 575 | 3 |  |  |  | Single-Speed |  |  |  | 57700 | 3898 | 14.8 | 11.2 | 71400 | 4270 | 4.9 | 4.2 | Federally-Regulated Commercial & Industrial Equipment | 05/10/2019 |  | 12/06/2019
Enertech Global, LLC | GEOCOMFORT | GVS060*4 |  | Ground-Water-Source | WBAHP: Heat Pump Packaged Unit | Heat Pump | 575 | 3 |  |  |  | Single-Speed |  |  |  | 63300 | 2971 | 21.3 | 16.2 | 58700 | 4000 | 4.3 | 3.6 | Non Federally-Regulated | 05/10/2019 |  | 12/06/2019
Enertech Global, LLC | GEOCOMFORT | GVS060*4 |  | Ground-Source | WBAHP: Heat Pump Packaged Unit | Heat Pump | 575 | 3 |  |  |  | Single-Speed |  |  |  | 60000 | 3550 | 16.9 | 13.4 | 46900 | 3818 | 3.6 | 3.1 | Non Federally-Regulated | 05/10/2019 |  | 12/06/2019
Enertech Global, LLC | GEOCOMFORT | GXT024D |  | Ground-Water-Source | WBAHP: Heat Pump Packaged Unit | Heat Pump | 208 | 1 |  |  |  | Single-Speed |  |  |  | 29600 | 1100 | 26.9 | 16.2 | 24700 | 1392 | 5.2 | 3.6 | Non Federally-Regulated | 02/08/2019 |  | 12/06/2019
Enertech Global, LLC | GEOCOMFORT | GXT024D |  | Ground-Source | WBAHP: Heat Pump Packaged Unit | Heat Pump | 208 | 1 |  |  |  | Single-Speed |  |  |  | 27200 | 1339 | 20.3 | 13.4 | 19800 | 1349 | 4.3 | 3.1 | Non Federally-Regulated | 02/08/2019 |  | 12/06/2019
Enertech Global, LLC | GEOCOMFORT | GXT024D2 |  | Ground-Water-Source | WBAHP: Heat Pump Packaged Unit | Heat Pump | 208 | 3 |  |  |  | Single-Speed |  |  |  | 29600 | 1100 | 26.9 | 16.2 | 24700 | 1392 | 5.2 | 3.6 | Non Federally-Regulated | 11/30/2016 |  | 12/06/2019
Enertech Global, LLC | GEOCOMFORT | GXT024D2 |  | Ground-Source | WBAHP: Heat Pump Packaged Unit | Heat Pump | 208 | 3 |  |  |  | Single-Speed |  |  |  | 27200 | 1339 | 20.3 | 13.4 | 19800 | 1349 | 4.3 | 3.1 | Non Federally-Regulated | 11/30/2016 |  | 12/06/2019
Enertech Global, LLC | GEOCOMFORT | GXT024D3 |  | Ground-Water-Source | WBAHP: Heat Pump Packaged Unit | Heat Pump | 460 | 3 |  |  |  | Single-Speed |  |  |  | 29600 | 1100 | 26.9 | 16.2 | 24700 | 1392 | 5.2 | 3.6 | Non Federally-Regulated | 11/30/2016 |  | 12/06/2019
Enertech Global, LLC | GEOCOMFORT | GXT024D3 |  | Ground-Source | WBAHP: Heat Pump Packaged Unit | Heat Pump | 460 | 3 |  |  |  | Single-Speed |  |  |  | 27200 | 1339 | 20.3 | 13.4 | 19800 | 1349 | 4.3 | 3.1 | Non Federally-Regulated | 11/30/2016 |  | 12/06/2019
Enertech Global, LLC | GEOCOMFORT | GXT048D |  | Ground-Water-Source | WBAHP: Heat Pump Packaged Unit | Heat Pump | 208 | 1 |  |  |  | Single-Speed |  |  |  | 53100 | 2402 | 22.1 | 16.2 | 47400 | 3019 | 4.6 | 3.6 | Non Federally-Regulated | 03/15/2019 |  | 12/06/2019
Enertech Global, LLC | GEOCOMFORT | GXT048D |  | Ground-Source | WBAHP: Heat Pump Packaged Unit | Heat Pump | 208 | 1 |  |  |  | Single-Speed |  |  |  | 49000 | 2865 | 17.1 | 13.4 | 38200 | 2870 | 3.9 | 3.1 | Non Federally-Regulated | 03/15/2019 |  | 12/06/2019
Enertech Global, LLC | GEOCOMFORT | GXT048D2 |  | Ground-Water-Source | WBAHP: Heat Pump Packaged Unit | Heat Pump | 208 | 3 |  |  |  | Single-Speed |  |  |  | 53100 | 2402 | 22.1 | 16.2 | 47400 | 3019 | 4.6 | 3.6 | Non Federally-Regulated | 03/15/2019 |  | 12/06/2019
Enertech Global, LLC | GEOCOMFORT | GXT048D2 |  | Ground-Source | WBAHP: Heat Pump Packaged Unit | Heat Pump | 208 | 3 |  |  |  | Single-Speed |  |  |  | 49000 | 2865 | 17.1 | 13.4 | 38200 | 2870 | 3.9 | 3.1 | Non Federally-Regulated | 03/15/2019 |  | 12/06/2019
Enertech Global, LLC | GEOCOMFORT | GXT048D3 |  | Ground-Water-Source | WBAHP: Heat Pump Packaged Unit | Heat Pump | 460 | 3 |  |  |  | Single-Speed |  |  |  | 53100 | 2402 | 22.1 | 16.2 | 47400 | 3019 | 4.6 | 3.6 | Non Federally-Regulated | 03/15/2019 |  | 12/06/2019
Enertech Global, LLC | GEOCOMFORT | GXT048D3 |  | Ground-Source | WBAHP: Heat Pump Packaged Unit | Heat Pump | 460 | 3 |  |  |  | Single-Speed |  |  |  | 49000 | 2865 | 17.1 | 13.4 | 38200 | 2870 | 3.9 | 3.1 | Non Federally-Regulated | 03/15/2019 |  | 12/06/2019
Enertech Global, LLC | GEOCOMFORT | GXT060D |  | Ground-Source | WBAHP: Heat Pump Packaged Unit | Heat Pump | 208 | 1 |  |  |  | Single-Speed |  |  |  | 63000 | 3539 | 17.8 | 13.4 | 47700 | 3778 | 3.7 | 3.1 | Non Federally-Regulated | 03/15/2019 |  | 12/06/2019
Enertech Global, LLC | GEOCOMFORT | GXT060D2 |  | Ground-Source | WBAHP: Heat Pump Packaged Unit | Heat Pump | 208 | 3 |  |  |  | Single-Speed |  |  |  | 63000 | 3539 | 17.8 | 13.4 | 47700 | 3778 | 3.7 | 3.1 | Non Federally-Regulated | 03/15/2019 |  | 12/06/2019
Enertech Global, LLC | GEOCOMFORT | GXT060D3 |  | Ground-Source | WBAHP: Heat Pump Packaged Unit | Heat Pump | 460 | 3 |  |  |  | Single-Speed |  |  |  | 63000 | 3539 | 17.8 | 13.4 | 47700 | 3778 | 3.7 | 3.1 | Non Federally-Regulated | 03/15/2019 |  | 12/06/2019
Enertech Global, LLC | GEOCOMFORT | GZS036*****1 |  | Water-Source | WBAHP: Heat Pump Packaged Unit | Heat Pump | 208 | 1 |  |  |  | Single-Speed |  |  |  | 35300 | 2206 | 16 | 11.2 | 42600 | 2448 | 5.1 | 4.2 | Federally-Regulated Commercial & Industrial Equipment | 04/24/2019 |  | 12/06/2019
Enertech Global, LLC | GEOCOMFORT | GZS036*****1 |  | Ground-Water-Source | WBAHP: Heat Pump Packaged Unit | Heat Pump | 208 | 1 |  |  |  | Single-Speed |  |  |  | 39500 | 1599 | 24.7 | 16.2 | 33600 | 2140 | 4.6 | 3.6 | Non Federally-Regulated | 04/24/2019 |  | 12/06/2019
Enertech Global, LLC | GEOCOMFORT | GZS036*****1 |  | Ground-Source | WBAHP: Heat Pump Packaged Unit | Heat Pump | 208 | 1 |  |  |  | Single-Speed |  |  |  | 37200 | 1978 | 18.8 | 13.4 | 27500 | 2066 | 3.9 | 3.1 | Non Federally-Regulated | 04/24/2019 |  | 12/06/2019
Enertech Global, LLC | GEOCOMFORT | GZS060*****1 |  | Water-Source | WBAHP: Heat Pump Packaged Unit | Heat Pump | 208 | 1 |  |  |  | Single-Speed |  |  |  | 53500 | 3566 | 15 | 11.2 | 71000 | 4246 | 4.9 | 4.2 | Federally-Regulated Commercial & Industrial Equipment | 04/24/2019 |  | 12/06/2019
Enertech Global, LLC | GEOCOMFORT | GZS060*****1 |  | Ground-Water-Source | WBAHP: Heat Pump Packaged Unit | Heat Pump | 208 | 1 |  |  |  | Single-Speed |  |  |  | 60500 | 2713 | 22.3 | 16.2 | 58600 | 3993 | 4.3 | 3.6 | Non Federally-Regulated | 04/24/2019 |  | 12/06/2019
Enertech Global, LLC | GEOCOMFORT | GZS060*****1 |  | Ground-Source | WBAHP: Heat Pump Packaged Unit | Heat Pump | 208 | 1 |  |  |  | Single-Speed |  |  |  | 57000 | 3257 | 17.5 | 13.4 | 46200 | 3761 | 3.6 | 3.1 | Non Federally-Regulated | 04/24/2019 |  | 12/06/2019
Enertech Global, LLC | GEOCOMFORT | GZT024 |  | Water-Source | WBAHP: Heat Pump Packaged Unit | Heat Pump | 208 | 1 |  |  |  | Single-Speed |  |  |  | 25300 | 1591 | 15.9 | 11.2 | 28800 | 1623 | 5.2 | 4.2 | Federally-Regulated Commercial & Industrial Equipment | 04/24/2019 |  | 12/06/2019
Enertech Global, LLC | GEOCOMFORT | GZT024 |  | Ground-Water-Source | WBAHP: Heat Pump Packaged Unit | Heat Pump | 208 | 1 |  |  |  | Single-Speed |  |  |  | 28200 | 1189 | 23.7 | 16.2 | 22900 | 1459 | 4.6 | 3.6 | Non Federally-Regulated | 04/24/2019 |  | 12/06/2019
Enertech Global, LLC | GEOCOMFORT | GZT024 |  | Ground-Source | WBAHP: Heat Pump Packaged Unit | Heat Pump | 208 | 1 |  |  |  | Single-Speed |  |  |  | 26400 | 1442 | 18.3 | 13.4 | 18300 | 1375 | 3.9 | 3.1 | Non Federally-Regulated | 04/24/2019 |  | 12/06/2019
Enertech Global, LLC | Hydron Module | HCT048D |  | Ground-Water-Source | WBAHP: Heat Pump Packaged Unit | Heat Pump | 208 | 1 |  |  |  | Single-Speed |  |  |  | 53100 | 2435 | 21.8 | 16.2 | 46700 | 2975 | 4.6 | 3.6 | Non Federally-Regulated | 03/15/2019 |  | 12/06/2019
Enertech Global, LLC | Hydron Module | HCT048D |  | Ground-Source | WBAHP: Heat Pump Packaged Unit | Heat Pump | 208 | 1 |  |  |  | Single-Speed |  |  |  | 49000 | 2865 | 17.1 | 13.4 | 38000 | 2855 | 3.9 | 3.1 | Non Federally-Regulated | 03/15/2019 |  | 12/06/2019
Enertech Global, LLC | Hydron Module | HCT048D2 |  | Ground-Water-Source | WBAHP: Heat Pump Packaged Unit | Heat Pump | 208 | 3 |  |  |  | Single-Speed |  |  |  | 53100 | 2435 | 21.8 | 16.2 | 46700 | 2975 | 4.6 | 3.6 | Non Federally-Regulated | 03/15/2019 |  | 12/06/2019
Enertech Global, LLC | Hydron Module | HCT048D2 |  | Ground-Source | WBAHP: Heat Pump Packaged Unit | Heat Pump | 208 | 3 |  |  |  | Single-Speed |  |  |  | 49000 | 2865 | 17.1 | 13.4 | 38000 | 2855 | 3.9 | 3.1 | Non Federally-Regulated | 03/15/2019 |  | 12/06/2019
Enertech Global, LLC | Hydron Module | HCT048D3 |  | Ground-Water-Source | WBAHP: Heat Pump Packaged Unit | Heat Pump | 460 | 3 |  |  |  | Single-Speed |  |  |  | 53100 | 2435 | 21.8 | 16.2 | 46700 | 2975 | 4.6 | 3.6 | Non Federally-Regulated | 03/15/2019 |  | 12/06/2019
Enertech Global, LLC | Hydron Module | HCT048D3 |  | Ground-Source | WBAHP: Heat Pump Packaged Unit | Heat Pump | 460 | 3 |  |  |  | Single-Speed |  |  |  | 49000 | 2865 | 17.1 | 13.4 | 38000 | 2855 | 3.9 | 3.1 | Non Federally-Regulated | 03/15/2019 |  | 12/06/2019
Enertech Global, LLC | Hydron Module | HCT060D |  | Ground-Source | WBAHP: Heat Pump Packaged Unit | Heat Pump | 208 | 1 |  |  |  | Single-Speed |  |  |  | 61000 | 3674 | 16.6 | 13.4 | 47900 | 3794 | 3.7 | 3.1 | Non Federally-Regulated | 05/13/2019 |  | 12/06/2019
Enertech Global, LLC | Hydron Module | HCT060D2 |  | Ground-Source | WBAHP: Heat Pump Packaged Unit | Heat Pump | 208 | 3 |  |  |  | Single-Speed |  |  |  | 61000 | 3674 | 16.6 | 13.4 | 47900 | 3794 | 3.7 | 3.1 | Non Federally-Regulated | 03/15/2019 |  | 12/06/2019
Enertech Global, LLC | Hydron Module | HCT060D3 |  | Ground-Source | WBAHP: Heat Pump Packaged Unit | Heat Pump | 460 | 3 |  |  |  | Single-Speed |  |  |  | 61000 | 3674 | 16.6 | 13.4 | 47900 | 3794 | 3.7 | 3.1 | Non Federally-Regulated | 03/15/2019 |  | 12/06/2019
Enertech Global, LLC | Hydron Module | HRT036A | MPD036 | Ground-Source | WBAHP-CB: Heat Pump Split Syst | Heat Pump | 208 | 1 | False |  |  | Single-Speed |  |  |  | 35500 | 2218 | 16 | 13.4 | 27400 | 2170 | 3.7 | 3.1 | Non Federally-Regulated | 11/30/2016 |  | 12/06/2019
Enertech Global, LLC | Hydron Module | HVS024 |  | Water-Source | WBAHP: Heat Pump Packaged Unit | Heat Pump | 208 | 1 |  |  |  | Single-Speed |  |  |  | 24800 | 1476 | 16.8 | 11.2 | 30000 | 1570 | 5.6 | 4.2 | Federally-Regulated Commercial & Industrial Equipment | 05/13/2019 |  | 12/06/2019
Enertech Global, LLC | Hydron Module | HVS024 |  | Ground-Water-Source | WBAHP: Heat Pump Packaged Unit | Heat Pump | 208 | 1 |  |  |  | Single-Speed |  |  |  | 28100 | 1080 | 26 | 16.2 | 24200 | 1447 | 4.9 | 3.6 | Non Federally-Regulated | 05/13/2019 |  | 12/06/2019
Enertech Global, LLC | Hydron Module | HVS024 |  | Ground-Source | WBAHP: Heat Pump Packaged Unit | Heat Pump | 208 | 1 |  |  |  | Single-Speed |  |  |  | 26000 | 1319 | 19.7 | 13.4 | 19400 | 1421 | 4 | 3.1 | Non Federally-Regulated | 05/13/2019 |  | 12/06/2019
Enertech Global, LLC | Hydron Module | HVS024*****1 |  | Water-Source | WBAHP: Heat Pump Packaged Unit | Heat Pump | 208 | 1 |  |  |  | Single-Speed |  |  |  | 25900 | 1407 | 18.4 | 11.2 | 29800 | 1480 | 5.9 | 4.2 | Federally-Regulated Commercial & Industrial Equipment | 05/13/2019 |  | 12/06/2019
Enertech Global, LLC | Hydron Module | HVS024*****1 |  | Ground-Water-Source | WBAHP: Heat Pump Packaged Unit | Heat Pump | 208 | 1 |  |  |  | Single-Speed |  |  |  | 29400 | 996 | 29.5 | 16.2 | 24000 | 1379 | 5.1 | 3.6 | Non Federally-Regulated | 05/13/2019 |  | 12/06/2019
Enertech Global, LLC | Hydron Module | HVS024*****1 |  | Ground-Source | WBAHP: Heat Pump Packaged Unit | Heat Pump | 208 | 1 |  |  |  | Single-Speed |  |  |  | 27000 | 1250 | 21.6 | 13.4 | 19300 | 1346 | 4.2 | 3.1 | Non Federally-Regulated | 05/13/2019 |  | 12/06/2019
Enertech Global, LLC | Hydron Module | HVS024*2 |  | Water-Source | WBAHP: Heat Pump Packaged Unit | Heat Pump | 208 | 3 |  |  |  | Single-Speed |  |  |  | 24800 | 1476 | 16.8 | 11.2 | 30000 | 1570 | 5.6 | 4.2 | Federally-Regulated Commercial & Industrial Equipment | 05/13/2019 |  | 12/06/2019
Enertech Global, LLC | Hydron Module | HVS024*2 |  | Ground-Water-Source | WBAHP: Heat Pump Packaged Unit | Heat Pump | 208 | 3 |  |  |  | Single-Speed |  |  |  | 28100 | 1080 | 26 | 16.2 | 24200 | 1447 | 4.9 | 3.6 | Non Federally-Regulated | 05/13/2019 |  | 12/06/2019
Enertech Global, LLC | Hydron Module | HVS024*2 |  | Ground-Source | WBAHP: Heat Pump Packaged Unit | Heat Pump | 208 | 3 |  |  |  | Single-Speed |  |  |  | 26000 | 1319 | 19.7 | 13.4 | 19400 | 1421 | 4 | 3.1 | Non Federally-Regulated | 05/13/2019 |  | 12/06/2019
Enertech Global, LLC | Hydron Module | HVS024*2***1 |  | Water-Source | WBAHP: Heat Pump Packaged Unit | Heat Pump | 208 | 3 |  |  |  | Single-Speed |  |  |  | 25900 | 1407 | 18.4 | 11.2 | 29800 | 1480 | 5.9 | 4.2 | Federally-Regulated Commercial & Industrial Equipment | 05/13/2019 |  | 12/06/2019
Enertech Global, LLC | Hydron Module | HVS024*2***1 |  | Ground-Water-Source | WBAHP: Heat Pump Packaged Unit | Heat Pump | 208 | 3 |  |  |  | Single-Speed |  |  |  | 29400 | 996 | 29.5 | 16.2 | 24000 | 1379 | 5.1 | 3.6 | Non Federally-Regulated | 05/13/2019 |  | 12/06/2019
Enertech Global, LLC | Hydron Module | HVS024*2***1 |  | Ground-Source | WBAHP: Heat Pump Packaged Unit | Heat Pump | 208 | 3 |  |  |  | Single-Speed |  |  |  | 27000 | 1250 | 21.6 | 13.4 | 19300 | 1346 | 4.2 | 3.1 | Non Federally-Regulated | 05/13/2019 |  | 12/06/2019
Enertech Global, LLC | Hydron Module | HVS024*3 |  | Water-Source | WBAHP: Heat Pump Packaged Unit | Heat Pump | 460 | 3 |  |  |  | Single-Speed |  |  |  | 24800 | 1476 | 16.8 | 11.2 | 30000 | 1570 | 5.6 | 4.2 | Federally-Regulated Commercial & Industrial Equipment | 05/13/2019 |  | 12/06/2019
Enertech Global, LLC | Hydron Module | HVS024*3 |  | Ground-Water-Source | WBAHP: Heat Pump Packaged Unit | Heat Pump | 460 | 3 |  |  |  | Single-Speed |  |  |  | 28100 | 1080 | 26 | 16.2 | 24200 | 1447 | 4.9 | 3.6 | Non Federally-Regulated | 05/13/2019 |  | 12/06/2019
Enertech Global, LLC | Hydron Module | HVS024*3 |  | Ground-Source | WBAHP: Heat Pump Packaged Unit | Heat Pump | 460 | 3 |  |  |  | Single-Speed |  |  |  | 26000 | 1319 | 19.7 | 13.4 | 19400 | 1421 | 4 | 3.1 | Non Federally-Regulated | 05/13/2019 |  | 12/06/2019
Enertech Global, LLC | Hydron Module | HVS024*3***1 |  | Water-Source | WBAHP: Heat Pump Packaged Unit | Heat Pump | 460 | 3 |  |  |  | Single-Speed |  |  |  | 25900 | 1407 | 18.4 | 11.2 | 29800 | 1480 | 5.9 | 4.2 | Federally-Regulated Commercial & Industrial Equipment | 05/13/2019 |  | 12/06/2019
Enertech Global, LLC | Hydron Module | HVS024*3***1 |  | Ground-Water-Source | WBAHP: Heat Pump Packaged Unit | Heat Pump | 460 | 3 |  |  |  | Single-Speed |  |  |  | 29400 | 996 | 29.5 | 16.2 | 24000 | 1379 | 5.1 | 3.6 | Non Federally-Regulated | 05/13/2019 |  | 12/06/2019
Enertech Global, LLC | Hydron Module | HVS024*3***1 |  | Ground-Source | WBAHP: Heat Pump Packaged Unit | Heat Pump | 460 | 3 |  |  |  | Single-Speed |  |  |  | 27000 | 1250 | 21.6 | 13.4 | 19300 | 1346 | 4.2 | 3.1 | Non Federally-Regulated | 05/13/2019 |  | 12/06/2019
Enertech Global, LLC | Hydron Module | HVS024*4 |  | Water-Source | WBAHP: Heat Pump Packaged Unit | Heat Pump | 575 | 3 |  |  |  | Single-Speed |  |  |  | 24800 | 1476 | 16.8 | 11.2 | 30000 | 1570 | 5.6 | 4.2 | Federally-Regulated Commercial & Industrial Equipment | 05/13/2019 |  | 12/06/2019
Enertech Global, LLC | Hydron Module | HVS024*4 |  | Ground-Water-Source | WBAHP: Heat Pump Packaged Unit | Heat Pump | 575 | 3 |  |  |  | Single-Speed |  |  |  | 28100 | 1080 | 26 | 16.2 | 24200 | 1447 | 4.9 | 3.6 | Non Federally-Regulated | 05/13/2019 |  | 12/06/2019
Enertech Global, LLC | Hydron Module | HVS024*4 |  | Ground-Source | WBAHP: Heat Pump Packaged Unit | Heat Pump | 575 | 3 |  |  |  | Single-Speed |  |  |  | 26000 | 1319 | 19.7 | 13.4 | 19400 | 1421 | 4 | 3.1 | Non Federally-Regulated | 05/13/2019 |  | 12/06/2019
Enertech Global, LLC | Hydron Module | HVS024*A |  | Water-Source | WBAHP: Heat Pump Packaged Unit | Heat Pump | 265 | 1 |  |  |  | Single-Speed |  |  |  | 24800 | 1476 | 16.8 | 11.2 | 30000 | 1570 | 5.6 | 4.2 | Federally-Regulated Commercial & Industrial Equipment | 05/13/2019 |  | 12/06/2019
Enertech Global, LLC | Hydron Module | HVS024*A |  | Ground-Water-Source | WBAHP: Heat Pump Packaged Unit | Heat Pump | 265 | 1 |  |  |  | Single-Speed |  |  |  | 28100 | 1080 | 26 | 16.2 | 24200 | 1447 | 4.9 | 3.6 | Non Federally-Regulated | 05/13/2019 |  | 12/06/2019
Enertech Global, LLC | Hydron Module | HVS024*A |  | Ground-Source | WBAHP: Heat Pump Packaged Unit | Heat Pump | 265 | 1 |  |  |  | Single-Speed |  |  |  | 26000 | 1319 | 19.7 | 13.4 | 19400 | 1421 | 4 | 3.1 | Non Federally-Regulated | 05/13/2019 |  | 12/06/2019
Enertech Global, LLC | Hydron Module | HVS024*A***1 |  | Water-Source | WBAHP: Heat Pump Packaged Unit | Heat Pump | 265 | 1 |  |  |  | Single-Speed |  |  |  | 25900 | 1407 | 18.4 | 11.2 | 29800 | 1480 | 5.9 | 4.2 | Federally-Regulated Commercial & Industrial Equipment | 05/13/2019 |  | 12/06/2019
Enertech Global, LLC | Hydron Module | HVS024*A***1 |  | Ground-Water-Source | WBAHP: Heat Pump Packaged Unit | Heat Pump | 265 | 1 |  |  |  | Single-Speed |  |  |  | 29400 | 996 | 29.5 | 16.2 | 24000 | 1379 | 5.1 | 3.6 | Non Federally-Regulated | 05/13/2019 |  | 12/06/2019
Enertech Global, LLC | Hydron Module | HVS024*A***1 |  | Ground-Source | WBAHP: Heat Pump Packaged Unit | Heat Pump | 265 | 1 |  |  |  | Single-Speed |  |  |  | 27000 | 1250 | 21.6 | 13.4 | 19300 | 1346 | 4.2 | 3.1 | Non Federally-Regulated | 05/13/2019 |  | 12/06/2019
Enertech Global, LLC | Hydron Module | HVS036 |  | Water-Source | WBAHP: Heat Pump Packaged Unit | Heat Pump | 208 | 1 |  |  |  | Single-Speed |  |  |  | 36000 | 2322 | 15.5 | 11.2 | 46500 | 2620 | 5.2 | 4.2 | Federally-Regulated Commercial & Industrial Equipment | 05/13/2019 |  | 12/06/2019
Enertech Global, LLC | Hydron Module | HVS036 |  | Ground-Water-Source | WBAHP: Heat Pump Packaged Unit | Heat Pump | 208 | 1 |  |  |  | Single-Speed |  |  |  | 40500 | 1723 | 23.5 | 16.2 | 37600 | 2395 | 4.6 | 3.6 | Non Federally-Regulated | 05/13/2019 |  | 12/06/2019
Enertech Global, LLC | Hydron Module | HVS036 |  | Ground-Source | WBAHP: Heat Pump Packaged Unit | Heat Pump | 208 | 1 |  |  |  | Single-Speed |  |  |  | 37800 | 2100 | 18 | 13.4 | 30200 | 2269 | 3.9 | 3.1 | Non Federally-Regulated | 05/13/2019 |  | 12/06/2019
Enertech Global, LLC | Hydron Module | HVS036*****1 |  | Water-Source | WBAHP: Heat Pump Packaged Unit | Heat Pump | 208 | 1 |  |  |  | Single-Speed |  |  |  | 37100 | 2262 | 16.4 | 11.2 | 46200 | 2507 | 5.4 | 4.2 | Federally-Regulated Commercial & Industrial Equipment | 05/13/2019 |  | 12/06/2019
Enertech Global, LLC | Hydron Module | HVS036*****1 |  | Ground-Water-Source | WBAHP: Heat Pump Packaged Unit | Heat Pump | 208 | 1 |  |  |  | Single-Speed |  |  |  | 41600 | 1631 | 25.5 | 16.2 | 36900 | 2253 | 4.8 | 3.6 | Non Federally-Regulated | 05/13/2019 |  | 12/06/2019
Enertech Global, LLC | Hydron Module | HVS036*****1 |  | Ground-Source | WBAHP: Heat Pump Packaged Unit | Heat Pump | 208 | 1 |  |  |  | Single-Speed |  |  |  | 38800 | 2020 | 19.2 | 13.4 | 29600 | 2224 | 3.9 | 3.1 | Non Federally-Regulated | 05/13/2019 |  | 12/06/2019
Enertech Global, LLC | Hydron Module | HVS036*2 |  | Water-Source | WBAHP: Heat Pump Packaged Unit | Heat Pump | 208 | 3 |  |  |  | Single-Speed |  |  |  | 36000 | 2322 | 15.5 | 11.2 | 46500 | 2620 | 5.2 | 4.2 | Federally-Regulated Commercial & Industrial Equipment | 05/13/2019 |  | 12/06/2019
Enertech Global, LLC | Hydron Module | HVS036*2 |  | Ground-Water-Source | WBAHP: Heat Pump Packaged Unit | Heat Pump | 208 | 3 |  |  |  | Single-Speed |  |  |  | 40500 | 1723 | 23.5 | 16.2 | 37600 | 2395 | 4.6 | 3.6 | Non Federally-Regulated | 05/13/2019 |  | 12/06/2019
Enertech Global, LLC | Hydron Module | HVS036*2 |  | Ground-Source | WBAHP: Heat Pump Packaged Unit | Heat Pump | 208 | 3 |  |  |  | Single-Speed |  |  |  | 37800 | 2100 | 18 | 13.4 | 30200 | 2269 | 3.9 | 3.1 | Non Federally-Regulated | 05/13/2019 |  | 12/06/2019
Enertech Global, LLC | Hydron Module | HVS036*2***1 |  | Water-Source | WBAHP: Heat Pump Packaged Unit | Heat Pump | 208 | 3 |  |  |  | Single-Speed |  |  |  | 37100 | 2262 | 16.4 | 11.2 | 46200 | 2507 | 5.4 | 4.2 | Federally-Regulated Commercial & Industrial Equipment | 05/13/2019 |  | 12/06/2019
Enertech Global, LLC | Hydron Module | HVS036*2***1 |  | Ground-Water-Source | WBAHP: Heat Pump Packaged Unit | Heat Pump | 208 | 3 |  |  |  | Single-Speed |  |  |  | 41600 | 1631 | 25.5 | 16.2 | 36900 | 2253 | 4.8 | 3.6 | Non Federally-Regulated | 05/13/2019 |  | 12/06/2019
Enertech Global, LLC | Hydron Module | HVS036*2***1 |  | Ground-Source | WBAHP: Heat Pump Packaged Unit | Heat Pump | 208 | 3 |  |  |  | Single-Speed |  |  |  | 38800 | 2020 | 19.2 | 13.4 | 29600 | 2224 | 3.9 | 3.1 | Non Federally-Regulated | 05/13/2019 |  | 12/06/2019
Enertech Global, LLC | Hydron Module | HVS036*3 |  | Water-Source | WBAHP: Heat Pump Packaged Unit | Heat Pump | 460 | 3 |  |  |  | Single-Speed |  |  |  | 36000 | 2322 | 15.5 | 11.2 | 46500 | 2620 | 5.2 | 4.2 | Federally-Regulated Commercial & Industrial Equipment | 05/13/2019 |  | 12/06/2019
Enertech Global, LLC | Hydron Module | HVS036*3 |  | Ground-Water-Source | WBAHP: Heat Pump Packaged Unit | Heat Pump | 460 | 3 |  |  |  | Single-Speed |  |  |  | 40500 | 1723 | 23.5 | 16.2 | 37600 | 2395 | 4.6 | 3.6 | Non Federally-Regulated | 05/13/2019 |  | 12/06/2019
Enertech Global, LLC | Hydron Module | HVS036*3 |  | Ground-Source | WBAHP: Heat Pump Packaged Unit | Heat Pump | 460 | 3 |  |  |  | Single-Speed |  |  |  | 37800 | 2100 | 18 | 13.4 | 30200 | 2269 | 3.9 | 3.1 | Non Federally-Regulated | 05/13/2019 |  | 12/06/2019
Enertech Global, LLC | Hydron Module | HVS036*3***1 |  | Water-Source | WBAHP: Heat Pump Packaged Unit | Heat Pump | 460 | 3 |  |  |  | Single-Speed |  |  |  | 37100 | 2262 | 16.4 | 11.2 | 46200 | 2507 | 5.4 | 4.2 | Federally-Regulated Commercial & Industrial Equipment | 05/13/2019 |  | 12/06/2019
Enertech Global, LLC | Hydron Module | HVS036*3***1 |  | Ground-Water-Source | WBAHP: Heat Pump Packaged Unit | Heat Pump | 460 | 3 |  |  |  | Single-Speed |  |  |  | 41600 | 1631 | 25.5 | 16.2 | 36900 | 2253 | 4.8 | 3.6 | Non Federally-Regulated | 05/13/2019 |  | 12/06/2019
Enertech Global, LLC | Hydron Module | HVS036*3***1 |  | Ground-Source | WBAHP: Heat Pump Packaged Unit | Heat Pump | 460 | 3 |  |  |  | Single-Speed |  |  |  | 38800 | 2020 | 19.2 | 13.4 | 29600 | 2224 | 3.9 | 3.1 | Non Federally-Regulated | 05/13/2019 |  | 12/06/2019
Enertech Global, LLC | Hydron Module | HVS036*4 |  | Water-Source | WBAHP: Heat Pump Packaged Unit | Heat Pump | 575 | 3 |  |  |  | Single-Speed |  |  |  | 36000 | 2322 | 15.5 | 11.2 | 46500 | 2620 | 5.2 | 4.2 | Federally-Regulated Commercial & Industrial Equipment | 05/13/2019 |  | 12/06/2019
Enertech Global, LLC | Hydron Module | HVS036*4 |  | Ground-Water-Source | WBAHP: Heat Pump Packaged Unit | Heat Pump | 575 | 3 |  |  |  | Single-Speed |  |  |  | 40500 | 1723 | 23.5 | 16.2 | 37600 | 2395 | 4.6 | 3.6 | Non Federally-Regulated | 05/13/2019 |  | 12/06/2019
Enertech Global, LLC | Hydron Module | HVS036*4 |  | Ground-Source | WBAHP: Heat Pump Packaged Unit | Heat Pump | 575 | 3 |  |  |  | Single-Speed |  |  |  | 37800 | 2100 | 18 | 13.4 | 30200 | 2269 | 3.9 | 3.1 | Non Federally-Regulated | 05/13/2019 |  | 12/06/2019
Enertech Global, LLC | Hydron Module | HVS036*A |  | Water-Source | WBAHP: Heat Pump Packaged Unit | Heat Pump | 265 | 1 |  |  |  | Single-Speed |  |  |  | 36000 | 2322 | 15.5 | 11.2 | 46500 | 2620 | 5.2 | 4.2 | Federally-Regulated Commercial & Industrial Equipment | 05/13/2019 |  | 12/06/2019
Enertech Global, LLC | Hydron Module | HVS036*A |  | Ground-Water-Source | WBAHP: Heat Pump Packaged Unit | Heat Pump | 265 | 1 |  |  |  | Single-Speed |  |  |  | 40500 | 1723 | 23.5 | 16.2 | 37600 | 2395 | 4.6 | 3.6 | Non Federally-Regulated | 05/13/2019 |  | 12/06/2019
Enertech Global, LLC | Hydron Module | HVS036*A |  | Ground-Source | WBAHP: Heat Pump Packaged Unit | Heat Pump | 265 | 1 |  |  |  | Single-Speed |  |  |  | 37800 | 2100 | 18 | 13.4 | 30200 | 2269 | 3.9 | 3.1 | Non Federally-Regulated | 05/13/2019 |  | 12/06/2019
Enertech Global, LLC | Hydron Module | HVS036*A***1 |  | Water-Source | WBAHP: Heat Pump Packaged Unit | Heat Pump | 265 | 1 |  |  |  | Single-Speed |  |  |  | 37100 | 2262 | 16.4 | 11.2 | 46200 | 2507 | 5.4 | 4.2 | Federally-Regulated Commercial & Industrial Equipment | 05/13/2019 |  | 12/06/2019
Enertech Global, LLC | Hydron Module | HVS036*A***1 |  | Ground-Water-Source | WBAHP: Heat Pump Packaged Unit | Heat Pump | 265 | 1 |  |  |  | Single-Speed |  |  |  | 41600 | 1631 | 25.5 | 16.2 | 36900 | 2253 | 4.8 | 3.6 | Non Federally-Regulated | 05/13/2019 |  | 12/06/2019
Enertech Global, LLC | Hydron Module | HVS036*A***1 |  | Ground-Source | WBAHP: Heat Pump Packaged Unit | Heat Pump | 265 | 1 |  |  |  | Single-Speed |  |  |  | 38800 | 2020 | 19.2 | 13.4 | 29600 | 2224 | 3.9 | 3.1 | Non Federally-Regulated | 05/13/2019 |  | 12/06/2019
Enertech Global, LLC | Hydron Module | HVS041 |  | Water-Source | WBAHP: Heat Pump Packaged Unit | Heat Pump | 208 | 1 |  |  |  | Single-Speed |  |  |  | 37100 | 2506 | 14.8 | 11.2 | 46800 | 2981 | 4.6 | 4.2 | Federally-Regulated Commercial & Industrial Equipment | 05/13/2019 |  | 12/06/2019
Enertech Global, LLC | Hydron Module | HVS041 |  | Ground-Water-Source | WBAHP: Heat Pump Packaged Unit | Heat Pump | 208 | 1 |  |  |  | Single-Speed |  |  |  | 41400 | 1856 | 22.3 | 16.2 | 38900 | 2780 | 4.1 | 3.6 | Non Federally-Regulated | 05/13/2019 |  | 12/06/2019
Enertech Global, LLC | Hydron Module | HVS041 |  | Ground-Source | WBAHP: Heat Pump Packaged Unit | Heat Pump | 208 | 1 |  |  |  | Single-Speed |  |  |  | 38700 | 2263 | 17.1 | 13.4 | 31100 | 2531 | 3.6 | 3.1 | Non Federally-Regulated | 05/13/2019 |  | 12/06/2019
Enertech Global, LLC | Hydron Module | HVS041*****1 |  | Water-Source | WBAHP: Heat Pump Packaged Unit | Heat Pump | 208 | 1 |  |  |  | Single-Speed |  |  |  | 38300 | 2487 | 15.4 | 11.2 | 46900 | 2695 | 5.1 | 4.2 | Federally-Regulated Commercial & Industrial Equipment | 05/13/2019 |  | 12/06/2019
Enertech Global, LLC | Hydron Module | HVS041*****1 |  | Ground-Water-Source | WBAHP: Heat Pump Packaged Unit | Heat Pump | 208 | 1 |  |  |  | Single-Speed |  |  |  | 43000 | 1822 | 23.6 | 16.2 | 39200 | 2611 | 4.4 | 3.6 | Non Federally-Regulated | 05/13/2019 |  | 12/06/2019
Enertech Global, LLC | Hydron Module | HVS041*****1 |  | Ground-Source | WBAHP: Heat Pump Packaged Unit | Heat Pump | 208 | 1 |  |  |  | Single-Speed |  |  |  | 39800 | 2235 | 17.8 | 13.4 | 31200 | 2471 | 3.7 | 3.1 | Non Federally-Regulated | 05/13/2019 |  | 12/06/2019
Enertech Global, LLC | Hydron Module | HVS041*2 |  | Water-Source | WBAHP: Heat Pump Packaged Unit | Heat Pump | 208 | 3 |  |  |  | Single-Speed |  |  |  | 37100 | 2506 | 14.8 | 11.2 | 46800 | 2981 | 4.6 | 4.2 | Federally-Regulated Commercial & Industrial Equipment | 05/13/2019 |  | 12/06/2019
Enertech Global, LLC | Hydron Module | HVS041*2 |  | Ground-Water-Source | WBAHP: Heat Pump Packaged Unit | Heat Pump | 208 | 3 |  |  |  | Single-Speed |  |  |  | 41400 | 1856 | 22.3 | 16.2 | 38900 | 2780 | 4.1 | 3.6 | Non Federally-Regulated | 05/13/2019 |  | 12/06/2019
Enertech Global, LLC | Hydron Module | HVS041*2 |  | Ground-Source | WBAHP: Heat Pump Packaged Unit | Heat Pump | 208 | 3 |  |  |  | Single-Speed |  |  |  | 38700 | 2263 | 17.1 | 13.4 | 31100 | 2531 | 3.6 | 3.1 | Non Federally-Regulated | 05/13/2019 |  | 12/06/2019
Enertech Global, LLC | Hydron Module | HVS041*2***1 |  | Water-Source | WBAHP: Heat Pump Packaged Unit | Heat Pump | 208 | 3 |  |  |  | Single-Speed |  |  |  | 38300 | 2487 | 15.4 | 11.2 | 46900 | 2695 | 5.1 | 4.2 | Federally-Regulated Commercial & Industrial Equipment | 05/13/2019 |  | 12/06/2019
Enertech Global, LLC | Hydron Module | HVS041*2***1 |  | Ground-Water-Source | WBAHP: Heat Pump Packaged Unit | Heat Pump | 208 | 3 |  |  |  | Single-Speed |  |  |  | 43000 | 1822 | 23.6 | 16.2 | 39200 | 2611 | 4.4 | 3.6 | Non Federally-Regulated | 05/13/2019 |  | 12/06/2019
Enertech Global, LLC | Hydron Module | HVS041*2***1 |  | Ground-Source | WBAHP: Heat Pump Packaged Unit | Heat Pump | 208 | 3 |  |  |  | Single-Speed |  |  |  | 39800 | 2235 | 17.8 | 13.4 | 31200 | 2471 | 3.7 | 3.1 | Non Federally-Regulated | 05/13/2019 |  | 12/06/2019
Enertech Global, LLC | Hydron Module | HVS041*3 |  | Water-Source | WBAHP: Heat Pump Packaged Unit | Heat Pump | 460 | 3 |  |  |  | Single-Speed |  |  |  | 37100 | 2506 | 14.8 | 11.2 | 46800 | 2981 | 4.6 | 4.2 | Federally-Regulated Commercial & Industrial Equipment | 05/13/2019 |  | 12/06/2019
Enertech Global, LLC | Hydron Module | HVS041*3 |  | Ground-Water-Source | WBAHP: Heat Pump Packaged Unit | Heat Pump | 460 | 3 |  |  |  | Single-Speed |  |  |  | 41400 | 1856 | 22.3 | 16.2 | 38900 | 2780 | 4.1 | 3.6 | Non Federally-Regulated | 05/13/2019 |  | 12/06/2019
Enertech Global, LLC | Hydron Module | HVS041*3 |  | Ground-Source | WBAHP: Heat Pump Packaged Unit | Heat Pump | 460 | 3 |  |  |  | Single-Speed |  |  |  | 38700 | 2263 | 17.1 | 13.4 | 31100 | 2531 | 3.6 | 3.1 | Non Federally-Regulated | 05/13/2019 |  | 12/06/2019
Enertech Global, LLC | Hydron Module | HVS041*3***1 |  | Water-Source | WBAHP: Heat Pump Packaged Unit | Heat Pump | 460 | 3 |  |  |  | Single-Speed |  |  |  | 38300 | 2487 | 15.4 | 11.2 | 46900 | 2695 | 5.1 | 4.2 | Federally-Regulated Commercial & Industrial Equipment | 05/13/2019 |  | 12/06/2019
Enertech Global, LLC | Hydron Module | HVS041*3***1 |  | Ground-Water-Source | WBAHP: Heat Pump Packaged Unit | Heat Pump | 460 | 3 |  |  |  | Single-Speed |  |  |  | 43000 | 1822 | 23.6 | 16.2 | 39200 | 2611 | 4.4 | 3.6 | Non Federally-Regulated | 05/13/2019 |  | 12/06/2019
Enertech Global, LLC | Hydron Module | HVS041*3***1 |  | Ground-Source | WBAHP: Heat Pump Packaged Unit | Heat Pump | 460 | 3 |  |  |  | Single-Speed |  |  |  | 39800 | 2235 | 17.8 | 13.4 | 31200 | 2471 | 3.7 | 3.1 | Non Federally-Regulated | 05/13/2019 |  | 12/06/2019
Enertech Global, LLC | Hydron Module | HVS041*4 |  | Water-Source | WBAHP: Heat Pump Packaged Unit | Heat Pump | 575 | 3 |  |  |  | Single-Speed |  |  |  | 37100 | 2506 | 14.8 | 11.2 | 46800 | 2981 | 4.6 | 4.2 | Federally-Regulated Commercial & Industrial Equipment | 05/13/2019 |  | 12/06/2019
Enertech Global, LLC | Hydron Module | HVS041*4 |  | Ground-Water-Source | WBAHP: Heat Pump Packaged Unit | Heat Pump | 575 | 3 |  |  |  | Single-Speed |  |  |  | 41400 | 1856 | 22.3 | 16.2 | 38900 | 2780 | 4.1 | 3.6 | Non Federally-Regulated | 05/13/2019 |  | 12/06/2019
Enertech Global, LLC | Hydron Module | HVS041*4 |  | Ground-Source | WBAHP: Heat Pump Packaged Unit | Heat Pump | 575 | 3 |  |  |  | Single-Speed |  |  |  | 38700 | 2263 | 17.1 | 13.4 | 31100 | 2531 | 3.6 | 3.1 | Non Federally-Regulated | 05/13/2019 |  | 12/06/2019
Enertech Global, LLC | Hydron Module | HVS042 |  | Water-Source | WBAHP: Heat Pump Packaged Unit | Heat Pump | 208 | 1 |  |  |  | Single-Speed |  |  |  | 41800 | 2612 | 16 | 11.2 | 48500 | 2538 | 5.6 | 4.2 | Federally-Regulated Commercial & Industrial Equipment | 05/13/2019 |  | 12/06/2019
Enertech Global, LLC | Hydron Module | HVS042 |  | Ground-Water-Source | WBAHP: Heat Pump Packaged Unit | Heat Pump | 208 | 1 |  |  |  | Single-Speed |  |  |  | 46700 | 1913 | 24.4 | 16.2 | 39200 | 2444 | 4.7 | 3.6 | Non Federally-Regulated | 05/13/2019 |  | 12/06/2019
Enertech Global, LLC | Hydron Module | HVS042 |  | Ground-Source | WBAHP: Heat Pump Packaged Unit | Heat Pump | 208 | 1 |  |  |  | Single-Speed |  |  |  | 43600 | 2344 | 18.6 | 13.4 | 32000 | 2467 | 3.8 | 3.1 | Non Federally-Regulated | 05/13/2019 |  | 12/06/2019
Enertech Global, LLC | Hydron Module | HVS042*****1 |  | Water-Source | WBAHP: Heat Pump Packaged Unit | Heat Pump | 208 | 1 |  |  |  | Single-Speed |  |  |  | 42900 | 2344 | 18.3 | 11.2 | 47800 | 2374 | 5.9 | 4.2 | Federally-Regulated Commercial & Industrial Equipment | 05/13/2019 |  | 12/06/2019
Enertech Global, LLC | Hydron Module | HVS042*****1 |  | Ground-Water-Source | WBAHP: Heat Pump Packaged Unit | Heat Pump | 208 | 1 |  |  |  | Single-Speed |  |  |  | 47700 | 1679 | 28.4 | 16.2 | 38300 | 2244 | 5 | 3.6 | Non Federally-Regulated | 05/13/2019 |  | 12/06/2019
Enertech Global, LLC | Hydron Module | HVS042*****1 |  | Ground-Source | WBAHP: Heat Pump Packaged Unit | Heat Pump | 208 | 1 |  |  |  | Single-Speed |  |  |  | 44400 | 2094 | 21.2 | 13.4 | 31100 | 2223 | 4.1 | 3.1 | Non Federally-Regulated | 05/13/2019 |  | 12/06/2019
Enertech Global, LLC | Hydron Module | HVS042*2 |  | Water-Source | WBAHP: Heat Pump Packaged Unit | Heat Pump | 208 | 3 |  |  |  | Single-Speed |  |  |  | 41800 | 2612 | 16 | 11.2 | 48500 | 2538 | 5.6 | 4.2 | Federally-Regulated Commercial & Industrial Equipment | 05/13/2019 |  | 12/06/2019
Enertech Global, LLC | Hydron Module | HVS042*2 |  | Ground-Water-Source | WBAHP: Heat Pump Packaged Unit | Heat Pump | 208 | 3 |  |  |  | Single-Speed |  |  |  | 46700 | 1913 | 24.4 | 16.2 | 39200 | 2444 | 4.7 | 3.6 | Non Federally-Regulated | 05/13/2019 |  | 12/06/2019
Enertech Global, LLC | Hydron Module | HVS042*2 |  | Ground-Source | WBAHP: Heat Pump Packaged Unit | Heat Pump | 208 | 3 |  |  |  | Single-Speed |  |  |  | 43600 | 2344 | 18.6 | 13.4 | 32000 | 2467 | 3.8 | 3.1 | Non Federally-Regulated | 05/13/2019 |  | 12/06/2019
Enertech Global, LLC | Hydron Module | HVS042*2***1 |  | Water-Source | WBAHP: Heat Pump Packaged Unit | Heat Pump | 208 | 3 |  |  |  | Single-Speed |  |  |  | 42900 | 2344 | 18.3 | 11.2 | 47800 | 2374 | 5.9 | 4.2 | Federally-Regulated Commercial & Industrial Equipment | 05/13/2019 |  | 12/06/2019
Enertech Global, LLC | Hydron Module | HVS042*2***1 |  | Ground-Water-Source | WBAHP: Heat Pump Packaged Unit | Heat Pump | 208 | 3 |  |  |  | Single-Speed |  |  |  | 47700 | 1679 | 28.4 | 16.2 | 38300 | 2244 | 5 | 3.6 | Non Federally-Regulated | 05/13/2019 |  | 12/06/2019
Enertech Global, LLC | Hydron Module | HVS042*2***1 |  | Ground-Source | WBAHP: Heat Pump Packaged Unit | Heat Pump | 208 | 3 |  |  |  | Single-Speed |  |  |  | 44400 | 2094 | 21.2 | 13.4 | 31100 | 2223 | 4.1 | 3.1 | Non Federally-Regulated | 05/13/2019 |  | 12/06/2019
Enertech Global, LLC | Hydron Module | HVS042*3 |  | Water-Source | WBAHP: Heat Pump Packaged Unit | Heat Pump | 460 | 3 |  |  |  | Single-Speed |  |  |  | 41800 | 2612 | 16 | 11.2 | 48500 | 2538 | 5.6 | 4.2 | Federally-Regulated Commercial & Industrial Equipment | 05/13/2019 |  | 12/06/2019
Enertech Global, LLC | Hydron Module | HVS042*3 |  | Ground-Water-Source | WBAHP: Heat Pump Packaged Unit | Heat Pump | 460 | 3 |  |  |  | Single-Speed |  |  |  | 46700 | 1913 | 24.4 | 16.2 | 39200 | 2444 | 4.7 | 3.6 | Non Federally-Regulated | 05/13/2019 |  | 12/06/2019
Enertech Global, LLC | Hydron Module | HVS042*3 |  | Ground-Source | WBAHP: Heat Pump Packaged Unit | Heat Pump | 460 | 3 |  |  |  | Single-Speed |  |  |  | 43600 | 2344 | 18.6 | 13.4 | 32000 | 2467 | 3.8 | 3.1 | Non Federally-Regulated | 05/13/2019 |  | 12/06/2019
Enertech Global, LLC | Hydron Module | HVS042*3***1 |  | Water-Source | WBAHP: Heat Pump Packaged Unit | Heat Pump | 460 | 3 |  |  |  | Single-Speed |  |  |  | 42900 | 2344 | 18.3 | 11.2 | 47800 | 2374 | 5.9 | 4.2 | Federally-Regulated Commercial & Industrial Equipment | 05/13/2019 |  | 12/06/2019
Enertech Global, LLC | Hydron Module | HVS042*3***1 |  | Ground-Water-Source | WBAHP: Heat Pump Packaged Unit | Heat Pump | 460 | 3 |  |  |  | Single-Speed |  |  |  | 47700 | 1679 | 28.4 | 16.2 | 38300 | 2244 | 5 | 3.6 | Non Federally-Regulated | 05/13/2019 |  | 12/06/2019
Enertech Global, LLC | Hydron Module | HVS042*3***1 |  | Ground-Source | WBAHP: Heat Pump Packaged Unit | Heat Pump | 460 | 3 |  |  |  | Single-Speed |  |  |  | 44400 | 2094 | 21.2 | 13.4 | 31100 | 2223 | 4.1 | 3.1 | Non Federally-Regulated | 05/13/2019 |  | 12/06/2019
Enertech Global, LLC | Hydron Module | HVS042*4 |  | Water-Source | WBAHP: Heat Pump Packaged Unit | Heat Pump | 575 | 3 |  |  |  | Single-Speed |  |  |  | 41800 | 2612 | 16 | 11.2 | 48500 | 2538 | 5.6 | 4.2 | Federally-Regulated Commercial & Industrial Equipment | 05/13/2019 |  | 12/06/2019
Enertech Global, LLC | Hydron Module | HVS042*4 |  | Ground-Water-Source | WBAHP: Heat Pump Packaged Unit | Heat Pump | 575 | 3 |  |  |  | Single-Speed |  |  |  | 46700 | 1913 | 24.4 | 16.2 | 39200 | 2444 | 4.7 | 3.6 | Non Federally-Regulated | 05/13/2019 |  | 12/06/2019
Enertech Global, LLC | Hydron Module | HVS042*4 |  | Ground-Source | WBAHP: Heat Pump Packaged Unit | Heat Pump | 575 | 3 |  |  |  | Single-Speed |  |  |  | 43600 | 2344 | 18.6 | 13.4 | 32000 | 2467 | 3.8 | 3.1 | Non Federally-Regulated | 05/13/2019 |  | 12/06/2019
Enertech Global, LLC | Hydron Module | HVS060 |  | Water-Source | WBAHP: Heat Pump Packaged Unit | Heat Pump | 208 | 1 |  |  |  | Single-Speed |  |  |  | 57700 | 3898 | 14.8 | 11.2 | 71400 | 4270 | 4.9 | 4.2 | Federally-Regulated Commercial & Industrial Equipment | 05/13/2019 |  | 12/06/2019
Enertech Global, LLC | Hydron Module | HVS060 |  | Ground-Water-Source | WBAHP: Heat Pump Packaged Unit | Heat Pump | 208 | 1 |  |  |  | Single-Speed |  |  |  | 63300 | 2971 | 21.3 | 16.2 | 58700 | 4000 | 4.3 | 3.6 | Non Federally-Regulated | 05/13/2019 |  | 12/06/2019
Enertech Global, LLC | Hydron Module | HVS060 |  | Ground-Source | WBAHP: Heat Pump Packaged Unit | Heat Pump | 208 | 1 |  |  |  | Single-Speed |  |  |  | 60000 | 3550 | 16.9 | 13.4 | 46900 | 3818 | 3.6 | 3.1 | Non Federally-Regulated | 05/13/2019 |  | 12/06/2019
Enertech Global, LLC | Hydron Module | HVS060*****1 |  | Water-Source | WBAHP: Heat Pump Packaged Unit | Heat Pump | 208 | 1 |  |  |  | Single-Speed |  |  |  | 58800 | 3721 | 15.8 | 11.2 | 70900 | 3995 | 5.2 | 4.2 | Federally-Regulated Commercial & Industrial Equipment | 05/13/2019 |  | 12/06/2019
Enertech Global, LLC | Hydron Module | HVS060*****1 |  | Ground-Source | WBAHP: Heat Pump Packaged Unit | Heat Pump | 208 | 1 |  |  |  | Single-Speed |  |  |  | 61500 | 3379 | 18.2 | 13.4 | 46300 | 3570 | 3.8 | 3.1 | Non Federally-Regulated | 05/13/2019 |  | 12/06/2019
Enertech Global, LLC | Hydron Module | HVS060*2 |  | Water-Source | WBAHP: Heat Pump Packaged Unit | Heat Pump | 208 | 3 |  |  |  | Single-Speed |  |  |  | 57700 | 3898 | 14.8 | 11.2 | 71400 | 4270 | 4.9 | 4.2 | Federally-Regulated Commercial & Industrial Equipment | 05/13/2019 |  | 12/06/2019
Enertech Global, LLC | Hydron Module | HVS060*2 |  | Ground-Water-Source | WBAHP: Heat Pump Packaged Unit | Heat Pump | 208 | 3 |  |  |  | Single-Speed |  |  |  | 63300 | 2971 | 21.3 | 16.2 | 58700 | 4000 | 4.3 | 3.6 | Non Federally-Regulated | 05/13/2019 |  | 12/06/2019
Enertech Global, LLC | Hydron Module | HVS060*2 |  | Ground-Source | WBAHP: Heat Pump Packaged Unit | Heat Pump | 208 | 3 |  |  |  | Single-Speed |  |  |  | 60000 | 3550 | 16.9 | 13.4 | 46900 | 3818 | 3.6 | 3.1 | Non Federally-Regulated | 05/13/2019 |  | 12/06/2019
Enertech Global, LLC | Hydron Module | HVS060*2***1 |  | Water-Source | WBAHP: Heat Pump Packaged Unit | Heat Pump | 208 | 3 |  |  |  | Single-Speed |  |  |  | 58800 | 3721 | 15.8 | 11.2 | 70900 | 3995 | 5.2 | 4.2 | Federally-Regulated Commercial & Industrial Equipment | 05/13/2019 |  | 12/06/2019
Enertech Global, LLC | Hydron Module | HVS060*2***1 |  | Ground-Source | WBAHP: Heat Pump Packaged Unit | Heat Pump | 208 | 3 |  |  |  | Single-Speed |  |  |  | 61500 | 3379 | 18.2 | 13.4 | 46300 | 3570 | 3.8 | 3.1 | Non Federally-Regulated | 05/13/2019 |  | 12/06/2019
Enertech Global, LLC | Hydron Module | HVS060*3 |  | Water-Source | WBAHP: Heat Pump Packaged Unit | Heat Pump | 460 | 3 |  |  |  | Single-Speed |  |  |  | 57700 | 3898 | 14.8 | 11.2 | 71400 | 4270 | 4.9 | 4.2 | Federally-Regulated Commercial & Industrial Equipment | 05/13/2019 |  | 12/06/2019
Enertech Global, LLC | Hydron Module | HVS060*3 |  | Ground-Water-Source | WBAHP: Heat Pump Packaged Unit | Heat Pump | 460 | 3 |  |  |  | Single-Speed |  |  |  | 63300 | 2971 | 21.3 | 16.2 | 58700 | 4000 | 4.3 | 3.6 | Non Federally-Regulated | 05/13/2019 |  | 12/06/2019
Enertech Global, LLC | Hydron Module | HVS060*3 |  | Ground-Source | WBAHP: Heat Pump Packaged Unit | Heat Pump | 460 | 3 |  |  |  | Single-Speed |  |  |  | 60000 | 3550 | 16.9 | 13.4 | 48900 | 3980 | 3.6 | 3.1 | Non Federally-Regulated | 05/13/2019 |  | 12/06/2019
Enertech Global, LLC | Hydron Module | HVS060*3***1 |  | Water-Source | WBAHP: Heat Pump Packaged Unit | Heat Pump | 460 | 3 |  |  |  | Single-Speed |  |  |  | 58800 | 3721 | 15.8 | 11.2 | 70900 | 3995 | 5.2 | 4.2 | Federally-Regulated Commercial & Industrial Equipment | 05/13/2019 |  | 12/06/2019
Enertech Global, LLC | Hydron Module | HVS060*3***1 |  | Ground-Source | WBAHP: Heat Pump Packaged Unit | Heat Pump | 460 | 3 |  |  |  | Single-Speed |  |  |  | 61500 | 3379 | 18.2 | 13.4 | 46300 | 3570 | 3.8 | 3.1 | Non Federally-Regulated | 05/13/2019 |  | 12/06/2019
Enertech Global, LLC | Hydron Module | HVS060*4 |  | Water-Source | WBAHP: Heat Pump Packaged Unit | Heat Pump | 575 | 3 |  |  |  | Single-Speed |  |  |  | 57700 | 3898 | 14.8 | 11.2 | 71400 | 4270 | 4.9 | 4.2 | Federally-Regulated Commercial & Industrial Equipment | 05/13/2019 |  | 12/06/2019
Enertech Global, LLC | Hydron Module | HVS060*4 |  | Ground-Water-Source | WBAHP: Heat Pump Packaged Unit | Heat Pump | 575 | 3 |  |  |  | Single-Speed |  |  |  | 63300 | 2971 | 21.3 | 16.2 | 58700 | 4000 | 4.3 | 3.6 | Non Federally-Regulated | 05/13/2019 |  | 12/06/2019
Enertech Global, LLC | Hydron Module | HVS060*4 |  | Ground-Source | WBAHP: Heat Pump Packaged Unit | Heat Pump | 575 | 3 |  |  |  | Single-Speed |  |  |  | 60000 | 3550 | 16.9 | 13.4 | 46900 | 3818 | 3.6 | 3.1 | Non Federally-Regulated | 05/13/2019 |  | 12/06/2019
Enertech Global, LLC | Hydron Module | HXT024D |  | Ground-Water-Source | WBAHP: Heat Pump Packaged Unit | Heat Pump | 208 | 1 |  |  |  | Single-Speed |  |  |  | 29600 | 1100 | 26.9 | 16.2 | 24700 | 1392 | 5.2 | 3.6 | Non Federally-Regulated | 02/08/2019 |  | 12/06/2019
Enertech Global, LLC | Hydron Module | HXT024D |  | Ground-Source | WBAHP: Heat Pump Packaged Unit | Heat Pump | 208 | 1 |  |  |  | Single-Speed |  |  |  | 27200 | 1339 | 20.3 | 13.4 | 19800 | 1349 | 4.3 | 3.1 | Non Federally-Regulated | 02/08/2019 |  | 12/06/2019
Enertech Global, LLC | Hydron Module | HXT024D2 |  | Ground-Water-Source | WBAHP: Heat Pump Packaged Unit | Heat Pump | 208 | 3 |  |  |  | Single-Speed |  |  |  | 29600 | 1100 | 26.9 | 16.2 | 24700 | 1392 | 5.2 | 3.6 | Non Federally-Regulated | 11/30/2016 |  | 12/06/2019
Enertech Global, LLC | Hydron Module | HXT024D2 |  | Ground-Source | WBAHP: Heat Pump Packaged Unit | Heat Pump | 208 | 3 |  |  |  | Single-Speed |  |  |  | 27200 | 1339 | 20.3 | 13.4 | 19800 | 1349 | 4.3 | 3.1 | Non Federally-Regulated | 11/30/2016 |  | 12/06/2019
Enertech Global, LLC | Hydron Module | HXT024D3 |  | Ground-Water-Source | WBAHP: Heat Pump Packaged Unit | Heat Pump | 460 | 3 |  |  |  | Single-Speed |  |  |  | 29600 | 1100 | 26.9 | 16.2 | 24700 | 1392 | 5.2 | 3.6 | Non Federally-Regulated | 11/30/2016 |  | 12/06/2019
Enertech Global, LLC | Hydron Module | HXT024D3 |  | Ground-Source | WBAHP: Heat Pump Packaged Unit | Heat Pump | 460 | 3 |  |  |  | Single-Speed |  |  |  | 27200 | 1339 | 20.3 | 13.4 | 19800 | 1349 | 4.3 | 3.1 | Non Federally-Regulated | 11/30/2016 |  | 12/06/2019
Enertech Global, LLC | Hydron Module | HXT048D |  | Ground-Water-Source | WBAHP: Heat Pump Packaged Unit | Heat Pump | 208 | 1 |  |  |  | Single-Speed |  |  |  | 53100 | 2402 | 22.1 | 16.2 | 47400 | 3019 | 4.6 | 3.6 | Non Federally-Regulated | 03/15/2019 |  | 12/06/2019
Enertech Global, LLC | Hydron Module | HXT048D |  | Ground-Source | WBAHP: Heat Pump Packaged Unit | Heat Pump | 208 | 1 |  |  |  | Single-Speed |  |  |  | 49000 | 2865 | 17.1 | 13.4 | 38200 | 2870 | 3.9 | 3.1 | Non Federally-Regulated | 03/15/2019 |  | 12/06/2019
Enertech Global, LLC | Hydron Module | HXT048D2 |  | Ground-Water-Source | WBAHP: Heat Pump Packaged Unit | Heat Pump | 208 | 3 |  |  |  | Single-Speed |  |  |  | 53100 | 2402 | 22.1 | 16.2 | 47400 | 3019 | 4.6 | 3.6 | Non Federally-Regulated | 03/15/2019 |  | 12/06/2019
Enertech Global, LLC | Hydron Module | HXT048D2 |  | Ground-Source | WBAHP: Heat Pump Packaged Unit | Heat Pump | 208 | 3 |  |  |  | Single-Speed |  |  |  | 49000 | 2865 | 17.1 | 13.4 | 38200 | 2870 | 3.9 | 3.1 | Non Federally-Regulated | 03/15/2019 |  | 12/06/2019
Enertech Global, LLC | Hydron Module | HXT048D3 |  | Ground-Water-Source | WBAHP: Heat Pump Packaged Unit | Heat Pump | 460 | 3 |  |  |  | Single-Speed |  |  |  | 53100 | 2402 | 22.1 | 16.2 | 47400 | 3019 | 4.6 | 3.6 | Non Federally-Regulated | 03/15/2019 |  | 12/06/2019
Enertech Global, LLC | Hydron Module | HXT048D3 |  | Ground-Source | WBAHP: Heat Pump Packaged Unit | Heat Pump | 460 | 3 |  |  |  | Single-Speed |  |  |  | 49000 | 2865 | 17.1 | 13.4 | 38200 | 2870 | 3.9 | 3.1 | Non Federally-Regulated | 03/15/2019 |  | 12/06/2019
Enertech Global, LLC | Hydron Module | HXT060D |  | Ground-Source | WBAHP: Heat Pump Packaged Unit | Heat Pump | 208 | 1 |  |  |  | Single-Speed |  |  |  | 63000 | 3539 | 17.8 | 13.4 | 47700 | 3778 | 3.7 | 3.1 | Non Federally-Regulated | 03/15/2019 |  | 12/06/2019
Enertech Global, LLC | Hydron Module | HXT060D2 |  | Ground-Source | WBAHP: Heat Pump Packaged Unit | Heat Pump | 208 | 3 |  |  |  | Single-Speed |  |  |  | 63000 | 3539 | 17.8 | 13.4 | 47700 | 3778 | 3.7 | 3.1 | Non Federally-Regulated | 03/15/2019 |  | 12/06/2019
Enertech Global, LLC | Hydron Module | HXT060D3 |  | Ground-Source | WBAHP: Heat Pump Packaged Unit | Heat Pump | 460 | 3 |  |  |  | Single-Speed |  |  |  | 63000 | 3539 | 17.8 | 13.4 | 47700 | 3778 | 3.7 | 3.1 | Non Federally-Regulated | 03/15/2019 |  | 12/06/2019
Enertech Global, LLC | Hydron Module | HZS036*****1 |  | Water-Source | WBAHP: Heat Pump Packaged Unit | Heat Pump | 208 | 1 |  |  |  | Single-Speed |  |  |  | 35300 | 2206 | 16 | 11.2 | 42600 | 2448 | 5.1 | 4.2 | Federally-Regulated Commercial & Industrial Equipment | 04/24/2019 |  | 12/06/2019
Enertech Global, LLC | Hydron Module | HZS036*****1 |  | Ground-Water-Source | WBAHP: Heat Pump Packaged Unit | Heat Pump | 208 | 1 |  |  |  | Single-Speed |  |  |  | 39500 | 1599 | 24.7 | 16.2 | 33600 | 2140 | 4.6 | 3.6 | Non Federally-Regulated | 04/24/2019 |  | 12/06/2019
Enertech Global, LLC | Hydron Module | HZS036*****1 |  | Ground-Source | WBAHP: Heat Pump Packaged Unit | Heat Pump | 208 | 1 |  |  |  | Single-Speed |  |  |  | 37200 | 1978 | 18.8 | 13.4 | 27500 | 2066 | 3.9 | 3.1 | Non Federally-Regulated | 04/24/2019 |  | 12/06/2019
Enertech Global, LLC | Hydron Module | HZS060*****1 |  | Water-Source | WBAHP: Heat Pump Packaged Unit | Heat Pump | 208 | 1 |  |  |  | Single-Speed |  |  |  | 53500 | 3566 | 15 | 11.2 | 71000 | 4246 | 4.9 | 4.2 | Federally-Regulated Commercial & Industrial Equipment | 04/24/2019 |  | 12/06/2019
Enertech Global, LLC | Hydron Module | HZS060*****1 |  | Ground-Water-Source | WBAHP: Heat Pump Packaged Unit | Heat Pump | 208 | 1 |  |  |  | Single-Speed |  |  |  | 60500 | 2713 | 22.3 | 16.2 | 58600 | 3993 | 4.3 | 3.6 | Non Federally-Regulated | 04/24/2019 |  | 12/06/2019
Enertech Global, LLC | Hydron Module | HZS060*****1 |  | Ground-Source | WBAHP: Heat Pump Packaged Unit | Heat Pump | 208 | 1 |  |  |  | Single-Speed |  |  |  | 57000 | 3257 | 17.5 | 13.4 | 46200 | 3761 | 3.6 | 3.1 | Non Federally-Regulated | 04/24/2019 |  | 12/06/2019
Enertech Global, LLC | Hydron Module | HZT024 |  | Water-Source | WBAHP: Heat Pump Packaged Unit | Heat Pump | 208 | 1 |  |  |  | Single-Speed |  |  |  | 25300 | 1591 | 15.9 | 11.2 | 28800 | 1623 | 5.2 | 4.2 | Federally-Regulated Commercial & Industrial Equipment | 04/24/2019 |  | 12/06/2019
Enertech Global, LLC | Hydron Module | HZT024 |  | Ground-Water-Source | WBAHP: Heat Pump Packaged Unit | Heat Pump | 208 | 1 |  |  |  | Single-Speed |  |  |  | 28200 | 1189 | 23.7 | 16.2 | 22900 | 1459 | 4.6 | 3.6 | Non Federally-Regulated | 04/24/2019 |  | 12/06/2019
Enertech Global, LLC | Hydron Module | HZT024 |  | Ground-Source | WBAHP: Heat Pump Packaged Unit | Heat Pump | 208 | 1 |  |  |  | Single-Speed |  |  |  | 26400 | 1442 | 18.3 | 13.4 | 18300 | 1375 | 3.9 | 3.1 | Non Federally-Regulated | 04/24/2019 |  | 12/06/2019
FHP Manufacturing Company | Aquarius | EP030-1HZ/VT |  | Water-Source | WBAHP: Heat Pump Packaged Unit | Heat Pump | 208 | 1 |  |  |  | Single-Speed |  |  |  | 27000 | 1626 | 16.6 | 11.2 | 31000 | 1593 | 5.7 | 4.2 | Federally-Regulated Commercial & Industrial Equipment | 03/15/2019 |  | 12/06/2019
FHP Manufacturing Company | Aquarius | EP030-1HZ/VT |  | Ground-Water-Source | WBAHP: Heat Pump Packaged Unit | Heat Pump | 208 | 1 |  |  |  | Single-Speed |  |  |  | 31700 | 1174 | 27 | 16.2 | 25000 | 1480 | 5 | 3.6 | Non Federally-Regulated | 03/15/2019 |  | 12/06/2019
FHP Manufacturing Company | Aquarius | EP030-1HZ/VT |  | Ground-Source | WBAHP: Heat Pump Packaged Unit | Heat Pump | 208 | 1 |  |  |  | Single-Speed |  |  |  | 28500 | 1469 | 19.4 | 13.4 | 20500 | 1521 | 4 | 3.1 | Non Federally-Regulated | 03/15/2019 |  | 12/06/2019
FHP Manufacturing Company | Aquarius | EP030-3HZ/VT |  | Water-Source | WBAHP: Heat Pump Packaged Unit | Heat Pump | 208 | 3 |  |  |  | Single-Speed |  |  |  | 27000 | 1626 | 16.6 | 11.2 | 31000 | 1593 | 5.7 | 4.2 | Federally-Regulated Commercial & Industrial Equipment | 03/15/2019 |  | 12/06/2019
FHP Manufacturing Company | Aquarius | EP030-3HZ/VT |  | Ground-Water-Source | WBAHP: Heat Pump Packaged Unit | Heat Pump | 208 | 3 |  |  |  | Single-Speed |  |  |  | 31700 | 1174 | 27 | 16.2 | 25000 | 1480 | 5 | 3.6 | Non Federally-Regulated | 03/15/2019 |  | 12/06/2019
FHP Manufacturing Company | Aquarius | EP030-3HZ/VT |  | Ground-Source | WBAHP: Heat Pump Packaged Unit | Heat Pump | 208 | 3 |  |  |  | Single-Speed |  |  |  | 28500 | 1469 | 19.4 | 13.4 | 20500 | 1521 | 4 | 3.1 | Non Federally-Regulated | 03/15/2019 |  | 12/06/2019
FHP Manufacturing Company | Aquarius | EP030-4HZ/VT |  | Water-Source | WBAHP: Heat Pump Packaged Unit | Heat Pump | 460 | 3 |  |  |  | Single-Speed |  |  |  | 27000 | 1626 | 16.6 | 11.2 | 31000 | 1593 | 5.7 | 4.2 | Federally-Regulated Commercial & Industrial Equipment | 03/15/2019 |  | 12/06/2019
FHP Manufacturing Company | Aquarius | EP030-4HZ/VT |  | Ground-Water-Source | WBAHP: Heat Pump Packaged Unit | Heat Pump | 460 | 3 |  |  |  | Single-Speed |  |  |  | 31700 | 1174 | 27 | 16.2 | 25000 | 1480 | 5 | 3.6 | Non Federally-Regulated | 03/15/2019 |  | 12/06/2019
FHP Manufacturing Company | Aquarius | EP030-4HZ/VT |  | Ground-Source | WBAHP: Heat Pump Packaged Unit | Heat Pump | 460 | 3 |  |  |  | Single-Speed |  |  |  | 28500 | 1469 | 19.4 | 13.4 | 20500 | 1521 | 4 | 3.1 | Non Federally-Regulated | 03/15/2019 |  | 12/06/2019
FHP Manufacturing Company | Aquarius | EP030-2HZ/VT |  | Water-Source | WBAHP: Heat Pump Packaged Unit | Heat Pump | 265 | 1 |  |  |  | Single-Speed |  |  |  | 27000 | 1626 | 16.6 | 11.2 | 31000 | 1593 | 5.7 | 4.2 | Federally-Regulated Commercial & Industrial Equipment | 03/15/2019 |  | 12/06/2019
FHP Manufacturing Company | Aquarius | EP030-2HZ/VT |  | Ground-Water-Source | WBAHP: Heat Pump Packaged Unit | Heat Pump | 265 | 1 |  |  |  | Single-Speed |  |  |  | 31700 | 1174 | 27 | 16.2 | 25000 | 1480 | 5 | 3.6 | Non Federally-Regulated | 03/15/2019 |  | 12/06/2019
FHP Manufacturing Company | Aquarius | EP030-2HZ/VT |  | Ground-Source | WBAHP: Heat Pump Packaged Unit | Heat Pump | 265 | 1 |  |  |  | Single-Speed |  |  |  | 28500 | 1469 | 19.4 | 13.4 | 20500 | 1521 | 4 | 3.1 | Non Federally-Regulated | 03/15/2019 |  | 12/06/2019
FHP Manufacturing Company | Aquarius | EP015-1HZ/VT |  | Water-Source | WBAHP: Heat Pump Packaged Unit | Heat Pump | 208 | 1 |  |  |  | Single-Speed |  |  |  | 15200 | 868 | 17.5 | 11.2 | 17500 | 915 | 5.6 | 4.2 | Federally-Regulated Commercial & Industrial Equipment | 07/17/2019 |  | 12/06/2019
FHP Manufacturing Company | Aquarius | EP015-1HZ/VT |  | Ground-Water-Source | WBAHP: Heat Pump Packaged Unit | Heat Pump | 208 | 1 |  |  |  | Single-Speed |  |  |  | 17000 | 590 | 28.8 | 16.2 | 13000 | 828 | 4.6 | 3.6 | Non Federally-Regulated | 07/17/2019 |  | 12/06/2019
FHP Manufacturing Company | Aquarius | EP015-1HZ/VT |  | Ground-Source | WBAHP: Heat Pump Packaged Unit | Heat Pump | 208 | 1 |  |  |  | Single-Speed |  |  |  | 16200 | 786 | 20.6 | 13.4 | 11000 | 826 | 3.9 | 3.1 | Non Federally-Regulated | 07/17/2019 |  | 12/06/2019
FHP Manufacturing Company | Bosch | LM036-4VT/CF/HZ*-*****A |  | Water-Source | WBAHP: Heat Pump Packaged Unit | Both Heat Pump and Electric Re | 460 | 3 |  |  |  | Dual-Speed |  |  |  | 39000 | 2142 | 18.2 | 11.2 | 42800 | 2459 | 5.1 | 4.2 | Federally-Regulated Commercial & Industrial Equipment | 05/13/2019 |  | 12/06/2019
FHP Manufacturing Company | Bosch | LM036-4VT/CF/HZ*-*****A |  | Ground-Water-Source | WBAHP: Heat Pump Packaged Unit | Both Heat Pump and Electric Re | 460 | 3 |  |  |  | Dual-Speed |  |  |  | 43300 | 1665 | 26 | 16.2 | 35900 | 2312 | 4.6 | 3.6 | Non Federally-Regulated | 05/13/2019 |  | 12/06/2019
FHP Manufacturing Company | Bosch | LM036-4VT/CF/HZ*-*****A |  | Ground-Source | WBAHP: Heat Pump Packaged Unit | Both Heat Pump and Electric Re | 460 | 3 |  |  |  | Dual-Speed |  |  |  | 40800 | 2019 | 20.2 | 13.4 | 28400 | 2107 | 4 | 3.1 | Non Federally-Regulated | 05/13/2019 |  | 12/06/2019
FHP Manufacturing Company | Bosch | LM036-2VT/CF/HZ*-*****A |  | Water-Source | WBAHP: Heat Pump Packaged Unit | Both Heat Pump and Electric Re | 265 | 1 |  |  |  | Dual-Speed |  |  |  | 39000 | 2142 | 18.2 | 11.2 | 42800 | 2459 | 5.1 | 4.2 | Federally-Regulated Commercial & Industrial Equipment | 05/13/2019 |  | 12/06/2019
FHP Manufacturing Company | Bosch | LM036-2VT/CF/HZ*-*****A |  | Ground-Water-Source | WBAHP: Heat Pump Packaged Unit | Both Heat Pump and Electric Re | 265 | 1 |  |  |  | Dual-Speed |  |  |  | 43300 | 1665 | 26 | 16.2 | 35900 | 2312 | 4.6 | 3.6 | Non Federally-Regulated | 05/13/2019 |  | 12/06/2019
FHP Manufacturing Company | Bosch | LM036-2VT/CF/HZ*-*****A |  | Ground-Source | WBAHP: Heat Pump Packaged Unit | Both Heat Pump and Electric Re | 265 | 1 |  |  |  | Dual-Speed |  |  |  | 40800 | 2019 | 20.2 | 13.4 | 28400 | 2107 | 4 | 3.1 | Non Federally-Regulated | 05/13/2019 |  | 12/06/2019
FHP Manufacturing Company | Bosch | LM036-3VT/CF/HZ*-*****A |  | Water-Source | WBAHP: Heat Pump Packaged Unit | Both Heat Pump and Electric Re | 208 | 3 |  |  |  | Dual-Speed |  |  |  | 39000 | 2142 | 18.2 | 11.2 | 42800 | 2459 | 5.1 | 4.2 | Federally-Regulated Commercial & Industrial Equipment | 05/13/2019 |  | 12/06/2019
FHP Manufacturing Company | Bosch | LM036-3VT/CF/HZ*-*****A |  | Ground-Water-Source | WBAHP: Heat Pump Packaged Unit | Both Heat Pump and Electric Re | 208 | 3 |  |  |  | Dual-Speed |  |  |  | 43300 | 1665 | 26 | 16.2 | 35900 | 2312 | 4.6 | 3.6 | Non Federally-Regulated | 05/13/2019 |  | 12/06/2019
FHP Manufacturing Company | Bosch | LM036-3VT/CF/HZ*-*****A |  | Ground-Source | WBAHP: Heat Pump Packaged Unit | Both Heat Pump and Electric Re | 208 | 3 |  |  |  | Dual-Speed |  |  |  | 40800 | 2019 | 20.2 | 13.4 | 28400 | 2107 | 4 | 3.1 | Non Federally-Regulated | 05/13/2019 |  | 12/06/2019
FHP Manufacturing Company | Bosch | LM036-1VT/CF/HZ*-*****A |  | Water-Source | WBAHP: Heat Pump Packaged Unit | Both Heat Pump and Electric Re | 208 | 1 |  |  |  | Dual-Speed |  |  |  | 39000 | 2142 | 18.2 | 11.2 | 42800 | 2459 | 5.1 | 4.2 | Federally-Regulated Commercial & Industrial Equipment | 05/13/2019 |  | 12/06/2019
FHP Manufacturing Company | Bosch | LM036-1VT/CF/HZ*-*****A |  | Ground-Water-Source | WBAHP: Heat Pump Packaged Unit | Both Heat Pump and Electric Re | 208 | 1 |  |  |  | Dual-Speed |  |  |  | 43300 | 1665 | 26 | 16.2 | 35900 | 2312 | 4.6 | 3.6 | Non Federally-Regulated | 05/13/2019 |  | 12/06/2019
FHP Manufacturing Company | Bosch | LM036-1VT/CF/HZ*-*****A |  | Ground-Source | WBAHP: Heat Pump Packaged Unit | Both Heat Pump and Electric Re | 208 | 1 |  |  |  | Dual-Speed |  |  |  | 40800 | 2019 | 20.2 | 13.4 | 28400 | 2107 | 4 | 3.1 | Non Federally-Regulated | 05/13/2019 |  | 12/06/2019
FHP Manufacturing Company | Bosch | LV060-3VTN-***P*D-**T/G |  | Water-Source | WBAHP: Heat Pump Packaged Unit | Heat Pump | 208 | 3 |  |  |  | Single-Speed |  |  |  | 59100 | 4460 | 13.25 |  | 77800 | 5241 | 4.4 |  | Federally-Regulated Commercial & Industrial Equipment | 10/25/2019 |  | 12/06/2019
FHP Manufacturing Company | Bosch | LV060-1VTN-***T/A*D-**T/G |  | Water-Source | WBAHP: Heat Pump Packaged Unit | Heat Pump | 208 | 1 |  |  |  | Single-Speed |  |  |  | 59600 | 4138 | 14.4 |  | 77000 | 4558 | 5 |  | Federally-Regulated Commercial & Industrial Equipment | 10/25/2019 |  | 12/06/2019
FHP Manufacturing Company | Bosch | LV060-3VTC-***P*D-**T/G |  | Water-Source | WBAHP: Heat Pump Packaged Unit | Heat Pump | 208 | 3 |  |  |  | Single-Speed |  |  |  | 59100 | 4345 | 13.6 |  | 77800 | 4750 | 4.8 |  | Federally-Regulated Commercial & Industrial Equipment | 10/25/2019 |  | 12/06/2019
FHP Manufacturing Company | Bosch | LV060-3VTN-***P*D-**T/G |  | Ground-Source | WBAHP: Heat Pump Packaged Unit | Heat Pump | 208 | 3 |  |  |  | Single-Speed |  |  |  | 61600 | 3898 | 15.8 |  | 53400 | 4173 | 3.8 |  | Non Federally-Regulated | 10/25/2019 |  | 12/06/2019
FHP Manufacturing Company | Bosch | LV060-1VTN-***T/A*D-**T/G |  | Ground-Source | WBAHP: Heat Pump Packaged Unit | Heat Pump | 208 | 1 |  |  |  | Single-Speed |  |  |  | 62200 | 3758 | 16.55 |  | 52400 | 3937 | 3.9 |  | Non Federally-Regulated | 10/25/2019 |  | 12/06/2019
FHP Manufacturing Company | Bosch | LV060-4HZN-***P*D-**T/G |  | Water-Source | WBAHP: Heat Pump Packaged Unit | Heat Pump | 460 | 3 |  |  |  | Single-Speed |  |  |  | 57200 | 4366 | 13.1 |  | 71000 | 4624 | 4.5 |  | Federally-Regulated Commercial & Industrial Equipment | 10/25/2019 |  | 12/06/2019
FHP Manufacturing Company | Bosch | LV060-3VTC-***P*D-**T/G |  | Ground-Source | WBAHP: Heat Pump Packaged Unit | Heat Pump | 208 | 3 |  |  |  | Single-Speed |  |  |  | 61600 | 3898 | 15.8 |  | 53400 | 4173 | 3.8 |  | Non Federally-Regulated | 10/25/2019 |  | 12/06/2019
FHP Manufacturing Company | Bosch | LV060-4HZN-***P*D-**T/G |  | Ground-Source | WBAHP: Heat Pump Packaged Unit | Heat Pump | 460 | 3 |  |  |  | Single-Speed |  |  |  | 59800 | 3908 | 15.3 |  | 49500 | 4144 | 3.5 |  | Non Federally-Regulated | 10/25/2019 |  | 12/06/2019
FHP Manufacturing Company | Bosch | LV060-5VTC-***P*D-**T/G |  | Water-Source | WBAHP: Heat Pump Packaged Unit | Heat Pump | 575 | 3 |  |  |  | Single-Speed |  |  |  | 59100 | 4345 | 13.6 |  | 77800 | 4750 | 4.8 |  | Federally-Regulated Commercial & Industrial Equipment | 10/25/2019 |  | 12/06/2019
FHP Manufacturing Company | Bosch | LV060-5VTC-***P*D-**T/G |  | Ground-Source | WBAHP: Heat Pump Packaged Unit | Heat Pump | 575 | 3 |  |  |  | Single-Speed |  |  |  | 61600 | 3898 | 15.8 |  | 53400 | 4173 | 3.8 |  | Non Federally-Regulated | 10/25/2019 |  | 12/06/2019
FHP Manufacturing Company | Bosch | LV060-5VTN-***P*D-**T/G |  | Water-Source | WBAHP: Heat Pump Packaged Unit | Heat Pump | 575 | 3 |  |  |  | Single-Speed |  |  |  | 59100 | 4460 | 13.25 |  | 77800 | 5241 | 4.4 |  | Federally-Regulated Commercial & Industrial Equipment | 10/25/2019 |  | 12/06/2019
FHP Manufacturing Company | Bosch | LV060-5VTN-***P*D-**T/G |  | Ground-Source | WBAHP: Heat Pump Packaged Unit | Heat Pump | 575 | 3 |  |  |  | Single-Speed |  |  |  | 61600 | 3898 | 15.8 |  | 53400 | 4173 | 3.8 |  | Non Federally-Regulated | 10/25/2019 |  | 12/06/2019
FHP Manufacturing Company | Bosch | LV060-4VTN-***T/A*D-**T/G |  | Water-Source | WBAHP: Heat Pump Packaged Unit | Heat Pump | 460 | 3 |  |  |  | Single-Speed |  |  |  | 59600 | 4138 | 14.4 |  | 77000 | 4558 | 5 |  | Federally-Regulated Commercial & Industrial Equipment | 10/25/2019 |  | 12/06/2019
FHP Manufacturing Company | Bosch | LV060-1VTC-***P*D-**T/G |  | Water-Source | WBAHP: Heat Pump Packaged Unit | Heat Pump | 208 | 1 |  |  |  | Single-Speed |  |  |  | 59100 | 4345 | 13.6 |  | 77800 | 4750 | 4.8 |  | Federally-Regulated Commercial & Industrial Equipment | 10/25/2019 |  | 12/06/2019
FHP Manufacturing Company | Bosch | LV060-1VTN-***P*D-**T/G |  | Water-Source | WBAHP: Heat Pump Packaged Unit | Heat Pump | 208 | 1 |  |  |  | Single-Speed |  |  |  | 59100 | 4460 | 13.25 |  | 77800 | 5241 | 4.4 |  | Federally-Regulated Commercial & Industrial Equipment | 10/25/2019 |  | 12/06/2019
FHP Manufacturing Company | Bosch | LV060-1VTC-***T/A*D-**T/G |  | Water-Source | WBAHP: Heat Pump Packaged Unit | Heat Pump | 208 | 1 |  |  |  | Single-Speed |  |  |  | 59600 | 4138 | 14.4 |  | 77000 | 4558 | 5 |  | Federally-Regulated Commercial & Industrial Equipment | 10/25/2019 |  | 12/06/2019
FHP Manufacturing Company | Bosch | LV060-4HZC-***P*D-**T/G |  | Water-Source | WBAHP: Heat Pump Packaged Unit | Heat Pump | 460 | 3 |  |  |  | Single-Speed |  |  |  | 59200 | 4352 | 13.6 |  | 74200 | 4530 | 4.8 |  | Federally-Regulated Commercial & Industrial Equipment | 10/25/2019 |  | 12/06/2019
FHP Manufacturing Company | Bosch | LV060-3HZN-***P*D-**T/G |  | Water-Source | WBAHP: Heat Pump Packaged Unit | Heat Pump | 208 | 3 |  |  |  | Single-Speed |  |  |  | 57200 | 4366 | 13.1 |  | 71000 | 4624 | 4.5 |  | Federally-Regulated Commercial & Industrial Equipment | 10/25/2019 |  | 12/06/2019
FHP Manufacturing Company | Bosch | LV060-3VTC-***T/A*D-**T/G |  | Water-Source | WBAHP: Heat Pump Packaged Unit | Heat Pump | 208 | 3 |  |  |  | Single-Speed |  |  |  | 59600 | 4138 | 14.4 |  | 77000 | 4558 | 5 |  | Federally-Regulated Commercial & Industrial Equipment | 10/25/2019 |  | 12/06/2019
FHP Manufacturing Company | Bosch | LV060-4VTN-***P*D-**T/G |  | Water-Source | WBAHP: Heat Pump Packaged Unit | Heat Pump | 460 | 3 |  |  |  | Single-Speed |  |  |  | 59100 | 4460 | 13.25 |  | 77800 | 5241 | 4.4 |  | Federally-Regulated Commercial & Industrial Equipment | 10/25/2019 |  | 12/06/2019
FHP Manufacturing Company | Bosch | LV060-4VTN-***T/A*D-**T/G |  | Ground-Source | WBAHP: Heat Pump Packaged Unit | Heat Pump | 460 | 3 |  |  |  | Single-Speed |  |  |  | 62200 | 3758 | 16.55 |  | 52400 | 3937 | 3.9 |  | Non Federally-Regulated | 10/25/2019 |  | 12/06/2019
FHP Manufacturing Company | Bosch | LV060-5HZC-***P*D-**T/G |  | Water-Source | WBAHP: Heat Pump Packaged Unit | Heat Pump | 575 | 3 |  |  |  | Single-Speed |  |  |  | 59200 | 4352 | 13.6 |  | 74200 | 4530 | 4.8 |  | Federally-Regulated Commercial & Industrial Equipment | 10/25/2019 |  | 12/06/2019
FHP Manufacturing Company | Bosch | LV060-3VTN-***T/A*D-**T/G |  | Water-Source | WBAHP: Heat Pump Packaged Unit | Heat Pump | 208 | 3 |  |  |  | Single-Speed |  |  |  | 59600 | 4138 | 14.4 |  | 77000 | 4558 | 5 |  | Federally-Regulated Commercial & Industrial Equipment | 10/25/2019 |  | 12/06/2019
FHP Manufacturing Company | Bosch | LV060-3VTN-***T/A*D-**T/G |  | Ground-Source | WBAHP: Heat Pump Packaged Unit | Heat Pump | 208 | 3 |  |  |  | Single-Speed |  |  |  | 62200 | 3758 | 16.55 |  | 52400 | 3937 | 3.9 |  | Non Federally-Regulated | 10/25/2019 |  | 12/06/2019
FHP Manufacturing Company | Bosch | LV060-4VTC-***T/A*D-**T/G |  | Water-Source | WBAHP: Heat Pump Packaged Unit | Heat Pump | 460 | 3 |  |  |  | Single-Speed |  |  |  | 59600 | 4138 | 14.4 |  | 77000 | 4558 | 5 |  | Federally-Regulated Commercial & Industrial Equipment | 10/25/2019 |  | 12/06/2019
FHP Manufacturing Company | Bosch | LV060-4HZC-***P*D-**T/G |  | Ground-Source | WBAHP: Heat Pump Packaged Unit | Heat Pump | 460 | 3 |  |  |  | Single-Speed |  |  |  | 61900 | 3993 | 15.5 |  | 49200 | 3794 | 3.8 |  | Non Federally-Regulated | 10/25/2019 |  | 12/06/2019
FHP Manufacturing Company | Bosch | LV060-4HZN-***T/A*D-**T/G |  | Water-Source | WBAHP: Heat Pump Packaged Unit | Heat Pump | 460 | 3 |  |  |  | Single-Speed |  |  |  | 59000 | 4125 | 14.3 |  | 66400 | 4525 | 4.3 |  | Federally-Regulated Commercial & Industrial Equipment | 10/25/2019 |  | 12/06/2019
FHP Manufacturing Company | Bosch | LV060-3HZN-***P*D-**T/G |  | Ground-Source | WBAHP: Heat Pump Packaged Unit | Heat Pump | 208 | 3 |  |  |  | Single-Speed |  |  |  | 59800 | 3908 | 15.3 |  | 49500 | 4144 | 3.5 |  | Non Federally-Regulated | 10/25/2019 |  | 12/06/2019
FHP Manufacturing Company | Bosch | LV060-4VTN-***P*D-**T/G |  | Ground-Source | WBAHP: Heat Pump Packaged Unit | Heat Pump | 460 | 3 |  |  |  | Single-Speed |  |  |  | 61600 | 3898 | 15.8 |  | 53400 | 4173 | 3.8 |  | Non Federally-Regulated | 10/25/2019 |  | 12/06/2019
FHP Manufacturing Company | Bosch | LV060-1VTN-***P*D-**T/G |  | Ground-Source | WBAHP: Heat Pump Packaged Unit | Heat Pump | 208 | 1 |  |  |  | Single-Speed |  |  |  | 61600 | 3898 | 15.8 |  | 53400 | 4173 | 3.8 |  | Non Federally-Regulated | 10/25/2019 |  | 12/06/2019
FHP Manufacturing Company | Bosch | LV060-1VTC-***P*D-**T/G |  | Ground-Source | WBAHP: Heat Pump Packaged Unit | Heat Pump | 208 | 1 |  |  |  | Single-Speed |  |  |  | 61600 | 3898 | 15.8 |  | 53400 | 4173 | 3.8 |  | Non Federally-Regulated | 10/25/2019 |  | 12/06/2019
FHP Manufacturing Company | Bosch | LV060-4VTC-***P*D-**T/G |  | Water-Source | WBAHP: Heat Pump Packaged Unit | Heat Pump | 460 | 3 |  |  |  | Single-Speed |  |  |  | 59100 | 4345 | 13.6 |  | 77800 | 4750 | 4.8 |  | Federally-Regulated Commercial & Industrial Equipment | 10/25/2019 |  | 12/06/2019
FHP Manufacturing Company | Bosch | LV060-1VTC-***T/A*D-**T/G |  | Ground-Source | WBAHP: Heat Pump Packaged Unit | Heat Pump | 208 | 1 |  |  |  | Single-Speed |  |  |  | 62200 | 3758 | 16.55 |  | 52400 | 3937 | 3.9 |  | Non Federally-Regulated | 10/25/2019 |  | 12/06/2019
FHP Manufacturing Company | Bosch | LV060-5HZC-***P*D-**T/G |  | Ground-Source | WBAHP: Heat Pump Packaged Unit | Heat Pump | 575 | 3 |  |  |  | Single-Speed |  |  |  | 61900 | 3993 | 15.5 |  | 49200 | 3794 | 3.8 |  | Non Federally-Regulated | 10/25/2019 |  | 12/06/2019
FHP Manufacturing Company | Bosch | LV060-3VTC-***T/A*D-**T/G |  | Ground-Source | WBAHP: Heat Pump Packaged Unit | Heat Pump | 208 | 3 |  |  |  | Single-Speed |  |  |  | 62200 | 3758 | 16.55 |  | 52400 | 3937 | 3.9 |  | Non Federally-Regulated | 10/25/2019 |  | 12/06/2019
FHP Manufacturing Company | Bosch | LV060-4VTC-***T/A*D-**T/G |  | Ground-Source | WBAHP: Heat Pump Packaged Unit | Heat Pump | 460 | 3 |  |  |  | Single-Speed |  |  |  | 62200 | 3758 | 16.55 |  | 52400 | 3937 | 3.9 |  | Non Federally-Regulated | 10/25/2019 |  | 12/06/2019
FHP Manufacturing Company | Bosch | LV060-3HZC-***P*D-**T/G |  | Water-Source | WBAHP: Heat Pump Packaged Unit | Heat Pump | 208 | 3 |  |  |  | Single-Speed |  |  |  | 59200 | 4352 | 13.6 |  | 74200 | 4530 | 4.8 |  | Federally-Regulated Commercial & Industrial Equipment | 10/25/2019 |  | 12/06/2019
FHP Manufacturing Company | Bosch | LV060-4VTC-***P*D-**T/G |  | Ground-Source | WBAHP: Heat Pump Packaged Unit | Heat Pump | 460 | 3 |  |  |  | Single-Speed |  |  |  | 61600 | 3898 | 15.8 |  | 53400 | 4173 | 3.8 |  | Non Federally-Regulated | 10/25/2019 |  | 12/06/2019
FHP Manufacturing Company | Bosch | LV060-4HZN-***T/A*D-**T/G |  | Ground-Source | WBAHP: Heat Pump Packaged Unit | Heat Pump | 460 | 3 |  |  |  | Single-Speed |  |  |  | 61100 | 3725 | 16.4 |  | 46200 | 4103 | 3.3 |  | Non Federally-Regulated | 10/25/2019 |  | 12/06/2019
FHP Manufacturing Company | Bosch | LV060-5HZN-***P*D-**T/G |  | Water-Source | WBAHP: Heat Pump Packaged Unit | Heat Pump | 575 | 3 |  |  |  | Single-Speed |  |  |  | 57200 | 4366 | 13.1 |  | 71000 | 4624 | 4.5 |  | Federally-Regulated Commercial & Industrial Equipment | 10/25/2019 |  | 12/06/2019
FHP Manufacturing Company | Bosch | LV060-3HZC-***P*D-**T/G |  | Ground-Source | WBAHP: Heat Pump Packaged Unit | Heat Pump | 208 | 3 |  |  |  | Single-Speed |  |  |  | 61900 | 3993 | 15.5 |  | 49200 | 3794 | 3.8 |  | Non Federally-Regulated | 10/25/2019 |  | 12/06/2019
FHP Manufacturing Company | Bosch | LV060-5HZN-***P*D-**T/G |  | Ground-Source | WBAHP: Heat Pump Packaged Unit | Heat Pump | 575 | 3 |  |  |  | Single-Speed |  |  |  | 59800 | 3908 | 15.3 |  | 49500 | 4144 | 3.5 |  | Non Federally-Regulated | 10/25/2019 |  | 12/06/2019
FHP Manufacturing Company | Bosch | LV060-3HZN-***T/A*D-**T/G |  | Water-Source | WBAHP: Heat Pump Packaged Unit | Heat Pump | 208 | 3 |  |  |  | Single-Speed |  |  |  | 59000 | 4125 | 14.3 |  | 66400 | 4525 | 4.3 |  | Federally-Regulated Commercial & Industrial Equipment | 10/25/2019 |  | 12/06/2019
FHP Manufacturing Company | Bosch | LV060-1HZN-***P*D-**T/G |  | Water-Source | WBAHP: Heat Pump Packaged Unit | Heat Pump | 208 | 1 |  |  |  | Single-Speed |  |  |  | 57200 | 4366 | 13.1 |  | 71000 | 4624 | 4.5 |  | Federally-Regulated Commercial & Industrial Equipment | 10/25/2019 |  | 12/06/2019
FHP Manufacturing Company | Bosch | LV060-1HZC-***P*D-**T/G |  | Water-Source | WBAHP: Heat Pump Packaged Unit | Heat Pump | 208 | 1 |  |  |  | Single-Speed |  |  |  | 59200 | 4352 | 13.6 |  | 74200 | 4530 | 4.8 |  | Federally-Regulated Commercial & Industrial Equipment | 10/25/2019 |  | 12/06/2019
FHP Manufacturing Company | Bosch | LV060-3HZN-***T/A*D-**T/G |  | Ground-Source | WBAHP: Heat Pump Packaged Unit | Heat Pump | 208 | 3 |  |  |  | Single-Speed |  |  |  | 61100 | 3725 | 16.4 |  | 46200 | 4103 | 3.3 |  | Non Federally-Regulated | 10/25/2019 |  | 12/06/2019
FHP Manufacturing Company | Bosch | LV060-1HZN-***P*D-**T/G |  | Ground-Source | WBAHP: Heat Pump Packaged Unit | Heat Pump | 208 | 1 |  |  |  | Single-Speed |  |  |  | 59800 | 3908 | 15.3 |  | 49500 | 4144 | 3.5 |  | Non Federally-Regulated | 10/25/2019 |  | 12/06/2019
FHP Manufacturing Company | Bosch | LV060-1HZC-***P*D-**T/G |  | Ground-Source | WBAHP: Heat Pump Packaged Unit | Heat Pump | 208 | 1 |  |  |  | Single-Speed |  |  |  | 61900 | 3993 | 15.5 |  | 49200 | 3794 | 3.8 |  | Non Federally-Regulated | 10/25/2019 |  | 12/06/2019
FHP Manufacturing Company | Bosch | LV060-1HZN-***T/A*D-**T/G |  | Water-Source | WBAHP: Heat Pump Packaged Unit | Heat Pump | 208 | 1 |  |  |  | Single-Speed |  |  |  | 59000 | 4125 | 14.3 |  | 66400 | 4525 | 4.3 |  | Federally-Regulated Commercial & Industrial Equipment | 10/25/2019 |  | 12/06/2019
FHP Manufacturing Company | Bosch | LV060-4HZC-***T/A*D-**T/G |  | Water-Source | WBAHP: Heat Pump Packaged Unit | Heat Pump | 460 | 3 |  |  |  | Single-Speed |  |  |  | 59000 | 4125 | 14.3 |  | 66400 | 4525 | 4.3 |  | Federally-Regulated Commercial & Industrial Equipment | 10/25/2019 |  | 12/06/2019
FHP Manufacturing Company | Bosch | LV060-1HZN-***T/A*D-**T/G |  | Ground-Source | WBAHP: Heat Pump Packaged Unit | Heat Pump | 208 | 1 |  |  |  | Single-Speed |  |  |  | 61100 | 3725 | 16.4 |  | 46200 | 4103 | 3.3 |  | Non Federally-Regulated | 10/25/2019 |  | 12/06/2019
FHP Manufacturing Company | Bosch | LV060-3HZC-***T/A*D-**T/G |  | Water-Source | WBAHP: Heat Pump Packaged Unit | Heat Pump | 208 | 3 |  |  |  | Single-Speed |  |  |  | 59000 | 4125 | 14.3 |  | 66400 | 4525 | 4.3 |  | Federally-Regulated Commercial & Industrial Equipment | 10/25/2019 |  | 12/06/2019
FHP Manufacturing Company | Bosch | LV060-4HZC-***T/A*D-**T/G |  | Ground-Source | WBAHP: Heat Pump Packaged Unit | Heat Pump | 460 | 3 |  |  |  | Single-Speed |  |  |  | 61100 | 3725 | 16.4 |  | 46200 | 4103 | 3.3 |  | Non Federally-Regulated | 10/25/2019 |  | 12/06/2019
FHP Manufacturing Company | Bosch | LV060-1HZC-***T/A*D-**T/G |  | Water-Source | WBAHP: Heat Pump Packaged Unit | Heat Pump | 208 | 1 |  |  |  | Single-Speed |  |  |  | 59000 | 4125 | 14.3 |  | 66400 | 4525 | 4.3 |  | Federally-Regulated Commercial & Industrial Equipment | 10/25/2019 |  | 12/06/2019
FHP Manufacturing Company | Bosch | LV060-3HZC-***T/A*D-**T/G |  | Ground-Source | WBAHP: Heat Pump Packaged Unit | Heat Pump | 208 | 3 |  |  |  | Single-Speed |  |  |  | 61100 | 3725 | 16.4 |  | 46200 | 4103 | 3.3 |  | Non Federally-Regulated | 10/25/2019 |  | 12/06/2019
FHP Manufacturing Company | Bosch | EP048-1VT*******B |  | Water-Source | WBAHP: Heat Pump Packaged Unit | Heat Pump | 208 | 1 |  |  |  | Single-Speed |  |  |  | 47400 | 3160 | 15 | 11.2 | 50000 | 2764 | 5.3 | 4.2 | Federally-Regulated Commercial & Industrial Equipment | 05/13/2019 |  | 12/06/2019
FHP Manufacturing Company | Bosch | LV060-1HZC-***T/A*D-**T/G |  | Ground-Source | WBAHP: Heat Pump Packaged Unit | Heat Pump | 208 | 1 |  |  |  | Single-Speed |  |  |  | 61100 | 3725 | 16.4 |  | 46200 | 4103 | 3.3 |  | Non Federally-Regulated | 10/25/2019 |  | 12/06/2019
FHP Manufacturing Company | Bosch | EP048-1VT*******B |  | Ground-Water-Source | WBAHP: Heat Pump Packaged Unit | Heat Pump | 208 | 1 |  |  |  | Single-Speed |  |  |  | 52900 | 2190 | 24.15 | 16.2 | 40500 | 2760 | 4.3 | 3.6 | Non Federally-Regulated | 05/13/2019 |  | 12/06/2019
FHP Manufacturing Company | Bosch | EP048-1VT*******B |  | Ground-Source | WBAHP: Heat Pump Packaged Unit | Heat Pump | 208 | 1 |  |  |  | Single-Speed |  |  |  | 49500 | 2788 | 17.75 | 13.4 | 33400 | 2645 | 3.7 | 3.1 | Non Federally-Regulated | 05/13/2019 |  | 12/06/2019
FHP Manufacturing Company | Bosch | EP048-1HZ*******B |  | Water-Source | WBAHP: Heat Pump Packaged Unit | Heat Pump | 208 | 1 |  |  |  | Single-Speed |  |  |  | 47400 | 3160 | 15 | 11.2 | 50000 | 2764 | 5.3 | 4.2 | Federally-Regulated Commercial & Industrial Equipment | 05/13/2019 |  | 12/06/2019
FHP Manufacturing Company | Bosch | EP048-1HZ*******B |  | Ground-Water-Source | WBAHP: Heat Pump Packaged Unit | Heat Pump | 208 | 1 |  |  |  | Single-Speed |  |  |  | 52900 | 2204 | 24 | 16.2 | 40500 | 2637 | 4.5 | 3.6 | Non Federally-Regulated | 05/13/2019 |  | 12/06/2019
FHP Manufacturing Company | Bosch | EP048-3VT*******B |  | Water-Source | WBAHP: Heat Pump Packaged Unit | Heat Pump | 208 | 3 |  |  |  | Single-Speed |  |  |  | 47400 | 3160 | 15 | 11.2 | 50000 | 2764 | 5.3 | 4.2 | Federally-Regulated Commercial & Industrial Equipment | 05/13/2019 |  | 12/06/2019
FHP Manufacturing Company | Bosch | EP048-1HZ*******B |  | Ground-Source | WBAHP: Heat Pump Packaged Unit | Heat Pump | 208 | 1 |  |  |  | Single-Speed |  |  |  | 49500 | 2780 | 17.8 | 13.4 | 33400 | 2645 | 3.7 | 3.1 | Non Federally-Regulated | 05/13/2019 |  | 12/06/2019
FHP Manufacturing Company | Bosch | EP048-3HZ*******B |  | Water-Source | WBAHP: Heat Pump Packaged Unit | Heat Pump | 208 | 3 |  |  |  | Single-Speed |  |  |  | 47400 | 3160 | 15 | 11.2 | 50000 | 2764 | 5.3 | 4.2 | Federally-Regulated Commercial & Industrial Equipment | 05/13/2019 |  | 12/06/2019
FHP Manufacturing Company | Bosch | EP048-3VT*******B |  | Ground-Water-Source | WBAHP: Heat Pump Packaged Unit | Heat Pump | 208 | 3 |  |  |  | Single-Speed |  |  |  | 52900 | 2190 | 24.15 | 16.2 | 40500 | 2760 | 4.3 | 3.6 | Non Federally-Regulated | 05/13/2019 |  | 12/06/2019
FHP Manufacturing Company | Bosch | EP048-4VT*******B |  | Water-Source | WBAHP: Heat Pump Packaged Unit | Heat Pump | 460 | 3 |  |  |  | Single-Speed |  |  |  | 47400 | 3160 | 15 | 11.2 | 50000 | 2764 | 5.3 | 4.2 | Federally-Regulated Commercial & Industrial Equipment | 05/13/2019 |  | 12/06/2019
FHP Manufacturing Company | Bosch | EP048-3HZ*******B |  | Ground-Water-Source | WBAHP: Heat Pump Packaged Unit | Heat Pump | 208 | 3 |  |  |  | Single-Speed |  |  |  | 52900 | 2204 | 24 | 16.2 | 40500 | 2637 | 4.5 | 3.6 | Non Federally-Regulated | 05/13/2019 |  | 12/06/2019
FHP Manufacturing Company | Bosch | EP048-4VT*******B |  | Ground-Water-Source | WBAHP: Heat Pump Packaged Unit | Heat Pump | 460 | 3 |  |  |  | Single-Speed |  |  |  | 52900 | 2190 | 24.15 | 16.2 | 40500 | 2760 | 4.3 | 3.6 | Non Federally-Regulated | 05/13/2019 |  | 12/06/2019
FHP Manufacturing Company | Bosch | EP048-3VT*******B |  | Ground-Source | WBAHP: Heat Pump Packaged Unit | Heat Pump | 208 | 3 |  |  |  | Single-Speed |  |  |  | 49500 | 2788 | 17.75 | 13.4 | 33400 | 2645 | 3.7 | 3.1 | Non Federally-Regulated | 05/13/2019 |  | 12/06/2019
FHP Manufacturing Company | Bosch | EP048-4VT*******B |  | Ground-Source | WBAHP: Heat Pump Packaged Unit | Heat Pump | 460 | 3 |  |  |  | Single-Speed |  |  |  | 49500 | 2788 | 17.75 | 13.4 | 33400 | 2645 | 3.7 | 3.1 | Non Federally-Regulated | 05/13/2019 |  | 12/06/2019
FHP Manufacturing Company | Bosch | EP048-4HZ*******B |  | Water-Source | WBAHP: Heat Pump Packaged Unit | Heat Pump | 460 | 3 |  |  |  | Single-Speed |  |  |  | 47400 | 3160 | 15 | 11.2 | 50000 | 2764 | 5.3 | 4.2 | Federally-Regulated Commercial & Industrial Equipment | 05/13/2019 |  | 12/06/2019
FHP Manufacturing Company | Bosch | EP048-3HZ*******B |  | Ground-Source | WBAHP: Heat Pump Packaged Unit | Heat Pump | 208 | 3 |  |  |  | Single-Speed |  |  |  | 49500 | 2780 | 17.8 | 13.4 | 33400 | 2645 | 3.7 | 3.1 | Non Federally-Regulated | 05/13/2019 |  | 12/06/2019
FHP Manufacturing Company | Bosch | EP048-4HZ*******B |  | Ground-Water-Source | WBAHP: Heat Pump Packaged Unit | Heat Pump | 460 | 3 |  |  |  | Single-Speed |  |  |  | 52900 | 2204 | 24 | 16.2 | 40500 | 2637 | 4.5 | 3.6 | Non Federally-Regulated | 05/13/2019 |  | 12/06/2019
FHP Manufacturing Company | Bosch | EP048-4HZ*******B |  | Ground-Source | WBAHP: Heat Pump Packaged Unit | Heat Pump | 460 | 3 |  |  |  | Single-Speed |  |  |  | 49500 | 2780 | 17.8 | 13.4 | 33400 | 2645 | 3.7 | 3.1 | Non Federally-Regulated | 05/13/2019 |  | 12/06/2019
FHP Manufacturing Company | Bosch | LV042-1VTN-***T/A*D-**T/G |  | Water-Source | WBAHP: Heat Pump Packaged Unit | Heat Pump | 208 | 1 |  |  |  | Single-Speed |  |  |  | 38500 | 2830 | 13.6 | 11.2 | 39400 | 2566 | 4.5 | 4.2 | Federally-Regulated Commercial & Industrial Equipment | 01/11/2019 |  | 12/06/2019
FHP Manufacturing Company | Bosch | LV042-1VTN-***T/A*D-**T/G |  | Ground-Source | WBAHP: Heat Pump Packaged Unit | Heat Pump | 208 | 1 |  |  |  | Single-Speed |  |  |  | 39900 | 2565 | 15.55 | 13.4 | 28200 | 2467 | 3.4 | 3.1 | Non Federally-Regulated | 01/11/2019 |  | 12/06/2019
FHP Manufacturing Company | Bosch | LV042-3VTN-***T/A*D-**T/G |  | Water-Source | WBAHP: Heat Pump Packaged Unit | Heat Pump | 208 | 3 |  |  |  | Single-Speed |  |  |  | 38500 | 2830 | 13.6 | 11.2 | 39400 | 2566 | 4.5 | 4.2 | Federally-Regulated Commercial & Industrial Equipment | 01/11/2019 |  | 12/06/2019
FHP Manufacturing Company | Bosch | LV042-3VTN-***T/A*D-**T/G |  | Ground-Source | WBAHP: Heat Pump Packaged Unit | Heat Pump | 208 | 3 |  |  |  | Single-Speed |  |  |  | 39900 | 2565 | 15.55 | 13.4 | 28200 | 2467 | 3.4 | 3.1 | Non Federally-Regulated | 01/11/2019 |  | 12/06/2019
FHP Manufacturing Company | Bosch | LV042-4VTC-***T/A*D-**T/G |  | Water-Source | WBAHP: Heat Pump Packaged Unit | Heat Pump | 460 | 3 |  |  |  | Single-Speed |  |  |  | 40500 | 2852 | 14.2 | 11.2 | 41800 | 2663 | 4.6 | 4.2 | Federally-Regulated Commercial & Industrial Equipment | 01/11/2019 |  | 12/06/2019
FHP Manufacturing Company | Bosch | LV042-4VTN-***T/A*D-**T/G |  | Water-Source | WBAHP: Heat Pump Packaged Unit | Heat Pump | 460 | 3 |  |  |  | Single-Speed |  |  |  | 38500 | 2830 | 13.6 | 11.2 | 39400 | 2566 | 4.5 | 4.2 | Federally-Regulated Commercial & Industrial Equipment | 01/11/2019 |  | 12/06/2019
FHP Manufacturing Company | Bosch | LV042-4HZN-***T/A*D-**T/G |  | Water-Source | WBAHP: Heat Pump Packaged Unit | Heat Pump | 460 | 3 |  |  |  | Single-Speed |  |  |  | 38500 | 2830 | 13.6 | 11.2 | 39400 | 2566 | 4.5 | 4.2 | Federally-Regulated Commercial & Industrial Equipment | 01/11/2019 |  | 12/06/2019
FHP Manufacturing Company | Bosch | LV042-4VTC-***T/A*D-**T/G |  | Ground-Source | WBAHP: Heat Pump Packaged Unit | Heat Pump | 460 | 3 |  |  |  | Single-Speed |  |  |  | 42100 | 2536 | 16.6 | 13.4 | 29000 | 2499 | 3.4 | 3.1 | Non Federally-Regulated | 01/11/2019 |  | 12/06/2019
FHP Manufacturing Company | Bosch | LV042-4VTN-***T/A*D-**T/G |  | Ground-Source | WBAHP: Heat Pump Packaged Unit | Heat Pump | 460 | 3 |  |  |  | Single-Speed |  |  |  | 39900 | 2565 | 15.55 | 13.4 | 28200 | 2467 | 3.4 | 3.1 | Non Federally-Regulated | 01/11/2019 |  | 12/06/2019
FHP Manufacturing Company | Bosch | LV042-4HZN-***T/A*D-**T/G |  | Ground-Source | WBAHP: Heat Pump Packaged Unit | Heat Pump | 460 | 3 |  |  |  | Single-Speed |  |  |  | 39900 | 2565 | 15.55 | 13.4 | 28200 | 2467 | 3.4 | 3.1 | Non Federally-Regulated | 01/11/2019 |  | 12/06/2019
FHP Manufacturing Company | Bosch | LV042-3HZN-***T/A*D-**T/G |  | Water-Source | WBAHP: Heat Pump Packaged Unit | Heat Pump | 208 | 3 |  |  |  | Single-Speed |  |  |  | 38500 | 2830 | 13.6 | 11.2 | 39400 | 2566 | 4.5 | 4.2 | Federally-Regulated Commercial & Industrial Equipment | 01/11/2019 |  | 12/06/2019
FHP Manufacturing Company | Bosch | LV042-3VTC-***T/A*D-**T/G |  | Water-Source | WBAHP: Heat Pump Packaged Unit | Heat Pump | 208 | 3 |  |  |  | Single-Speed |  |  |  | 40500 | 2852 | 14.2 | 11.2 | 41800 | 2663 | 4.6 | 4.2 | Federally-Regulated Commercial & Industrial Equipment | 01/11/2019 |  | 12/06/2019
FHP Manufacturing Company | Bosch | LV042-1HZC-***T/A*D-**T/G |  | Water-Source | WBAHP: Heat Pump Packaged Unit | Heat Pump | 208 | 1 |  |  |  | Single-Speed |  |  |  | 40500 | 2852 | 14.2 | 11.2 | 41800 | 2663 | 4.6 | 4.2 | Federally-Regulated Commercial & Industrial Equipment | 01/11/2019 |  | 12/06/2019
FHP Manufacturing Company | Bosch | LV042-3HZN-***T/A*D-**T/G |  | Ground-Source | WBAHP: Heat Pump Packaged Unit | Heat Pump | 208 | 3 |  |  |  | Single-Speed |  |  |  | 39900 | 2565 | 15.55 | 13.4 | 28200 | 2467 | 3.4 | 3.1 | Non Federally-Regulated | 01/11/2019 |  | 12/06/2019
FHP Manufacturing Company | Bosch | LV042-1HZN-***T/A*D-**T/G |  | Water-Source | WBAHP: Heat Pump Packaged Unit | Heat Pump | 208 | 1 |  |  |  | Single-Speed |  |  |  | 38500 | 2830 | 13.6 | 11.2 | 39400 | 2566 | 4.5 | 4.2 | Federally-Regulated Commercial & Industrial Equipment | 01/11/2019 |  | 12/06/2019
FHP Manufacturing Company | Bosch | LV042-1HZC-***T/A*D-**T/G |  | Ground-Source | WBAHP: Heat Pump Packaged Unit | Heat Pump | 208 | 1 |  |  |  | Single-Speed |  |  |  | 42100 | 2536 | 16.6 | 13.4 | 29000 | 2499 | 3.4 | 3.1 | Non Federally-Regulated | 01/11/2019 |  | 12/06/2019
FHP Manufacturing Company | Bosch | LV042-3VTC-***T/A*D-**T/G |  | Ground-Source | WBAHP: Heat Pump Packaged Unit | Heat Pump | 208 | 3 |  |  |  | Single-Speed |  |  |  | 42100 | 2536 | 16.6 | 13.4 | 29000 | 2499 | 3.4 | 3.1 | Non Federally-Regulated | 01/11/2019 |  | 12/06/2019
FHP Manufacturing Company | Bosch | LV042-1HZN-***T/A*D-**T/G |  | Ground-Source | WBAHP: Heat Pump Packaged Unit | Heat Pump | 208 | 1 |  |  |  | Single-Speed |  |  |  | 39900 | 2565 | 15.55 | 13.4 | 28200 | 2467 | 3.4 | 3.1 | Non Federally-Regulated | 01/11/2019 |  | 12/06/2019
FHP Manufacturing Company | Bosch | LV042-1VTC-***P*D-**T/G |  | Water-Source | WBAHP: Heat Pump Packaged Unit | Heat Pump | 208 | 1 |  |  |  | Single-Speed |  |  |  | 39600 | 2901 | 13.65 | 11.2 | 42800 | 2818 | 4.5 | 4.2 | Federally-Regulated Commercial & Industrial Equipment | 01/11/2019 |  | 12/06/2019
FHP Manufacturing Company | Bosch | LV042-3HZC-***T/A*D-**T/G |  | Water-Source | WBAHP: Heat Pump Packaged Unit | Heat Pump | 208 | 3 |  |  |  | Single-Speed |  |  |  | 40500 | 2852 | 14.2 | 11.2 | 41800 | 2663 | 4.6 | 4.2 | Federally-Regulated Commercial & Industrial Equipment | 01/11/2019 |  | 12/06/2019
FHP Manufacturing Company | Bosch | LV042-4HZC-***T/A*D-**T/G |  | Water-Source | WBAHP: Heat Pump Packaged Unit | Heat Pump | 460 | 3 |  |  |  | Single-Speed |  |  |  | 40500 | 2852 | 14.2 | 11.2 | 41800 | 2663 | 4.6 | 4.2 | Federally-Regulated Commercial & Industrial Equipment | 01/11/2019 |  | 12/06/2019
FHP Manufacturing Company | Bosch | LV042-1VTC-***T/A*D-**T/G |  | Water-Source | WBAHP: Heat Pump Packaged Unit | Heat Pump | 208 | 1 |  |  |  | Single-Speed |  |  |  | 40500 | 2852 | 14.2 | 11.2 | 41800 | 2663 | 4.6 | 4.2 | Federally-Regulated Commercial & Industrial Equipment | 01/11/2019 |  | 12/06/2019
FHP Manufacturing Company | Bosch | LV042-4VTN-***P*D-**T/G |  | Water-Source | WBAHP: Heat Pump Packaged Unit | Heat Pump | 460 | 3 |  |  |  | Single-Speed |  |  |  | 38100 | 2832 | 13.45 | 11.2 | 40700 | 2710 | 4.4 | 4.2 | Federally-Regulated Commercial & Industrial Equipment | 01/11/2019 |  | 12/06/2019
FHP Manufacturing Company | Bosch | LV042-1VTC-***P*D-**T/G |  | Ground-Source | WBAHP: Heat Pump Packaged Unit | Heat Pump | 208 | 1 |  |  |  | Single-Speed |  |  |  | 41200 | 2591 | 15.9 | 13.4 | 30000 | 2705 | 3.3 | 3.1 | Non Federally-Regulated | 01/11/2019 |  | 12/06/2019
FHP Manufacturing Company | Bosch | LV042-4HZC-***T/A*D-**T/G |  | Ground-Source | WBAHP: Heat Pump Packaged Unit | Heat Pump | 460 | 3 |  |  |  | Single-Speed |  |  |  | 42100 | 2536 | 16.6 | 13.4 | 29000 | 2499 | 3.4 | 3.1 | Non Federally-Regulated | 01/11/2019 |  | 12/06/2019
FHP Manufacturing Company | Bosch | LV042-4VTN-***P*D-**T/G |  | Ground-Source | WBAHP: Heat Pump Packaged Unit | Heat Pump | 460 | 3 |  |  |  | Single-Speed |  |  |  | 39600 | 2546 | 15.55 | 13.4 | 29400 | 2611 | 3.3 | 3.1 | Non Federally-Regulated | 01/11/2019 |  | 12/06/2019
FHP Manufacturing Company | Bosch | LV042-3HZC-***T/A*D-**T/G |  | Ground-Source | WBAHP: Heat Pump Packaged Unit | Heat Pump | 208 | 3 |  |  |  | Single-Speed |  |  |  | 42100 | 2536 | 16.6 | 13.4 | 29000 | 2499 | 3.4 | 3.1 | Non Federally-Regulated | 01/11/2019 |  | 12/06/2019
FHP Manufacturing Company | Bosch | LV042-4HZN-***P*D-**T/G |  | Water-Source | WBAHP: Heat Pump Packaged Unit | Heat Pump | 460 | 3 |  |  |  | Single-Speed |  |  |  | 38100 | 2832 | 13.45 | 11.2 | 40700 | 2710 | 4.4 | 4.2 | Federally-Regulated Commercial & Industrial Equipment | 01/11/2019 |  | 12/06/2019
FHP Manufacturing Company | Bosch | LV042-1VTC-***T/A*D-**T/G |  | Ground-Source | WBAHP: Heat Pump Packaged Unit | Heat Pump | 208 | 1 |  |  |  | Single-Speed |  |  |  | 42100 | 2536 | 16.6 | 13.4 | 29000 | 2499 | 3.4 | 3.1 | Non Federally-Regulated | 01/11/2019 |  | 12/06/2019
FHP Manufacturing Company | Bosch | LV042-4HZC-***P*D-**T/G |  | Water-Source | WBAHP: Heat Pump Packaged Unit | Heat Pump | 460 | 3 |  |  |  | Single-Speed |  |  |  | 39600 | 2901 | 13.65 | 11.2 | 42800 | 2818 | 4.5 | 4.2 | Federally-Regulated Commercial & Industrial Equipment | 01/11/2019 |  | 12/06/2019
FHP Manufacturing Company | Bosch | LV042-4VTC-***P*D-**T/G |  | Water-Source | WBAHP: Heat Pump Packaged Unit | Heat Pump | 460 | 3 |  |  |  | Single-Speed |  |  |  | 39600 | 2901 | 13.65 | 11.2 | 42800 | 2818 | 4.5 | 4.2 | Federally-Regulated Commercial & Industrial Equipment | 01/11/2019 |  | 12/06/2019
FHP Manufacturing Company | Bosch | LV042-4HZN-***P*D-**T/G |  | Ground-Source | WBAHP: Heat Pump Packaged Unit | Heat Pump | 460 | 3 |  |  |  | Single-Speed |  |  |  | 39600 | 2546 | 15.55 | 13.4 | 29400 | 2611 | 3.3 | 3.1 | Non Federally-Regulated | 01/11/2019 |  | 12/06/2019
FHP Manufacturing Company | Bosch | LV042-3HZN-***P*D-**T/G |  | Water-Source | WBAHP: Heat Pump Packaged Unit | Heat Pump | 208 | 3 |  |  |  | Single-Speed |  |  |  | 38100 | 2832 | 13.45 | 11.2 | 40700 | 2710 | 4.4 | 4.2 | Federally-Regulated Commercial & Industrial Equipment | 01/11/2019 |  | 12/06/2019
FHP Manufacturing Company | Bosch | LV042-3VTN-***P*D-**T/G |  | Water-Source | WBAHP: Heat Pump Packaged Unit | Heat Pump | 208 | 3 |  |  |  | Single-Speed |  |  |  | 38100 | 2832 | 13.45 | 11.2 | 40700 | 2710 | 4.4 | 4.2 | Federally-Regulated Commercial & Industrial Equipment | 01/11/2019 |  | 12/06/2019
FHP Manufacturing Company | Bosch | LV042-4VTC-***P*D-**T/G |  | Ground-Source | WBAHP: Heat Pump Packaged Unit | Heat Pump | 460 | 3 |  |  |  | Single-Speed |  |  |  | 41200 | 2591 | 15.9 | 13.4 | 30000 | 2705 | 3.3 | 3.1 | Non Federally-Regulated | 01/11/2019 |  | 12/06/2019
FHP Manufacturing Company | Bosch | LV042-4HZC-***P*D-**T/G |  | Ground-Source | WBAHP: Heat Pump Packaged Unit | Heat Pump | 460 | 3 |  |  |  | Single-Speed |  |  |  | 41200 | 2591 | 15.9 | 13.4 | 30000 | 2705 | 3.3 | 3.1 | Non Federally-Regulated | 01/11/2019 |  | 12/06/2019
FHP Manufacturing Company | Bosch | LV042-1HZN-***P*D-**T/G |  | Water-Source | WBAHP: Heat Pump Packaged Unit | Heat Pump | 208 | 1 |  |  |  | Single-Speed |  |  |  | 38100 | 2832 | 13.45 | 11.2 | 40700 | 2710 | 4.4 | 4.2 | Federally-Regulated Commercial & Industrial Equipment | 01/11/2019 |  | 12/06/2019
FHP Manufacturing Company | Bosch | LV042-1VTN-***P*D-**T/G |  | Water-Source | WBAHP: Heat Pump Packaged Unit | Heat Pump | 208 | 1 |  |  |  | Single-Speed |  |  |  | 38100 | 2832 | 13.45 | 11.2 | 40700 | 2710 | 4.4 | 4.2 | Federally-Regulated Commercial & Industrial Equipment | 01/11/2019 |  | 12/06/2019
FHP Manufacturing Company | Bosch | LV042-3HZC-***P*D-**T/G |  | Water-Source | WBAHP: Heat Pump Packaged Unit | Heat Pump | 208 | 3 |  |  |  | Single-Speed |  |  |  | 39600 | 2901 | 13.65 | 11.2 | 42800 | 2818 | 4.5 | 4.2 | Federally-Regulated Commercial & Industrial Equipment | 01/11/2019 |  | 12/06/2019
FHP Manufacturing Company | Bosch | LV042-1HZC-***P*D-**T/G |  | Water-Source | WBAHP: Heat Pump Packaged Unit | Heat Pump | 208 | 1 |  |  |  | Single-Speed |  |  |  | 39600 | 2901 | 13.65 | 11.2 | 42800 | 2818 | 4.5 | 4.2 | Federally-Regulated Commercial & Industrial Equipment | 01/11/2019 |  | 12/06/2019
FHP Manufacturing Company | Bosch | LV042-3HZN-***P*D-**T/G |  | Ground-Source | WBAHP: Heat Pump Packaged Unit | Heat Pump | 208 | 3 |  |  |  | Single-Speed |  |  |  | 39600 | 2546 | 15.55 | 13.4 | 29400 | 2611 | 3.3 | 3.1 | Non Federally-Regulated | 01/11/2019 |  | 12/06/2019
FHP Manufacturing Company | Bosch | LV042-3VTC-***P*D-**T/G |  | Water-Source | WBAHP: Heat Pump Packaged Unit | Heat Pump | 208 | 3 |  |  |  | Single-Speed |  |  |  | 39600 | 2901 | 13.65 | 11.2 | 42800 | 2818 | 4.5 | 4.2 | Federally-Regulated Commercial & Industrial Equipment | 01/11/2019 |  | 12/06/2019
FHP Manufacturing Company | Bosch | LV041-3VTN-***P*D-**T/G |  | Water-Source | WBAHP: Heat Pump Packaged Unit | Heat Pump | 208 | 3 |  |  |  | Single-Speed |  |  |  | 36100 | 2654 | 13.6 | 11.2 | 39000 | 2568 | 4.5 | 4.2 | Federally-Regulated Commercial & Industrial Equipment | 01/11/2019 |  | 12/06/2019
FHP Manufacturing Company | Bosch | LV042-3VTN-***P*D-**T/G |  | Ground-Source | WBAHP: Heat Pump Packaged Unit | Heat Pump | 208 | 3 |  |  |  | Single-Speed |  |  |  | 39600 | 2546 | 15.55 | 13.4 | 29400 | 2611 | 3.3 | 3.1 | Non Federally-Regulated | 01/11/2019 |  | 12/06/2019
FHP Manufacturing Company | Bosch | LV042-1HZN-***P*D-**T/G |  | Ground-Source | WBAHP: Heat Pump Packaged Unit | Heat Pump | 208 | 1 |  |  |  | Single-Speed |  |  |  | 39600 | 2546 | 15.55 | 13.4 | 29400 | 2611 | 3.3 | 3.1 | Non Federally-Regulated | 01/11/2019 |  | 12/06/2019
FHP Manufacturing Company | Bosch | LV042-1VTN-***P*D-**T/G |  | Ground-Source | WBAHP: Heat Pump Packaged Unit | Heat Pump | 208 | 1 |  |  |  | Single-Speed |  |  |  | 39600 | 2546 | 15.55 | 13.4 | 29400 | 2611 | 3.3 | 3.1 | Non Federally-Regulated | 01/11/2019 |  | 12/06/2019
FHP Manufacturing Company | Bosch | LV042-3HZC-***P*D-**T/G |  | Ground-Source | WBAHP: Heat Pump Packaged Unit | Heat Pump | 208 | 3 |  |  |  | Single-Speed |  |  |  | 41200 | 2591 | 15.9 | 13.4 | 30000 | 2705 | 3.3 | 3.1 | Non Federally-Regulated | 01/11/2019 |  | 12/06/2019
FHP Manufacturing Company | Bosch | LV042-1HZC-***P*D-**T/G |  | Ground-Source | WBAHP: Heat Pump Packaged Unit | Heat Pump | 208 | 1 |  |  |  | Single-Speed |  |  |  | 41200 | 2591 | 15.9 | 13.4 | 30000 | 2705 | 3.3 | 3.1 | Non Federally-Regulated | 01/11/2019 |  | 12/06/2019
FHP Manufacturing Company | Bosch | LV042-3VTC-***P*D-**T/G |  | Ground-Source | WBAHP: Heat Pump Packaged Unit | Heat Pump | 208 | 3 |  |  |  | Single-Speed |  |  |  | 41200 | 2591 | 15.9 | 13.4 | 30000 | 2705 | 3.3 | 3.1 | Non Federally-Regulated | 01/11/2019 |  | 12/06/2019
FHP Manufacturing Company | Bosch | LV041-3VTN-***P*D-**T/G |  | Ground-Source | WBAHP: Heat Pump Packaged Unit | Heat Pump | 208 | 3 |  |  |  | Single-Speed |  |  |  | 37500 | 2380 | 15.75 | 13.4 | 27100 | 2406 | 3.3 | 3.1 | Non Federally-Regulated | 01/11/2019 |  | 12/06/2019
FHP Manufacturing Company | Bosch | LV041-3VTC-***T/A*D-**T/G |  | Water-Source | WBAHP: Heat Pump Packaged Unit | Heat Pump | 208 | 3 |  |  |  | Single-Speed |  |  |  | 37000 | 2578 | 14.35 | 11.2 | 38200 | 2382 | 4.7 | 4.2 | Federally-Regulated Commercial & Industrial Equipment | 01/11/2019 |  | 12/06/2019
FHP Manufacturing Company | Bosch | LV041-4VTN-***T/A*D-**T/G |  | Water-Source | WBAHP: Heat Pump Packaged Unit | Heat Pump | 460 | 3 |  |  |  | Single-Speed |  |  |  | 37100 | 2688 | 13.8 | 11.2 | 38100 | 2375 | 4.7 | 4.2 | Federally-Regulated Commercial & Industrial Equipment | 01/11/2019 |  | 12/06/2019
FHP Manufacturing Company | Bosch | LV041-4VTN-***T/A*D-**T/G |  | Ground-Source | WBAHP: Heat Pump Packaged Unit | Heat Pump | 460 | 3 |  |  |  | Single-Speed |  |  |  | 38500 | 2406 | 16 | 13.4 | 26200 | 2225 | 3.5 | 3.1 | Non Federally-Regulated | 01/11/2019 |  | 12/06/2019
FHP Manufacturing Company | Bosch | LV041-3VTN-***T/A*D-**T/G |  | Water-Source | WBAHP: Heat Pump Packaged Unit | Heat Pump | 208 | 3 |  |  |  | Single-Speed |  |  |  | 37100 | 2688 | 13.8 | 11.2 | 38100 | 2375 | 4.7 | 4.2 | Federally-Regulated Commercial & Industrial Equipment | 01/11/2019 |  | 12/06/2019
FHP Manufacturing Company | Bosch | LV041-3VTC-***T/A*D-**T/G |  | Ground-Source | WBAHP: Heat Pump Packaged Unit | Heat Pump | 208 | 3 |  |  |  | Single-Speed |  |  |  | 38400 | 2334 | 16.45 | 13.4 | 26500 | 2251 | 3.5 | 3.1 | Non Federally-Regulated | 01/11/2019 |  | 12/06/2019
FHP Manufacturing Company | Bosch | LV041-1VTN-***T/A*D-**T/G |  | Water-Source | WBAHP: Heat Pump Packaged Unit | Heat Pump | 208 | 1 |  |  |  | Single-Speed |  |  |  | 37100 | 2688 | 13.8 | 11.2 | 38100 | 2375 | 4.7 | 4.2 | Federally-Regulated Commercial & Industrial Equipment | 01/11/2019 |  | 12/06/2019
FHP Manufacturing Company | Bosch | LV041-3VTN-***T/A*D-**T/G |  | Ground-Source | WBAHP: Heat Pump Packaged Unit | Heat Pump | 208 | 3 |  |  |  | Single-Speed |  |  |  | 38500 | 2406 | 16 | 13.4 | 26200 | 2225 | 3.5 | 3.1 | Non Federally-Regulated | 01/11/2019 |  | 12/06/2019
FHP Manufacturing Company | Bosch | LV041-1VTC-***T/A*D-**T/G |  | Water-Source | WBAHP: Heat Pump Packaged Unit | Heat Pump | 208 | 1 |  |  |  | Single-Speed |  |  |  | 37000 | 2578 | 14.35 | 11.2 | 38200 | 2382 | 4.7 | 4.2 | Federally-Regulated Commercial & Industrial Equipment | 01/11/2019 |  | 12/06/2019
FHP Manufacturing Company | Bosch | LV041-1VTN-***T/A*D-**T/G |  | Ground-Source | WBAHP: Heat Pump Packaged Unit | Heat Pump | 208 | 1 |  |  |  | Single-Speed |  |  |  | 38500 | 2406 | 16 | 13.4 | 26200 | 2225 | 3.5 | 3.1 | Non Federally-Regulated | 01/11/2019 |  | 12/06/2019
FHP Manufacturing Company | Bosch | LV041-4VTC-***T/A*D-**T/G |  | Water-Source | WBAHP: Heat Pump Packaged Unit | Heat Pump | 460 | 3 |  |  |  | Single-Speed |  |  |  | 37000 | 2578 | 14.35 | 11.2 | 38200 | 2382 | 4.7 | 4.2 | Federally-Regulated Commercial & Industrial Equipment | 01/11/2019 |  | 12/06/2019
FHP Manufacturing Company | Bosch | LV041-4VTN-***P*D-**T/G |  | Water-Source | WBAHP: Heat Pump Packaged Unit | Heat Pump | 460 | 3 |  |  |  | Single-Speed |  |  |  | 36100 | 2654 | 13.6 | 11.2 | 39000 | 2568 | 4.5 | 4.2 | Federally-Regulated Commercial & Industrial Equipment | 01/11/2019 |  | 12/06/2019
FHP Manufacturing Company | Bosch | LV041-1VTC-***T/A*D-**T/G |  | Ground-Source | WBAHP: Heat Pump Packaged Unit | Heat Pump | 208 | 1 |  |  |  | Single-Speed |  |  |  | 38400 | 2334 | 16.45 | 13.4 | 26500 | 2251 | 3.5 | 3.1 | Non Federally-Regulated | 01/11/2019 |  | 12/06/2019
FHP Manufacturing Company | Bosch | LV041-4VTC-***T/A*D-**T/G |  | Ground-Source | WBAHP: Heat Pump Packaged Unit | Heat Pump | 460 | 3 |  |  |  | Single-Speed |  |  |  | 38400 | 2334 | 16.45 | 13.4 | 26500 | 2251 | 3.5 | 3.1 | Non Federally-Regulated | 01/11/2019 |  | 12/06/2019
FHP Manufacturing Company | Bosch | LV041-4VTN-***P*D-**T/G |  | Ground-Source | WBAHP: Heat Pump Packaged Unit | Heat Pump | 460 | 3 |  |  |  | Single-Speed |  |  |  | 37500 | 2380 | 15.75 | 13.4 | 27100 | 2406 | 3.3 | 3.1 | Non Federally-Regulated | 01/11/2019 |  | 12/06/2019
FHP Manufacturing Company | Bosch | LV041-1VTN-***P*D-**T/G |  | Water-Source | WBAHP: Heat Pump Packaged Unit | Heat Pump | 208 | 1 |  |  |  | Single-Speed |  |  |  | 36100 | 2654 | 13.6 | 11.2 | 39000 | 2568 | 4.5 | 4.2 | Federally-Regulated Commercial & Industrial Equipment | 01/11/2019 |  | 12/06/2019
FHP Manufacturing Company | Bosch | LV041-3VTC-***P*D-**T/G |  | Water-Source | WBAHP: Heat Pump Packaged Unit | Heat Pump | 208 | 3 |  |  |  | Single-Speed |  |  |  | 36000 | 2544 | 14.15 | 11.2 | 39100 | 2575 | 4.5 | 4.2 | Federally-Regulated Commercial & Industrial Equipment | 01/11/2019 |  | 12/06/2019
FHP Manufacturing Company | Bosch | LV041-1VTN-***P*D-**T/G |  | Ground-Source | WBAHP: Heat Pump Packaged Unit | Heat Pump | 208 | 1 |  |  |  | Single-Speed |  |  |  | 37500 | 2380 | 15.75 | 13.4 | 27100 | 2406 | 3.3 | 3.1 | Non Federally-Regulated | 01/11/2019 |  | 12/06/2019
FHP Manufacturing Company | Bosch | LV041-4VTC-***P*D-**T/G |  | Water-Source | WBAHP: Heat Pump Packaged Unit | Heat Pump | 460 | 3 |  |  |  | Single-Speed |  |  |  | 36000 | 2544 | 14.15 | 11.2 | 39100 | 2575 | 4.5 | 4.2 | Federally-Regulated Commercial & Industrial Equipment | 01/11/2019 |  | 12/06/2019
FHP Manufacturing Company | Bosch | LV041-3VTC-***P*D-**T/G |  | Ground-Source | WBAHP: Heat Pump Packaged Unit | Heat Pump | 208 | 3 |  |  |  | Single-Speed |  |  |  | 37400 | 2308 | 16.2 | 13.4 | 27400 | 2433 | 3.3 | 3.1 | Non Federally-Regulated | 01/11/2019 |  | 12/06/2019
FHP Manufacturing Company | Bosch | LV041-4VTC-***P*D-**T/G |  | Ground-Source | WBAHP: Heat Pump Packaged Unit | Heat Pump | 460 | 3 |  |  |  | Single-Speed |  |  |  | 37400 | 2308 | 16.2 | 13.4 | 27400 | 2433 | 3.3 | 3.1 | Non Federally-Regulated | 01/11/2019 |  | 12/06/2019
FHP Manufacturing Company | Bosch | LV041-1VTC-***P*D-**T/G |  | Water-Source | WBAHP: Heat Pump Packaged Unit | Heat Pump | 208 | 1 |  |  |  | Single-Speed |  |  |  | 36000 | 2544 | 14.15 | 11.2 | 39100 | 2575 | 4.5 | 4.2 | Federally-Regulated Commercial & Industrial Equipment | 01/11/2019 |  | 12/06/2019
FHP Manufacturing Company | Bosch | LV041-1VTC-***P*D-**T/G |  | Ground-Source | WBAHP: Heat Pump Packaged Unit | Heat Pump | 208 | 1 |  |  |  | Single-Speed |  |  |  | 37400 | 2308 | 16.2 | 13.4 | 27400 | 2433 | 3.3 | 3.1 | Non Federally-Regulated | 01/11/2019 |  | 12/06/2019
FHP Manufacturing Company | Bosch | LV048-4HZN-***T/A*D-**T/G |  | Water-Source | WBAHP: Heat Pump Packaged Unit | Heat Pump | 460 | 3 |  |  |  | Single-Speed |  |  |  | 47300 | 3465 | 13.65 | 11.2 | 56300 | 3586 | 4.6 | 4.2 | Federally-Regulated Commercial & Industrial Equipment | 01/11/2019 |  | 12/06/2019
FHP Manufacturing Company | Bosch | LV048-4HZN-***T/A*D-**T/G |  | Ground-Source | WBAHP: Heat Pump Packaged Unit | Heat Pump | 460 | 3 |  |  |  | Single-Speed |  |  |  | 49400 | 3077 | 16.05 | 13.4 | 37700 | 3348 | 3.3 | 3.1 | Non Federally-Regulated | 01/11/2019 |  | 12/06/2019
FHP Manufacturing Company | Bosch | LV048-3HZN-***T/A*D-**T/G |  | Water-Source | WBAHP: Heat Pump Packaged Unit | Heat Pump | 208 | 3 |  |  |  | Single-Speed |  |  |  | 47300 | 3465 | 13.65 | 11.2 | 56300 | 3586 | 4.6 | 4.2 | Federally-Regulated Commercial & Industrial Equipment | 01/11/2019 |  | 12/06/2019
FHP Manufacturing Company | Bosch | LV048-4VTN-***P*D-**T/G |  | Water-Source | WBAHP: Heat Pump Packaged Unit | Heat Pump | 460 | 3 |  |  |  | Single-Speed |  |  |  | 46400 | 3424 | 13.55 | 11.2 | 57100 | 3677 | 4.6 | 4.2 | Federally-Regulated Commercial & Industrial Equipment | 01/11/2019 |  | 12/06/2019
FHP Manufacturing Company | Bosch | LV048-5HZN-***P*D-**T/G |  | Water-Source | WBAHP: Heat Pump Packaged Unit | Heat Pump | 575 | 3 |  |  |  | Single-Speed |  |  |  | 46400 | 3424 | 13.55 | 11.2 | 57100 | 3677 | 4.6 | 4.2 | Federally-Regulated Commercial & Industrial Equipment | 01/11/2019 |  | 12/06/2019
FHP Manufacturing Company | Bosch | LV048-3HZN-***P*D-**T/G |  | Water-Source | WBAHP: Heat Pump Packaged Unit | Heat Pump | 208 | 3 |  |  |  | Single-Speed |  |  |  | 46400 | 3424 | 13.55 | 11.2 | 57100 | 3677 | 4.6 | 4.2 | Federally-Regulated Commercial & Industrial Equipment | 01/11/2019 |  | 12/06/2019
FHP Manufacturing Company | Bosch | LV048-3VTN-***T/A*D-**T/G |  | Water-Source | WBAHP: Heat Pump Packaged Unit | Heat Pump | 208 | 3 |  |  |  | Single-Speed |  |  |  | 47300 | 3465 | 13.65 | 11.2 | 56300 | 3586 | 4.6 | 4.2 | Federally-Regulated Commercial & Industrial Equipment | 01/11/2019 |  | 12/06/2019
FHP Manufacturing Company | Bosch | LV048-4VTN-***P*D-**T/G |  | Ground-Source | WBAHP: Heat Pump Packaged Unit | Heat Pump | 460 | 3 |  |  |  | Single-Speed |  |  |  | 48500 | 3040 | 15.95 | 13.4 | 38500 | 3471 | 3.3 | 3.1 | Non Federally-Regulated | 01/11/2019 |  | 12/06/2019
FHP Manufacturing Company | Bosch | LV048-4HZN-***P*D-**T/G |  | Water-Source | WBAHP: Heat Pump Packaged Unit | Heat Pump | 460 | 3 |  |  |  | Single-Speed |  |  |  | 46400 | 3424 | 13.55 | 11.2 | 57100 | 3677 | 4.6 | 4.2 | Federally-Regulated Commercial & Industrial Equipment | 01/11/2019 |  | 12/06/2019
FHP Manufacturing Company | Bosch | LV048-3HZN-***T/A*D-**T/G |  | Ground-Source | WBAHP: Heat Pump Packaged Unit | Heat Pump | 208 | 3 |  |  |  | Single-Speed |  |  |  | 49400 | 3077 | 16.05 | 13.4 | 37700 | 3348 | 3.3 | 3.1 | Non Federally-Regulated | 01/11/2019 |  | 12/06/2019
FHP Manufacturing Company | Bosch | LV048-5HZN-***P*D-**T/G |  | Ground-Source | WBAHP: Heat Pump Packaged Unit | Heat Pump | 575 | 3 |  |  |  | Single-Speed |  |  |  | 48500 | 3040 | 15.95 | 13.4 | 38500 | 3471 | 3.3 | 3.1 | Non Federally-Regulated | 01/11/2019 |  | 12/06/2019
FHP Manufacturing Company | Bosch | LV048-4VTN-***T/A*D-**T/G |  | Water-Source | WBAHP: Heat Pump Packaged Unit | Heat Pump | 460 | 3 |  |  |  | Single-Speed |  |  |  | 47300 | 3465 | 13.65 | 11.2 | 56300 | 3586 | 4.6 | 4.2 | Federally-Regulated Commercial & Industrial Equipment | 01/11/2019 |  | 12/06/2019
FHP Manufacturing Company | Bosch | LV048-4HZN-***P*D-**T/G |  | Ground-Source | WBAHP: Heat Pump Packaged Unit | Heat Pump | 460 | 3 |  |  |  | Single-Speed |  |  |  | 48500 | 3040 | 15.95 | 13.4 | 38500 | 3471 | 3.3 | 3.1 | Non Federally-Regulated | 01/11/2019 |  | 12/06/2019
FHP Manufacturing Company | Bosch | LV048-4VTN-***T/A*D-**T/G |  | Ground-Source | WBAHP: Heat Pump Packaged Unit | Heat Pump | 460 | 3 |  |  |  | Single-Speed |  |  |  | 49400 | 3077 | 16.05 | 13.4 | 37700 | 3348 | 3.3 | 3.1 | Non Federally-Regulated | 01/11/2019 |  | 12/06/2019
FHP Manufacturing Company | Bosch | LV048-3HZN-***P*D-**T/G |  | Ground-Source | WBAHP: Heat Pump Packaged Unit | Heat Pump | 208 | 3 |  |  |  | Single-Speed |  |  |  | 48500 | 3040 | 15.95 | 13.4 | 38500 | 3471 | 3.3 | 3.1 | Non Federally-Regulated | 01/11/2019 |  | 12/06/2019
FHP Manufacturing Company | Bosch | LV048-3VTN-***T/A*D-**T/G |  | Ground-Source | WBAHP: Heat Pump Packaged Unit | Heat Pump | 208 | 3 |  |  |  | Single-Speed |  |  |  | 49400 | 3077 | 16.05 | 13.4 | 37700 | 3348 | 3.3 | 3.1 | Non Federally-Regulated | 01/11/2019 |  | 12/06/2019
FHP Manufacturing Company | Bosch | LV048-5VTN-***P*D-**T/G |  | Water-Source | WBAHP: Heat Pump Packaged Unit | Heat Pump | 575 | 3 |  |  |  | Single-Speed |  |  |  | 46400 | 3424 | 13.55 | 11.2 | 57100 | 3677 | 4.6 | 4.2 | Federally-Regulated Commercial & Industrial Equipment | 01/11/2019 |  | 12/06/2019
FHP Manufacturing Company | Bosch | LV048-1HZC-***T/A*D-**T/G |  | Water-Source | WBAHP: Heat Pump Packaged Unit | Heat Pump | 208 | 1 |  |  |  | Single-Speed |  |  |  | 47100 | 3293 | 14.3 | 11.2 | 57800 | 3604 | 4.7 | 4.2 | Federally-Regulated Commercial & Industrial Equipment | 01/11/2019 |  | 12/06/2019
FHP Manufacturing Company | Bosch | LV048-5VTN-***P*D-**T/G |  | Ground-Source | WBAHP: Heat Pump Packaged Unit | Heat Pump | 575 | 3 |  |  |  | Single-Speed |  |  |  | 48500 | 3040 | 15.95 | 13.4 | 38500 | 3471 | 3.3 | 3.1 | Non Federally-Regulated | 01/11/2019 |  | 12/06/2019
FHP Manufacturing Company | Bosch | LV048-3VTN-***P*D-**T/G |  | Water-Source | WBAHP: Heat Pump Packaged Unit | Heat Pump | 208 | 3 |  |  |  | Single-Speed |  |  |  | 46400 | 3424 | 13.55 | 11.2 | 57100 | 3677 | 4.6 | 4.2 | Federally-Regulated Commercial & Industrial Equipment | 01/11/2019 |  | 12/06/2019
FHP Manufacturing Company | Bosch | LV048-5HZC-***P*D-**T/G |  | Water-Source | WBAHP: Heat Pump Packaged Unit | Heat Pump | 575 | 3 |  |  |  | Single-Speed |  |  |  | 46200 | 3311 | 13.95 | 11.2 | 58600 | 3693 | 4.7 | 4.2 | Federally-Regulated Commercial & Industrial Equipment | 01/11/2019 |  | 12/06/2019
FHP Manufacturing Company | Bosch | LV048-3HZC-***T/A*D-**T/G |  | Water-Source | WBAHP: Heat Pump Packaged Unit | Heat Pump | 208 | 3 |  |  |  | Single-Speed |  |  |  | 47100 | 3293 | 14.3 | 11.2 | 57800 | 3604 | 4.7 | 4.2 | Federally-Regulated Commercial & Industrial Equipment | 01/11/2019 |  | 12/06/2019
FHP Manufacturing Company | Bosch | LV048-4HZC-***T/A*D-**T/G |  | Water-Source | WBAHP: Heat Pump Packaged Unit | Heat Pump | 460 | 3 |  |  |  | Single-Speed |  |  |  | 47100 | 3293 | 14.3 | 11.2 | 57800 | 3604 | 4.7 | 4.2 | Federally-Regulated Commercial & Industrial Equipment | 01/11/2019 |  | 12/06/2019
FHP Manufacturing Company | Bosch | LV048-5HZC-***P*D-**T/G |  | Ground-Source | WBAHP: Heat Pump Packaged Unit | Heat Pump | 575 | 3 |  |  |  | Single-Speed |  |  |  | 48400 | 2960 | 16.35 | 13.4 | 39300 | 3387 | 3.4 | 3.1 | Non Federally-Regulated | 01/11/2019 |  | 12/06/2019
FHP Manufacturing Company | Bosch | LV048-1HZC-***T/A*D-**T/G |  | Ground-Source | WBAHP: Heat Pump Packaged Unit | Heat Pump | 208 | 1 |  |  |  | Single-Speed |  |  |  | 49300 | 2952 | 16.7 | 13.4 | 38500 | 3270 | 3.5 | 3.1 | Non Federally-Regulated | 01/11/2019 |  | 12/06/2019
FHP Manufacturing Company | Bosch | LV048-4HZC-***T/A*D-**T/G |  | Ground-Source | WBAHP: Heat Pump Packaged Unit | Heat Pump | 460 | 3 |  |  |  | Single-Speed |  |  |  | 49300 | 2952 | 16.7 | 13.4 | 38500 | 3270 | 3.5 | 3.1 | Non Federally-Regulated | 01/11/2019 |  | 12/06/2019
FHP Manufacturing Company | Bosch | LV048-3VTN-***P*D-**T/G |  | Ground-Source | WBAHP: Heat Pump Packaged Unit | Heat Pump | 208 | 3 |  |  |  | Single-Speed |  |  |  | 48500 | 3040 | 15.95 | 13.4 | 38500 | 3471 | 3.3 | 3.1 | Non Federally-Regulated | 01/11/2019 |  | 12/06/2019
FHP Manufacturing Company | Bosch | LV048-3HZC-***T/A*D-**T/G |  | Ground-Source | WBAHP: Heat Pump Packaged Unit | Heat Pump | 208 | 3 |  |  |  | Single-Speed |  |  |  | 49300 | 2952 | 16.7 | 13.4 | 38500 | 3270 | 3.5 | 3.1 | Non Federally-Regulated | 01/11/2019 |  | 12/06/2019
FHP Manufacturing Company | Bosch | LV048-3VTC-***T/A*D-**T/G |  | Water-Source | WBAHP: Heat Pump Packaged Unit | Heat Pump | 208 | 3 |  |  |  | Single-Speed |  |  |  | 47100 | 3293 | 14.3 | 11.2 | 57800 | 3604 | 4.7 | 4.2 | Federally-Regulated Commercial & Industrial Equipment | 01/11/2019 |  | 12/06/2019
FHP Manufacturing Company | Bosch | LV048-4HZC-***P*D-**T/G |  | Water-Source | WBAHP: Heat Pump Packaged Unit | Heat Pump | 460 | 3 |  |  |  | Single-Speed |  |  |  | 46200 | 3311 | 13.95 | 11.2 | 58600 | 3693 | 4.7 | 4.2 | Federally-Regulated Commercial & Industrial Equipment | 01/11/2019 |  | 12/06/2019
FHP Manufacturing Company | Bosch | LV048-4VTC-***T/A*D-**T/G |  | Water-Source | WBAHP: Heat Pump Packaged Unit | Heat Pump | 460 | 3 |  |  |  | Single-Speed |  |  |  | 47100 | 3293 | 14.3 | 11.2 | 57800 | 3604 | 4.7 | 4.2 | Federally-Regulated Commercial & Industrial Equipment | 01/11/2019 |  | 12/06/2019
FHP Manufacturing Company | Bosch | LV048-3HZC-***P*D-**T/G |  | Water-Source | WBAHP: Heat Pump Packaged Unit | Heat Pump | 208 | 3 |  |  |  | Single-Speed |  |  |  | 46200 | 3311 | 13.95 | 11.2 | 58600 | 3693 | 4.7 | 4.2 | Federally-Regulated Commercial & Industrial Equipment | 01/11/2019 |  | 12/06/2019
FHP Manufacturing Company | Bosch | LV048-4HZC-***P*D-**T/G |  | Ground-Source | WBAHP: Heat Pump Packaged Unit | Heat Pump | 460 | 3 |  |  |  | Single-Speed |  |  |  | 48400 | 2960 | 16.35 | 13.4 | 39300 | 3387 | 3.4 | 3.1 | Non Federally-Regulated | 01/11/2019 |  | 12/06/2019
FHP Manufacturing Company | Bosch | LV048-4VTC-***T/A*D-**T/G |  | Ground-Source | WBAHP: Heat Pump Packaged Unit | Heat Pump | 460 | 3 |  |  |  | Single-Speed |  |  |  | 49300 | 2952 | 16.7 | 13.4 | 38500 | 3270 | 3.5 | 3.1 | Non Federally-Regulated | 01/11/2019 |  | 12/06/2019
FHP Manufacturing Company | Bosch | LV048-3VTC-***T/A*D-**T/G |  | Ground-Source | WBAHP: Heat Pump Packaged Unit | Heat Pump | 208 | 3 |  |  |  | Single-Speed |  |  |  | 49300 | 2952 | 16.7 | 13.4 | 38500 | 3270 | 3.5 | 3.1 | Non Federally-Regulated | 01/11/2019 |  | 12/06/2019
FHP Manufacturing Company | Bosch | LV048-3HZC-***P*D-**T/G |  | Ground-Source | WBAHP: Heat Pump Packaged Unit | Heat Pump | 208 | 3 |  |  |  | Single-Speed |  |  |  | 48400 | 2960 | 16.35 | 13.4 | 39300 | 3387 | 3.4 | 3.1 | Non Federally-Regulated | 01/11/2019 |  | 12/06/2019
FHP Manufacturing Company | Bosch | LV048-3VTC-***P*D-**T/G |  | Water-Source | WBAHP: Heat Pump Packaged Unit | Heat Pump | 208 | 3 |  |  |  | Single-Speed |  |  |  | 46200 | 3311 | 13.95 | 11.2 | 58600 | 3693 | 4.7 | 4.2 | Federally-Regulated Commercial & Industrial Equipment | 01/11/2019 |  | 12/06/2019
FHP Manufacturing Company | Bosch | LV048-5VTC-***P*D-**T/G |  | Water-Source | WBAHP: Heat Pump Packaged Unit | Heat Pump | 575 | 3 |  |  |  | Single-Speed |  |  |  | 46200 | 3311 | 13.95 | 11.2 | 58600 | 3693 | 4.7 | 4.2 | Federally-Regulated Commercial & Industrial Equipment | 01/11/2019 |  | 12/06/2019
FHP Manufacturing Company | Bosch | LV048-3VTC-***P*D-**T/G |  | Ground-Source | WBAHP: Heat Pump Packaged Unit | Heat Pump | 208 | 3 |  |  |  | Single-Speed |  |  |  | 48400 | 2960 | 16.35 | 13.4 | 39300 | 3387 | 3.4 | 3.1 | Non Federally-Regulated | 01/11/2019 |  | 12/06/2019
FHP Manufacturing Company | Bosch | LV048-1HZN-***P*D-**T/G |  | Water-Source | WBAHP: Heat Pump Packaged Unit | Heat Pump | 208 | 1 |  |  |  | Single-Speed |  |  |  | 46400 | 3424 | 13.55 | 11.2 | 57100 | 3677 | 4.6 | 4.2 | Federally-Regulated Commercial & Industrial Equipment | 01/11/2019 |  | 12/06/2019
FHP Manufacturing Company | Bosch | LV048-1HZN-***T/A*D-**T/G |  | Water-Source | WBAHP: Heat Pump Packaged Unit | Heat Pump | 208 | 1 |  |  |  | Single-Speed |  |  |  | 47300 | 3465 | 13.65 | 11.2 | 56300 | 3586 | 4.6 | 4.2 | Federally-Regulated Commercial & Industrial Equipment | 01/11/2019 |  | 12/06/2019
FHP Manufacturing Company | Bosch | LV048-4VTC-***P*D-**T/G |  | Water-Source | WBAHP: Heat Pump Packaged Unit | Heat Pump | 460 | 3 |  |  |  | Single-Speed |  |  |  | 46200 | 3311 | 13.95 | 11.2 | 58600 | 3693 | 4.7 | 4.2 | Federally-Regulated Commercial & Industrial Equipment | 01/11/2019 |  | 12/06/2019
FHP Manufacturing Company | Bosch | LV048-5VTC-***P*D-**T/G |  | Ground-Source | WBAHP: Heat Pump Packaged Unit | Heat Pump | 575 | 3 |  |  |  | Single-Speed |  |  |  | 48400 | 2960 | 16.35 | 13.4 | 39300 | 3387 | 3.4 | 3.1 | Non Federally-Regulated | 01/11/2019 |  | 12/06/2019
FHP Manufacturing Company | Bosch | LV048-1VTN-***T/A*D-**T/G |  | Water-Source | WBAHP: Heat Pump Packaged Unit | Heat Pump | 208 | 1 |  |  |  | Single-Speed |  |  |  | 47300 | 3465 | 13.65 | 11.2 | 56300 | 3586 | 4.6 | 4.2 | Federally-Regulated Commercial & Industrial Equipment | 01/11/2019 |  | 12/06/2019
FHP Manufacturing Company | Bosch | LV048-4VTC-***P*D-**T/G |  | Ground-Source | WBAHP: Heat Pump Packaged Unit | Heat Pump | 460 | 3 |  |  |  | Single-Speed |  |  |  | 48400 | 2960 | 16.35 | 13.4 | 39300 | 3387 | 3.4 | 3.1 | Non Federally-Regulated | 01/11/2019 |  | 12/06/2019
FHP Manufacturing Company | Bosch | LV048-1HZN-***T/A*D-**T/G |  | Ground-Source | WBAHP: Heat Pump Packaged Unit | Heat Pump | 208 | 1 |  |  |  | Single-Speed |  |  |  | 49400 | 3077 | 16.05 | 13.4 | 37700 | 3348 | 3.3 | 3.1 | Non Federally-Regulated | 01/11/2019 |  | 12/06/2019
FHP Manufacturing Company | Bosch | LV048-1HZN-***P*D-**T/G |  | Ground-Source | WBAHP: Heat Pump Packaged Unit | Heat Pump | 208 | 1 |  |  |  | Single-Speed |  |  |  | 48500 | 3040 | 15.95 | 13.4 | 38500 | 3471 | 3.3 | 3.1 | Non Federally-Regulated | 01/11/2019 |  | 12/06/2019
FHP Manufacturing Company | Bosch | LV048-1VTN-***T/A*D-**T/G |  | Ground-Source | WBAHP: Heat Pump Packaged Unit | Heat Pump | 208 | 1 |  |  |  | Single-Speed |  |  |  | 49400 | 3077 | 16.05 | 13.4 | 37700 | 3348 | 3.3 | 3.1 | Non Federally-Regulated | 01/11/2019 |  | 12/06/2019
FHP Manufacturing Company | Bosch | LV048-1VTN-***P*D-**T/G |  | Water-Source | WBAHP: Heat Pump Packaged Unit | Heat Pump | 208 | 1 |  |  |  | Single-Speed |  |  |  | 46400 | 3424 | 13.55 | 11.2 | 57100 | 3677 | 4.6 | 4.2 | Federally-Regulated Commercial & Industrial Equipment | 01/11/2019 |  | 12/06/2019
FHP Manufacturing Company | Bosch | LV048-1VTC-***T/A*D-**T/G |  | Water-Source | WBAHP: Heat Pump Packaged Unit | Heat Pump | 208 | 1 |  |  |  | Single-Speed |  |  |  | 47100 | 3293 | 14.3 | 11.2 | 57800 | 3604 | 4.7 | 4.2 | Federally-Regulated Commercial & Industrial Equipment | 01/11/2019 |  | 12/06/2019
FHP Manufacturing Company | Bosch | LV048-1HZC-***P*D-**T/G |  | Water-Source | WBAHP: Heat Pump Packaged Unit | Heat Pump | 208 | 1 |  |  |  | Single-Speed |  |  |  | 46200 | 3311 | 13.95 | 11.2 | 58600 | 3693 | 4.7 | 4.2 | Federally-Regulated Commercial & Industrial Equipment | 01/11/2019 |  | 12/06/2019
FHP Manufacturing Company | Bosch | LV048-1VTN-***P*D-**T/G |  | Ground-Source | WBAHP: Heat Pump Packaged Unit | Heat Pump | 208 | 1 |  |  |  | Single-Speed |  |  |  | 48500 | 3040 | 15.95 | 13.4 | 38500 | 3471 | 3.3 | 3.1 | Non Federally-Regulated | 01/11/2019 |  | 12/06/2019
FHP Manufacturing Company | Bosch | LV048-1VTC-***T/A*D-**T/G |  | Ground-Source | WBAHP: Heat Pump Packaged Unit | Heat Pump | 208 | 1 |  |  |  | Single-Speed |  |  |  | 49300 | 2952 | 16.7 | 13.4 | 38500 | 3270 | 3.5 | 3.1 | Non Federally-Regulated | 01/11/2019 |  | 12/06/2019
FHP Manufacturing Company | Bosch | LV048-1VTC-***P*D-**T/G |  | Water-Source | WBAHP: Heat Pump Packaged Unit | Heat Pump | 208 | 1 |  |  |  | Single-Speed |  |  |  | 46200 | 3311 | 13.95 | 11.2 | 58600 | 3693 | 4.7 | 4.2 | Federally-Regulated Commercial & Industrial Equipment | 01/11/2019 |  | 12/06/2019
FHP Manufacturing Company | Bosch | LV048-1HZC-***P*D-**T/G |  | Ground-Source | WBAHP: Heat Pump Packaged Unit | Heat Pump | 208 | 1 |  |  |  | Single-Speed |  |  |  | 48400 | 2960 | 16.35 | 13.4 | 39300 | 3387 | 3.4 | 3.1 | Non Federally-Regulated | 01/11/2019 |  | 12/06/2019
FHP Manufacturing Company | Bosch | LV048-1VTC-***P*D-**T/G |  | Ground-Source | WBAHP: Heat Pump Packaged Unit | Heat Pump | 208 | 1 |  |  |  | Single-Speed |  |  |  | 48400 | 2960 | 16.35 | 13.4 | 39300 | 3387 | 3.4 | 3.1 | Non Federally-Regulated | 01/11/2019 |  | 12/06/2019
FHP Manufacturing Company | Bosch | LV060-5VTC-***P*C-**T/G |  | Water-Source | WBAHP: Heat Pump Packaged Unit | Heat Pump | 575 | 3 |  |  |  | Single-Speed |  |  |  | 59100 | 4345 | 13.6 | 11.2 | 77800 | 4750 | 4.8 | 4.2 | Federally-Regulated Commercial & Industrial Equipment | 12/10/2018 |  | 12/06/2019
FHP Manufacturing Company | Bosch | LV060-5VTN-***P*C-**T/G |  | Water-Source | WBAHP: Heat Pump Packaged Unit | Heat Pump | 575 | 3 |  |  |  | Single-Speed |  |  |  | 59100 | 4460 | 13.25 | 11.2 | 77800 | 5241 | 4.4 | 4.2 | Federally-Regulated Commercial & Industrial Equipment | 05/13/2019 |  | 12/06/2019
FHP Manufacturing Company | Bosch | LV060-3VTN-***P*C-**T/G |  | Water-Source | WBAHP: Heat Pump Packaged Unit | Heat Pump | 208 | 3 |  |  |  | Single-Speed |  |  |  | 59100 | 4460 | 13.25 | 11.2 | 77800 | 5241 | 4.4 | 4.2 | Federally-Regulated Commercial & Industrial Equipment | 05/13/2019 |  | 12/06/2019
FHP Manufacturing Company | Bosch | LV060-3VTC-***P*C-**T/G |  | Water-Source | WBAHP: Heat Pump Packaged Unit | Heat Pump | 208 | 3 |  |  |  | Single-Speed |  |  |  | 59100 | 4345 | 13.6 | 11.2 | 77800 | 4750 | 4.8 | 4.2 | Federally-Regulated Commercial & Industrial Equipment | 12/10/2018 |  | 12/06/2019
FHP Manufacturing Company | Bosch | LV060-4VTC-***P*C-**T/G |  | Water-Source | WBAHP: Heat Pump Packaged Unit | Heat Pump | 460 | 3 |  |  |  | Single-Speed |  |  |  | 59100 | 4345 | 13.6 | 11.2 | 77800 | 4750 | 4.8 | 4.2 | Federally-Regulated Commercial & Industrial Equipment | 12/10/2018 |  | 12/06/2019
FHP Manufacturing Company | Bosch | LV060-4VTN-***P*C-**T/G |  | Water-Source | WBAHP: Heat Pump Packaged Unit | Heat Pump | 460 | 3 |  |  |  | Single-Speed |  |  |  | 59100 | 4460 | 13.25 | 11.2 | 77800 | 5241 | 4.4 | 4.2 | Federally-Regulated Commercial & Industrial Equipment | 05/13/2019 |  | 12/06/2019
FHP Manufacturing Company | Bosch | LV060-5VTN-***P*C-**T/G |  | Ground-Source | WBAHP: Heat Pump Packaged Unit | Heat Pump | 575 | 3 |  |  |  | Single-Speed |  |  |  | 61600 | 3898 | 15.8 | 13.4 | 53400 | 4173 | 3.8 | 3.1 | Non Federally-Regulated | 05/13/2019 |  | 12/06/2019
FHP Manufacturing Company | Bosch | LV060-5VTC-***P*C-**T/G |  | Ground-Source | WBAHP: Heat Pump Packaged Unit | Heat Pump | 575 | 3 |  |  |  | Single-Speed |  |  |  | 61600 | 3898 | 15.8 | 13.4 | 53400 | 4173 | 3.8 | 3.1 | Non Federally-Regulated | 12/10/2018 |  | 12/06/2019
FHP Manufacturing Company | Bosch | LV060-4VTC-***P*C-**T/G |  | Ground-Source | WBAHP: Heat Pump Packaged Unit | Heat Pump | 460 | 3 |  |  |  | Single-Speed |  |  |  | 61600 | 3898 | 15.8 | 13.4 | 53400 | 4173 | 3.8 | 3.1 | Non Federally-Regulated | 12/10/2018 |  | 12/06/2019
FHP Manufacturing Company | Bosch | LV060-4VTN-***P*C-**T/G |  | Ground-Source | WBAHP: Heat Pump Packaged Unit | Heat Pump | 460 | 3 |  |  |  | Single-Speed |  |  |  | 61600 | 3898 | 15.8 | 13.4 | 53400 | 4173 | 3.8 | 3.1 | Non Federally-Regulated | 05/13/2019 |  | 12/06/2019
FHP Manufacturing Company | Bosch | LV060-3VTN-***P*C-**T/G |  | Ground-Source | WBAHP: Heat Pump Packaged Unit | Heat Pump | 208 | 3 |  |  |  | Single-Speed |  |  |  | 61600 | 3898 | 15.8 | 13.4 | 53400 | 4173 | 3.8 | 3.1 | Non Federally-Regulated | 05/13/2019 |  | 12/06/2019
FHP Manufacturing Company | Bosch | LV060-3VTC-***P*C-**T/G |  | Ground-Source | WBAHP: Heat Pump Packaged Unit | Heat Pump | 208 | 3 |  |  |  | Single-Speed |  |  |  | 61600 | 3898 | 15.8 | 13.4 | 53400 | 4173 | 3.8 | 3.1 | Non Federally-Regulated | 12/10/2018 |  | 12/06/2019
FHP Manufacturing Company | Bosch | LV060-1VTN-***P*C-**T/G |  | Water-Source | WBAHP: Heat Pump Packaged Unit | Heat Pump | 208 | 1 |  |  |  | Single-Speed |  |  |  | 59100 | 4460 | 13.25 | 11.2 | 77800 | 5241 | 4.4 | 4.2 | Federally-Regulated Commercial & Industrial Equipment | 05/13/2019 |  | 12/06/2019
FHP Manufacturing Company | Bosch | LV060-1VTC-***P*C-**T/G |  | Water-Source | WBAHP: Heat Pump Packaged Unit | Heat Pump | 208 | 1 |  |  |  | Single-Speed |  |  |  | 59100 | 4345 | 13.6 | 11.2 | 77800 | 4750 | 4.8 | 4.2 | Federally-Regulated Commercial & Industrial Equipment | 12/10/2018 |  | 12/06/2019
FHP Manufacturing Company | Bosch | LV060-4VTN-***T/A*C-**T/G |  | Water-Source | WBAHP: Heat Pump Packaged Unit | Heat Pump | 460 | 3 |  |  |  | Single-Speed |  |  |  | 59600 | 4138 | 14.4 | 11.2 | 77000 | 4558 | 5 | 4.2 | Federally-Regulated Commercial & Industrial Equipment | 12/10/2018 |  | 12/06/2019
FHP Manufacturing Company | Bosch | LV060-1VTN-***P*C-**T/G |  | Ground-Source | WBAHP: Heat Pump Packaged Unit | Heat Pump | 208 | 1 |  |  |  | Single-Speed |  |  |  | 61600 | 3898 | 15.8 | 13.4 | 53400 | 4173 | 3.8 | 3.1 | Non Federally-Regulated | 05/13/2019 |  | 12/06/2019
FHP Manufacturing Company | Bosch | LV060-4VTN-***T/A*C-**T/G |  | Ground-Source | WBAHP: Heat Pump Packaged Unit | Heat Pump | 460 | 3 |  |  |  | Single-Speed |  |  |  | 62200 | 3758 | 16.55 | 13.4 | 52400 | 3937 | 3.9 | 3.1 | Non Federally-Regulated | 12/10/2018 |  | 12/06/2019
FHP Manufacturing Company | Bosch | LV060-4VTC-***T/A*C-**T/G |  | Water-Source | WBAHP: Heat Pump Packaged Unit | Heat Pump | 460 | 3 |  |  |  | Single-Speed |  |  |  | 59600 | 4138 | 14.4 | 11.2 | 77000 | 4558 | 5 | 4.2 | Federally-Regulated Commercial & Industrial Equipment | 12/10/2018 |  | 12/06/2019
FHP Manufacturing Company | Bosch | LV060-1VTC-***P*C-**T/G |  | Ground-Source | WBAHP: Heat Pump Packaged Unit | Heat Pump | 208 | 1 |  |  |  | Single-Speed |  |  |  | 61600 | 3898 | 15.8 | 13.4 | 53400 | 4173 | 3.8 | 3.1 | Non Federally-Regulated | 12/10/2018 |  | 12/06/2019
FHP Manufacturing Company | Bosch | LV060-3VTN-***T/A*C-**T/G |  | Water-Source | WBAHP: Heat Pump Packaged Unit | Heat Pump | 208 | 3 |  |  |  | Single-Speed |  |  |  | 59600 | 4138 | 14.4 | 11.2 | 77000 | 4558 | 5 | 4.2 | Federally-Regulated Commercial & Industrial Equipment | 12/10/2018 |  | 12/06/2019
FHP Manufacturing Company | Bosch | LV060-4VTC-***T/A*C-**T/G |  | Ground-Source | WBAHP: Heat Pump Packaged Unit | Heat Pump | 460 | 3 |  |  |  | Single-Speed |  |  |  | 62200 | 3758 | 16.55 | 13.4 | 52400 | 3937 | 3.9 | 3.1 | Non Federally-Regulated | 12/10/2018 |  | 12/06/2019
FHP Manufacturing Company | Bosch | LV060-3VTN-***T/A*C-**T/G |  | Ground-Source | WBAHP: Heat Pump Packaged Unit | Heat Pump | 208 | 3 |  |  |  | Single-Speed |  |  |  | 62200 | 3758 | 16.55 | 13.4 | 52400 | 3937 | 3.9 | 3.1 | Non Federally-Regulated | 12/10/2018 |  | 12/06/2019
FHP Manufacturing Company | Bosch | LV060-3VTC-***T/A*C-**T/G |  | Water-Source | WBAHP: Heat Pump Packaged Unit | Heat Pump | 208 | 3 |  |  |  | Single-Speed |  |  |  | 59600 | 4138 | 14.4 | 11.2 | 77000 | 4558 | 5 | 4.2 | Federally-Regulated Commercial & Industrial Equipment | 12/10/2018 |  | 12/06/2019
FHP Manufacturing Company | Bosch | LV060-1VTN-***T/A*C-**T/G |  | Water-Source | WBAHP: Heat Pump Packaged Unit | Heat Pump | 208 | 1 |  |  |  | Single-Speed |  |  |  | 59600 | 4138 | 14.4 | 11.2 | 77000 | 4558 | 5 | 4.2 | Federally-Regulated Commercial & Industrial Equipment | 12/10/2018 |  | 12/06/2019
FHP Manufacturing Company | Bosch | LV060-1VTC-***T/A*C-**T/G |  | Water-Source | WBAHP: Heat Pump Packaged Unit | Heat Pump | 208 | 1 |  |  |  | Single-Speed |  |  |  | 59600 | 4138 | 14.4 | 11.2 | 77000 | 4558 | 5 | 4.2 | Federally-Regulated Commercial & Industrial Equipment | 12/10/2018 |  | 12/06/2019
FHP Manufacturing Company | Bosch | LV060-3VTC-***T/A*C-**T/G |  | Ground-Source | WBAHP: Heat Pump Packaged Unit | Heat Pump | 208 | 3 |  |  |  | Single-Speed |  |  |  | 62200 | 3758 | 16.55 | 13.4 | 52400 | 3937 | 3.9 | 3.1 | Non Federally-Regulated | 12/10/2018 |  | 12/06/2019
FHP Manufacturing Company | Bosch | LV060-1VTN-***T/A*C-**T/G |  | Ground-Source | WBAHP: Heat Pump Packaged Unit | Heat Pump | 208 | 1 |  |  |  | Single-Speed |  |  |  | 62200 | 3758 | 16.55 | 13.4 | 52400 | 3937 | 3.9 | 3.1 | Non Federally-Regulated | 12/10/2018 |  | 12/06/2019
FHP Manufacturing Company | Bosch | LV060-1VTC-***T/A*C-**T/G |  | Ground-Source | WBAHP: Heat Pump Packaged Unit | Heat Pump | 208 | 1 |  |  |  | Single-Speed |  |  |  | 62200 | 3758 | 16.55 | 13.4 | 52400 | 3937 | 3.9 | 3.1 | Non Federally-Regulated | 12/10/2018 |  | 12/06/2019
FHP Manufacturing Company | Bosch | SM060-1VT/CF*-*****B |  | Water-Source | WBAHP: Heat Pump Packaged Unit | Both Heat Pump and Electric Re | 208 | 1 |  |  |  | Dual-Speed |  |  |  | 62500 | 4071 | 15.35 | 11.2 | 78300 | 4249 | 5.4 | 4.2 | Federally-Regulated Commercial & Industrial Equipment | 05/13/2019 |  | 12/06/2019
FHP Manufacturing Company | Bosch | SM036-1VT/CF*-*****B |  | Water-Source | WBAHP: Heat Pump Packaged Unit | Both Heat Pump and Electric Re | 208 | 1 |  |  |  | Dual-Speed |  |  |  | 39300 | 2112 | 18.6 | 11.2 | 46300 | 2188 | 6.2 | 4.2 | Federally-Regulated Commercial & Industrial Equipment | 05/13/2019 |  | 12/06/2019
FHP Manufacturing Company | Bosch | SM036-1VT/CF*-*****B |  | Ground-Water-Source | WBAHP: Heat Pump Packaged Unit | Both Heat Pump and Electric Re | 208 | 1 |  |  |  | Dual-Speed |  |  |  | 44300 | 1634 | 27.1 | 16.2 | 36700 | 1991 | 5.4 | 3.6 | Non Federally-Regulated | 05/13/2019 |  | 12/06/2019
FHP Manufacturing Company | Bosch | SM060-1VT/CF*-*****B |  | Ground-Source | WBAHP: Heat Pump Packaged Unit | Both Heat Pump and Electric Re | 208 | 1 |  |  |  | Dual-Speed |  |  |  | 63900 | 3435 | 18.6 | 13.4 | 48600 | 3560 | 4 | 3.1 | Non Federally-Regulated | 05/13/2019 |  | 12/06/2019
FHP Manufacturing Company | Bosch | SM036-1VT/CF*-*****B |  | Ground-Source | WBAHP: Heat Pump Packaged Unit | Both Heat Pump and Electric Re | 208 | 1 |  |  |  | Dual-Speed |  |  |  | 40200 | 1914 | 21 | 13.4 | 28200 | 1878 | 4.4 | 3.1 | Non Federally-Regulated | 05/13/2019 |  | 12/06/2019
FHP Manufacturing Company | Bosch | SM024-1VT/CF*-*****B |  | Water-Source | WBAHP: Heat Pump Packaged Unit | Both Heat Pump and Electric Re | 208 | 1 |  |  |  | Dual-Speed |  |  |  | 26200 | 1617 | 16.2 | 11.2 | 30300 | 1585 | 5.6 | 4.2 | Federally-Regulated Commercial & Industrial Equipment | 05/13/2019 |  | 12/06/2019
FHP Manufacturing Company | Bosch | SM024-1VT/CF*-*****B |  | Ground-Water-Source | WBAHP: Heat Pump Packaged Unit | Both Heat Pump and Electric Re | 208 | 1 |  |  |  | Dual-Speed |  |  |  | 29400 | 1183 | 24.85 | 16.2 | 24700 | 1477 | 4.9 | 3.6 | Non Federally-Regulated | 05/13/2019 |  | 12/06/2019
FHP Manufacturing Company | Bosch | SM024-1VT/CF*-*****B |  | Ground-Source | WBAHP: Heat Pump Packaged Unit | Both Heat Pump and Electric Re | 208 | 1 |  |  |  | Dual-Speed |  |  |  | 26900 | 1423 | 18.9 | 13.4 | 18700 | 1336 | 4.1 | 3.1 | Non Federally-Regulated | 05/13/2019 |  | 12/06/2019
Trane U.S. Inc. | Trane | DXHF0603 |  | Water-Source | WBAHP: Heat Pump Packaged Unit | Heat Pump | 208 | 3 |  |  |  | Dual-Speed |  |  |  | 57800 | 3853 | 15 | 11.2 | 80500 | 4915 | 4.8 | 4.2 | Federally-Regulated Commercial & Industrial Equipment | 02/23/2016 |  | 12/06/2019
Trane U.S. Inc. | Trane | DXHF0604 |  | Water-Source | WBAHP: Heat Pump Packaged Unit | Heat Pump | 460 | 3 |  |  |  | Dual-Speed |  |  |  | 57800 | 3853 | 15 | 11.2 | 80500 | 4915 | 4.8 | 4.2 | Federally-Regulated Commercial & Industrial Equipment | 02/23/2016 |  | 12/06/2019
Trane U.S. Inc. | Trane | DXHF0603 |  | Ground-Water-Source | WBAHP: Heat Pump Packaged Unit | Heat Pump | 208 | 3 |  |  |  | Dual-Speed |  |  |  | 64800 | 3100 | 20.9 | 16.2 | 66400 | 4422 | 4.4 | 3.6 | Non Federally-Regulated | 02/23/2016 |  | 12/06/2019
Trane U.S. Inc. | Trane | DXHF0604 |  | Ground-Water-Source | WBAHP: Heat Pump Packaged Unit | Heat Pump | 460 | 3 |  |  |  | Dual-Speed |  |  |  | 64800 | 3100 | 20.9 | 16.2 | 66400 | 4422 | 4.4 | 3.6 | Non Federally-Regulated | 02/23/2016 |  | 12/06/2019
Trane U.S. Inc. | Trane | DXHF0603 |  | Ground-Source | WBAHP: Heat Pump Packaged Unit | Heat Pump | 208 | 3 |  |  |  | Dual-Speed |  |  |  | 60500 | 3517 | 17.2 | 13.4 | 50300 | 3984 | 3.7 | 3.1 | Non Federally-Regulated | 02/23/2016 |  | 12/06/2019
Trane U.S. Inc. | Trane | DXVF0481 |  | Water-Source | WBAHP: Heat Pump Packaged Unit | Heat Pump | 208 | 1 |  |  |  | Dual-Speed |  |  |  | 49500 | 2894 | 17.1 | 11.2 | 61100 | 3255 | 5.5 | 4.2 | Federally-Regulated Commercial & Industrial Equipment | 02/16/2016 |  | 12/06/2019
Trane U.S. Inc. | Trane | DXHF0604 |  | Ground-Source | WBAHP: Heat Pump Packaged Unit | Heat Pump | 460 | 3 |  |  |  | Dual-Speed |  |  |  | 60500 | 3517 | 17.2 | 13.4 | 50300 | 3984 | 3.7 | 3.1 | Non Federally-Regulated | 02/23/2016 |  | 12/06/2019
Trane U.S. Inc. | Trane | DXVF0481 |  | Ground-Water-Source | WBAHP: Heat Pump Packaged Unit | Heat Pump | 208 | 1 |  |  |  | Dual-Speed |  |  |  | 54200 | 2185 | 24.8 | 16.2 | 50400 | 3014 | 4.9 | 3.6 | Non Federally-Regulated | 02/16/2016 |  | 12/06/2019
Trane U.S. Inc. | Trane | DXVF0481 |  | Ground-Source | WBAHP: Heat Pump Packaged Unit | Heat Pump | 208 | 1 |  |  |  | Dual-Speed |  |  |  | 51100 | 2634 | 19.4 | 13.4 | 39300 | 2809 | 4.1 | 3.1 | Non Federally-Regulated | 02/16/2016 |  | 12/06/2019
Trane U.S. Inc. | Trane | DXHF0601 |  | Water-Source | WBAHP: Heat Pump Packaged Unit | Heat Pump | 208 | 1 |  |  |  | Dual-Speed |  |  |  | 57800 | 3853 | 15 | 11.2 | 80500 | 4915 | 4.8 | 4.2 | Federally-Regulated Commercial & Industrial Equipment | 02/23/2016 |  | 12/06/2019
Trane U.S. Inc. | Trane | DXHF0601 |  | Ground-Water-Source | WBAHP: Heat Pump Packaged Unit | Heat Pump | 208 | 1 |  |  |  | Dual-Speed |  |  |  | 64800 | 3100 | 20.9 | 16.2 | 66400 | 4422 | 4.4 | 3.6 | Non Federally-Regulated | 02/23/2016 |  | 12/06/2019
Trane U.S. Inc. | Trane | DXHF0601 |  | Ground-Source | WBAHP: Heat Pump Packaged Unit | Heat Pump | 208 | 1 |  |  |  | Dual-Speed |  |  |  | 60500 | 3517 | 17.2 | 13.4 | 50300 | 3984 | 3.7 | 3.1 | Non Federally-Regulated | 02/23/2016 |  | 12/06/2019
Trane U.S. Inc. | Trane | DXVF0603 |  | Water-Source | WBAHP: Heat Pump Packaged Unit | Heat Pump | 208 | 3 |  |  |  | Dual-Speed |  |  |  | 59800 | 3714 | 16.1 | 11.2 | 79000 | 4368 | 5.3 | 4.2 | Federally-Regulated Commercial & Industrial Equipment | 02/16/2016 |  | 12/06/2019
Trane U.S. Inc. | Trane | DXVF0604 |  | Water-Source | WBAHP: Heat Pump Packaged Unit | Heat Pump | 460 | 3 |  |  |  | Dual-Speed |  |  |  | 59800 | 3714 | 16.1 | 11.2 | 79000 | 4368 | 5.3 | 4.2 | Federally-Regulated Commercial & Industrial Equipment | 02/16/2016 |  | 12/06/2019
Trane U.S. Inc. | Trane | DXVF0601 |  | Water-Source | WBAHP: Heat Pump Packaged Unit | Heat Pump | 208 | 1 |  |  |  | Dual-Speed |  |  |  | 59800 | 3714 | 16.1 | 11.2 | 79000 | 4368 | 5.3 | 4.2 | Federally-Regulated Commercial & Industrial Equipment | 02/16/2016 |  | 12/06/2019
Trane U.S. Inc. | Trane | DXVF0484 |  | Water-Source | WBAHP: Heat Pump Packaged Unit | Heat Pump | 460 | 3 |  |  |  | Dual-Speed |  |  |  | 49500 | 2894 | 17.1 | 11.2 | 61100 | 3255 | 5.5 | 4.2 | Federally-Regulated Commercial & Industrial Equipment | 02/16/2016 |  | 12/06/2019
Trane U.S. Inc. | Trane | DXVF0484 |  | Ground-Water-Source | WBAHP: Heat Pump Packaged Unit | Heat Pump | 460 | 3 |  |  |  | Dual-Speed |  |  |  | 54200 | 2185 | 24.8 | 16.2 | 50400 | 3014 | 4.9 | 3.6 | Non Federally-Regulated | 02/16/2016 |  | 12/06/2019
Trane U.S. Inc. | Trane | DXVF0604 |  | Ground-Source | WBAHP: Heat Pump Packaged Unit | Heat Pump | 460 | 3 |  |  |  | Dual-Speed |  |  |  | 62100 | 3412 | 18.2 | 13.4 | 51100 | 3744 | 4 | 3.1 | Non Federally-Regulated | 02/16/2016 |  | 12/06/2019
Trane U.S. Inc. | Trane | DXVF0603 |  | Ground-Source | WBAHP: Heat Pump Packaged Unit | Heat Pump | 208 | 3 |  |  |  | Dual-Speed |  |  |  | 62100 | 3412 | 18.2 | 13.4 | 51100 | 3744 | 4 | 3.1 | Non Federally-Regulated | 02/16/2016 |  | 12/06/2019
Trane U.S. Inc. | Trane | DXVF0601 |  | Ground-Source | WBAHP: Heat Pump Packaged Unit | Heat Pump | 208 | 1 |  |  |  | Dual-Speed |  |  |  | 62100 | 3412 | 18.2 | 13.4 | 51100 | 3744 | 4 | 3.1 | Non Federally-Regulated | 02/16/2016 |  | 12/06/2019
Trane U.S. Inc. | Trane | DXVF0483 |  | Water-Source | WBAHP: Heat Pump Packaged Unit | Heat Pump | 208 | 3 |  |  |  | Dual-Speed |  |  |  | 49500 | 2894 | 17.1 | 11.2 | 61100 | 3255 | 5.5 | 4.2 | Federally-Regulated Commercial & Industrial Equipment | 02/16/2016 |  | 12/06/2019
Trane U.S. Inc. | Trane | DXVF0484 |  | Ground-Source | WBAHP: Heat Pump Packaged Unit | Heat Pump | 460 | 3 |  |  |  | Dual-Speed |  |  |  | 51100 | 2634 | 19.4 | 13.4 | 39300 | 2809 | 4.1 | 3.1 | Non Federally-Regulated | 02/16/2016 |  | 12/06/2019
Trane U.S. Inc. | Trane | DXVF0483 |  | Ground-Water-Source | WBAHP: Heat Pump Packaged Unit | Heat Pump | 208 | 3 |  |  |  | Dual-Speed |  |  |  | 54200 | 2185 | 24.8 | 16.2 | 50400 | 3014 | 4.9 | 3.6 | Non Federally-Regulated | 02/16/2016 |  | 12/06/2019
Trane U.S. Inc. | Trane | DXVF0483 |  | Ground-Source | WBAHP: Heat Pump Packaged Unit | Heat Pump | 208 | 3 |  |  |  | Dual-Speed |  |  |  | 51100 | 2634 | 19.4 | 13.4 | 39300 | 2809 | 4.1 | 3.1 | Non Federally-Regulated | 02/16/2016 |  | 12/06/2019
Trane U.S. Inc. | Trane | EXVF0091 |  | Water-Source | WBAHP: Heat Pump Packaged Unit | Heat Pump | 208 | 1 |  |  |  | Single-Speed |  |  |  | 9000 | 637 | 14.1 | 11.2 | 11100 | 619 | 5.3 | 4.2 | Federally-Regulated Commercial & Industrial Equipment | 12/01/2016 |  | 12/06/2019
Trane U.S. Inc. | Trane | EXVF0091 |  | Ground-Water-Source | WBAHP: Heat Pump Packaged Unit | Heat Pump | 208 | 1 |  |  |  | Single-Speed |  |  |  | 10200 | 474 | 21.5 | 16.2 | 9300 | 595 | 4.6 | 3.6 | Non Federally-Regulated | 12/01/2016 |  | 12/06/2019
Trane U.S. Inc. | Trane | EXVF0091 |  | Ground-Source | WBAHP: Heat Pump Packaged Unit | Heat Pump | 208 | 1 |  |  |  | Single-Speed |  |  |  | 9500 | 579 | 16.4 | 13.4 | 7200 | 567 | 3.7 | 3.1 | Non Federally-Regulated | 12/01/2016 |  | 12/06/2019
Trane U.S. Inc. | Trane | DXHF0484 |  | Water-Source | WBAHP: Heat Pump Packaged Unit | Heat Pump | 460 | 3 |  |  |  | Dual-Speed |  |  |  | 51200 | 2976 | 17.2 | 11.2 | 62400 | 3386 | 5.4 | 4.2 | Federally-Regulated Commercial & Industrial Equipment | 02/16/2016 |  | 12/06/2019
Trane U.S. Inc. | Trane | DXHF0484 |  | Ground-Water-Source | WBAHP: Heat Pump Packaged Unit | Heat Pump | 460 | 3 |  |  |  | Dual-Speed |  |  |  | 56600 | 2291 | 24.7 | 16.2 | 50800 | 3101 | 4.8 | 3.6 | Non Federally-Regulated | 02/16/2016 |  | 12/06/2019
Trane U.S. Inc. | Trane | DXHF0484 |  | Ground-Source | WBAHP: Heat Pump Packaged Unit | Heat Pump | 460 | 3 |  |  |  | Dual-Speed |  |  |  | 53000 | 2717 | 19.5 | 13.4 | 38800 | 2915 | 3.9 | 3.1 | Non Federally-Regulated | 02/16/2016 |  | 12/06/2019
Trane U.S. Inc. | Trane | DXHF0481 |  | Water-Source | WBAHP: Heat Pump Packaged Unit | Heat Pump | 208 | 1 |  |  |  | Dual-Speed |  |  |  | 51200 | 2976 | 17.2 | 11.2 | 62400 | 3386 | 5.4 | 4.2 | Federally-Regulated Commercial & Industrial Equipment | 02/16/2016 |  | 12/06/2019
Trane U.S. Inc. | Trane | EXVF0157 |  | Water-Source | WBAHP: Heat Pump Packaged Unit | Heat Pump | 265 | 1 |  |  |  | Single-Speed |  |  |  | 15300 | 1035 | 14.8 | 11.2 | 18900 | 1161 | 4.8 | 4.2 | Federally-Regulated Commercial & Industrial Equipment | 12/01/2016 |  | 12/06/2019
Trane U.S. Inc. | Trane | DXHF0483 |  | Water-Source | WBAHP: Heat Pump Packaged Unit | Heat Pump | 208 | 3 |  |  |  | Dual-Speed |  |  |  | 51200 | 2976 | 17.2 | 11.2 | 62400 | 3386 | 5.4 | 4.2 | Federally-Regulated Commercial & Industrial Equipment | 02/16/2016 |  | 12/06/2019
Trane U.S. Inc. | Trane | EXVF0151 |  | Water-Source | WBAHP: Heat Pump Packaged Unit | Heat Pump | 208 | 1 |  |  |  | Single-Speed |  |  |  | 15300 | 1035 | 14.8 | 11.2 | 18900 | 1161 | 4.8 | 4.2 | Federally-Regulated Commercial & Industrial Equipment | 12/01/2016 |  | 12/06/2019
Trane U.S. Inc. | Trane | DXHF0481 |  | Ground-Water-Source | WBAHP: Heat Pump Packaged Unit | Heat Pump | 208 | 1 |  |  |  | Dual-Speed |  |  |  | 56600 | 2291 | 24.7 | 16.2 | 50800 | 3101 | 4.8 | 3.6 | Non Federally-Regulated | 02/16/2016 |  | 12/06/2019
Trane U.S. Inc. | Trane | EXVF0157 |  | Ground-Water-Source | WBAHP: Heat Pump Packaged Unit | Heat Pump | 265 | 1 |  |  |  | Single-Speed |  |  |  | 17500 | 727 | 24.1 | 16.2 | 15700 | 1070 | 4.3 | 3.6 | Non Federally-Regulated | 12/01/2016 |  | 12/06/2019
Trane U.S. Inc. | Trane | DXHF0483 |  | Ground-Water-Source | WBAHP: Heat Pump Packaged Unit | Heat Pump | 208 | 3 |  |  |  | Dual-Speed |  |  |  | 56600 | 2291 | 24.7 | 16.2 | 50800 | 3101 | 4.8 | 3.6 | Non Federally-Regulated | 02/16/2016 |  | 12/06/2019
Trane U.S. Inc. | Trane | EXVF0097 |  | Water-Source | WBAHP: Heat Pump Packaged Unit | Heat Pump | 265 | 1 |  |  |  | Single-Speed |  |  |  | 9000 | 637 | 14.1 | 11.2 | 11100 | 619 | 5.3 | 4.2 | Federally-Regulated Commercial & Industrial Equipment | 12/01/2016 |  | 12/06/2019
Trane U.S. Inc. | Trane | DXHF0481 |  | Ground-Source | WBAHP: Heat Pump Packaged Unit | Heat Pump | 208 | 1 |  |  |  | Dual-Speed |  |  |  | 53000 | 2717 | 19.5 | 13.4 | 38800 | 2915 | 3.9 | 3.1 | Non Federally-Regulated | 02/16/2016 |  | 12/06/2019
Trane U.S. Inc. | Trane | DXHF0483 |  | Ground-Source | WBAHP: Heat Pump Packaged Unit | Heat Pump | 208 | 3 |  |  |  | Dual-Speed |  |  |  | 53000 | 2717 | 19.5 | 13.4 | 38800 | 2915 | 3.9 | 3.1 | Non Federally-Regulated | 02/16/2016 |  | 12/06/2019
Trane U.S. Inc. | Trane | EXVF0151 |  | Ground-Water-Source | WBAHP: Heat Pump Packaged Unit | Heat Pump | 208 | 1 |  |  |  | Single-Speed |  |  |  | 17500 | 727 | 24.1 | 16.2 | 15700 | 1070 | 4.3 | 3.6 | Non Federally-Regulated | 12/01/2016 |  | 12/06/2019
Trane U.S. Inc. | Trane | EXVF0157 |  | Ground-Source | WBAHP: Heat Pump Packaged Unit | Heat Pump | 265 | 1 |  |  |  | Single-Speed |  |  |  | 16100 | 929 | 17.3 | 13.4 | 12000 | 996 | 3.5 | 3.1 | Non Federally-Regulated | 12/01/2016 |  | 12/06/2019
Trane U.S. Inc. | Trane | EXVF0097 |  | Ground-Water-Source | WBAHP: Heat Pump Packaged Unit | Heat Pump | 265 | 1 |  |  |  | Single-Speed |  |  |  | 10200 | 474 | 21.5 | 16.2 | 9300 | 595 | 4.6 | 3.6 | Non Federally-Regulated | 12/01/2016 |  | 12/06/2019
Trane U.S. Inc. | Trane | EXVF0151 |  | Ground-Source | WBAHP: Heat Pump Packaged Unit | Heat Pump | 208 | 1 |  |  |  | Single-Speed |  |  |  | 16100 | 929 | 17.3 | 13.4 | 12000 | 996 | 3.5 | 3.1 | Non Federally-Regulated | 12/01/2016 |  | 12/06/2019
Trane U.S. Inc. | Trane | EXVF0097 |  | Ground-Source | WBAHP: Heat Pump Packaged Unit | Heat Pump | 265 | 1 |  |  |  | Single-Speed |  |  |  | 9500 | 579 | 16.4 | 13.4 | 7200 | 567 | 3.7 | 3.1 | Non Federally-Regulated | 12/01/2016 |  | 12/06/2019
Trane U.S. Inc. | Trane | EXVF0067 |  | Water-Source | WBAHP: Heat Pump Packaged Unit | Heat Pump | 265 | 1 |  |  |  | Single-Speed |  |  |  | 7700 | 517 | 14.9 | 11.2 | 9200 | 532 | 5.1 | 4.2 | Federally-Regulated Commercial & Industrial Equipment | 12/01/2016 |  | 12/06/2019
Trane U.S. Inc. | Trane | EXVF0067 |  | Ground-Water-Source | WBAHP: Heat Pump Packaged Unit | Heat Pump | 265 | 1 |  |  |  | Single-Speed |  |  |  | 9000 | 392 | 22.9 | 16.2 | 7900 | 515 | 4.5 | 3.6 | Non Federally-Regulated | 12/01/2016 |  | 12/06/2019
Trane U.S. Inc. | Trane | EXVF0067 |  | Ground-Source | WBAHP: Heat Pump Packaged Unit | Heat Pump | 265 | 1 |  |  |  | Single-Speed |  |  |  | 8300 | 478 | 17.3 | 13.4 | 6200 | 500 | 3.6 | 3.1 | Non Federally-Regulated | 12/01/2016 |  | 12/06/2019
Trane U.S. Inc. | Trane | EXVF0061 |  | Water-Source | WBAHP: Heat Pump Packaged Unit | Heat Pump | 208 | 1 |  |  |  | Single-Speed |  |  |  | 7700 | 517 | 14.9 | 11.2 | 9200 | 532 | 5.1 | 4.2 | Federally-Regulated Commercial & Industrial Equipment | 12/01/2016 |  | 12/06/2019
Trane U.S. Inc. | Trane | EXVF0061 |  | Ground-Water-Source | WBAHP: Heat Pump Packaged Unit | Heat Pump | 208 | 1 |  |  |  | Single-Speed |  |  |  | 9000 | 392 | 22.9 | 16.2 | 7900 | 515 | 4.5 | 3.6 | Non Federally-Regulated | 12/01/2016 |  | 12/06/2019
Trane U.S. Inc. | Trane | EXVF0181 |  | Water-Source | WBAHP: Heat Pump Packaged Unit | Heat Pump | 208 | 1 |  |  |  | Single-Speed |  |  |  | 19000 | 1223 | 15.5 | 11.2 | 23700 | 1348 | 5.2 | 4.2 | Federally-Regulated Commercial & Industrial Equipment | 12/01/2016 |  | 12/06/2019
Trane U.S. Inc. | Trane | EXVF0061 |  | Ground-Source | WBAHP: Heat Pump Packaged Unit | Heat Pump | 208 | 1 |  |  |  | Single-Speed |  |  |  | 8300 | 478 | 17.3 | 13.4 | 6200 | 500 | 3.6 | 3.1 | Non Federally-Regulated | 12/01/2016 |  | 12/06/2019
Trane U.S. Inc. | Trane | EXVF0181 |  | Ground-Water-Source | WBAHP: Heat Pump Packaged Unit | Heat Pump | 208 | 1 |  |  |  | Single-Speed |  |  |  | 20600 | 891 | 23.1 | 16.2 | 19300 | 1259 | 4.5 | 3.6 | Non Federally-Regulated | 12/01/2016 |  | 12/06/2019
Trane U.S. Inc. | Trane | EXHF0157 |  | Water-Source | WBAHP: Heat Pump Packaged Unit | Heat Pump | 265 | 1 |  |  |  | Single-Speed |  |  |  | 15100 | 1042 | 14.5 | 11.2 | 18300 | 1171 | 4.6 | 4.2 | Federally-Regulated Commercial & Industrial Equipment | 12/01/2016 |  | 12/06/2019
Trane U.S. Inc. | Trane | EXVF0181 |  | Ground-Source | WBAHP: Heat Pump Packaged Unit | Heat Pump | 208 | 1 |  |  |  | Single-Speed |  |  |  | 19700 | 1130 | 17.4 | 13.4 | 14400 | 1195 | 3.5 | 3.1 | Non Federally-Regulated | 12/01/2016 |  | 12/06/2019
Trane U.S. Inc. | Trane | EXHF0157 |  | Ground-Water-Source | WBAHP: Heat Pump Packaged Unit | Heat Pump | 265 | 1 |  |  |  | Single-Speed |  |  |  | 17500 | 739 | 23.7 | 16.2 | 15200 | 1110 | 4 | 3.6 | Non Federally-Regulated | 12/01/2016 |  | 12/06/2019
Trane U.S. Inc. | Trane | EXHF0151 |  | Water-Source | WBAHP: Heat Pump Packaged Unit | Heat Pump | 208 | 1 |  |  |  | Single-Speed |  |  |  | 15100 | 1042 | 14.5 | 11.2 | 18300 | 1171 | 4.6 | 4.2 | Federally-Regulated Commercial & Industrial Equipment | 12/01/2016 |  | 12/06/2019
Trane U.S. Inc. | Trane | EXHF0097 |  | Water-Source | WBAHP: Heat Pump Packaged Unit | Heat Pump | 265 | 1 |  |  |  | Single-Speed |  |  |  | 9000 | 637 | 14.1 | 11.2 | 11100 | 631 | 5.2 | 4.2 | Federally-Regulated Commercial & Industrial Equipment | 12/01/2016 |  | 12/06/2019
Trane U.S. Inc. | Trane | EXHF0157 |  | Ground-Source | WBAHP: Heat Pump Packaged Unit | Heat Pump | 265 | 1 |  |  |  | Single-Speed |  |  |  | 15900 | 938 | 17 | 13.4 | 11300 | 1018 | 3.3 | 3.1 | Non Federally-Regulated | 12/01/2016 |  | 12/06/2019
Trane U.S. Inc. | Trane | EXHF0067 |  | Water-Source | WBAHP: Heat Pump Packaged Unit | Heat Pump | 265 | 1 |  |  |  | Single-Speed |  |  |  | 7600 | 534 | 14.2 | 11.2 | 8800 | 551 | 4.7 | 4.2 | Federally-Regulated Commercial & Industrial Equipment | 12/01/2016 |  | 12/06/2019
Trane U.S. Inc. | Trane | EXHF0151 |  | Ground-Water-Source | WBAHP: Heat Pump Packaged Unit | Heat Pump | 208 | 1 |  |  |  | Single-Speed |  |  |  | 17500 | 739 | 23.7 | 16.2 | 15200 | 1110 | 4 | 3.6 | Non Federally-Regulated | 12/01/2016 |  | 12/06/2019
Trane U.S. Inc. | Trane | EXHF0097 |  | Ground-Water-Source | WBAHP: Heat Pump Packaged Unit | Heat Pump | 265 | 1 |  |  |  | Single-Speed |  |  |  | 10000 | 482 | 20.7 | 16.2 | 9100 | 593 | 4.5 | 3.6 | Non Federally-Regulated | 12/01/2016 |  | 12/06/2019
Trane U.S. Inc. | Trane | EXHF0091 |  | Water-Source | WBAHP: Heat Pump Packaged Unit | Heat Pump | 208 | 1 |  |  |  | Single-Speed |  |  |  | 9000 | 637 | 14.1 | 11.2 | 11100 | 631 | 5.2 | 4.2 | Federally-Regulated Commercial & Industrial Equipment | 12/01/2016 |  | 12/06/2019
Trane U.S. Inc. | Trane | EXHF0151 |  | Ground-Source | WBAHP: Heat Pump Packaged Unit | Heat Pump | 208 | 1 |  |  |  | Single-Speed |  |  |  | 15900 | 938 | 17 | 13.4 | 11300 | 1018 | 3.3 | 3.1 | Non Federally-Regulated | 12/01/2016 |  | 12/06/2019
Trane U.S. Inc. | Trane | EXHF0067 |  | Ground-Water-Source | WBAHP: Heat Pump Packaged Unit | Heat Pump | 265 | 1 |  |  |  | Single-Speed |  |  |  | 8800 | 397 | 22.2 | 16.2 | 7600 | 530 | 4.2 | 3.6 | Non Federally-Regulated | 12/01/2016 |  | 12/06/2019
Trane U.S. Inc. | Trane | EXHF0097 |  | Ground-Source | WBAHP: Heat Pump Packaged Unit | Heat Pump | 265 | 1 |  |  |  | Single-Speed |  |  |  | 9400 | 587 | 16 | 13.4 | 7000 | 565 | 3.6 | 3.1 | Non Federally-Regulated | 12/01/2016 |  | 12/06/2019
Trane U.S. Inc. | Trane | EXHF0091 |  | Ground-Water-Source | WBAHP: Heat Pump Packaged Unit | Heat Pump | 208 | 1 |  |  |  | Single-Speed |  |  |  | 10000 | 482 | 20.7 | 16.2 | 9100 | 593 | 4.5 | 3.6 | Non Federally-Regulated | 12/01/2016 |  | 12/06/2019
Trane U.S. Inc. | Trane | EXHF0067 |  | Ground-Source | WBAHP: Heat Pump Packaged Unit | Heat Pump | 265 | 1 |  |  |  | Single-Speed |  |  |  | 8000 | 485 | 16.5 | 13.4 | 5700 | 514 | 3.3 | 3.1 | Non Federally-Regulated | 12/01/2016 |  | 12/06/2019
Trane U.S. Inc. | Trane | EXVF0187 |  | Water-Source | WBAHP: Heat Pump Packaged Unit | Heat Pump | 265 | 1 |  |  |  | Single-Speed |  |  |  | 19000 | 1223 | 15.5 | 11.2 | 23700 | 1348 | 5.2 | 4.2 | Federally-Regulated Commercial & Industrial Equipment | 12/01/2016 |  | 12/06/2019
Trane U.S. Inc. | Trane | EXHF0061 |  | Water-Source | WBAHP: Heat Pump Packaged Unit | Heat Pump | 208 | 1 |  |  |  | Single-Speed |  |  |  | 7600 | 534 | 14.2 | 11.2 | 8800 | 551 | 4.7 | 4.2 | Federally-Regulated Commercial & Industrial Equipment | 12/01/2016 |  | 12/06/2019
Trane U.S. Inc. | Trane | EXHF0091 |  | Ground-Source | WBAHP: Heat Pump Packaged Unit | Heat Pump | 208 | 1 |  |  |  | Single-Speed |  |  |  | 9400 | 587 | 16 | 13.4 | 7000 | 565 | 3.6 | 3.1 | Non Federally-Regulated | 12/01/2016 |  | 12/06/2019
Trane U.S. Inc. | Trane | EXVF0187 |  | Ground-Water-Source | WBAHP: Heat Pump Packaged Unit | Heat Pump | 265 | 1 |  |  |  | Single-Speed |  |  |  | 20600 | 891 | 23.1 | 16.2 | 19300 | 1259 | 4.5 | 3.6 | Non Federally-Regulated | 12/01/2016 |  | 12/06/2019
Trane U.S. Inc. | Trane | EXHF0061 |  | Ground-Water-Source | WBAHP: Heat Pump Packaged Unit | Heat Pump | 208 | 1 |  |  |  | Single-Speed |  |  |  | 8800 | 397 | 22.2 | 16.2 | 7600 | 530 | 4.2 | 3.6 | Non Federally-Regulated | 12/01/2016 |  | 12/06/2019
Trane U.S. Inc. | Trane | EXHF0061 |  | Ground-Source | WBAHP: Heat Pump Packaged Unit | Heat Pump | 208 | 1 |  |  |  | Single-Speed |  |  |  | 8000 | 485 | 16.5 | 13.4 | 5700 | 514 | 3.3 | 3.1 | Non Federally-Regulated | 12/01/2016 |  | 12/06/2019
Trane U.S. Inc. | Trane | EXVF0187 |  | Ground-Source | WBAHP: Heat Pump Packaged Unit | Heat Pump | 265 | 1 |  |  |  | Single-Speed |  |  |  | 19700 | 1130 | 17.4 | 13.4 | 14400 | 1195 | 3.5 | 3.1 | Non Federally-Regulated | 12/01/2016 |  | 12/06/2019
Trane U.S. Inc. | Trane | EXHF0187 |  | Water-Source | WBAHP: Heat Pump Packaged Unit | Heat Pump | 265 | 1 |  |  |  | Single-Speed |  |  |  | 19300 | 1220 | 15.8 | 11.2 | 23300 | 1402 | 4.9 | 4.2 | Federally-Regulated Commercial & Industrial Equipment | 12/01/2016 |  | 12/06/2019
Trane U.S. Inc. | Trane | EXHF0187 |  | Ground-Water-Source | WBAHP: Heat Pump Packaged Unit | Heat Pump | 265 | 1 |  |  |  | Single-Speed |  |  |  | 20600 | 869 | 23.7 | 16.2 | 19100 | 1301 | 4.3 | 3.6 | Non Federally-Regulated | 12/01/2016 |  | 12/06/2019
Trane U.S. Inc. | Trane | GEVE0090 |  | Water-Source | WBAHP: Heat Pump Packaged Unit | Heat Pump | 115 | 1 |  |  |  | Single-Speed |  |  |  | 8800 | 710 | 12.4 | 11.2 | 11300 | 697 | 4.8 | 4.2 | Federally-Regulated Commercial & Industrial Equipment | 12/01/2016 |  | 12/06/2019
Trane U.S. Inc. | Trane | EXHF0187 |  | Ground-Source | WBAHP: Heat Pump Packaged Unit | Heat Pump | 265 | 1 |  |  |  | Single-Speed |  |  |  | 19800 | 1118 | 17.7 | 13.4 | 14200 | 1209 | 3.4 | 3.1 | Non Federally-Regulated | 12/01/2016 |  | 12/06/2019
Trane U.S. Inc. | Trane | GEVE0090 |  | Ground-Water-Source | WBAHP: Heat Pump Packaged Unit | Heat Pump | 115 | 1 |  |  |  | Single-Speed |  |  |  | 10000 | 555 | 18 | 16.2 | 9300 | 681 | 4 | 3.6 | Non Federally-Regulated | 12/01/2016 |  | 12/06/2019
Trane U.S. Inc. | Trane | EXHF0181 |  | Water-Source | WBAHP: Heat Pump Packaged Unit | Heat Pump | 208 | 1 |  |  |  | Single-Speed |  |  |  | 19300 | 1220 | 15.8 | 11.2 | 23300 | 1402 | 4.9 | 4.2 | Federally-Regulated Commercial & Industrial Equipment | 12/01/2016 |  | 12/06/2019
Trane U.S. Inc. | Trane | GEVE0090 |  | Ground-Source | WBAHP: Heat Pump Packaged Unit | Heat Pump | 115 | 1 |  |  |  | Single-Speed |  |  |  | 9100 | 645 | 14.1 | 13.4 | 7200 | 647 | 3.3 | 3.1 | Non Federally-Regulated | 12/01/2016 |  | 12/06/2019
Trane U.S. Inc. | Trane | EXHF0181 |  | Ground-Water-Source | WBAHP: Heat Pump Packaged Unit | Heat Pump | 208 | 1 |  |  |  | Single-Speed |  |  |  | 20600 | 869 | 23.7 | 16.2 | 19100 | 1301 | 4.3 | 3.6 | Non Federally-Regulated | 12/01/2016 |  | 12/06/2019
Trane U.S. Inc. | Trane | EXHF0181 |  | Ground-Source | WBAHP: Heat Pump Packaged Unit | Heat Pump | 208 | 1 |  |  |  | Single-Speed |  |  |  | 19800 | 1118 | 17.7 | 13.4 | 14200 | 1209 | 3.4 | 3.1 | Non Federally-Regulated | 12/01/2016 |  | 12/06/2019
Trane U.S. Inc. | Trane | GEVE0484 |  | Water-Source | WBAHP: Heat Pump Packaged Unit | Heat Pump | 460 | 3 |  |  |  | Single-Speed |  |  |  | 49500 | 3716 | 13.3 | 11.2 | 51400 | 3377 | 4.5 | 4.2 | Federally-Regulated Commercial & Industrial Equipment | 12/01/2016 |  | 12/06/2019
Trane U.S. Inc. | Trane | GEVE0483 |  | Water-Source | WBAHP: Heat Pump Packaged Unit | Heat Pump | 208 | 3 |  |  |  | Single-Speed |  |  |  | 49500 | 3716 | 13.3 | 11.2 | 51400 | 3377 | 4.5 | 4.2 | Federally-Regulated Commercial & Industrial Equipment | 12/01/2016 |  | 12/06/2019
Trane U.S. Inc. | Trane | GEVE0484 |  | Ground-Water-Source | WBAHP: Heat Pump Packaged Unit | Heat Pump | 460 | 3 |  |  |  | Single-Speed |  |  |  | 55200 | 2794 | 19.8 | 16.2 | 43000 | 3247 | 3.9 | 3.6 | Non Federally-Regulated | 12/01/2016 |  | 12/06/2019
Trane U.S. Inc. | Trane | GEVE0483 |  | Ground-Water-Source | WBAHP: Heat Pump Packaged Unit | Heat Pump | 208 | 3 |  |  |  | Single-Speed |  |  |  | 55200 | 2794 | 19.8 | 16.2 | 43000 | 3247 | 3.9 | 3.6 | Non Federally-Regulated | 12/01/2016 |  | 12/06/2019
Trane U.S. Inc. | Trane | GEVE0157 |  | Water-Source | WBAHP: Heat Pump Packaged Unit | Heat Pump | 265 | 1 |  |  |  | Single-Speed |  |  |  | 14400 | 1095 | 13.1 | 11.2 | 18300 | 1176 | 4.6 | 4.2 | Federally-Regulated Commercial & Industrial Equipment | 12/01/2016 |  | 12/06/2019
Trane U.S. Inc. | Trane | GEVE0484 |  | Ground-Source | WBAHP: Heat Pump Packaged Unit | Heat Pump | 460 | 3 |  |  |  | Single-Speed |  |  |  | 51300 | 3352 | 15.3 | 13.4 | 34200 | 3046 | 3.3 | 3.1 | Non Federally-Regulated | 12/01/2016 |  | 12/06/2019
Trane U.S. Inc. | Trane | GEVE0483 |  | Ground-Source | WBAHP: Heat Pump Packaged Unit | Heat Pump | 208 | 3 |  |  |  | Single-Speed |  |  |  | 51300 | 3352 | 15.3 | 13.4 | 34200 | 3046 | 3.3 | 3.1 | Non Federally-Regulated | 12/01/2016 |  | 12/06/2019
Trane U.S. Inc. | Trane | GEVE0157 |  | Ground-Water-Source | WBAHP: Heat Pump Packaged Unit | Heat Pump | 265 | 1 |  |  |  | Single-Speed |  |  |  | 15900 | 784 | 20.3 | 16.2 | 15000 | 1124 | 3.9 | 3.6 | Non Federally-Regulated | 12/01/2016 |  | 12/06/2019
Trane U.S. Inc. | Trane | GEVE0157 |  | Ground-Source | WBAHP: Heat Pump Packaged Unit | Heat Pump | 265 | 1 |  |  |  | Single-Speed |  |  |  | 14800 | 996 | 14.9 | 13.4 | 11700 | 1051 | 3.3 | 3.1 | Non Federally-Regulated | 12/01/2016 |  | 12/06/2019
Trane U.S. Inc. | Trane | GEVE0060 |  | Water-Source | WBAHP: Heat Pump Packaged Unit | Heat Pump | 115 | 1 |  |  |  | Single-Speed |  |  |  | 7600 | 622 | 12.2 | 11.2 | 9500 | 622 | 4.5 | 4.2 | Federally-Regulated Commercial & Industrial Equipment | 12/01/2016 |  | 12/06/2019
Trane U.S. Inc. | Trane | GEVE0060 |  | Ground-Water-Source | WBAHP: Heat Pump Packaged Unit | Heat Pump | 115 | 1 |  |  |  | Single-Speed |  |  |  | 8500 | 472 | 18 | 16.2 | 8000 | 613 | 3.8 | 3.6 | Non Federally-Regulated | 12/01/2016 |  | 12/06/2019
Trane U.S. Inc. | Trane | GEVE0060 |  | Ground-Source | WBAHP: Heat Pump Packaged Unit | Heat Pump | 115 | 1 |  |  |  | Single-Speed |  |  |  | 7800 | 553 | 14.1 | 13.4 | 6200 | 567 | 3.2 | 3.1 | Non Federally-Regulated | 12/01/2016 |  | 12/06/2019
Trane U.S. Inc. | Trane | GEVE0097 |  | Water-Source | WBAHP: Heat Pump Packaged Unit | Heat Pump | 265 | 1 |  |  |  | Single-Speed |  |  |  | 8800 | 710 | 12.4 | 11.2 | 11300 | 697 | 4.8 | 4.2 | Federally-Regulated Commercial & Industrial Equipment | 12/01/2016 |  | 12/06/2019
Trane U.S. Inc. | Trane | GEVE0097 |  | Ground-Water-Source | WBAHP: Heat Pump Packaged Unit | Heat Pump | 265 | 1 |  |  |  | Single-Speed |  |  |  | 10000 | 555 | 18 | 16.2 | 9300 | 681 | 4 | 3.6 | Non Federally-Regulated | 12/01/2016 |  | 12/06/2019
Trane U.S. Inc. | Trane | GEVE0097 |  | Ground-Source | WBAHP: Heat Pump Packaged Unit | Heat Pump | 265 | 1 |  |  |  | Single-Speed |  |  |  | 9100 | 645 | 14.1 | 13.4 | 7200 | 647 | 3.3 | 3.1 | Non Federally-Regulated | 12/01/2016 |  | 12/06/2019
Trane U.S. Inc. | Trane | GEVE0067 |  | Water-Source | WBAHP: Heat Pump Packaged Unit | Heat Pump | 265 | 1 |  |  |  | Single-Speed |  |  |  | 7600 | 622 | 12.2 | 11.2 | 9500 | 622 | 4.5 | 4.2 | Federally-Regulated Commercial & Industrial Equipment | 12/01/2016 |  | 12/06/2019
Trane U.S. Inc. | Trane | GEVE0067 |  | Ground-Water-Source | WBAHP: Heat Pump Packaged Unit | Heat Pump | 265 | 1 |  |  |  | Single-Speed |  |  |  | 8500 | 472 | 18 | 16.2 | 8000 | 613 | 3.8 | 3.6 | Non Federally-Regulated | 12/01/2016 |  | 12/06/2019
Trane U.S. Inc. | Trane | GEVE0067 |  | Ground-Source | WBAHP: Heat Pump Packaged Unit | Heat Pump | 265 | 1 |  |  |  | Single-Speed |  |  |  | 7800 | 553 | 14.1 | 13.4 | 6200 | 567 | 3.2 | 3.1 | Non Federally-Regulated | 12/01/2016 |  | 12/06/2019
Trane U.S. Inc. | Trane | GEHE0484 |  | Water-Source | WBAHP: Heat Pump Packaged Unit | Heat Pump | 460 | 3 |  |  |  | Single-Speed |  |  |  | 49700 | 3785 | 13.1 | 11.2 | 58200 | 3668 | 4.7 | 4.2 | Federally-Regulated Commercial & Industrial Equipment | 12/01/2016 |  | 12/06/2019
Trane U.S. Inc. | Trane | GEHE0483 |  | Water-Source | WBAHP: Heat Pump Packaged Unit | Heat Pump | 208 | 3 |  |  |  | Single-Speed |  |  |  | 49700 | 3785 | 13.1 | 11.2 | 58200 | 3668 | 4.7 | 4.2 | Federally-Regulated Commercial & Industrial Equipment | 12/01/2016 |  | 12/06/2019
Trane U.S. Inc. | Trane | GEHE0157 |  | Water-Source | WBAHP: Heat Pump Packaged Unit | Heat Pump | 265 | 1 |  |  |  | Single-Speed |  |  |  | 14300 | 1112 | 12.9 | 11.2 | 18300 | 1247 | 4.3 | 4.2 | Federally-Regulated Commercial & Industrial Equipment | 12/01/2016 |  | 12/06/2019
Trane U.S. Inc. | Trane | GEHE0097 |  | Water-Source | WBAHP: Heat Pump Packaged Unit | Heat Pump | 265 | 1 |  |  |  | Single-Speed |  |  |  | 8800 | 710 | 12.4 | 11.2 | 11300 | 726 | 4.6 | 4.2 | Federally-Regulated Commercial & Industrial Equipment | 12/01/2016 |  | 12/06/2019
Trane U.S. Inc. | Trane | GEHE0484 |  | Ground-Water-Source | WBAHP: Heat Pump Packaged Unit | Heat Pump | 460 | 3 |  |  |  | Single-Speed |  |  |  | 55700 | 2862 | 19.5 | 16.2 | 49300 | 3550 | 4.1 | 3.6 | Non Federally-Regulated | 12/01/2016 |  | 12/06/2019
Trane U.S. Inc. | Trane | GEHE0090 |  | Water-Source | WBAHP: Heat Pump Packaged Unit | Heat Pump | 115 | 1 |  |  |  | Single-Speed |  |  |  | 8800 | 710 | 12.4 | 11.2 | 11300 | 726 | 4.6 | 4.2 | Federally-Regulated Commercial & Industrial Equipment | 12/01/2016 |  | 12/06/2019
Trane U.S. Inc. | Trane | GEHE0483 |  | Ground-Water-Source | WBAHP: Heat Pump Packaged Unit | Heat Pump | 208 | 3 |  |  |  | Single-Speed |  |  |  | 55700 | 2862 | 19.5 | 16.2 | 49300 | 3550 | 4.1 | 3.6 | Non Federally-Regulated | 12/01/2016 |  | 12/06/2019
Trane U.S. Inc. | Trane | GEHE0157 |  | Ground-Water-Source | WBAHP: Heat Pump Packaged Unit | Heat Pump | 265 | 1 |  |  |  | Single-Speed |  |  |  | 15800 | 805 | 19.6 | 16.2 | 15300 | 1205 | 3.7 | 3.6 | Non Federally-Regulated | 12/01/2016 |  | 12/06/2019
Trane U.S. Inc. | Trane | GEHE0097 |  | Ground-Water-Source | WBAHP: Heat Pump Packaged Unit | Heat Pump | 265 | 1 |  |  |  | Single-Speed |  |  |  | 10100 | 561 | 18 | 16.2 | 9300 | 697 | 3.9 | 3.6 | Non Federally-Regulated | 12/01/2016 |  | 12/06/2019
Trane U.S. Inc. | Trane | GEHE0484 |  | Ground-Source | WBAHP: Heat Pump Packaged Unit | Heat Pump | 460 | 3 |  |  |  | Single-Speed |  |  |  | 51800 | 3448 | 15 | 13.4 | 38700 | 3249 | 3.5 | 3.1 | Non Federally-Regulated | 12/01/2016 |  | 12/06/2019
Trane U.S. Inc. | Trane | GEHE0090 |  | Ground-Water-Source | WBAHP: Heat Pump Packaged Unit | Heat Pump | 115 | 1 |  |  |  | Single-Speed |  |  |  | 10100 | 561 | 18 | 16.2 | 9300 | 697 | 3.9 | 3.6 | Non Federally-Regulated | 12/01/2016 |  | 12/06/2019
Trane U.S. Inc. | Trane | GEHE0483 |  | Ground-Source | WBAHP: Heat Pump Packaged Unit | Heat Pump | 208 | 3 |  |  |  | Single-Speed |  |  |  | 51800 | 3448 | 15 | 13.4 | 38700 | 3249 | 3.5 | 3.1 | Non Federally-Regulated | 12/01/2016 |  | 12/06/2019
Trane U.S. Inc. | Trane | GEHE0157 |  | Ground-Source | WBAHP: Heat Pump Packaged Unit | Heat Pump | 265 | 1 |  |  |  | Single-Speed |  |  |  | 14800 | 1009 | 14.7 | 13.4 | 12100 | 1108 | 3.2 | 3.1 | Non Federally-Regulated | 12/01/2016 |  | 12/06/2019
Trane U.S. Inc. | Trane | GEHE0097 |  | Ground-Source | WBAHP: Heat Pump Packaged Unit | Heat Pump | 265 | 1 |  |  |  | Single-Speed |  |  |  | 9300 | 659 | 14.1 | 13.4 | 7200 | 659 | 3.2 | 3.1 | Non Federally-Regulated | 12/01/2016 |  | 12/06/2019
Trane U.S. Inc. | Trane | GEHE0090 |  | Ground-Source | WBAHP: Heat Pump Packaged Unit | Heat Pump | 115 | 1 |  |  |  | Single-Speed |  |  |  | 9300 | 659 | 14.1 | 13.4 | 7200 | 659 | 3.2 | 3.1 | Non Federally-Regulated | 12/01/2016 |  | 12/06/2019
Trane U.S. Inc. | Trane | GEVE048 |  | Water-Source | WBAHP: Heat Pump Packaged Unit | Heat Pump | 208 | 1 |  |  |  | Single-Speed |  |  |  | 49500 | 3716 | 13.3 | 11.2 | 51400 | 3377 | 4.5 | 4.2 | Federally-Regulated Commercial & Industrial Equipment | 12/01/2016 |  | 12/06/2019
Trane U.S. Inc. | Trane | GEVE048 |  | Ground-Water-Source | WBAHP: Heat Pump Packaged Unit | Heat Pump | 208 | 1 |  |  |  | Single-Speed |  |  |  | 55200 | 2794 | 19.8 | 16.2 | 43000 | 3247 | 3.9 | 3.6 | Non Federally-Regulated | 12/01/2016 |  | 12/06/2019
Trane U.S. Inc. | Trane | GEHE0067 |  | Water-Source | WBAHP: Heat Pump Packaged Unit | Heat Pump | 265 | 1 |  |  |  | Single-Speed |  |  |  | 7500 | 625 | 12 | 11.2 | 9300 | 633 | 4.3 | 4.2 | Federally-Regulated Commercial & Industrial Equipment | 12/01/2016 |  | 12/06/2019
Trane U.S. Inc. | Trane | GEVE048 |  | Ground-Source | WBAHP: Heat Pump Packaged Unit | Heat Pump | 208 | 1 |  |  |  | Single-Speed |  |  |  | 51300 | 3352 | 15.3 | 13.4 | 34200 | 3046 | 3.3 | 3.1 | Non Federally-Regulated | 12/01/2016 |  | 12/06/2019
Trane U.S. Inc. | Trane | GEHE0067 |  | Ground-Water-Source | WBAHP: Heat Pump Packaged Unit | Heat Pump | 265 | 1 |  |  |  | Single-Speed |  |  |  | 8600 | 477 | 18 | 16.2 | 7900 | 622 | 3.7 | 3.6 | Non Federally-Regulated | 12/01/2016 |  | 12/06/2019
Trane U.S. Inc. | Trane | GEHE0060 |  | Water-Source | WBAHP: Heat Pump Packaged Unit | Heat Pump | 115 | 1 |  |  |  | Single-Speed |  |  |  | 7500 | 625 | 12 | 11.2 | 9300 | 633 | 4.3 | 4.2 | Federally-Regulated Commercial & Industrial Equipment | 12/01/2016 |  | 12/06/2019
Trane U.S. Inc. | Trane | GEHE0060 |  | Ground-Water-Source | WBAHP: Heat Pump Packaged Unit | Heat Pump | 115 | 1 |  |  |  | Single-Speed |  |  |  | 8600 | 477 | 18 | 16.2 | 7900 | 622 | 3.7 | 3.6 | Non Federally-Regulated | 12/01/2016 |  | 12/06/2019
Trane U.S. Inc. | Trane | GEHE0067 |  | Ground-Source | WBAHP: Heat Pump Packaged Unit | Heat Pump | 265 | 1 |  |  |  | Single-Speed |  |  |  | 7900 | 560 | 14.1 | 13.4 | 6000 | 549 | 3.2 | 3.1 | Non Federally-Regulated | 12/01/2016 |  | 12/06/2019
Trane U.S. Inc. | Trane | GEHE006 |  | Water-Source | WBAHP: Heat Pump Packaged Unit | Both Heat Pump and Electric Re | 208 | 1 |  |  |  | Single-Speed |  |  |  | 7500 | 625 | 12 | 11.2 | 9300 | 633 | 4.3 | 4.2 | Federally-Regulated Commercial & Industrial Equipment | 12/01/2016 |  | 12/06/2019
Trane U.S. Inc. | Trane | GEHE0060 |  | Ground-Source | WBAHP: Heat Pump Packaged Unit | Heat Pump | 115 | 1 |  |  |  | Single-Speed |  |  |  | 7900 | 560 | 14.1 | 13.4 | 6000 | 549 | 3.2 | 3.1 | Non Federally-Regulated | 12/01/2016 |  | 12/06/2019
Trane U.S. Inc. | Trane | GEHE006 |  | Ground-Water-Source | WBAHP: Heat Pump Packaged Unit | Both Heat Pump and Electric Re | 208 | 1 |  |  |  | Single-Speed |  |  |  | 8600 | 477 | 18 | 16.2 | 7900 | 622 | 3.7 | 3.6 | Non Federally-Regulated | 12/01/2016 |  | 12/06/2019
Trane U.S. Inc. | Trane | GEVE006 |  | Water-Source | WBAHP: Heat Pump Packaged Unit | Both Heat Pump and Electric Re | 208 | 1 |  |  |  | Single-Speed |  |  |  | 7600 | 622 | 12.2 | 11.2 | 9500 | 622 | 4.5 | 4.2 | Federally-Regulated Commercial & Industrial Equipment | 12/01/2016 |  | 12/06/2019
Trane U.S. Inc. | Trane | GEVE015 |  | Water-Source | WBAHP: Heat Pump Packaged Unit | Heat Pump | 208 | 1 |  |  |  | Single-Speed |  |  |  | 14400 | 1095 | 13.1 | 11.2 | 18300 | 1176 | 4.6 | 4.2 | Federally-Regulated Commercial & Industrial Equipment | 12/01/2016 |  | 12/06/2019
Trane U.S. Inc. | Trane | GEHE006 |  | Ground-Source | WBAHP: Heat Pump Packaged Unit | Both Heat Pump and Electric Re | 208 | 1 |  |  |  | Single-Speed |  |  |  | 7900 | 560 | 14.1 | 13.4 | 6000 | 549 | 3.2 | 3.1 | Non Federally-Regulated | 12/01/2016 |  | 12/06/2019
Trane U.S. Inc. | Trane | GEVE009 |  | Water-Source | WBAHP: Heat Pump Packaged Unit | Heat Pump | 208 | 1 |  |  |  | Single-Speed |  |  |  | 8800 | 710 | 12.4 | 11.2 | 11300 | 697 | 4.8 | 4.2 | Federally-Regulated Commercial & Industrial Equipment | 12/01/2016 |  | 12/06/2019
Trane U.S. Inc. | Trane | GEVE006 |  | Ground-Water-Source | WBAHP: Heat Pump Packaged Unit | Both Heat Pump and Electric Re | 208 | 1 |  |  |  | Single-Speed |  |  |  | 8500 | 472 | 18 | 16.2 | 8000 | 613 | 3.8 | 3.6 | Non Federally-Regulated | 12/01/2016 |  | 12/06/2019
Trane U.S. Inc. | Trane | GEVE015 |  | Ground-Water-Source | WBAHP: Heat Pump Packaged Unit | Heat Pump | 208 | 1 |  |  |  | Single-Speed |  |  |  | 15900 | 784 | 20.3 | 16.2 | 15000 | 1124 | 3.9 | 3.6 | Non Federally-Regulated | 12/01/2016 |  | 12/06/2019
Trane U.S. Inc. | Trane | GEVE009 |  | Ground-Water-Source | WBAHP: Heat Pump Packaged Unit | Heat Pump | 208 | 1 |  |  |  | Single-Speed |  |  |  | 10000 | 555 | 18 | 16.2 | 9300 | 681 | 4 | 3.6 | Non Federally-Regulated | 12/01/2016 |  | 12/06/2019
Trane U.S. Inc. | Trane | GEHE048 |  | Water-Source | WBAHP: Heat Pump Packaged Unit | Both Heat Pump and Electric Re | 208 | 1 |  |  |  | Single-Speed |  |  |  | 49700 | 3785 | 13.1 | 11.2 | 58200 | 3668 | 4.7 | 4.2 | Federally-Regulated Commercial & Industrial Equipment | 12/01/2016 |  | 12/06/2019
Trane U.S. Inc. | Trane | GEVE006 |  | Ground-Source | WBAHP: Heat Pump Packaged Unit | Both Heat Pump and Electric Re | 208 | 1 |  |  |  | Single-Speed |  |  |  | 7800 | 553 | 14.1 | 13.4 | 6200 | 567 | 3.2 | 3.1 | Non Federally-Regulated | 12/01/2016 |  | 12/06/2019
Trane U.S. Inc. | Trane | GEHE048 |  | Ground-Water-Source | WBAHP: Heat Pump Packaged Unit | Both Heat Pump and Electric Re | 208 | 1 |  |  |  | Single-Speed |  |  |  | 55700 | 2862 | 19.5 | 16.2 | 49300 | 3550 | 4.1 | 3.6 | Non Federally-Regulated | 12/01/2016 |  | 12/06/2019
Trane U.S. Inc. | Trane | GEVE015 |  | Ground-Source | WBAHP: Heat Pump Packaged Unit | Heat Pump | 208 | 1 |  |  |  | Single-Speed |  |  |  | 14800 | 996 | 14.9 | 13.4 | 11700 | 1051 | 3.3 | 3.1 | Non Federally-Regulated | 12/01/2016 |  | 12/06/2019
Trane U.S. Inc. | Trane | GEHE015 |  | Water-Source | WBAHP: Heat Pump Packaged Unit | Both Heat Pump and Electric Re | 208 | 1 |  |  |  | Single-Speed |  |  |  | 14300 | 1112 | 12.9 | 11.2 | 18300 | 1247 | 4.3 | 4.2 | Federally-Regulated Commercial & Industrial Equipment | 12/01/2016 |  | 12/06/2019
Trane U.S. Inc. | Trane | GEVE009 |  | Ground-Source | WBAHP: Heat Pump Packaged Unit | Heat Pump | 208 | 1 |  |  |  | Single-Speed |  |  |  | 9100 | 645 | 14.1 | 13.4 | 7200 | 647 | 3.3 | 3.1 | Non Federally-Regulated | 12/01/2016 |  | 12/06/2019
Trane U.S. Inc. | Trane | GEHE009 |  | Water-Source | WBAHP: Heat Pump Packaged Unit | Both Heat Pump and Electric Re | 208 | 1 |  |  |  | Single-Speed |  |  |  | 8800 | 710 | 12.4 | 11.2 | 11300 | 726 | 4.6 | 4.2 | Federally-Regulated Commercial & Industrial Equipment | 12/01/2016 |  | 12/06/2019
Trane U.S. Inc. | Trane | GEHE048 |  | Ground-Source | WBAHP: Heat Pump Packaged Unit | Both Heat Pump and Electric Re | 208 | 1 |  |  |  | Single-Speed |  |  |  | 51800 | 3448 | 15 | 13.4 | 38700 | 3249 | 3.5 | 3.1 | Non Federally-Regulated | 12/01/2016 |  | 12/06/2019
Trane U.S. Inc. | Trane | GEHE015 |  | Ground-Water-Source | WBAHP: Heat Pump Packaged Unit | Both Heat Pump and Electric Re | 208 | 1 |  |  |  | Single-Speed |  |  |  | 15800 | 805 | 19.6 | 16.2 | 15300 | 1205 | 3.7 | 3.6 | Non Federally-Regulated | 12/01/2016 |  | 12/06/2019
Trane U.S. Inc. | Trane | GEHE009 |  | Ground-Water-Source | WBAHP: Heat Pump Packaged Unit | Both Heat Pump and Electric Re | 208 | 1 |  |  |  | Single-Speed |  |  |  | 10100 | 561 | 18 | 16.2 | 9300 | 697 | 3.9 | 3.6 | Non Federally-Regulated | 12/01/2016 |  | 12/06/2019
Trane U.S. Inc. | Trane | GEHE015 |  | Ground-Source | WBAHP: Heat Pump Packaged Unit | Both Heat Pump and Electric Re | 208 | 1 |  |  |  | Single-Speed |  |  |  | 14800 | 1009 | 14.7 | 13.4 | 12100 | 1108 | 3.2 | 3.1 | Non Federally-Regulated | 12/01/2016 |  | 12/06/2019
Trane U.S. Inc. | Trane | GEHE009 |  | Ground-Source | WBAHP: Heat Pump Packaged Unit | Both Heat Pump and Electric Re | 208 | 1 |  |  |  | Single-Speed |  |  |  | 9300 | 659 | 14.1 | 13.4 | 7200 | 659 | 3.2 | 3.1 | Non Federally-Regulated | 12/01/2016 |  | 12/06/2019
Waterfurnace International, Inc. | 5 SERIES INDOOR SPLITS | NDZ072H1 | SAH066* | Water-Source | WBAHP-CB: Heat Pump Split Syst | Heat Pump | 208 | 1 | False |  |  | Dual-Speed |  |  |  | 60400 | 4314 | 14 | 12 | 81000 | 5275 | 4.5 | 4.2 | Federally-Regulated Commercial & Industrial Equipment | 04/24/2019 |  | 12/06/2019
Waterfurnace International, Inc. | 5 SERIES INDOOR SPLITS | NDZ072H1 | SAH066* | Ground-Source | WBAHP-CB: Heat Pump Split Syst | Heat Pump | 208 | 1 | False |  |  | Dual-Speed |  |  |  | 62800 | 3925 | 16 | 13.4 | 53500 | 4479 | 3.5 | 3.1 | Non Federally-Regulated | 04/24/2019 |  | 12/06/2019
Waterfurnace International, Inc. | MAGNOLIA PLUS | 12(1,2)A072 |  | Water-Source | WBAHP: Heat Pump Packaged Unit | Heat Pump | 208 | 1 |  |  |  | Dual-Speed |  |  |  | 64400 | 4472 | 14.4 | 11.2 | 82800 | 5392 | 4.5 | 4.2 | Federally-Regulated Commercial & Industrial Equipment | 10/28/2019 |  | 12/06/2019
Waterfurnace International, Inc. | MAGNOLIA PLUS | 12(1,2)A036 |  | Water-Source | WBAHP: Heat Pump Packaged Unit | Heat Pump | 208 | 1 |  |  |  | Dual-Speed |  |  |  | 33700 | 2496 | 13.5 | 11.2 | 42500 | 2650 | 4.7 | 4.2 | Federally-Regulated Commercial & Industrial Equipment | 10/28/2019 |  | 12/06/2019
Waterfurnace International, Inc. | MAGNOLIA PLUS | 12(1,2)A036 |  | Ground-Water-Source | WBAHP: Heat Pump Packaged Unit | Heat Pump | 208 | 1 |  |  |  | Dual-Speed |  |  |  | 38000 | 1928 | 19.7 | 16.2 | 35500 | 2477 | 4.2 | 3.6 | Non Federally-Regulated | 10/28/2019 |  | 12/06/2019
Waterfurnace International, Inc. | MAGNOLIA PLUS | 12(1,2)A036 |  | Ground-Source | WBAHP: Heat Pump Packaged Unit | Heat Pump | 208 | 1 |  |  |  | Dual-Speed |  |  |  | 35100 | 2264 | 15.5 | 13.4 | 26000 | 2116 | 3.6 | 3.1 | Non Federally-Regulated | 10/28/2019 |  | 12/06/2019
Waterfurnace International, Inc. | MAGNOLIA PLUS | 12(1,2)A024 |  | Water-Source | WBAHP: Heat Pump Packaged Unit | Heat Pump | 208 | 1 |  |  |  | Dual-Speed |  |  |  | 22000 | 1582 | 13.9 | 11.2 | 28300 | 1692 | 4.9 | 4.2 | Federally-Regulated Commercial & Industrial Equipment | 10/28/2019 |  | 12/06/2019
Waterfurnace International, Inc. | MAGNOLIA PLUS | 12(1,2)A024 |  | Ground-Water-Source | WBAHP: Heat Pump Packaged Unit | Heat Pump | 208 | 1 |  |  |  | Dual-Speed |  |  |  | 25100 | 1218 | 20.6 | 16.2 | 23500 | 1565 | 4.4 | 3.6 | Non Federally-Regulated | 10/28/2019 |  | 12/06/2019
Waterfurnace International, Inc. | MAGNOLIA PLUS | 12(1,2)A024 |  | Ground-Source | WBAHP: Heat Pump Packaged Unit | Heat Pump | 208 | 1 |  |  |  | Dual-Speed |  |  |  | 23100 | 1480 | 15.6 | 13.4 | 18900 | 1457 | 3.8 | 3.1 | Non Federally-Regulated | 10/28/2019 |  | 12/06/2019
Waterfurnace International, Inc. | Waterfurnace International, Inc. | ES048*1(P) | FV4ANF006 | Ground-Water-Source | WBAHP-CB: Heat Pump Split Syst | Heat Pump | 208 | 1 |  |  | No Match | No Match |  |  |  | 29900 | 1495 | 20 | 9 | 21000 | 1577 | 3.9 |  | Non Federally-Regulated | 07/22/2002 |  | 01/07/2020
Waterfurnace International, Inc. | Waterfurnace International, Inc. | ES048*1(P) | FV4ANF006 | Ground-Water-Source | WBAHP-CB: Heat Pump Split Syst | Heat Pump | 230 | 1 |  |  | No Match | No Match |  |  |  | 29900 | 1495 | 20 | 9 | 21000 | 1577 | 3.9 |  | Non Federally-Regulated | 07/22/2002 |  | 01/07/2020
Enertech Global, LLC | GEOCOMFORT | GVT060 |  | Ground-Source | WBAHP: Heat Pump Packaged Unit | Heat Pump | 208 | 1 |  |  |  | Single-Speed |  |  |  | 60900 | 3460 | 17.6 | 13.4 | 46300 | 3570 | 3.8 | 3.1 | Non Federally-Regulated | 09/18/2019 |  | 02/21/2020
Enertech Global, LLC | GEOCOMFORT | GVT060 |  | Ground-Water-Source | WBAHP: Heat Pump Packaged Unit | Heat Pump | 208 | 1 |  |  |  | Single-Speed |  |  |  | 64200 | 2918 | 22 | 16.2 | 57500 | 3744 | 4.5 | 3.6 | Non Federally-Regulated | 09/18/2019 |  | 02/21/2020
Enertech Global, LLC | GEOCOMFORT | GVT060 |  | Water-Source | WBAHP: Heat Pump Packaged Unit | Heat Pump | 208 | 1 |  |  |  | Single-Speed |  |  |  | 58600 | 3805 | 15.4 | 11.2 | 70500 | 4051 | 5.1 | 4.2 | Federally-Regulated Commercial & Industrial Equipment | 09/18/2019 |  | 02/21/2020
Enertech Global, LLC | GEOCOMFORT | GVT060 |  | Ground-Source | WBAHP: Heat Pump Packaged Unit | Heat Pump | 230 | 1 |  |  |  | Single-Speed |  |  |  | 60900 | 3460 | 17.6 | 13.4 | 46300 | 3570 | 3.8 | 3.1 | Non Federally-Regulated | 10/10/2017 |  | 02/21/2020
Enertech Global, LLC | GEOCOMFORT | GVT060 |  | Ground-Water-Source | WBAHP: Heat Pump Packaged Unit | Heat Pump | 230 | 1 |  |  |  | Single-Speed |  |  |  | 64200 | 2918 | 22 | 16.2 | 57500 | 3744 | 4.5 | 3.6 | Non Federally-Regulated | 10/10/2017 |  | 02/21/2020
Enertech Global, LLC | GEOCOMFORT | GVT060 |  | Water-Source | WBAHP: Heat Pump Packaged Unit | Heat Pump | 230 | 1 |  |  |  | Single-Speed |  |  |  | 58600 | 3805 | 15.4 | 11.2 | 70500 | 4051 | 5.1 | 4.2 | Federally-Regulated Commercial & Industrial Equipment | 10/10/2017 |  | 02/21/2020
Enertech Global, LLC | GEOCOMFORT | GVT060*2 |  | Ground-Source | WBAHP: Heat Pump Packaged Unit | Heat Pump | 208 | 3 |  |  |  | Single-Speed |  |  |  | 60900 | 3460 | 17.6 | 13.4 | 46300 | 3570 | 3.8 | 3.1 | Non Federally-Regulated | 09/18/2019 |  | 02/21/2020
Enertech Global, LLC | GEOCOMFORT | GVT060*2 |  | Ground-Water-Source | WBAHP: Heat Pump Packaged Unit | Heat Pump | 208 | 3 |  |  |  | Single-Speed |  |  |  | 64200 | 2918 | 22 | 16.2 | 57500 | 3744 | 4.5 | 3.6 | Non Federally-Regulated | 09/18/2019 |  | 02/21/2020
Enertech Global, LLC | GEOCOMFORT | GVT060*2 |  | Water-Source | WBAHP: Heat Pump Packaged Unit | Heat Pump | 208 | 3 |  |  |  | Single-Speed |  |  |  | 58600 | 3805 | 15.4 | 11.2 | 70500 | 4051 | 5.1 | 4.2 | Federally-Regulated Commercial & Industrial Equipment | 09/18/2019 |  | 02/21/2020
Enertech Global, LLC | GEOCOMFORT | GVT060*2 |  | Ground-Source | WBAHP: Heat Pump Packaged Unit | Heat Pump | 230 | 3 |  |  |  | Single-Speed |  |  |  | 60900 | 3460 | 17.6 | 13.4 | 46300 | 3570 | 3.8 | 3.1 | Non Federally-Regulated | 10/10/2017 |  | 02/21/2020
Enertech Global, LLC | GEOCOMFORT | GVT060*2 |  | Ground-Water-Source | WBAHP: Heat Pump Packaged Unit | Heat Pump | 230 | 3 |  |  |  | Single-Speed |  |  |  | 64200 | 2918 | 22 | 16.2 | 57500 | 3744 | 4.5 | 3.6 | Non Federally-Regulated | 10/10/2017 |  | 02/21/2020
Enertech Global, LLC | GEOCOMFORT | GVT060*2 |  | Water-Source | WBAHP: Heat Pump Packaged Unit | Heat Pump | 230 | 3 |  |  |  | Single-Speed |  |  |  | 58600 | 3805 | 15.4 | 11.2 | 70500 | 4051 | 5.1 | 4.2 | Federally-Regulated Commercial & Industrial Equipment | 10/10/2017 |  | 02/21/2020
Enertech Global, LLC | GEOCOMFORT | GVT060*3 |  | Ground-Source | WBAHP: Heat Pump Packaged Unit | Heat Pump | 460 | 3 |  |  |  | Single-Speed |  |  |  | 60900 | 3460 | 17.6 | 13.4 | 46300 | 3570 | 3.8 | 3.1 | Non Federally-Regulated | 09/18/2019 |  | 02/21/2020
Enertech Global, LLC | GEOCOMFORT | GVT060*3 |  | Ground-Water-Source | WBAHP: Heat Pump Packaged Unit | Heat Pump | 460 | 3 |  |  |  | Single-Speed |  |  |  | 64200 | 2918 | 22 | 16.2 | 57500 | 3744 | 4.5 | 3.6 | Non Federally-Regulated | 09/18/2019 |  | 02/21/2020
Enertech Global, LLC | GEOCOMFORT | GVT060*3 |  | Water-Source | WBAHP: Heat Pump Packaged Unit | Heat Pump | 460 | 3 |  |  |  | Single-Speed |  |  |  | 58600 | 3805 | 15.4 | 11.2 | 70500 | 4051 | 5.1 | 4.2 | Federally-Regulated Commercial & Industrial Equipment | 09/18/2019 |  | 02/21/2020
Enertech Global, LLC | GEOCOMFORT | GVT060*A |  | Ground-Source | WBAHP: Heat Pump Packaged Unit | Heat Pump | 265 | 1 |  |  |  | Single-Speed |  |  |  | 60900 | 3603 | 16.9 | 13.4 | 46300 | 3667 | 3.7 | 3.1 | Non Federally-Regulated | 10/25/2019 |  | 02/21/2020
Enertech Global, LLC | GEOCOMFORT | GVT060*A |  | Ground-Water-Source | WBAHP: Heat Pump Packaged Unit | Heat Pump | 265 | 1 |  |  |  | Single-Speed |  |  |  | 64200 | 3042 | 21.1 | 16.2 | 57500 | 3829 | 4.4 | 3.6 | Non Federally-Regulated | 10/25/2019 |  | 02/21/2020
Enertech Global, LLC | GEOCOMFORT | GVT060*A |  | Water-Source | WBAHP: Heat Pump Packaged Unit | Heat Pump | 265 | 1 |  |  |  | Single-Speed |  |  |  | 58600 | 3932 | 14.9 | 11.2 | 70500 | 4216 | 4.9 | 4.2 | Federally-Regulated Commercial & Industrial Equipment | 10/25/2019 |  | 02/21/2020
Enertech Global, LLC | GEOCOMFORT | GRT024A | MPD024 | Ground-Source | WBAHP-CB: Heat Pump Split Syst | Heat Pump | 208 | 1 | False |  |  | Single-Speed |  |  |  | 24600 | 1556 | 15.8 | 13.4 | 18000 | 1598 | 3.3 | 3.1 | Non Federally-Regulated | 12/05/2019 |  | 02/21/2020
Enertech Global, LLC | GEOCOMFORT | GRT024A | MPD024 | Ground-Source | WBAHP-CB: Heat Pump Split Syst | Heat Pump | 230 | 1 | False |  |  | Single-Speed |  |  |  | 24600 | 1556 | 15.8 | 13.4 | 18000 | 1598 | 3.3 | 3.1 | Non Federally-Regulated | 11/30/2016 |  | 02/21/2020
Enertech Global, LLC | GEOCOMFORT | GRT036A | MPD036 | Ground-Source | WBAHP-CB: Heat Pump Split Syst | Heat Pump | 208 | 1 | False |  |  | Single-Speed |  |  |  | 35500 | 2218 | 16 | 13.4 | 27400 | 2170 | 3.7 | 3.1 | Non Federally-Regulated | 12/05/2019 |  | 02/21/2020
Enertech Global, LLC | GEOCOMFORT | GRT036A | MPD036 | Ground-Source | WBAHP-CB: Heat Pump Split Syst | Heat Pump | 230 | 1 | False |  |  | Single-Speed |  |  |  | 35500 | 2218 | 16 | 13.4 | 27400 | 2170 | 3.7 | 3.1 | Non Federally-Regulated | 11/30/2016 |  | 02/21/2020
Enertech Global, LLC | GEOCOMFORT | GRT048A | MPD060 | Ground-Source | WBAHP-CB: Heat Pump Split Syst | Heat Pump | 208 | 1 | False |  |  | Single-Speed |  |  |  | 50700 | 2816 | 18 | 13.4 | 34200 | 2708 | 3.7 | 3.1 | Non Federally-Regulated | 11/30/2016 |  | 02/21/2020
Enertech Global, LLC | GEOCOMFORT | GRT048A | MPD060 | Ground-Source | WBAHP-CB: Heat Pump Split Syst | Heat Pump | 230 | 1 | False |  |  | Single-Speed |  |  |  | 50700 | 2816 | 18 | 13.4 | 34200 | 2708 | 3.7 | 3.1 | Non Federally-Regulated | 11/30/2016 |  | 02/21/2020
Enertech Global, LLC | GEOCOMFORT | GRT060A | MPD060 | Ground-Source | WBAHP-CB: Heat Pump Split Syst | Heat Pump | 208 | 1 | False |  |  | Single-Speed |  |  |  | 61500 | 3575 | 17.2 | 13.4 | 45600 | 3818 | 3.5 | 3.1 | Non Federally-Regulated | 11/30/2016 |  | 02/21/2020
Enertech Global, LLC | GEOCOMFORT | GRT060A | MPD060 | Ground-Source | WBAHP-CB: Heat Pump Split Syst | Heat Pump | 230 | 1 | False |  |  | Single-Speed |  |  |  | 61500 | 3575 | 17.2 | 13.4 | 45600 | 3818 | 3.5 | 3.1 | Non Federally-Regulated | 11/30/2016 |  | 02/21/2020
Enertech Global, LLC | GEOCOMFORT | GXT060D |  | Ground-Source | WBAHP: Heat Pump Packaged Unit | Heat Pump | 208 | 1 |  |  |  | Single-Speed |  |  |  | 63000 | 3539 | 17.8 | 13.4 | 47700 | 3778 | 3.7 | 3.1 | Non Federally-Regulated | 12/06/2019 |  | 02/21/2020
Enertech Global, LLC | GEOCOMFORT | GXT060D |  | Ground-Source | WBAHP: Heat Pump Packaged Unit | Heat Pump | 230 | 1 |  |  |  | Single-Speed |  |  |  | 63000 | 3539 | 17.8 | 13.4 | 47700 | 3778 | 3.7 | 3.1 | Non Federally-Regulated | 11/30/2016 |  | 02/21/2020
Enertech Global, LLC | GEOCOMFORT | GXT060D2 |  | Ground-Source | WBAHP: Heat Pump Packaged Unit | Heat Pump | 208 | 3 |  |  |  | Single-Speed |  |  |  | 63000 | 3539 | 17.8 | 13.4 | 47700 | 3778 | 3.7 | 3.1 | Non Federally-Regulated | 12/06/2019 |  | 02/21/2020
Enertech Global, LLC | GEOCOMFORT | GXT060D2 |  | Ground-Source | WBAHP: Heat Pump Packaged Unit | Heat Pump | 230 | 3 |  |  |  | Single-Speed |  |  |  | 63000 | 3539 | 17.8 | 13.4 | 47700 | 3778 | 3.7 | 3.1 | Non Federally-Regulated | 11/30/2016 |  | 02/21/2020
Enertech Global, LLC | GEOCOMFORT | GXT060D3 |  | Ground-Source | WBAHP: Heat Pump Packaged Unit | Heat Pump | 460 | 3 |  |  |  | Single-Speed |  |  |  | 63000 | 3539 | 17.8 | 13.4 | 47700 | 3778 | 3.7 | 3.1 | Non Federally-Regulated | 12/06/2019 |  | 02/21/2020
Enertech Global, LLC | GEOCOMFORT | GXT024D |  | Ground-Source | WBAHP: Heat Pump Packaged Unit | Heat Pump | 208 | 1 |  |  |  | Single-Speed |  |  |  | 27200 | 1339 | 20.3 | 13.4 | 19800 | 1349 | 4.3 | 3.1 | Non Federally-Regulated | 12/06/2019 |  | 02/21/2020
Enertech Global, LLC | GEOCOMFORT | GXT024D |  | Ground-Water-Source | WBAHP: Heat Pump Packaged Unit | Heat Pump | 208 | 1 |  |  |  | Single-Speed |  |  |  | 29600 | 1100 | 26.9 | 16.2 | 24700 | 1392 | 5.2 | 3.6 | Non Federally-Regulated | 12/06/2019 |  | 02/21/2020
Enertech Global, LLC | GEOCOMFORT | GXT024D |  | Ground-Source | WBAHP: Heat Pump Packaged Unit | Heat Pump | 230 | 1 |  |  |  | Single-Speed |  |  |  | 27200 | 1339 | 20.3 | 13.4 | 19800 | 1349 | 4.3 | 3.1 | Non Federally-Regulated | 11/30/2016 |  | 02/21/2020
Enertech Global, LLC | GEOCOMFORT | GXT024D |  | Ground-Water-Source | WBAHP: Heat Pump Packaged Unit | Heat Pump | 230 | 1 |  |  |  | Single-Speed |  |  |  | 29600 | 1100 | 26.9 | 16.2 | 24700 | 1392 | 5.2 | 3.6 | Non Federally-Regulated | 11/30/2016 |  | 02/21/2020
Enertech Global, LLC | GEOCOMFORT | GXT024D2 |  | Ground-Source | WBAHP: Heat Pump Packaged Unit | Heat Pump | 208 | 3 |  |  |  | Single-Speed |  |  |  | 27200 | 1339 | 20.3 | 13.4 | 19800 | 1349 | 4.3 | 3.1 | Non Federally-Regulated | 12/06/2019 |  | 02/21/2020
Enertech Global, LLC | GEOCOMFORT | GXT024D2 |  | Ground-Water-Source | WBAHP: Heat Pump Packaged Unit | Heat Pump | 208 | 3 |  |  |  | Single-Speed |  |  |  | 29600 | 1100 | 26.9 | 16.2 | 24700 | 1392 | 5.2 | 3.6 | Non Federally-Regulated | 12/06/2019 |  | 02/21/2020
Enertech Global, LLC | GEOCOMFORT | GXT024D2 |  | Ground-Source | WBAHP: Heat Pump Packaged Unit | Heat Pump | 230 | 3 |  |  |  | Single-Speed |  |  |  | 27200 | 1339 | 20.3 | 13.4 | 19800 | 1349 | 4.3 | 3.1 | Non Federally-Regulated | 11/30/2016 |  | 02/21/2020
Enertech Global, LLC | GEOCOMFORT | GXT024D2 |  | Ground-Water-Source | WBAHP: Heat Pump Packaged Unit | Heat Pump | 230 | 3 |  |  |  | Single-Speed |  |  |  | 29600 | 1100 | 26.9 | 16.2 | 24700 | 1392 | 5.2 | 3.6 | Non Federally-Regulated | 11/30/2016 |  | 02/21/2020
Enertech Global, LLC | GEOCOMFORT | GXT024D3 |  | Ground-Source | WBAHP: Heat Pump Packaged Unit | Heat Pump | 460 | 3 |  |  |  | Single-Speed |  |  |  | 27200 | 1339 | 20.3 | 13.4 | 19800 | 1349 | 4.3 | 3.1 | Non Federally-Regulated | 12/06/2019 |  | 02/21/2020
Enertech Global, LLC | GEOCOMFORT | GXT024D3 |  | Ground-Water-Source | WBAHP: Heat Pump Packaged Unit | Heat Pump | 460 | 3 |  |  |  | Single-Speed |  |  |  | 29600 | 1100 | 26.9 | 16.2 | 24700 | 1392 | 5.2 | 3.6 | Non Federally-Regulated | 12/06/2019 |  | 02/21/2020
Enertech Global, LLC | GEOCOMFORT | GXT036D |  | Ground-Source | WBAHP: Heat Pump Packaged Unit | Heat Pump | 208 | 1 |  |  |  | Single-Speed |  |  |  | 38900 | 2125 | 18.3 | 13.4 | 29200 | 2037 | 4.2 | 3.1 | Non Federally-Regulated | 02/08/2019 |  | 02/21/2020
Enertech Global, LLC | GEOCOMFORT | GXT036D |  | Ground-Water-Source | WBAHP: Heat Pump Packaged Unit | Heat Pump | 208 | 1 |  |  |  | Single-Speed |  |  |  | 42200 | 1758 | 24 | 16.2 | 37000 | 2126 | 5.1 | 3.6 | Non Federally-Regulated | 02/08/2019 |  | 02/21/2020
Enertech Global, LLC | GEOCOMFORT | GXT036D |  | Ground-Source | WBAHP: Heat Pump Packaged Unit | Heat Pump | 230 | 1 |  |  |  | Single-Speed |  |  |  | 38900 | 2125 | 18.3 | 13.4 | 29200 | 2037 | 4.2 | 3.1 | Non Federally-Regulated | 11/30/2016 |  | 02/21/2020
Enertech Global, LLC | GEOCOMFORT | GXT036D |  | Ground-Water-Source | WBAHP: Heat Pump Packaged Unit | Heat Pump | 230 | 1 |  |  |  | Single-Speed |  |  |  | 42200 | 1758 | 24 | 16.2 | 37000 | 2126 | 5.1 | 3.6 | Non Federally-Regulated | 11/30/2016 |  | 02/21/2020
Enertech Global, LLC | GEOCOMFORT | GXT036D2 |  | Ground-Source | WBAHP: Heat Pump Packaged Unit | Heat Pump | 208 | 3 |  |  |  | Single-Speed |  |  |  | 38900 | 2125 | 18.3 | 13.4 | 29200 | 2037 | 4.2 | 3.1 | Non Federally-Regulated | 11/30/2016 |  | 02/21/2020
Enertech Global, LLC | GEOCOMFORT | GXT036D2 |  | Ground-Water-Source | WBAHP: Heat Pump Packaged Unit | Heat Pump | 208 | 3 |  |  |  | Single-Speed |  |  |  | 42200 | 1758 | 24 | 16.2 | 37000 | 2126 | 5.1 | 3.6 | Non Federally-Regulated | 11/30/2016 |  | 02/21/2020
Enertech Global, LLC | GEOCOMFORT | GXT036D2 |  | Ground-Source | WBAHP: Heat Pump Packaged Unit | Heat Pump | 230 | 3 |  |  |  | Single-Speed |  |  |  | 38900 | 2125 | 18.3 | 13.4 | 29200 | 2037 | 4.2 | 3.1 | Non Federally-Regulated | 11/30/2016 |  | 02/21/2020
Enertech Global, LLC | GEOCOMFORT | GXT036D2 |  | Ground-Water-Source | WBAHP: Heat Pump Packaged Unit | Heat Pump | 230 | 3 |  |  |  | Single-Speed |  |  |  | 42200 | 1758 | 24 | 16.2 | 37000 | 2126 | 5.1 | 3.6 | Non Federally-Regulated | 11/30/2016 |  | 02/21/2020
Enertech Global, LLC | GEOCOMFORT | GXT036D3 |  | Ground-Source | WBAHP: Heat Pump Packaged Unit | Heat Pump | 460 | 3 |  |  |  | Single-Speed |  |  |  | 38900 | 2125 | 18.3 | 13.4 | 29200 | 2037 | 4.2 | 3.1 | Non Federally-Regulated | 11/30/2016 |  | 02/21/2020
Enertech Global, LLC | GEOCOMFORT | GXT036D3 |  | Ground-Water-Source | WBAHP: Heat Pump Packaged Unit | Heat Pump | 460 | 3 |  |  |  | Single-Speed |  |  |  | 42200 | 1758 | 24 | 16.2 | 37000 | 2126 | 5.1 | 3.6 | Non Federally-Regulated | 11/30/2016 |  | 02/21/2020
Enertech Global, LLC | GEOCOMFORT | GCT036D |  | Ground-Source | WBAHP: Heat Pump Packaged Unit | Heat Pump | 208 | 1 |  |  |  | Single-Speed |  |  |  | 38600 | 2109 | 18.3 | 13.4 | 28600 | 2044 | 4.1 | 3.1 | Non Federally-Regulated | 02/08/2019 |  | 02/21/2020
Enertech Global, LLC | GEOCOMFORT | GCT036D |  | Ground-Water-Source | WBAHP: Heat Pump Packaged Unit | Heat Pump | 208 | 1 |  |  |  | Single-Speed |  |  |  | 41700 | 1774 | 23.5 | 16.2 | 36700 | 2151 | 5 | 3.6 | Non Federally-Regulated | 02/08/2019 |  | 02/21/2020
Enertech Global, LLC | GEOCOMFORT | GCT036D |  | Ground-Source | WBAHP: Heat Pump Packaged Unit | Heat Pump | 230 | 1 |  |  |  | Single-Speed |  |  |  | 38600 | 2109 | 18.3 | 13.4 | 28600 | 2044 | 4.1 | 3.1 | Non Federally-Regulated | 11/30/2016 |  | 02/21/2020
Enertech Global, LLC | GEOCOMFORT | GCT036D |  | Ground-Water-Source | WBAHP: Heat Pump Packaged Unit | Heat Pump | 230 | 1 |  |  |  | Single-Speed |  |  |  | 41700 | 1774 | 23.5 | 16.2 | 36700 | 2151 | 5 | 3.6 | Non Federally-Regulated | 11/30/2016 |  | 02/21/2020
Enertech Global, LLC | GEOCOMFORT | GCT036D2 |  | Ground-Source | WBAHP: Heat Pump Packaged Unit | Heat Pump | 208 | 3 |  |  |  | Single-Speed |  |  |  | 38600 | 2109 | 18.3 | 13.4 | 28600 | 2044 | 4.1 | 3.1 | Non Federally-Regulated | 11/30/2016 |  | 02/21/2020
Enertech Global, LLC | GEOCOMFORT | GCT036D2 |  | Ground-Water-Source | WBAHP: Heat Pump Packaged Unit | Heat Pump | 208 | 3 |  |  |  | Single-Speed |  |  |  | 41700 | 1774 | 23.5 | 16.2 | 36700 | 2151 | 5 | 3.6 | Non Federally-Regulated | 11/30/2016 |  | 02/21/2020
Enertech Global, LLC | GEOCOMFORT | GCT036D2 |  | Ground-Source | WBAHP: Heat Pump Packaged Unit | Heat Pump | 230 | 3 |  |  |  | Single-Speed |  |  |  | 38600 | 2109 | 18.3 | 13.4 | 28600 | 2044 | 4.1 | 3.1 | Non Federally-Regulated | 11/30/2016 |  | 02/21/2020
Enertech Global, LLC | GEOCOMFORT | GCT036D2 |  | Ground-Water-Source | WBAHP: Heat Pump Packaged Unit | Heat Pump | 230 | 3 |  |  |  | Single-Speed |  |  |  | 41700 | 1774 | 23.5 | 16.2 | 36700 | 2151 | 5 | 3.6 | Non Federally-Regulated | 11/30/2016 |  | 02/21/2020
Enertech Global, LLC | GEOCOMFORT | GCT036D3 |  | Ground-Source | WBAHP: Heat Pump Packaged Unit | Heat Pump | 460 | 3 |  |  |  | Single-Speed |  |  |  | 38600 | 2109 | 18.3 | 13.4 | 28600 | 2044 | 4.1 | 3.1 | Non Federally-Regulated | 11/30/2016 |  | 02/21/2020
Enertech Global, LLC | GEOCOMFORT | GCT036D3 |  | Ground-Water-Source | WBAHP: Heat Pump Packaged Unit | Heat Pump | 460 | 3 |  |  |  | Single-Speed |  |  |  | 41700 | 1774 | 23.5 | 16.2 | 36700 | 2151 | 5 | 3.6 | Non Federally-Regulated | 11/30/2016 |  | 02/21/2020
Enertech Global, LLC | GEOCOMFORT | GXT048D |  | Ground-Source | WBAHP: Heat Pump Packaged Unit | Heat Pump | 208 | 1 |  |  |  | Single-Speed |  |  |  | 49000 | 2865 | 17.1 | 13.4 | 38200 | 2870 | 3.9 | 3.1 | Non Federally-Regulated | 12/06/2019 |  | 02/21/2020
Enertech Global, LLC | GEOCOMFORT | GXT048D |  | Ground-Water-Source | WBAHP: Heat Pump Packaged Unit | Heat Pump | 208 | 1 |  |  |  | Single-Speed |  |  |  | 53100 | 2402 | 22.1 | 16.2 | 47400 | 3019 | 4.6 | 3.6 | Non Federally-Regulated | 12/06/2019 |  | 02/21/2020
Enertech Global, LLC | GEOCOMFORT | GXT048D |  | Ground-Source | WBAHP: Heat Pump Packaged Unit | Heat Pump | 230 | 1 |  |  |  | Single-Speed |  |  |  | 49000 | 2865 | 17.1 | 13.4 | 38200 | 2870 | 3.9 | 3.1 | Non Federally-Regulated | 11/30/2016 |  | 02/21/2020
Enertech Global, LLC | GEOCOMFORT | GXT048D |  | Ground-Water-Source | WBAHP: Heat Pump Packaged Unit | Heat Pump | 230 | 1 |  |  |  | Single-Speed |  |  |  | 53100 | 2402 | 22.1 | 16.2 | 47400 | 3019 | 4.6 | 3.6 | Non Federally-Regulated | 11/30/2016 |  | 02/21/2020
Enertech Global, LLC | GEOCOMFORT | GXT048D2 |  | Ground-Source | WBAHP: Heat Pump Packaged Unit | Heat Pump | 208 | 3 |  |  |  | Single-Speed |  |  |  | 49000 | 2865 | 17.1 | 13.4 | 38200 | 2870 | 3.9 | 3.1 | Non Federally-Regulated | 12/06/2019 |  | 02/21/2020
Enertech Global, LLC | GEOCOMFORT | GXT048D2 |  | Ground-Water-Source | WBAHP: Heat Pump Packaged Unit | Heat Pump | 208 | 3 |  |  |  | Single-Speed |  |  |  | 53100 | 2402 | 22.1 | 16.2 | 47400 | 3019 | 4.6 | 3.6 | Non Federally-Regulated | 12/06/2019 |  | 02/21/2020
Enertech Global, LLC | GEOCOMFORT | GXT048D2 |  | Ground-Source | WBAHP: Heat Pump Packaged Unit | Heat Pump | 230 | 3 |  |  |  | Single-Speed |  |  |  | 49000 | 2865 | 17.1 | 13.4 | 38200 | 2870 | 3.9 | 3.1 | Non Federally-Regulated | 11/30/2016 |  | 02/21/2020
Enertech Global, LLC | GEOCOMFORT | GXT048D2 |  | Ground-Water-Source | WBAHP: Heat Pump Packaged Unit | Heat Pump | 230 | 3 |  |  |  | Single-Speed |  |  |  | 53100 | 2402 | 22.1 | 16.2 | 47400 | 3019 | 4.6 | 3.6 | Non Federally-Regulated | 11/30/2016 |  | 02/21/2020
Enertech Global, LLC | GEOCOMFORT | GXT048D3 |  | Ground-Source | WBAHP: Heat Pump Packaged Unit | Heat Pump | 460 | 3 |  |  |  | Single-Speed |  |  |  | 49000 | 2865 | 17.1 | 13.4 | 38200 | 2870 | 3.9 | 3.1 | Non Federally-Regulated | 12/06/2019 |  | 02/21/2020
Enertech Global, LLC | GEOCOMFORT | GXT048D3 |  | Ground-Water-Source | WBAHP: Heat Pump Packaged Unit | Heat Pump | 460 | 3 |  |  |  | Single-Speed |  |  |  | 53100 | 2402 | 22.1 | 16.2 | 47400 | 3019 | 4.6 | 3.6 | Non Federally-Regulated | 12/06/2019 |  | 02/21/2020
Enertech Global, LLC | GEOCOMFORT | GCT048D |  | Ground-Source | WBAHP: Heat Pump Packaged Unit | Heat Pump | 208 | 1 |  |  |  | Single-Speed |  |  |  | 49000 | 2865 | 17.1 | 13.4 | 38000 | 2855 | 3.9 | 3.1 | Non Federally-Regulated | 12/06/2019 |  | 02/21/2020
Enertech Global, LLC | GEOCOMFORT | GCT048D |  | Ground-Water-Source | WBAHP: Heat Pump Packaged Unit | Heat Pump | 208 | 1 |  |  |  | Single-Speed |  |  |  | 53100 | 2435 | 21.8 | 16.2 | 46700 | 2975 | 4.6 | 3.6 | Non Federally-Regulated | 12/06/2019 |  | 02/21/2020
Enertech Global, LLC | GEOCOMFORT | GCT048D |  | Ground-Source | WBAHP: Heat Pump Packaged Unit | Heat Pump | 230 | 1 |  |  |  | Single-Speed |  |  |  | 49000 | 2865 | 17.1 | 13.4 | 38000 | 2855 | 3.9 | 3.1 | Non Federally-Regulated | 11/30/2016 |  | 02/21/2020
Enertech Global, LLC | GEOCOMFORT | GCT048D |  | Ground-Water-Source | WBAHP: Heat Pump Packaged Unit | Heat Pump | 230 | 1 |  |  |  | Single-Speed |  |  |  | 53100 | 2435 | 21.8 | 16.2 | 46700 | 2975 | 4.6 | 3.6 | Non Federally-Regulated | 11/30/2016 |  | 02/21/2020
Enertech Global, LLC | GEOCOMFORT | GCT048D2 |  | Ground-Source | WBAHP: Heat Pump Packaged Unit | Heat Pump | 208 | 3 |  |  |  | Single-Speed |  |  |  | 49000 | 2865 | 17.1 | 13.4 | 38000 | 2855 | 3.9 | 3.1 | Non Federally-Regulated | 12/06/2019 |  | 02/21/2020
Enertech Global, LLC | GEOCOMFORT | GCT048D2 |  | Ground-Water-Source | WBAHP: Heat Pump Packaged Unit | Heat Pump | 208 | 3 |  |  |  | Single-Speed |  |  |  | 53100 | 2435 | 21.8 | 16.2 | 46700 | 2975 | 4.6 | 3.6 | Non Federally-Regulated | 12/06/2019 |  | 02/21/2020
Enertech Global, LLC | GEOCOMFORT | GCT048D2 |  | Ground-Source | WBAHP: Heat Pump Packaged Unit | Heat Pump | 230 | 3 |  |  |  | Single-Speed |  |  |  | 49000 | 2865 | 17.1 | 13.4 | 38000 | 2855 | 3.9 | 3.1 | Non Federally-Regulated | 11/30/2016 |  | 02/21/2020
Enertech Global, LLC | GEOCOMFORT | GCT048D2 |  | Ground-Water-Source | WBAHP: Heat Pump Packaged Unit | Heat Pump | 230 | 3 |  |  |  | Single-Speed |  |  |  | 53100 | 2435 | 21.8 | 16.2 | 46700 | 2975 | 4.6 | 3.6 | Non Federally-Regulated | 11/30/2016 |  | 02/21/2020
Enertech Global, LLC | GEOCOMFORT | GCT048D3 |  | Ground-Source | WBAHP: Heat Pump Packaged Unit | Heat Pump | 460 | 3 |  |  |  | Single-Speed |  |  |  | 49000 | 2865 | 17.1 | 13.4 | 38000 | 2855 | 3.9 | 3.1 | Non Federally-Regulated | 12/06/2019 |  | 02/21/2020
Enertech Global, LLC | GEOCOMFORT | GCT048D3 |  | Ground-Water-Source | WBAHP: Heat Pump Packaged Unit | Heat Pump | 460 | 3 |  |  |  | Single-Speed |  |  |  | 53100 | 2435 | 21.8 | 16.2 | 46700 | 2975 | 4.6 | 3.6 | Non Federally-Regulated | 12/06/2019 |  | 02/21/2020
Enertech Global, LLC | Hydron Module | HVT060 |  | Ground-Source | WBAHP: Heat Pump Packaged Unit | Heat Pump | 208 | 1 |  |  |  | Single-Speed |  |  |  | 60900 | 3460 | 17.6 |  | 46300 | 3570 | 3.8 |  | Non Federally-Regulated | 09/18/2019 |  | 02/21/2020
Enertech Global, LLC | Hydron Module | HVT060 |  | Ground-Water-Source | WBAHP: Heat Pump Packaged Unit | Heat Pump | 208 | 1 |  |  |  | Single-Speed |  |  |  | 64200 | 2918 | 22 |  | 57500 | 3744 | 4.5 |  | Non Federally-Regulated | 09/18/2019 |  | 02/21/2020
Enertech Global, LLC | Hydron Module | HVT060 |  | Water-Source | WBAHP: Heat Pump Packaged Unit | Heat Pump | 208 | 1 |  |  |  | Single-Speed |  |  |  | 58600 | 3805 | 15.4 |  | 70500 | 4051 | 5.1 |  | Federally-Regulated Commercial & Industrial Equipment | 09/18/2019 |  | 02/21/2020
Enertech Global, LLC | Hydron Module | HVT060 |  | Ground-Source | WBAHP: Heat Pump Packaged Unit | Heat Pump | 230 | 1 |  |  |  | Single-Speed |  |  |  | 60900 | 3460 | 17.6 | 13.4 | 46300 | 3570 | 3.8 | 3.1 | Non Federally-Regulated | 10/10/2017 |  | 02/21/2020
Enertech Global, LLC | Hydron Module | HVT060 |  | Ground-Water-Source | WBAHP: Heat Pump Packaged Unit | Heat Pump | 230 | 1 |  |  |  | Single-Speed |  |  |  | 64200 | 2918 | 22 | 16.2 | 57500 | 3744 | 4.5 | 3.6 | Non Federally-Regulated | 10/10/2017 |  | 02/21/2020
Enertech Global, LLC | Hydron Module | HVT060 |  | Water-Source | WBAHP: Heat Pump Packaged Unit | Heat Pump | 230 | 1 |  |  |  | Single-Speed |  |  |  | 58600 | 3805 | 15.4 | 11.2 | 70500 | 4051 | 5.1 | 4.2 | Federally-Regulated Commercial & Industrial Equipment | 10/10/2017 |  | 02/21/2020
Enertech Global, LLC | Hydron Module | HVT060*2 |  | Ground-Source | WBAHP: Heat Pump Packaged Unit | Heat Pump | 208 | 3 |  |  |  | Single-Speed |  |  |  | 60900 | 3460 | 17.6 |  | 46300 | 3570 | 3.8 |  | Non Federally-Regulated | 09/18/2019 |  | 02/21/2020
Enertech Global, LLC | Hydron Module | HVT060*2 |  | Ground-Water-Source | WBAHP: Heat Pump Packaged Unit | Heat Pump | 208 | 3 |  |  |  | Single-Speed |  |  |  | 64200 | 2918 | 22 |  | 57500 | 3744 | 4.5 |  | Non Federally-Regulated | 09/18/2019 |  | 02/21/2020
Enertech Global, LLC | Hydron Module | HVT060*2 |  | Water-Source | WBAHP: Heat Pump Packaged Unit | Heat Pump | 208 | 3 |  |  |  | Single-Speed |  |  |  | 58600 | 3805 | 15.4 |  | 70500 | 4051 | 5.1 |  | Federally-Regulated Commercial & Industrial Equipment | 09/18/2019 |  | 02/21/2020
Enertech Global, LLC | Hydron Module | HVT060*2 |  | Ground-Source | WBAHP: Heat Pump Packaged Unit | Heat Pump | 230 | 3 |  |  |  | Single-Speed |  |  |  | 60900 | 3460 | 17.6 | 13.4 | 46300 | 3570 | 3.8 | 3.1 | Non Federally-Regulated | 10/10/2017 |  | 02/21/2020
Enertech Global, LLC | Hydron Module | HVT060*2 |  | Ground-Water-Source | WBAHP: Heat Pump Packaged Unit | Heat Pump | 230 | 3 |  |  |  | Single-Speed |  |  |  | 64200 | 2918 | 22 | 16.2 | 57500 | 3744 | 4.5 | 3.6 | Non Federally-Regulated | 10/10/2017 |  | 02/21/2020
Enertech Global, LLC | Hydron Module | HVT060*2 |  | Water-Source | WBAHP: Heat Pump Packaged Unit | Heat Pump | 230 | 3 |  |  |  | Single-Speed |  |  |  | 58600 | 3805 | 15.4 | 11.2 | 70500 | 4051 | 5.1 | 4.2 | Federally-Regulated Commercial & Industrial Equipment | 10/10/2017 |  | 02/21/2020
Enertech Global, LLC | Hydron Module | HVT060*3 |  | Ground-Source | WBAHP: Heat Pump Packaged Unit | Heat Pump | 460 | 3 |  |  |  | Single-Speed |  |  |  | 60900 | 3460 | 17.6 |  | 46300 | 3570 | 3.8 |  | Non Federally-Regulated | 09/18/2019 |  | 02/21/2020
Enertech Global, LLC | Hydron Module | HVT060*3 |  | Ground-Water-Source | WBAHP: Heat Pump Packaged Unit | Heat Pump | 460 | 3 |  |  |  | Single-Speed |  |  |  | 64200 | 2918 | 22 |  | 57500 | 3744 | 4.5 |  | Non Federally-Regulated | 09/18/2019 |  | 02/21/2020
Enertech Global, LLC | Hydron Module | HVT060*3 |  | Water-Source | WBAHP: Heat Pump Packaged Unit | Heat Pump | 460 | 3 |  |  |  | Single-Speed |  |  |  | 58600 | 3805 | 15.4 |  | 70500 | 4051 | 5.1 |  | Federally-Regulated Commercial & Industrial Equipment | 09/18/2019 |  | 02/21/2020
Enertech Global, LLC | Hydron Module | HVT060*A |  | Ground-Source | WBAHP: Heat Pump Packaged Unit | Heat Pump | 265 | 1 |  |  |  | Single-Speed |  |  |  | 60900 | 3603 | 16.9 | 13.4 | 46300 | 3667 | 3.7 | 3.1 | Non Federally-Regulated | 10/25/2019 |  | 02/21/2020
Enertech Global, LLC | Hydron Module | HVT060*A |  | Ground-Water-Source | WBAHP: Heat Pump Packaged Unit | Heat Pump | 265 | 1 |  |  |  | Single-Speed |  |  |  | 64200 | 3042 | 21.1 | 16.2 | 57500 | 3829 | 4.4 | 3.6 | Non Federally-Regulated | 10/25/2019 |  | 02/21/2020
Enertech Global, LLC | Hydron Module | HVT060*A |  | Water-Source | WBAHP: Heat Pump Packaged Unit | Heat Pump | 265 | 1 |  |  |  | Single-Speed |  |  |  | 58600 | 3932 | 14.9 | 11.2 | 70500 | 4216 | 4.9 | 4.2 | Federally-Regulated Commercial & Industrial Equipment | 10/25/2019 |  | 02/21/2020
Enertech Global, LLC | Hydron Module | HRT024A | MPD024 | Ground-Source | WBAHP-CB: Heat Pump Split Syst | Heat Pump | 208 | 1 | False |  |  | Single-Speed |  |  |  | 24600 | 1556 | 15.8 |  | 18000 | 1598 | 3.3 |  | Non Federally-Regulated | 12/06/2019 |  | 02/21/2020
Enertech Global, LLC | Hydron Module | HRT024A | MPD024 | Ground-Source | WBAHP-CB: Heat Pump Split Syst | Heat Pump | 230 | 1 | False |  |  | Single-Speed |  |  |  | 24600 | 1556 | 15.8 | 13.4 | 18000 | 1598 | 3.3 | 3.1 | Non Federally-Regulated | 11/30/2016 |  | 02/21/2020
Enertech Global, LLC | Hydron Module | HRT036A | MPD036 | Ground-Source | WBAHP-CB: Heat Pump Split Syst | Heat Pump | 208 | 1 | False |  |  | Single-Speed |  |  |  | 35500 | 2218 | 16 |  | 27400 | 2170 | 3.7 |  | Non Federally-Regulated | 12/06/2019 |  | 02/21/2020
Enertech Global, LLC | Hydron Module | HRT036A | MPD036 | Ground-Source | WBAHP-CB: Heat Pump Split Syst | Heat Pump | 230 | 1 | False |  |  | Single-Speed |  |  |  | 35500 | 2218 | 16 | 13.4 | 27400 | 2170 | 3.7 | 3.1 | Non Federally-Regulated | 11/30/2016 |  | 02/21/2020
Enertech Global, LLC | Hydron Module | HRT048A | MPD060 | Ground-Source | WBAHP-CB: Heat Pump Split Syst | Heat Pump | 208 | 1 | False |  |  | Single-Speed |  |  |  | 50700 | 2816 | 18 | 13.4 | 34200 | 2708 | 3.7 | 3.1 | Non Federally-Regulated | 11/30/2016 |  | 02/21/2020
Enertech Global, LLC | Hydron Module | HRT048A | MPD060 | Ground-Source | WBAHP-CB: Heat Pump Split Syst | Heat Pump | 230 | 1 | False |  |  | Single-Speed |  |  |  | 50700 | 2816 | 18 | 13.4 | 34200 | 2708 | 3.7 | 3.1 | Non Federally-Regulated | 11/30/2016 |  | 02/21/2020
Enertech Global, LLC | Hydron Module | HRT060A | MPD060 | Ground-Source | WBAHP-CB: Heat Pump Split Syst | Heat Pump | 208 | 1 | False |  |  | Single-Speed |  |  |  | 61500 | 3575 | 17.2 | 13.4 | 45600 | 3818 | 3.5 | 3.1 | Non Federally-Regulated | 11/30/2016 |  | 02/21/2020
Enertech Global, LLC | Hydron Module | HRT060A | MPD060 | Ground-Source | WBAHP-CB: Heat Pump Split Syst | Heat Pump | 230 | 1 | False |  |  | Single-Speed |  |  |  | 61500 | 3575 | 17.2 | 13.4 | 45600 | 3818 | 3.5 | 3.1 | Non Federally-Regulated | 11/30/2016 |  | 02/21/2020
Enertech Global, LLC | Hydron Module | HXT060D |  | Ground-Source | WBAHP: Heat Pump Packaged Unit | Heat Pump | 208 | 1 |  |  |  | Single-Speed |  |  |  | 63000 | 3539 | 17.8 |  | 47700 | 3778 | 3.7 |  | Non Federally-Regulated | 12/06/2019 |  | 02/21/2020
Enertech Global, LLC | Hydron Module | HXT060D |  | Ground-Source | WBAHP: Heat Pump Packaged Unit | Heat Pump | 230 | 1 |  |  |  | Single-Speed |  |  |  | 63000 | 3539 | 17.8 | 13.4 | 47700 | 3778 | 3.7 | 3.1 | Non Federally-Regulated | 11/30/2016 |  | 02/21/2020
Enertech Global, LLC | Hydron Module | HXT060D2 |  | Ground-Source | WBAHP: Heat Pump Packaged Unit | Heat Pump | 208 | 3 |  |  |  | Single-Speed |  |  |  | 63000 | 3539 | 17.8 |  | 47700 | 3778 | 3.7 |  | Non Federally-Regulated | 12/06/2019 |  | 02/21/2020
Enertech Global, LLC | Hydron Module | HXT060D2 |  | Ground-Source | WBAHP: Heat Pump Packaged Unit | Heat Pump | 230 | 3 |  |  |  | Single-Speed |  |  |  | 63000 | 3539 | 17.8 | 13.4 | 47700 | 3778 | 3.7 | 3.1 | Non Federally-Regulated | 11/30/2016 |  | 02/21/2020
Enertech Global, LLC | Hydron Module | HXT060D3 |  | Ground-Source | WBAHP: Heat Pump Packaged Unit | Heat Pump | 460 | 3 |  |  |  | Single-Speed |  |  |  | 63000 | 3539 | 17.8 |  | 47700 | 3778 | 3.7 |  | Non Federally-Regulated | 12/06/2019 |  | 02/21/2020
Enertech Global, LLC | Hydron Module | HXT024D |  | Ground-Source | WBAHP: Heat Pump Packaged Unit | Heat Pump | 208 | 1 |  |  |  | Single-Speed |  |  |  | 27200 | 1339 | 20.3 |  | 19800 | 1349 | 4.3 |  | Non Federally-Regulated | 12/06/2019 |  | 02/21/2020
Enertech Global, LLC | Hydron Module | HXT024D |  | Ground-Water-Source | WBAHP: Heat Pump Packaged Unit | Heat Pump | 208 | 1 |  |  |  | Single-Speed |  |  |  | 29600 | 1100 | 26.9 |  | 24700 | 1392 | 5.2 |  | Non Federally-Regulated | 12/06/2019 |  | 02/21/2020
Enertech Global, LLC | Hydron Module | HXT024D |  | Ground-Source | WBAHP: Heat Pump Packaged Unit | Heat Pump | 230 | 1 |  |  |  | Single-Speed |  |  |  | 27200 | 1339 | 20.3 | 13.4 | 19800 | 1349 | 4.3 | 3.1 | Non Federally-Regulated | 11/30/2016 |  | 02/21/2020
Enertech Global, LLC | Hydron Module | HXT024D |  | Ground-Water-Source | WBAHP: Heat Pump Packaged Unit | Heat Pump | 230 | 1 |  |  |  | Single-Speed |  |  |  | 29600 | 1100 | 26.9 | 16.2 | 24700 | 1392 | 5.2 | 3.6 | Non Federally-Regulated | 11/30/2016 |  | 02/21/2020
Enertech Global, LLC | Hydron Module | HXT024D2 |  | Ground-Source | WBAHP: Heat Pump Packaged Unit | Heat Pump | 208 | 3 |  |  |  | Single-Speed |  |  |  | 27200 | 1339 | 20.3 |  | 19800 | 1349 | 4.3 |  | Non Federally-Regulated | 12/06/2019 |  | 02/21/2020
Enertech Global, LLC | Hydron Module | HXT024D2 |  | Ground-Water-Source | WBAHP: Heat Pump Packaged Unit | Heat Pump | 208 | 3 |  |  |  | Single-Speed |  |  |  | 29600 | 1100 | 26.9 |  | 24700 | 1392 | 5.2 |  | Non Federally-Regulated | 12/06/2019 |  | 02/21/2020
Enertech Global, LLC | Hydron Module | HXT024D2 |  | Ground-Source | WBAHP: Heat Pump Packaged Unit | Heat Pump | 230 | 3 |  |  |  | Single-Speed |  |  |  | 27200 | 1339 | 20.3 | 13.4 | 19800 | 1349 | 4.3 | 3.1 | Non Federally-Regulated | 11/30/2016 |  | 02/21/2020
Enertech Global, LLC | Hydron Module | HXT024D2 |  | Ground-Water-Source | WBAHP: Heat Pump Packaged Unit | Heat Pump | 230 | 3 |  |  |  | Single-Speed |  |  |  | 29600 | 1100 | 26.9 | 16.2 | 24700 | 1392 | 5.2 | 3.6 | Non Federally-Regulated | 11/30/2016 |  | 02/21/2020
Enertech Global, LLC | Hydron Module | HXT024D3 |  | Ground-Source | WBAHP: Heat Pump Packaged Unit | Heat Pump | 460 | 3 |  |  |  | Single-Speed |  |  |  | 27200 | 1339 | 20.3 |  | 19800 | 1349 | 4.3 |  | Non Federally-Regulated | 12/06/2019 |  | 02/21/2020
Enertech Global, LLC | Hydron Module | HXT024D3 |  | Ground-Water-Source | WBAHP: Heat Pump Packaged Unit | Heat Pump | 460 | 3 |  |  |  | Single-Speed |  |  |  | 29600 | 1100 | 26.9 |  | 24700 | 1392 | 5.2 |  | Non Federally-Regulated | 12/06/2019 |  | 02/21/2020
Enertech Global, LLC | Hydron Module | HXT036D |  | Ground-Source | WBAHP: Heat Pump Packaged Unit | Heat Pump | 208 | 1 |  |  |  | Single-Speed |  |  |  | 38900 | 2125 | 18.3 | 13.4 | 29200 | 2037 | 4.2 | 3.1 | Non Federally-Regulated | 02/08/2019 |  | 02/21/2020
Enertech Global, LLC | Hydron Module | HXT036D |  | Ground-Water-Source | WBAHP: Heat Pump Packaged Unit | Heat Pump | 208 | 1 |  |  |  | Single-Speed |  |  |  | 42200 | 1758 | 24 | 16.2 | 37000 | 2126 | 5.1 | 3.6 | Non Federally-Regulated | 02/08/2019 |  | 02/21/2020
Enertech Global, LLC | Hydron Module | HXT036D |  | Ground-Source | WBAHP: Heat Pump Packaged Unit | Heat Pump | 230 | 1 |  |  |  | Single-Speed |  |  |  | 38900 | 2125 | 18.3 | 13.4 | 29200 | 2037 | 4.2 | 3.1 | Non Federally-Regulated | 11/30/2016 |  | 02/21/2020
Enertech Global, LLC | Hydron Module | HXT036D |  | Ground-Water-Source | WBAHP: Heat Pump Packaged Unit | Heat Pump | 230 | 1 |  |  |  | Single-Speed |  |  |  | 42200 | 1758 | 24 | 16.2 | 37000 | 2126 | 5.1 | 3.6 | Non Federally-Regulated | 11/30/2016 |  | 02/21/2020
Enertech Global, LLC | Hydron Module | HXT036D2 |  | Ground-Source | WBAHP: Heat Pump Packaged Unit | Heat Pump | 208 | 3 |  |  |  | Single-Speed |  |  |  | 38900 | 2125 | 18.3 | 13.4 | 29200 | 2037 | 4.2 | 3.1 | Non Federally-Regulated | 11/30/2016 |  | 02/21/2020
Enertech Global, LLC | Hydron Module | HXT036D2 |  | Ground-Water-Source | WBAHP: Heat Pump Packaged Unit | Heat Pump | 208 | 3 |  |  |  | Single-Speed |  |  |  | 42200 | 1758 | 24 | 16.2 | 37000 | 2126 | 5.1 | 3.6 | Non Federally-Regulated | 11/30/2016 |  | 02/21/2020
Enertech Global, LLC | Hydron Module | HXT036D2 |  | Ground-Source | WBAHP: Heat Pump Packaged Unit | Heat Pump | 230 | 3 |  |  |  | Single-Speed |  |  |  | 38900 | 2125 | 18.3 | 13.4 | 29200 | 2037 | 4.2 | 3.1 | Non Federally-Regulated | 11/30/2016 |  | 02/21/2020
Enertech Global, LLC | Hydron Module | HXT036D2 |  | Ground-Water-Source | WBAHP: Heat Pump Packaged Unit | Heat Pump | 230 | 3 |  |  |  | Single-Speed |  |  |  | 42200 | 1758 | 24 | 16.2 | 37000 | 2126 | 5.1 | 3.6 | Non Federally-Regulated | 11/30/2016 |  | 02/21/2020
Enertech Global, LLC | Hydron Module | HXT036D3 |  | Ground-Source | WBAHP: Heat Pump Packaged Unit | Heat Pump | 460 | 3 |  |  |  | Single-Speed |  |  |  | 38900 | 2125 | 18.3 | 13.4 | 29200 | 2037 | 4.2 | 3.1 | Non Federally-Regulated | 11/30/2016 |  | 02/21/2020
Enertech Global, LLC | Hydron Module | HXT036D3 |  | Ground-Water-Source | WBAHP: Heat Pump Packaged Unit | Heat Pump | 460 | 3 |  |  |  | Single-Speed |  |  |  | 42200 | 1758 | 24 | 16.2 | 37000 | 2126 | 5.1 | 3.6 | Non Federally-Regulated | 11/30/2016 |  | 02/21/2020
Enertech Global, LLC | Hydron Module | HCT036D |  | Ground-Source | WBAHP: Heat Pump Packaged Unit | Heat Pump | 208 | 1 |  |  |  | Single-Speed |  |  |  | 38600 | 2109 | 18.3 | 13.4 | 28600 | 2044 | 4.1 | 3.1 | Non Federally-Regulated | 02/08/2019 |  | 02/21/2020
Enertech Global, LLC | Hydron Module | HCT036D |  | Ground-Water-Source | WBAHP: Heat Pump Packaged Unit | Heat Pump | 208 | 1 |  |  |  | Single-Speed |  |  |  | 41700 | 1774 | 23.5 | 16.2 | 36700 | 2151 | 5 | 3.6 | Non Federally-Regulated | 02/08/2019 |  | 02/21/2020
Enertech Global, LLC | Hydron Module | HCT036D |  | Ground-Source | WBAHP: Heat Pump Packaged Unit | Heat Pump | 230 | 1 |  |  |  | Single-Speed |  |  |  | 38600 | 2109 | 18.3 | 13.4 | 28600 | 2044 | 4.1 | 3.1 | Non Federally-Regulated | 11/30/2016 |  | 02/21/2020
Enertech Global, LLC | Hydron Module | HCT036D |  | Ground-Water-Source | WBAHP: Heat Pump Packaged Unit | Heat Pump | 230 | 1 |  |  |  | Single-Speed |  |  |  | 41700 | 1774 | 23.5 | 16.2 | 36700 | 2151 | 5 | 3.6 | Non Federally-Regulated | 11/30/2016 |  | 02/21/2020
Enertech Global, LLC | Hydron Module | HCT036D2 |  | Ground-Source | WBAHP: Heat Pump Packaged Unit | Heat Pump | 208 | 3 |  |  |  | Single-Speed |  |  |  | 38600 | 2109 | 18.3 | 13.4 | 28600 | 2044 | 4.1 | 3.1 | Non Federally-Regulated | 11/30/2016 |  | 02/21/2020
Enertech Global, LLC | Hydron Module | HCT036D2 |  | Ground-Water-Source | WBAHP: Heat Pump Packaged Unit | Heat Pump | 208 | 3 |  |  |  | Single-Speed |  |  |  | 41700 | 1774 | 23.5 | 16.2 | 36700 | 2151 | 5 | 3.6 | Non Federally-Regulated | 11/30/2016 |  | 02/21/2020
Enertech Global, LLC | Hydron Module | HCT036D2 |  | Ground-Source | WBAHP: Heat Pump Packaged Unit | Heat Pump | 230 | 3 |  |  |  | Single-Speed |  |  |  | 38600 | 2109 | 18.3 | 13.4 | 28600 | 2044 | 4.1 | 3.1 | Non Federally-Regulated | 11/30/2016 |  | 02/21/2020
Enertech Global, LLC | Hydron Module | HCT036D2 |  | Ground-Water-Source | WBAHP: Heat Pump Packaged Unit | Heat Pump | 230 | 3 |  |  |  | Single-Speed |  |  |  | 41700 | 1774 | 23.5 | 16.2 | 36700 | 2151 | 5 | 3.6 | Non Federally-Regulated | 11/30/2016 |  | 02/21/2020
Enertech Global, LLC | Hydron Module | HCT036D3 |  | Ground-Source | WBAHP: Heat Pump Packaged Unit | Heat Pump | 460 | 3 |  |  |  | Single-Speed |  |  |  | 38600 | 2109 | 18.3 | 13.4 | 28600 | 2044 | 4.1 | 3.1 | Non Federally-Regulated | 11/30/2016 |  | 02/21/2020
Enertech Global, LLC | Hydron Module | HCT036D3 |  | Ground-Water-Source | WBAHP: Heat Pump Packaged Unit | Heat Pump | 460 | 3 |  |  |  | Single-Speed |  |  |  | 41700 | 1774 | 23.5 | 16.2 | 36700 | 2151 | 5 | 3.6 | Non Federally-Regulated | 11/30/2016 |  | 02/21/2020
Enertech Global, LLC | Hydron Module | HXT048D |  | Ground-Source | WBAHP: Heat Pump Packaged Unit | Heat Pump | 208 | 1 |  |  |  | Single-Speed |  |  |  | 49000 | 2865 | 17.1 |  | 38200 | 2870 | 3.9 |  | Non Federally-Regulated | 12/06/2019 |  | 02/21/2020
Enertech Global, LLC | Hydron Module | HXT048D |  | Ground-Water-Source | WBAHP: Heat Pump Packaged Unit | Heat Pump | 208 | 1 |  |  |  | Single-Speed |  |  |  | 53100 | 2402 | 22.1 |  | 47400 | 3019 | 4.6 |  | Non Federally-Regulated | 12/06/2019 |  | 02/21/2020
Enertech Global, LLC | Hydron Module | HXT048D |  | Ground-Source | WBAHP: Heat Pump Packaged Unit | Heat Pump | 230 | 1 |  |  |  | Single-Speed |  |  |  | 49000 | 2865 | 17.1 | 13.4 | 38200 | 2870 | 3.9 | 3.1 | Non Federally-Regulated | 11/30/2016 |  | 02/21/2020
Enertech Global, LLC | Hydron Module | HXT048D |  | Ground-Water-Source | WBAHP: Heat Pump Packaged Unit | Heat Pump | 230 | 1 |  |  |  | Single-Speed |  |  |  | 53100 | 2402 | 22.1 | 16.2 | 47400 | 3019 | 4.6 | 3.6 | Non Federally-Regulated | 11/30/2016 |  | 02/21/2020
Enertech Global, LLC | Hydron Module | HXT048D2 |  | Ground-Source | WBAHP: Heat Pump Packaged Unit | Heat Pump | 208 | 3 |  |  |  | Single-Speed |  |  |  | 49000 | 2865 | 17.1 |  | 38200 | 2870 | 3.9 |  | Non Federally-Regulated | 12/06/2019 |  | 02/21/2020
Enertech Global, LLC | Hydron Module | HXT048D2 |  | Ground-Water-Source | WBAHP: Heat Pump Packaged Unit | Heat Pump | 208 | 3 |  |  |  | Single-Speed |  |  |  | 53100 | 2402 | 22.1 |  | 47400 | 3019 | 4.6 |  | Non Federally-Regulated | 12/06/2019 |  | 02/21/2020
Enertech Global, LLC | Hydron Module | HXT048D2 |  | Ground-Source | WBAHP: Heat Pump Packaged Unit | Heat Pump | 230 | 3 |  |  |  | Single-Speed |  |  |  | 49000 | 2865 | 17.1 | 13.4 | 38200 | 2870 | 3.9 | 3.1 | Non Federally-Regulated | 11/30/2016 |  | 02/21/2020
Enertech Global, LLC | Hydron Module | HXT048D2 |  | Ground-Water-Source | WBAHP: Heat Pump Packaged Unit | Heat Pump | 230 | 3 |  |  |  | Single-Speed |  |  |  | 53100 | 2402 | 22.1 | 16.2 | 47400 | 3019 | 4.6 | 3.6 | Non Federally-Regulated | 11/30/2016 |  | 02/21/2020
Enertech Global, LLC | Hydron Module | HXT048D3 |  | Ground-Source | WBAHP: Heat Pump Packaged Unit | Heat Pump | 460 | 3 |  |  |  | Single-Speed |  |  |  | 49000 | 2865 | 17.1 |  | 38200 | 2870 | 3.9 |  | Non Federally-Regulated | 12/06/2019 |  | 02/21/2020
Enertech Global, LLC | Hydron Module | HXT048D3 |  | Ground-Water-Source | WBAHP: Heat Pump Packaged Unit | Heat Pump | 460 | 3 |  |  |  | Single-Speed |  |  |  | 53100 | 2402 | 22.1 |  | 47400 | 3019 | 4.6 |  | Non Federally-Regulated | 12/06/2019 |  | 02/21/2020
Enertech Global, LLC | Hydron Module | HCT048D |  | Ground-Source | WBAHP: Heat Pump Packaged Unit | Heat Pump | 208 | 1 |  |  |  | Single-Speed |  |  |  | 49000 | 2865 | 17.1 |  | 38000 | 2855 | 3.9 |  | Non Federally-Regulated | 12/06/2019 |  | 02/21/2020
Enertech Global, LLC | Hydron Module | HCT048D |  | Ground-Water-Source | WBAHP: Heat Pump Packaged Unit | Heat Pump | 208 | 1 |  |  |  | Single-Speed |  |  |  | 53100 | 2435 | 21.8 |  | 46700 | 2975 | 4.6 |  | Non Federally-Regulated | 12/06/2019 |  | 02/21/2020
Enertech Global, LLC | Hydron Module | HCT048D |  | Ground-Source | WBAHP: Heat Pump Packaged Unit | Heat Pump | 230 | 1 |  |  |  | Single-Speed |  |  |  | 49000 | 2865 | 17.1 | 13.4 | 38000 | 2855 | 3.9 | 3.1 | Non Federally-Regulated | 11/30/2016 |  | 02/21/2020
Enertech Global, LLC | Hydron Module | HCT048D |  | Ground-Water-Source | WBAHP: Heat Pump Packaged Unit | Heat Pump | 230 | 1 |  |  |  | Single-Speed |  |  |  | 53100 | 2435 | 21.8 | 16.2 | 46700 | 2975 | 4.6 | 3.6 | Non Federally-Regulated | 11/30/2016 |  | 02/21/2020
Enertech Global, LLC | Hydron Module | HCT048D2 |  | Ground-Source | WBAHP: Heat Pump Packaged Unit | Heat Pump | 208 | 3 |  |  |  | Single-Speed |  |  |  | 49000 | 2865 | 17.1 |  | 38000 | 2855 | 3.9 |  | Non Federally-Regulated | 12/06/2019 |  | 02/21/2020
Enertech Global, LLC | Hydron Module | HCT048D2 |  | Ground-Water-Source | WBAHP: Heat Pump Packaged Unit | Heat Pump | 208 | 3 |  |  |  | Single-Speed |  |  |  | 53100 | 2435 | 21.8 |  | 46700 | 2975 | 4.6 |  | Non Federally-Regulated | 12/06/2019 |  | 02/21/2020
Enertech Global, LLC | Hydron Module | HCT048D2 |  | Ground-Source | WBAHP: Heat Pump Packaged Unit | Heat Pump | 230 | 3 |  |  |  | Single-Speed |  |  |  | 49000 | 2865 | 17.1 | 13.4 | 38000 | 2855 | 3.9 | 3.1 | Non Federally-Regulated | 11/30/2016 |  | 02/21/2020
Enertech Global, LLC | Hydron Module | HCT048D2 |  | Ground-Water-Source | WBAHP: Heat Pump Packaged Unit | Heat Pump | 230 | 3 |  |  |  | Single-Speed |  |  |  | 53100 | 2435 | 21.8 | 16.2 | 46700 | 2975 | 4.6 | 3.6 | Non Federally-Regulated | 11/30/2016 |  | 02/21/2020
Enertech Global, LLC | Hydron Module | HCT048D3 |  | Ground-Source | WBAHP: Heat Pump Packaged Unit | Heat Pump | 460 | 3 |  |  |  | Single-Speed |  |  |  | 49000 | 2865 | 17.1 |  | 38000 | 2855 | 3.9 |  | Non Federally-Regulated | 12/06/2019 |  | 02/21/2020
Enertech Global, LLC | Hydron Module | HCT048D3 |  | Ground-Water-Source | WBAHP: Heat Pump Packaged Unit | Heat Pump | 460 | 3 |  |  |  | Single-Speed |  |  |  | 53100 | 2435 | 21.8 |  | 46700 | 2975 | 4.6 |  | Non Federally-Regulated | 12/06/2019 |  | 02/21/2020
Enertech Global, LLC | Tetco | TVT060 |  | Ground-Source | WBAHP: Heat Pump Packaged Unit | Heat Pump | 208 | 1 |  |  |  | Single-Speed |  |  |  | 60900 | 3460 | 17.6 |  | 46300 | 3570 | 3.8 |  | Non Federally-Regulated | 09/18/2019 |  | 02/21/2020
Enertech Global, LLC | Tetco | TVT060 |  | Ground-Water-Source | WBAHP: Heat Pump Packaged Unit | Heat Pump | 208 | 1 |  |  |  | Single-Speed |  |  |  | 64200 | 2918 | 22 |  | 57500 | 3744 | 4.5 |  | Non Federally-Regulated | 09/18/2019 |  | 02/21/2020
Enertech Global, LLC | Tetco | TVT060 |  | Water-Source | WBAHP: Heat Pump Packaged Unit | Heat Pump | 208 | 1 |  |  |  | Single-Speed |  |  |  | 58600 | 3805 | 15.4 |  | 70500 | 4051 | 5.1 |  | Federally-Regulated Commercial & Industrial Equipment | 09/18/2019 |  | 02/21/2020
Enertech Global, LLC | Tetco | TVT060 |  | Ground-Source | WBAHP: Heat Pump Packaged Unit | Heat Pump | 230 | 1 |  |  |  | Single-Speed |  |  |  | 60900 | 3460 | 17.6 | 13.4 | 46300 | 3570 | 3.8 | 3.1 | Non Federally-Regulated | 10/10/2017 |  | 02/21/2020
Enertech Global, LLC | Tetco | TVT060 |  | Ground-Water-Source | WBAHP: Heat Pump Packaged Unit | Heat Pump | 230 | 1 |  |  |  | Single-Speed |  |  |  | 64200 | 2918 | 22 | 16.2 | 57500 | 3744 | 4.5 | 3.6 | Non Federally-Regulated | 10/10/2017 |  | 02/21/2020
Enertech Global, LLC | Tetco | TVT060 |  | Water-Source | WBAHP: Heat Pump Packaged Unit | Heat Pump | 230 | 1 |  |  |  | Single-Speed |  |  |  | 58600 | 3805 | 15.4 | 11.2 | 70500 | 4051 | 5.1 | 4.2 | Federally-Regulated Commercial & Industrial Equipment | 10/10/2017 |  | 02/21/2020
Enertech Global, LLC | Tetco | TVT060*2 |  | Ground-Source | WBAHP: Heat Pump Packaged Unit | Heat Pump | 208 | 3 |  |  |  | Single-Speed |  |  |  | 60900 | 3460 | 17.6 |  | 46300 | 3570 | 3.8 |  | Non Federally-Regulated | 09/18/2019 |  | 02/21/2020
Enertech Global, LLC | Tetco | TVT060*2 |  | Ground-Water-Source | WBAHP: Heat Pump Packaged Unit | Heat Pump | 208 | 3 |  |  |  | Single-Speed |  |  |  | 64200 | 2918 | 22 |  | 57500 | 3744 | 4.5 |  | Non Federally-Regulated | 09/18/2019 |  | 02/21/2020
Enertech Global, LLC | Tetco | TVT060*2 |  | Water-Source | WBAHP: Heat Pump Packaged Unit | Heat Pump | 208 | 3 |  |  |  | Single-Speed |  |  |  | 58600 | 3805 | 15.4 |  | 70500 | 4051 | 5.1 |  | Federally-Regulated Commercial & Industrial Equipment | 09/18/2019 |  | 02/21/2020
Enertech Global, LLC | Tetco | TVT060*2 |  | Ground-Source | WBAHP: Heat Pump Packaged Unit | Heat Pump | 230 | 3 |  |  |  | Single-Speed |  |  |  | 60900 | 3460 | 17.6 | 13.4 | 46300 | 3570 | 3.8 | 3.1 | Non Federally-Regulated | 10/10/2017 |  | 02/21/2020
Enertech Global, LLC | Tetco | TVT060*2 |  | Ground-Water-Source | WBAHP: Heat Pump Packaged Unit | Heat Pump | 230 | 3 |  |  |  | Single-Speed |  |  |  | 64200 | 2918 | 22 | 16.2 | 57500 | 3744 | 4.5 | 3.6 | Non Federally-Regulated | 10/10/2017 |  | 02/21/2020
Enertech Global, LLC | Tetco | TVT060*2 |  | Water-Source | WBAHP: Heat Pump Packaged Unit | Heat Pump | 230 | 3 |  |  |  | Single-Speed |  |  |  | 58600 | 3805 | 15.4 | 11.2 | 70500 | 4051 | 5.1 | 4.2 | Federally-Regulated Commercial & Industrial Equipment | 10/10/2017 |  | 02/21/2020
Enertech Global, LLC | Tetco | TVT060*3 |  | Ground-Source | WBAHP: Heat Pump Packaged Unit | Heat Pump | 460 | 3 |  |  |  | Single-Speed |  |  |  | 60900 | 3460 | 17.6 |  | 46300 | 3570 | 3.8 |  | Non Federally-Regulated | 09/18/2019 |  | 02/21/2020
Enertech Global, LLC | Tetco | TVT060*3 |  | Ground-Water-Source | WBAHP: Heat Pump Packaged Unit | Heat Pump | 460 | 3 |  |  |  | Single-Speed |  |  |  | 64200 | 2918 | 22 |  | 57500 | 3744 | 4.5 |  | Non Federally-Regulated | 09/18/2019 |  | 02/21/2020
Enertech Global, LLC | Tetco | TVT060*3 |  | Water-Source | WBAHP: Heat Pump Packaged Unit | Heat Pump | 460 | 3 |  |  |  | Single-Speed |  |  |  | 58600 | 3805 | 15.4 |  | 70500 | 4051 | 5.1 |  | Federally-Regulated Commercial & Industrial Equipment | 09/18/2019 |  | 02/21/2020
Enertech Global, LLC | Tetco | TVT060*A |  | Ground-Source | WBAHP: Heat Pump Packaged Unit | Heat Pump | 265 | 1 |  |  |  | Single-Speed |  |  |  | 60900 | 3603 | 16.9 |  | 46300 | 3667 | 3.7 |  | Non Federally-Regulated | 10/25/2019 |  | 02/21/2020
Enertech Global, LLC | Tetco | TVT060*A |  | Ground-Water-Source | WBAHP: Heat Pump Packaged Unit | Heat Pump | 265 | 1 |  |  |  | Single-Speed |  |  |  | 64200 | 3042 | 21.1 |  | 57500 | 3829 | 4.4 |  | Non Federally-Regulated | 10/25/2019 |  | 02/21/2020
Enertech Global, LLC | Tetco | TVT060*A |  | Water-Source | WBAHP: Heat Pump Packaged Unit | Heat Pump | 265 | 1 |  |  |  | Single-Speed |  |  |  | 58600 | 3932 | 14.9 |  | 70500 | 4216 | 4.9 |  | Federally-Regulated Commercial & Industrial Equipment | 10/25/2019 |  | 02/21/2020
Enertech Global, LLC | Tetco | TRT024A | MPD024 | Ground-Source | WBAHP-CB: Heat Pump Split Syst | Heat Pump | 208 | 1 | False |  |  | Single-Speed |  |  |  | 24600 | 1556 | 15.8 | 13.4 | 18000 | 1598 | 3.3 | 3.1 | Non Federally-Regulated | 12/06/2019 |  | 02/21/2020
Enertech Global, LLC | Tetco | TRT024A | MPD024 | Ground-Source | WBAHP-CB: Heat Pump Split Syst | Heat Pump | 230 | 1 | False |  |  | Single-Speed |  |  |  | 24600 | 1556 | 15.8 | 13.4 | 18000 | 1598 | 3.3 | 3.1 | Non Federally-Regulated | 11/30/2016 |  | 02/21/2020
Enertech Global, LLC | Tetco | TRT036A | MPD036 | Ground-Source | WBAHP-CB: Heat Pump Split Syst | Heat Pump | 208 | 1 | False |  |  | Single-Speed |  |  |  | 35500 | 2218 | 16 | 13.4 | 27400 | 2170 | 3.7 | 3.1 | Non Federally-Regulated | 12/06/2019 |  | 02/21/2020
Enertech Global, LLC | Tetco | TRT036A | MPD036 | Ground-Source | WBAHP-CB: Heat Pump Split Syst | Heat Pump | 230 | 1 | False |  |  | Single-Speed |  |  |  | 35500 | 2218 | 16 | 13.4 | 27400 | 2170 | 3.7 | 3.1 | Non Federally-Regulated | 11/30/2016 |  | 02/21/2020
Enertech Global, LLC | Tetco | TRT048A | MPD060 | Ground-Source | WBAHP-CB: Heat Pump Split Syst | Heat Pump | 208 | 1 | False |  |  | Single-Speed |  |  |  | 50700 | 2816 | 18 | 13.4 | 34200 | 2708 | 3.7 | 3.1 | Non Federally-Regulated | 11/30/2016 |  | 02/21/2020
Enertech Global, LLC | Tetco | TRT048A | MPD060 | Ground-Source | WBAHP-CB: Heat Pump Split Syst | Heat Pump | 230 | 1 | False |  |  | Single-Speed |  |  |  | 50700 | 2816 | 18 | 13.4 | 34200 | 2708 | 3.7 | 3.1 | Non Federally-Regulated | 11/30/2016 |  | 02/21/2020
Enertech Global, LLC | Tetco | TRT060A | MPD060 | Ground-Source | WBAHP-CB: Heat Pump Split Syst | Heat Pump | 208 | 1 | False |  |  | Single-Speed |  |  |  | 61500 | 3575 | 17.2 | 13.4 | 45600 | 3818 | 3.5 | 3.1 | Non Federally-Regulated | 11/30/2016 |  | 02/21/2020
Enertech Global, LLC | Tetco | TRT060A | MPD060 | Ground-Source | WBAHP-CB: Heat Pump Split Syst | Heat Pump | 230 | 1 | False |  |  | Single-Speed |  |  |  | 61500 | 3575 | 17.2 | 13.4 | 45600 | 3818 | 3.5 | 3.1 | Non Federally-Regulated | 11/30/2016 |  | 02/21/2020
Enertech Global, LLC | Tetco | TXT060D |  | Ground-Source | WBAHP: Heat Pump Packaged Unit | Heat Pump | 208 | 1 |  |  |  | Single-Speed |  |  |  | 63000 | 3539 | 17.8 | 13.4 | 47700 | 3778 | 3.7 | 3.1 | Non Federally-Regulated | 12/06/2019 |  | 02/21/2020
Enertech Global, LLC | Tetco | TXT060D |  | Ground-Source | WBAHP: Heat Pump Packaged Unit | Heat Pump | 230 | 1 |  |  |  | Single-Speed |  |  |  | 63000 | 3539 | 17.8 | 13.4 | 47700 | 3778 | 3.7 | 3.1 | Non Federally-Regulated | 11/30/2016 |  | 02/21/2020
Enertech Global, LLC | Tetco | TXT060D2 |  | Ground-Source | WBAHP: Heat Pump Packaged Unit | Heat Pump | 208 | 3 |  |  |  | Single-Speed |  |  |  | 63000 | 3539 | 17.8 | 13.4 | 47700 | 3778 | 3.7 | 3.1 | Non Federally-Regulated | 12/06/2019 |  | 02/21/2020
Enertech Global, LLC | Tetco | TXT060D2 |  | Ground-Source | WBAHP: Heat Pump Packaged Unit | Heat Pump | 230 | 3 |  |  |  | Single-Speed |  |  |  | 63000 | 3539 | 17.8 | 13.4 | 47700 | 3778 | 3.7 | 3.1 | Non Federally-Regulated | 11/30/2016 |  | 02/21/2020
Enertech Global, LLC | Tetco | TXT060D3 |  | Ground-Source | WBAHP: Heat Pump Packaged Unit | Heat Pump | 460 | 3 |  |  |  | Single-Speed |  |  |  | 63000 | 3539 | 17.8 | 13.4 | 47700 | 3778 | 3.7 | 3.1 | Non Federally-Regulated | 12/06/2019 |  | 02/21/2020
Enertech Global, LLC | Tetco | TXT024D |  | Ground-Source | WBAHP: Heat Pump Packaged Unit | Heat Pump | 208 | 1 |  |  |  | Single-Speed |  |  |  | 27200 | 1339 | 20.3 | 13.4 | 19800 | 1349 | 4.3 | 3.1 | Non Federally-Regulated | 12/06/2019 |  | 02/21/2020
Enertech Global, LLC | Tetco | TXT024D |  | Ground-Water-Source | WBAHP: Heat Pump Packaged Unit | Heat Pump | 208 | 1 |  |  |  | Single-Speed |  |  |  | 29600 | 1100 | 26.9 | 16.2 | 24700 | 1392 | 5.2 | 3.6 | Non Federally-Regulated | 12/06/2019 |  | 02/21/2020
Enertech Global, LLC | Tetco | TXT024D |  | Ground-Source | WBAHP: Heat Pump Packaged Unit | Heat Pump | 230 | 1 |  |  |  | Single-Speed |  |  |  | 27200 | 1339 | 20.3 | 13.4 | 19800 | 1349 | 4.3 | 3.1 | Non Federally-Regulated | 11/30/2016 |  | 02/21/2020
Enertech Global, LLC | Tetco | TXT024D |  | Ground-Water-Source | WBAHP: Heat Pump Packaged Unit | Heat Pump | 230 | 1 |  |  |  | Single-Speed |  |  |  | 29600 | 1100 | 26.9 | 16.2 | 24700 | 1392 | 5.2 | 3.6 | Non Federally-Regulated | 11/30/2016 |  | 02/21/2020
Enertech Global, LLC | Tetco | TXT024D2 |  | Ground-Source | WBAHP: Heat Pump Packaged Unit | Heat Pump | 208 | 3 |  |  |  | Single-Speed |  |  |  | 27200 | 1339 | 20.3 | 13.4 | 19800 | 1349 | 4.3 | 3.1 | Non Federally-Regulated | 12/06/2019 |  | 02/21/2020
Enertech Global, LLC | Tetco | TXT024D2 |  | Ground-Water-Source | WBAHP: Heat Pump Packaged Unit | Heat Pump | 208 | 3 |  |  |  | Single-Speed |  |  |  | 29600 | 1100 | 26.9 | 16.2 | 24700 | 1392 | 5.2 | 3.6 | Non Federally-Regulated | 12/06/2019 |  | 02/21/2020
Enertech Global, LLC | Tetco | TXT024D2 |  | Ground-Source | WBAHP: Heat Pump Packaged Unit | Heat Pump | 230 | 3 |  |  |  | Single-Speed |  |  |  | 27200 | 1339 | 20.3 | 13.4 | 19800 | 1349 | 4.3 | 3.1 | Non Federally-Regulated | 11/30/2016 |  | 02/21/2020
Enertech Global, LLC | Tetco | TXT024D2 |  | Ground-Water-Source | WBAHP: Heat Pump Packaged Unit | Heat Pump | 230 | 3 |  |  |  | Single-Speed |  |  |  | 29600 | 1100 | 26.9 | 16.2 | 24700 | 1392 | 5.2 | 3.6 | Non Federally-Regulated | 11/30/2016 |  | 02/21/2020
Enertech Global, LLC | Tetco | TXT024D3 |  | Ground-Source | WBAHP: Heat Pump Packaged Unit | Heat Pump | 460 | 3 |  |  |  | Single-Speed |  |  |  | 27200 | 1339 | 20.3 | 13.4 | 19800 | 1349 | 4.3 | 3.1 | Non Federally-Regulated | 12/06/2019 |  | 02/21/2020
Enertech Global, LLC | Tetco | TXT024D3 |  | Ground-Water-Source | WBAHP: Heat Pump Packaged Unit | Heat Pump | 460 | 3 |  |  |  | Single-Speed |  |  |  | 29600 | 1100 | 26.9 | 16.2 | 24700 | 1392 | 5.2 | 3.6 | Non Federally-Regulated | 12/06/2019 |  | 02/21/2020
Enertech Global, LLC | Tetco | TXT036D |  | Ground-Source | WBAHP: Heat Pump Packaged Unit | Heat Pump | 208 | 1 |  |  |  | Single-Speed |  |  |  | 38900 | 2125 | 18.3 | 13.4 | 29200 | 2037 | 4.2 | 3.1 | Non Federally-Regulated | 02/08/2019 |  | 02/21/2020
Enertech Global, LLC | Tetco | TXT036D |  | Ground-Water-Source | WBAHP: Heat Pump Packaged Unit | Heat Pump | 208 | 1 |  |  |  | Single-Speed |  |  |  | 42200 | 1758 | 24 | 16.2 | 37000 | 2126 | 5.1 | 3.6 | Non Federally-Regulated | 02/08/2019 |  | 02/21/2020
Enertech Global, LLC | Tetco | TXT036D |  | Ground-Source | WBAHP: Heat Pump Packaged Unit | Heat Pump | 230 | 1 |  |  |  | Single-Speed |  |  |  | 38900 | 2125 | 18.3 | 13.4 | 29200 | 2037 | 4.2 | 3.1 | Non Federally-Regulated | 11/30/2016 |  | 02/21/2020
Enertech Global, LLC | Tetco | TXT036D |  | Ground-Water-Source | WBAHP: Heat Pump Packaged Unit | Heat Pump | 230 | 1 |  |  |  | Single-Speed |  |  |  | 42200 | 1758 | 24 | 16.2 | 37000 | 2126 | 5.1 | 3.6 | Non Federally-Regulated | 11/30/2016 |  | 02/21/2020
Enertech Global, LLC | Tetco | TXT036D2 |  | Ground-Source | WBAHP: Heat Pump Packaged Unit | Heat Pump | 208 | 3 |  |  |  | Single-Speed |  |  |  | 38900 | 2125 | 18.3 | 13.4 | 29200 | 2037 | 4.2 | 3.1 | Non Federally-Regulated | 11/30/2016 |  | 02/21/2020
Enertech Global, LLC | Tetco | TXT036D2 |  | Ground-Water-Source | WBAHP: Heat Pump Packaged Unit | Heat Pump | 208 | 3 |  |  |  | Single-Speed |  |  |  | 42200 | 1758 | 24 | 16.2 | 37000 | 2126 | 5.1 | 3.6 | Non Federally-Regulated | 11/30/2016 |  | 02/21/2020
Enertech Global, LLC | Tetco | TXT036D2 |  | Ground-Source | WBAHP: Heat Pump Packaged Unit | Heat Pump | 230 | 3 |  |  |  | Single-Speed |  |  |  | 38900 | 2125 | 18.3 | 13.4 | 29200 | 2037 | 4.2 | 3.1 | Non Federally-Regulated | 11/30/2016 |  | 02/21/2020
Enertech Global, LLC | Tetco | TXT036D2 |  | Ground-Water-Source | WBAHP: Heat Pump Packaged Unit | Heat Pump | 230 | 3 |  |  |  | Single-Speed |  |  |  | 42200 | 1758 | 24 | 16.2 | 37000 | 2126 | 5.1 | 3.6 | Non Federally-Regulated | 11/30/2016 |  | 02/21/2020
Enertech Global, LLC | Tetco | TXT036D3 |  | Ground-Source | WBAHP: Heat Pump Packaged Unit | Heat Pump | 460 | 3 |  |  |  | Single-Speed |  |  |  | 38900 | 2125 | 18.3 | 13.4 | 29200 | 2037 | 4.2 | 3.1 | Non Federally-Regulated | 11/30/2016 |  | 02/21/2020
Enertech Global, LLC | Tetco | TXT036D3 |  | Ground-Water-Source | WBAHP: Heat Pump Packaged Unit | Heat Pump | 460 | 3 |  |  |  | Single-Speed |  |  |  | 42200 | 1758 | 24 | 16.2 | 37000 | 2126 | 5.1 | 3.6 | Non Federally-Regulated | 11/30/2016 |  | 02/21/2020
Enertech Global, LLC | Tetco | TCT036D |  | Ground-Source | WBAHP: Heat Pump Packaged Unit | Heat Pump | 208 | 1 |  |  |  | Single-Speed |  |  |  | 38600 | 2109 | 18.3 | 13.4 | 28600 | 2044 | 4.1 | 3.1 | Non Federally-Regulated | 02/08/2019 |  | 02/21/2020
Enertech Global, LLC | Tetco | TCT036D |  | Ground-Water-Source | WBAHP: Heat Pump Packaged Unit | Heat Pump | 208 | 1 |  |  |  | Single-Speed |  |  |  | 41700 | 1774 | 23.5 | 16.2 | 36700 | 2151 | 5 | 3.6 | Non Federally-Regulated | 02/08/2019 |  | 02/21/2020
Enertech Global, LLC | Tetco | TCT036D |  | Ground-Source | WBAHP: Heat Pump Packaged Unit | Heat Pump | 230 | 1 |  |  |  | Single-Speed |  |  |  | 38600 | 2109 | 18.3 | 13.4 | 28600 | 2044 | 4.1 | 3.1 | Non Federally-Regulated | 11/30/2016 |  | 02/21/2020
Enertech Global, LLC | Tetco | TCT036D |  | Ground-Water-Source | WBAHP: Heat Pump Packaged Unit | Heat Pump | 230 | 1 |  |  |  | Single-Speed |  |  |  | 41700 | 1774 | 23.5 | 16.2 | 36700 | 2151 | 5 | 3.6 | Non Federally-Regulated | 11/30/2016 |  | 02/21/2020
Enertech Global, LLC | Tetco | TCT036D2 |  | Ground-Source | WBAHP: Heat Pump Packaged Unit | Heat Pump | 208 | 3 |  |  |  | Single-Speed |  |  |  | 38600 | 2109 | 18.3 | 13.4 | 28600 | 2044 | 4.1 | 3.1 | Non Federally-Regulated | 11/30/2016 |  | 02/21/2020
Enertech Global, LLC | Tetco | TCT036D2 |  | Ground-Water-Source | WBAHP: Heat Pump Packaged Unit | Heat Pump | 208 | 3 |  |  |  | Single-Speed |  |  |  | 41700 | 1774 | 23.5 | 16.2 | 36700 | 2151 | 5 | 3.6 | Non Federally-Regulated | 11/30/2016 |  | 02/21/2020
Enertech Global, LLC | Tetco | TCT036D2 |  | Ground-Source | WBAHP: Heat Pump Packaged Unit | Heat Pump | 230 | 3 |  |  |  | Single-Speed |  |  |  | 38600 | 2109 | 18.3 | 13.4 | 28600 | 2044 | 4.1 | 3.1 | Non Federally-Regulated | 11/30/2016 |  | 02/21/2020
Enertech Global, LLC | Tetco | TCT036D2 |  | Ground-Water-Source | WBAHP: Heat Pump Packaged Unit | Heat Pump | 230 | 3 |  |  |  | Single-Speed |  |  |  | 41700 | 1774 | 23.5 | 16.2 | 36700 | 2151 | 5 | 3.6 | Non Federally-Regulated | 11/30/2016 |  | 02/21/2020
Enertech Global, LLC | Tetco | TCT036D3 |  | Ground-Source | WBAHP: Heat Pump Packaged Unit | Heat Pump | 460 | 3 |  |  |  | Single-Speed |  |  |  | 38600 | 2109 | 18.3 | 13.4 | 28600 | 2044 | 4.1 | 3.1 | Non Federally-Regulated | 11/30/2016 |  | 02/21/2020
Enertech Global, LLC | Tetco | TCT036D3 |  | Ground-Water-Source | WBAHP: Heat Pump Packaged Unit | Heat Pump | 460 | 3 |  |  |  | Single-Speed |  |  |  | 41700 | 1774 | 23.5 | 16.2 | 36700 | 2151 | 5 | 3.6 | Non Federally-Regulated | 11/30/2016 |  | 02/21/2020
Enertech Global, LLC | Tetco | TXT048D |  | Ground-Source | WBAHP: Heat Pump Packaged Unit | Heat Pump | 208 | 1 |  |  |  | Single-Speed |  |  |  | 49000 | 2865 | 17.1 | 13.4 | 38200 | 2870 | 3.9 | 3.1 | Non Federally-Regulated | 12/06/2019 |  | 02/21/2020
Enertech Global, LLC | Tetco | TXT048D |  | Ground-Water-Source | WBAHP: Heat Pump Packaged Unit | Heat Pump | 208 | 1 |  |  |  | Single-Speed |  |  |  | 53100 | 2402 | 22.1 | 16.2 | 47400 | 3019 | 4.6 | 3.6 | Non Federally-Regulated | 12/06/2019 |  | 02/21/2020
Enertech Global, LLC | Tetco | TXT048D |  | Ground-Source | WBAHP: Heat Pump Packaged Unit | Heat Pump | 230 | 1 |  |  |  | Single-Speed |  |  |  | 49000 | 2865 | 17.1 | 13.4 | 38200 | 2870 | 3.9 | 3.1 | Non Federally-Regulated | 11/30/2016 |  | 02/21/2020
Enertech Global, LLC | Tetco | TXT048D |  | Ground-Water-Source | WBAHP: Heat Pump Packaged Unit | Heat Pump | 230 | 1 |  |  |  | Single-Speed |  |  |  | 53100 | 2402 | 22.1 | 16.2 | 47400 | 3019 | 4.6 | 3.6 | Non Federally-Regulated | 11/30/2016 |  | 02/21/2020
Enertech Global, LLC | Tetco | TXT048D2 |  | Ground-Source | WBAHP: Heat Pump Packaged Unit | Heat Pump | 208 | 3 |  |  |  | Single-Speed |  |  |  | 49000 | 2865 | 17.1 | 13.4 | 38200 | 2870 | 3.9 | 3.1 | Non Federally-Regulated | 12/06/2019 |  | 02/21/2020
Enertech Global, LLC | Tetco | TXT048D2 |  | Ground-Water-Source | WBAHP: Heat Pump Packaged Unit | Heat Pump | 208 | 3 |  |  |  | Single-Speed |  |  |  | 53100 | 2402 | 22.1 | 16.2 | 47400 | 3019 | 4.6 | 3.6 | Non Federally-Regulated | 12/06/2019 |  | 02/21/2020
Enertech Global, LLC | Tetco | TXT048D2 |  | Ground-Source | WBAHP: Heat Pump Packaged Unit | Heat Pump | 230 | 3 |  |  |  | Single-Speed |  |  |  | 49000 | 2865 | 17.1 | 13.4 | 38200 | 2870 | 3.9 | 3.1 | Non Federally-Regulated | 11/30/2016 |  | 02/21/2020
Enertech Global, LLC | Tetco | TXT048D2 |  | Ground-Water-Source | WBAHP: Heat Pump Packaged Unit | Heat Pump | 230 | 3 |  |  |  | Single-Speed |  |  |  | 53100 | 2402 | 22.1 | 16.2 | 47400 | 3019 | 4.6 | 3.6 | Non Federally-Regulated | 11/30/2016 |  | 02/21/2020
Enertech Global, LLC | Tetco | TXT048D3 |  | Ground-Source | WBAHP: Heat Pump Packaged Unit | Heat Pump | 460 | 3 |  |  |  | Single-Speed |  |  |  | 49000 | 2865 | 17.1 | 13.4 | 38200 | 2870 | 3.9 | 3.1 | Non Federally-Regulated | 12/06/2019 |  | 02/21/2020
Enertech Global, LLC | Tetco | TXT048D3 |  | Ground-Water-Source | WBAHP: Heat Pump Packaged Unit | Heat Pump | 460 | 3 |  |  |  | Single-Speed |  |  |  | 53100 | 2402 | 22.1 | 16.2 | 47400 | 3019 | 4.6 | 3.6 | Non Federally-Regulated | 12/06/2019 |  | 02/21/2020
Enertech Global, LLC | Tetco | TCT048D |  | Ground-Source | WBAHP: Heat Pump Packaged Unit | Heat Pump | 208 | 1 |  |  |  | Single-Speed |  |  |  | 49000 | 2865 | 17.1 | 13.4 | 38000 | 2855 | 3.9 | 3.1 | Non Federally-Regulated | 12/06/2019 |  | 02/21/2020
Enertech Global, LLC | Tetco | TCT048D |  | Ground-Water-Source | WBAHP: Heat Pump Packaged Unit | Heat Pump | 208 | 1 |  |  |  | Single-Speed |  |  |  | 53100 | 2435 | 21.8 | 16.2 | 46700 | 2975 | 4.6 | 3.6 | Non Federally-Regulated | 12/06/2019 |  | 02/21/2020
Enertech Global, LLC | Tetco | TCT048D |  | Ground-Source | WBAHP: Heat Pump Packaged Unit | Heat Pump | 230 | 1 |  |  |  | Single-Speed |  |  |  | 49000 | 2865 | 17.1 | 13.4 | 38000 | 2855 | 3.9 | 3.1 | Non Federally-Regulated | 11/30/2016 |  | 02/21/2020
Enertech Global, LLC | Tetco | TCT048D |  | Ground-Water-Source | WBAHP: Heat Pump Packaged Unit | Heat Pump | 230 | 1 |  |  |  | Single-Speed |  |  |  | 53100 | 2435 | 21.8 | 16.2 | 46700 | 2975 | 4.6 | 3.6 | Non Federally-Regulated | 11/30/2016 |  | 02/21/2020
Enertech Global, LLC | Tetco | TCT048D2 |  | Ground-Source | WBAHP: Heat Pump Packaged Unit | Heat Pump | 208 | 3 |  |  |  | Single-Speed |  |  |  | 49000 | 2865 | 17.1 | 13.4 | 38000 | 2855 | 3.9 | 3.1 | Non Federally-Regulated | 12/06/2019 |  | 02/21/2020
Enertech Global, LLC | Tetco | TCT048D2 |  | Ground-Water-Source | WBAHP: Heat Pump Packaged Unit | Heat Pump | 208 | 3 |  |  |  | Single-Speed |  |  |  | 53100 | 2435 | 21.8 | 16.2 | 46700 | 2975 | 4.6 | 3.6 | Non Federally-Regulated | 12/06/2019 |  | 02/21/2020
Enertech Global, LLC | Tetco | TCT048D2 |  | Ground-Source | WBAHP: Heat Pump Packaged Unit | Heat Pump | 230 | 3 |  |  |  | Single-Speed |  |  |  | 49000 | 2865 | 17.1 | 13.4 | 38000 | 2855 | 3.9 | 3.1 | Non Federally-Regulated | 11/30/2016 |  | 02/21/2020
Enertech Global, LLC | Tetco | TCT048D2 |  | Ground-Water-Source | WBAHP: Heat Pump Packaged Unit | Heat Pump | 230 | 3 |  |  |  | Single-Speed |  |  |  | 53100 | 2435 | 21.8 | 16.2 | 46700 | 2975 | 4.6 | 3.6 | Non Federally-Regulated | 11/30/2016 |  | 02/21/2020
Enertech Global, LLC | Tetco | TCT048D3 |  | Ground-Source | WBAHP: Heat Pump Packaged Unit | Heat Pump | 460 | 3 |  |  |  | Single-Speed |  |  |  | 49000 | 2865 | 17.1 | 13.4 | 38000 | 2855 | 3.9 | 3.1 | Non Federally-Regulated | 12/06/2019 |  | 02/21/2020
Enertech Global, LLC | Tetco | TCT048D3 |  | Ground-Water-Source | WBAHP: Heat Pump Packaged Unit | Heat Pump | 460 | 3 |  |  |  | Single-Speed |  |  |  | 53100 | 2435 | 21.8 | 16.2 | 46700 | 2975 | 4.6 | 3.6 | Non Federally-Regulated | 12/06/2019 |  | 02/21/2020
FHP Manufacturing Company | Bosch | ES035-1CF/HZ/VT*-*****A |  | Ground-Source | WBAHP: Heat Pump Packaged Unit | Heat Pump | 208 | 1 |  |  |  | Dual-Speed |  |  |  | 38000 | 2209 | 17.2 |  | 28000 | 2159 | 3.8 |  | Non Federally-Regulated | 10/25/2019 |  | 02/21/2020
FHP Manufacturing Company | Bosch | ES035-1CF/HZ/VT*-*****A |  | Ground-Water-Source | WBAHP: Heat Pump Packaged Unit | Heat Pump | 208 | 1 |  |  |  | Dual-Speed |  |  |  | 42000 | 2192 | 19.16 |  | 36000 | 2740 | 3.9 |  | Non Federally-Regulated | 10/25/2019 |  | 02/21/2020
FHP Manufacturing Company | Bosch | ES035-1CF/HZ/VT*-*****A |  | Water-Source | WBAHP: Heat Pump Packaged Unit | Heat Pump | 208 | 1 |  |  |  | Dual-Speed |  |  |  | 36000 | 2465 | 14.6 |  | 43000 | 2625 | 4.8 |  | Federally-Regulated Commercial & Industrial Equipment | 10/25/2019 |  | 02/21/2020
FHP Manufacturing Company | Bosch | ES035-1CF/HZ/VT*-*****A |  | Ground-Source | WBAHP: Heat Pump Packaged Unit | Heat Pump | 230 | 1 |  |  |  | Dual-Speed |  |  |  | 38000 | 2209 | 17.2 | 13.4 | 28000 | 2159 | 3.8 | 3.1 | Non Federally-Regulated | 05/25/2016 |  | 02/21/2020
FHP Manufacturing Company | Bosch | ES035-1CF/HZ/VT*-*****A |  | Ground-Water-Source | WBAHP: Heat Pump Packaged Unit | Heat Pump | 230 | 1 |  |  |  | Dual-Speed |  |  |  | 42000 | 1944 | 21.6 | 16.2 | 36000 | 2512 | 4.2 | 3.6 | Non Federally-Regulated | 05/25/2016 |  | 02/21/2020
FHP Manufacturing Company | Bosch | ES035-1CF/HZ/VT*-*****A |  | Water-Source | WBAHP: Heat Pump Packaged Unit | Heat Pump | 230 | 1 |  |  |  | Dual-Speed |  |  |  | 36000 | 2465 | 14.6 | 11.2 | 43000 | 2625 | 4.8 | 4.2 | Federally-Regulated Commercial & Industrial Equipment | 05/25/2016 |  | 02/21/2020
FHP Manufacturing Company | Bosch | ES035-3CF/HZ/VT*-*****A |  | Ground-Source | WBAHP: Heat Pump Packaged Unit | Heat Pump | 208 | 3 |  |  |  | Dual-Speed |  |  |  | 38000 | 2420 | 15.7 |  | 28000 | 2311 | 3.6 |  | Non Federally-Regulated | 10/25/2019 |  | 02/21/2020
FHP Manufacturing Company | Bosch | ES035-3CF/HZ/VT*-*****A |  | Ground-Water-Source | WBAHP: Heat Pump Packaged Unit | Heat Pump | 208 | 3 |  |  |  | Dual-Speed |  |  |  | 42000 | 2265 | 18.54 |  | 36000 | 2740 | 3.9 |  | Non Federally-Regulated | 10/25/2019 |  | 02/21/2020
FHP Manufacturing Company | Bosch | ES035-3CF/HZ/VT*-*****A |  | Water-Source | WBAHP: Heat Pump Packaged Unit | Heat Pump | 208 | 3 |  |  |  | Dual-Speed |  |  |  | 36000 | 2571 | 14 |  | 43000 | 2739 | 4.6 |  | Federally-Regulated Commercial & Industrial Equipment | 10/25/2019 |  | 02/21/2020
FHP Manufacturing Company | Bosch | ES035-3CF/HZ/VT*-*****A |  | Ground-Source | WBAHP: Heat Pump Packaged Unit | Heat Pump | 230 | 3 |  |  |  | Dual-Speed |  |  |  | 38000 | 2209 | 17.2 | 13.4 | 28000 | 2159 | 3.8 | 3.1 | Non Federally-Regulated | 05/25/2016 |  | 02/21/2020
FHP Manufacturing Company | Bosch | ES035-3CF/HZ/VT*-*****A |  | Ground-Water-Source | WBAHP: Heat Pump Packaged Unit | Heat Pump | 230 | 3 |  |  |  | Dual-Speed |  |  |  | 42000 | 1944 | 21.6 | 16.2 | 36000 | 2512 | 4.2 | 3.6 | Non Federally-Regulated | 05/25/2016 |  | 02/21/2020
FHP Manufacturing Company | Bosch | ES035-3CF/HZ/VT*-*****A |  | Water-Source | WBAHP: Heat Pump Packaged Unit | Heat Pump | 230 | 3 |  |  |  | Dual-Speed |  |  |  | 36000 | 2465 | 14.6 | 11.2 | 43000 | 2625 | 4.8 | 4.2 | Federally-Regulated Commercial & Industrial Equipment | 05/25/2016 |  | 02/21/2020
FHP Manufacturing Company | Bosch | ES035-4CF/HZ/VT*-*****A |  | Ground-Source | WBAHP: Heat Pump Packaged Unit | Heat Pump | 460 | 3 |  |  |  | Dual-Speed |  |  |  | 38000 | 2209 | 17.2 |  | 28000 | 2159 | 3.8 |  | Non Federally-Regulated | 10/25/2019 |  | 02/21/2020
FHP Manufacturing Company | Bosch | ES035-4CF/HZ/VT*-*****A |  | Ground-Water-Source | WBAHP: Heat Pump Packaged Unit | Heat Pump | 460 | 3 |  |  |  | Dual-Speed |  |  |  | 42000 | 2192 | 19.16 |  | 36000 | 2740 | 3.9 |  | Non Federally-Regulated | 10/25/2019 |  | 02/21/2020
FHP Manufacturing Company | Bosch | ES035-4CF/HZ/VT*-*****A |  | Water-Source | WBAHP: Heat Pump Packaged Unit | Heat Pump | 460 | 3 |  |  |  | Dual-Speed |  |  |  | 36000 | 2465 | 14.6 |  | 43000 | 2625 | 4.8 |  | Federally-Regulated Commercial & Industrial Equipment | 10/25/2019 |  | 02/21/2020
AAON, Inc. | AAON, Inc. | WV-036-1-H-DCAC-C0-10-D00-A |  | Ground-Source | WBAHP: Heat Pump Packaged Unit | Heat Pump | 208 | 1 |  |  |  | Dual-Speed |  |  |  | 38500 | 2264 | 17 | 13.4 | 29100 | 2436 | 3.5 | 3.1 | Non Federally-Regulated | 10/28/2019 |  | 02/21/2020
AAON, Inc. | AAON, Inc. | WV-048-1-H-DCAC-C0-10-D00-A |  | Ground-Source | WBAHP: Heat Pump Packaged Unit | Heat Pump | 208 | 1 |  |  |  | Dual-Speed |  |  |  | 49000 | 2969 | 16.5 | 13.4 | 39800 | 3332 | 3.5 | 3.1 | Non Federally-Regulated | 10/28/2019 |  | 02/21/2020
AAON, Inc. | AAON, Inc. | WV-060-1-H-DCAC-C0-10-D00-A |  | Ground-Source | WBAHP: Heat Pump Packaged Unit | Heat Pump | 208 | 1 |  |  |  | Dual-Speed |  |  |  | 59000 | 3806 | 15.5 | 13.4 | 46100 | 3927 | 3.4 | 3.1 | Non Federally-Regulated | 10/28/2019 |  | 02/21/2020
Enertech Global, LLC | GEOEXCEL | AVT060 |  | Ground-Source | WBAHP: Heat Pump Packaged Unit | Heat Pump | 208 | 1 |  |  |  | Single-Speed |  |  |  | 60900 | 3460 | 17.6 |  | 46300 | 3570 | 3.8 |  | Non Federally-Regulated | 09/18/2019 |  | 02/21/2020
Enertech Global, LLC | GEOEXCEL | AVT060 |  | Ground-Water-Source | WBAHP: Heat Pump Packaged Unit | Heat Pump | 208 | 1 |  |  |  | Single-Speed |  |  |  | 64200 | 2918 | 22 |  | 57500 | 3744 | 4.5 |  | Non Federally-Regulated | 09/18/2019 |  | 02/21/2020
Enertech Global, LLC | GEOEXCEL | AVT060 |  | Water-Source | WBAHP: Heat Pump Packaged Unit | Heat Pump | 208 | 1 |  |  |  | Single-Speed |  |  |  | 58600 | 3805 | 15.4 |  | 70500 | 4051 | 5.1 |  | Federally-Regulated Commercial & Industrial Equipment | 09/18/2019 |  | 02/21/2020
Enertech Global, LLC | GEOEXCEL | AVT060*2 |  | Ground-Source | WBAHP: Heat Pump Packaged Unit | Heat Pump | 208 | 3 |  |  |  | Single-Speed |  |  |  | 60900 | 3460 | 17.6 |  | 46300 | 3570 | 3.8 |  | Non Federally-Regulated | 09/18/2019 |  | 02/21/2020
Enertech Global, LLC | GEOEXCEL | AVT060*2 |  | Ground-Water-Source | WBAHP: Heat Pump Packaged Unit | Heat Pump | 208 | 3 |  |  |  | Single-Speed |  |  |  | 64200 | 2918 | 22 |  | 57500 | 3744 | 4.5 |  | Non Federally-Regulated | 09/18/2019 |  | 02/21/2020
Enertech Global, LLC | GEOEXCEL | AVT060*2 |  | Water-Source | WBAHP: Heat Pump Packaged Unit | Heat Pump | 208 | 3 |  |  |  | Single-Speed |  |  |  | 58600 | 3805 | 15.4 |  | 70500 | 4051 | 5.1 |  | Federally-Regulated Commercial & Industrial Equipment | 09/18/2019 |  | 02/21/2020
Enertech Global, LLC | GEOEXCEL | AVT060*3 |  | Ground-Source | WBAHP: Heat Pump Packaged Unit | Heat Pump | 460 | 3 |  |  |  | Single-Speed |  |  |  | 60900 | 3460 | 17.6 |  | 46300 | 3570 | 3.8 |  | Non Federally-Regulated | 09/18/2019 |  | 02/21/2020
Enertech Global, LLC | GEOEXCEL | AVT060*3 |  | Ground-Water-Source | WBAHP: Heat Pump Packaged Unit | Heat Pump | 460 | 3 |  |  |  | Single-Speed |  |  |  | 64200 | 2918 | 22 |  | 57500 | 3744 | 4.5 |  | Non Federally-Regulated | 09/18/2019 |  | 02/21/2020
Enertech Global, LLC | GEOEXCEL | AVT060*3 |  | Water-Source | WBAHP: Heat Pump Packaged Unit | Heat Pump | 460 | 3 |  |  |  | Single-Speed |  |  |  | 58600 | 3805 | 15.4 |  | 70500 | 4051 | 5.1 |  | Federally-Regulated Commercial & Industrial Equipment | 09/18/2019 |  | 02/21/2020
Enertech Global, LLC | GEOEXCEL | AVT060*A |  | Ground-Source | WBAHP: Heat Pump Packaged Unit | Heat Pump | 265 | 1 |  |  |  | Single-Speed |  |  |  | 60900 | 3603 | 16.9 |  | 46300 | 3667 | 3.7 |  | Non Federally-Regulated | 10/25/2019 |  | 02/21/2020
Enertech Global, LLC | GEOEXCEL | AVT060*A |  | Ground-Water-Source | WBAHP: Heat Pump Packaged Unit | Heat Pump | 265 | 1 |  |  |  | Single-Speed |  |  |  | 64200 | 3042 | 21.1 |  | 57500 | 3829 | 4.4 |  | Non Federally-Regulated | 10/25/2019 |  | 02/21/2020
Enertech Global, LLC | GEOEXCEL | AVT060*A |  | Water-Source | WBAHP: Heat Pump Packaged Unit | Heat Pump | 265 | 1 |  |  |  | Single-Speed |  |  |  | 58600 | 3932 | 14.9 |  | 70500 | 4216 | 4.9 |  | Federally-Regulated Commercial & Industrial Equipment | 10/25/2019 |  | 02/21/2020
FHP Manufacturing Company | BOSCH-GEO | CE061-1HZC-*****B |  | Water-Source | WBAHP: Heat Pump Packaged Unit | Heat Pump | 208 | 1 |  |  |  | Dual-Speed |  |  |  | 60000 | 4109 | 14.6 | 11.2 | 72000 | 4442 | 4.8 | 4.2 | Federally-Regulated Commercial & Industrial Equipment | 07/17/2019 |  | 02/21/2020
FHP Manufacturing Company | Bryant | GP060H**C***1**1 |  | Ground-Source | WBAHP: Heat Pump Packaged Unit | Heat Pump | 208 | 1 |  |  |  | Dual-Speed |  |  |  | 62000 | 3690 | 16.8 | 13.4 | 49000 | 3989 | 3.6 | 3.1 | Non Federally-Regulated | 07/17/2019 |  | 02/21/2020
FHP Manufacturing Company | Bryant | GZ024*******1**1 | CAP**24**AL* | Ground-Source | WBAHP-C: Heat Pump Split Syste | Heat Pump | 208 | 1 | False |  |  | Dual-Speed |  |  |  | 26100 | 1641 | 15.9 | 13.4 | 19000 | 1614 | 3.5 | 3.1 | Non Federally-Regulated | 08/06/2019 |  | 02/21/2020
FHP Manufacturing Company | Bryant | GZ024*******1**1 | CAP**24**AL* | Ground-Water-Source | WBAHP-C: Heat Pump Split Syste | Heat Pump | 208 | 1 | False |  |  | Dual-Speed |  |  |  | 28000 | 1244 | 22.5 | 16.2 | 23900 | 1628 | 4.3 | 3.6 | Non Federally-Regulated | 08/06/2019 |  | 02/21/2020
FHP Manufacturing Company | Bryant | GP060H**C***1**1 |  | Water-Source | WBAHP: Heat Pump Packaged Unit | Heat Pump | 208 | 1 |  |  |  | Dual-Speed |  |  |  | 60000 | 4109 | 14.6 | 11.2 | 72000 | 4442 | 4.8 | 4.2 | Federally-Regulated Commercial & Industrial Equipment | 07/17/2019 |  | 02/21/2020
FHP Manufacturing Company | Bryant | GZ024*******1**1 | CAP**24**AL* | Water-Source | WBAHP-C: Heat Pump Split Syste | Heat Pump | 208 | 1 | False |  |  | Dual-Speed |  |  |  | 24900 | 1784 | 13.95 | 12 | 28900 | 1764 | 4.8 | 4.2 | Federally-Regulated Commercial & Industrial Equipment | 08/06/2019 |  | 02/21/2020
FHP Manufacturing Company | Carrier | GP060H**C***1**1 |  | Ground-Source | WBAHP: Heat Pump Packaged Unit | Heat Pump | 208 | 1 |  |  |  | Dual-Speed |  |  |  | 62000 | 3690 | 16.8 | 13.4 | 49000 | 3989 | 3.6 | 3.1 | Non Federally-Regulated | 07/17/2019 |  | 02/21/2020
FHP Manufacturing Company | Carrier | GZ024*******1**1 | CAP**24**AL* | Ground-Source | WBAHP-C: Heat Pump Split Syste | Heat Pump | 208 | 1 | False |  |  | Dual-Speed |  |  |  | 26100 | 1641 | 15.9 |  | 19000 | 1614 | 3.5 |  | Non Federally-Regulated | 08/16/2019 |  | 02/21/2020
FHP Manufacturing Company | Carrier | GP060H**C***1**1 |  | Water-Source | WBAHP: Heat Pump Packaged Unit | Heat Pump | 208 | 1 |  |  |  | Dual-Speed |  |  |  | 60000 | 4109 | 14.6 | 11.2 | 72000 | 4442 | 4.8 | 4.2 | Federally-Regulated Commercial & Industrial Equipment | 07/17/2019 |  | 02/21/2020
FHP Manufacturing Company | Carrier | GZ024*******1**1 | CAP**24**AL* | Water-Source | WBAHP-C: Heat Pump Split Syste | Heat Pump | 208 | 1 | False |  |  | Dual-Speed |  |  |  | 24900 | 1784 | 13.95 |  | 28900 | 1764 | 4.8 |  | Federally-Regulated Commercial & Industrial Equipment | 08/16/2019 |  | 02/21/2020
FHP Manufacturing Company | GEO-THERMAL SPLIT | GZ024*******1**1 | CAP**24**AL* | Ground-Source | WBAHP-C: Heat Pump Split Syste | Heat Pump | 208 | 1 | False |  |  | Dual-Speed |  |  |  | 26100 | 1641 | 15.9 |  | 19000 | 1614 | 3.5 |  | Non Federally-Regulated | 12/05/2019 |  | 02/21/2020
FHP Manufacturing Company | GEO-THERMAL SPLIT | GZ024*******1**1 | CAP**24**AL* | Ground-Water-Source | WBAHP-C: Heat Pump Split Syste | Heat Pump | 208 | 1 | False |  |  | Dual-Speed |  |  |  | 28000 | 1244 | 22.5 |  | 23900 | 1628 | 4.3 |  | Non Federally-Regulated | 12/05/2019 |  | 02/21/2020
FHP Manufacturing Company | GEO-THERMAL SPLIT | GZ024*******1**1 | CAP**24**AL* | Water-Source | WBAHP-C: Heat Pump Split Syste | Heat Pump | 208 | 1 | False |  |  | Dual-Speed |  |  |  | 24900 | 1784 | 13.95 |  | 28900 | 1764 | 4.8 |  | Federally-Regulated Commercial & Industrial Equipment | 12/05/2019 |  | 02/21/2020
FHP Manufacturing Company | Arcoaire | HS024*******1**1 | EAM4X24L**A* | Ground-Source | WBAHP-C: Heat Pump Split Syste | Heat Pump | 208 | 1 | False |  |  | Dual-Speed |  |  |  | 26100 | 1641 | 15.9 | 13.4 | 19000 | 1614 | 3.5 | 3.1 | Non Federally-Regulated | 08/06/2019 |  | 02/21/2020
FHP Manufacturing Company | Arcoaire | HS024*******1**1 | EAM4X24L**A* | Ground-Water-Source | WBAHP-C: Heat Pump Split Syste | Heat Pump | 208 | 1 | False |  |  | Dual-Speed |  |  |  | 28000 | 1244 | 22.5 | 16.2 | 23900 | 1628 | 4.3 | 3.6 | Non Federally-Regulated | 08/06/2019 |  | 02/21/2020
FHP Manufacturing Company | Arcoaire | HS024*******1**1 | EAM4X24L**A* | Water-Source | WBAHP-C: Heat Pump Split Syste | Heat Pump | 208 | 1 | False |  |  | Dual-Speed |  |  |  | 24900 | 1784 | 13.95 | 12 | 28900 | 1764 | 4.8 | 4.2 | Federally-Regulated Commercial & Industrial Equipment | 08/06/2019 |  | 02/21/2020
FHP Manufacturing Company | BOSCH-GEO | CE061-1HZC-*****B |  | Ground-Source | WBAHP: Heat Pump Packaged Unit | Heat Pump | 208 | 1 |  |  |  | Dual-Speed |  |  |  | 62000 | 3690 | 16.8 | 13.4 | 49000 | 3989 | 3.6 | 3.1 | Non Federally-Regulated | 07/17/2019 |  | 02/21/2020
FHP Manufacturing Company | Carrier | GZ024*******1**1 | CAP**24**AL* | Ground-Water-Source | WBAHP-C: Heat Pump Split Syste | Heat Pump | 208 | 1 | False |  |  | Dual-Speed |  |  |  | 28000 | 1244 | 22.5 |  | 23900 | 1628 | 4.3 |  | Non Federally-Regulated | 08/16/2019 |  | 02/21/2020
FHP Manufacturing Company | Comfortmaker | HS024*******1**1 | EAM4X24L**A* | Ground-Source | WBAHP-C: Heat Pump Split Syste | Heat Pump | 208 | 1 | False |  |  | Dual-Speed |  |  |  | 26100 | 1641 | 15.9 | 13.4 | 19000 | 1614 | 3.5 | 3.1 | Non Federally-Regulated | 08/06/2019 |  | 02/21/2020
FHP Manufacturing Company | Comfortmaker | HS024*******1**1 | EAM4X24L**A* | Ground-Water-Source | WBAHP-C: Heat Pump Split Syste | Heat Pump | 208 | 1 | False |  |  | Dual-Speed |  |  |  | 28000 | 1244 | 22.5 | 16.2 | 23900 | 1628 | 4.3 | 3.6 | Non Federally-Regulated | 08/06/2019 |  | 02/21/2020
FHP Manufacturing Company | Comfortmaker | HS024*******1**1 | EAM4X24L**A* | Water-Source | WBAHP-C: Heat Pump Split Syste | Heat Pump | 208 | 1 | False |  |  | Dual-Speed |  |  |  | 24900 | 1784 | 13.95 | 12 | 28900 | 1764 | 4.8 | 4.2 | Federally-Regulated Commercial & Industrial Equipment | 08/06/2019 |  | 02/21/2020
FHP Manufacturing Company | Day & Night | HS024*******1**1 | EAM4X24L**A* | Ground-Source | WBAHP-C: Heat Pump Split Syste | Heat Pump | 208 | 1 | False |  |  | Dual-Speed |  |  |  | 26100 | 1641 | 15.9 | 13.4 | 19000 | 1614 | 3.5 | 3.1 | Non Federally-Regulated | 08/06/2019 |  | 02/21/2020
FHP Manufacturing Company | Day & Night | HS024*******1**1 | EAM4X24L**A* | Ground-Water-Source | WBAHP-C: Heat Pump Split Syste | Heat Pump | 208 | 1 | False |  |  | Dual-Speed |  |  |  | 28000 | 1244 | 22.5 | 16.2 | 23900 | 1628 | 4.3 | 3.6 | Non Federally-Regulated | 08/06/2019 |  | 02/21/2020
FHP Manufacturing Company | Day & Night | HS024*******1**1 | EAM4X24L**A* | Water-Source | WBAHP-C: Heat Pump Split Syste | Heat Pump | 208 | 1 | False |  |  | Dual-Speed |  |  |  | 24900 | 1784 | 13.95 | 12 | 28900 | 1764 | 4.8 | 4.2 | Federally-Regulated Commercial & Industrial Equipment | 08/06/2019 |  | 02/21/2020
FHP Manufacturing Company | Heil | HS024*******1**1 | EAM4X24L**A* | Ground-Source | WBAHP-C: Heat Pump Split Syste | Heat Pump | 208 | 1 | False |  |  | Dual-Speed |  |  |  | 26100 | 1641 | 15.9 | 13.4 | 19000 | 1614 | 3.5 | 3.1 | Non Federally-Regulated | 08/06/2019 |  | 02/21/2020
FHP Manufacturing Company | Heil | HS024*******1**1 | EAM4X24L**A* | Ground-Water-Source | WBAHP-C: Heat Pump Split Syste | Heat Pump | 208 | 1 | False |  |  | Dual-Speed |  |  |  | 28000 | 1244 | 22.5 | 16.2 | 23900 | 1628 | 4.3 | 3.6 | Non Federally-Regulated | 08/06/2019 |  | 02/21/2020
FHP Manufacturing Company | Heil | HS024*******1**1 | EAM4X24L**A* | Water-Source | WBAHP-C: Heat Pump Split Syste | Heat Pump | 208 | 1 | False |  |  | Dual-Speed |  |  |  | 24900 | 1784 | 13.95 | 12 | 28900 | 1764 | 4.8 | 4.2 | Federally-Regulated Commercial & Industrial Equipment | 08/06/2019 |  | 02/21/2020
FHP Manufacturing Company | Keeprite | HS024*******1**1 | EAM4X24L**A* | Ground-Source | WBAHP-C: Heat Pump Split Syste | Heat Pump | 208 | 1 | False |  |  | Dual-Speed |  |  |  | 26100 | 1641 | 15.9 | 13.4 | 19000 | 1614 | 3.5 | 3.1 | Non Federally-Regulated | 08/06/2019 |  | 02/21/2020
FHP Manufacturing Company | Keeprite | HS024*******1**1 | EAM4X24L**A* | Ground-Water-Source | WBAHP-C: Heat Pump Split Syste | Heat Pump | 208 | 1 | False |  |  | Dual-Speed |  |  |  | 28000 | 1244 | 22.5 | 16.2 | 23900 | 1628 | 4.3 | 3.6 | Non Federally-Regulated | 08/06/2019 |  | 02/21/2020
FHP Manufacturing Company | Keeprite | HS024*******1**1 | EAM4X24L**A* | Water-Source | WBAHP-C: Heat Pump Split Syste | Heat Pump | 208 | 1 | False |  |  | Dual-Speed |  |  |  | 24900 | 1784 | 13.95 | 12 | 28900 | 1764 | 4.8 | 4.2 | Federally-Regulated Commercial & Industrial Equipment | 08/06/2019 |  | 02/21/2020
FHP Manufacturing Company | Tempstar | HS024*******1**1 | EAM4X24L**A* | Ground-Source | WBAHP-C: Heat Pump Split Syste | Heat Pump | 208 | 1 | False |  |  | Dual-Speed |  |  |  | 26100 | 1641 | 15.9 | 13.4 | 19000 | 1614 | 3.5 | 3.1 | Non Federally-Regulated | 08/06/2019 |  | 02/21/2020
FHP Manufacturing Company | Tempstar | HS024*******1**1 | EAM4X24L**A* | Ground-Water-Source | WBAHP-C: Heat Pump Split Syste | Heat Pump | 208 | 1 | False |  |  | Dual-Speed |  |  |  | 28000 | 1244 | 22.5 | 16.2 | 23900 | 1628 | 4.3 | 3.6 | Non Federally-Regulated | 08/06/2019 |  | 02/21/2020
FHP Manufacturing Company | Tempstar | HS024*******1**1 | EAM4X24L**A* | Water-Source | WBAHP-C: Heat Pump Split Syste | Heat Pump | 208 | 1 | False |  |  | Dual-Speed |  |  |  | 24900 | 1784 | 13.95 | 12 | 28900 | 1764 | 4.8 | 4.2 | Federally-Regulated Commercial & Industrial Equipment | 08/06/2019 |  | 02/21/2020
ClimateMaster Inc. | TRANQUILITY 16 | TRH/V024A |  | Ground-Source | WBAHP: Heat Pump Packaged Unit | Heat Pump | 208 | 1 |  |  |  | Single-Speed |  |  |  | 24900 | 1616 | 15.4 | 13.4 | 18500 | 1642 | 3.3 | 3.1 | Non Federally-Regulated | 05/10/2019 |  | 02/21/2020
ClimateMaster Inc. | TRANQUILITY 16 | TRH/V024A |  | Ground-Water-Source | WBAHP: Heat Pump Packaged Unit | Heat Pump | 208 | 1 |  |  |  | Single-Speed |  |  |  | 26700 | 1277 | 20.9 | 16.2 | 24000 | 1715 | 4.1 | 3.6 | Non Federally-Regulated | 05/10/2019 |  | 02/21/2020
ClimateMaster Inc. | TRANQUILITY 16 | TRH/V024A |  | Water-Source | WBAHP: Heat Pump Packaged Unit | Heat Pump | 208 | 1 |  |  |  | Single-Speed |  |  |  | 23700 | 1768 | 13.4 | 11.2 | 28500 | 1777 | 4.7 | 4.2 | Federally-Regulated Commercial & Industrial Equipment | 05/10/2019 |  | 02/21/2020
ClimateMaster Inc. | TRANQUILITY 16 | TCH/V060A |  | Ground-Source | WBAHP: Heat Pump Packaged Unit | Heat Pump | 208 | 1 |  |  |  | Single-Speed |  |  |  | 60100 | 4060 | 14.8 | 13.4 | 47500 | 4218 | 3.3 | 3.1 | Non Federally-Regulated | 05/10/2019 |  | 02/21/2020
ClimateMaster Inc. | TRANQUILITY 16 | TCH/V060A |  | Water-Source | WBAHP: Heat Pump Packaged Unit | Heat Pump | 208 | 1 |  |  |  | Single-Speed |  |  |  | 59400 | 4432 | 13.4 | 11.2 | 72000 | 4907 | 4.3 | 4.2 | Federally-Regulated Commercial & Industrial Equipment | 05/10/2019 |  | 02/21/2020
ClimateMaster Inc. | TRANQUILITY 16 | TCH/V060A |  | Ground-Source | WBAHP: Heat Pump Packaged Unit | Heat Pump | 230 | 1 |  |  |  | Single-Speed |  |  |  | 60100 | 4060 | 14.8 | 13.4 | 47500 | 4218 | 3.3 | 3.1 | Non Federally-Regulated | 10/10/2017 |  | 02/21/2020
ClimateMaster Inc. | TRANQUILITY 16 | TCH/V060A |  | Water-Source | WBAHP: Heat Pump Packaged Unit | Heat Pump | 230 | 1 |  |  |  | Single-Speed |  |  |  | 59400 | 4432 | 13.4 | 11.2 | 72000 | 4907 | 4.3 | 4.2 | Federally-Regulated Commercial & Industrial Equipment | 10/10/2017 |  | 02/21/2020
ClimateMaster Inc. | TRANQUILITY 16 | TRH/V060A |  | Ground-Source | WBAHP: Heat Pump Packaged Unit | Heat Pump | 208 | 1 |  |  |  | Single-Speed |  |  |  | 60100 | 4060 | 14.8 | 13.4 | 47500 | 4218 | 3.3 | 3.1 | Non Federally-Regulated | 05/10/2019 |  | 02/21/2020
ClimateMaster Inc. | TRANQUILITY 16 | TRH/V060A |  | Water-Source | WBAHP: Heat Pump Packaged Unit | Heat Pump | 208 | 1 |  |  |  | Single-Speed |  |  |  | 59400 | 4432 | 13.4 | 11.2 | 72000 | 4907 | 4.3 | 4.2 | Federally-Regulated Commercial & Industrial Equipment | 05/10/2019 |  | 02/21/2020
ClimateMaster Inc. | TRANQUILITY 16 | TRH/V060A |  | Ground-Source | WBAHP: Heat Pump Packaged Unit | Heat Pump | 230 | 1 |  |  |  | Single-Speed |  |  |  | 60100 | 4060 | 14.8 | 13.4 | 47500 | 4218 | 3.3 | 3.1 | Non Federally-Regulated | 10/10/2017 |  | 02/21/2020
ClimateMaster Inc. | TRANQUILITY 16 | TRH/V060A |  | Water-Source | WBAHP: Heat Pump Packaged Unit | Heat Pump | 230 | 1 |  |  |  | Single-Speed |  |  |  | 59400 | 4432 | 13.4 | 11.2 | 72000 | 4907 | 4.3 | 4.2 | Federally-Regulated Commercial & Industrial Equipment | 10/10/2017 |  | 02/21/2020
ClimateMaster Inc. | TRANQUILITY 16 | TCH/V030A*W/K |  | Ground-Source | WBAHP: Heat Pump Packaged Unit | Heat Pump | 208 | 1 |  |  |  | Single-Speed |  |  |  | 29300 | 1775 | 16.5 | 13.4 | 23600 | 1869 | 3.7 | 3.1 | Non Federally-Regulated | 05/10/2019 |  | 02/21/2020
ClimateMaster Inc. | TRANQUILITY 16 | TCH/V030A*W/K |  | Ground-Water-Source | WBAHP: Heat Pump Packaged Unit | Heat Pump | 208 | 1 |  |  |  | Single-Speed |  |  |  | 32400 | 1472 | 22 | 16.2 | 30000 | 1998 | 4.4 | 3.6 | Non Federally-Regulated | 05/10/2019 |  | 02/21/2020
ClimateMaster Inc. | TRANQUILITY 16 | TCH/V030A*W/K |  | Water-Source | WBAHP: Heat Pump Packaged Unit | Heat Pump | 208 | 1 |  |  |  | Single-Speed |  |  |  | 28300 | 1979 | 14.3 | 11.2 | 35800 | 2185 | 4.8 | 4.2 | Federally-Regulated Commercial & Industrial Equipment | 05/10/2019 |  | 02/21/2020
ClimateMaster Inc. | TRANQUILITY 16 | TCH/V060A*W/K |  | Ground-Source | WBAHP: Heat Pump Packaged Unit | Heat Pump | 208 | 1 |  |  |  | Single-Speed |  |  |  | 61400 | 3721 | 16.5 | 13.4 | 47500 | 4094 | 3.4 | 3.1 | Non Federally-Regulated | 05/10/2019 |  | 02/21/2020
ClimateMaster Inc. | TRANQUILITY 16 | TCH/V060A*W/K |  | Water-Source | WBAHP: Heat Pump Packaged Unit | Heat Pump | 208 | 1 |  |  |  | Single-Speed |  |  |  | 60000 | 4054 | 14.8 | 11.2 | 71200 | 4742 | 4.4 | 4.2 | Federally-Regulated Commercial & Industrial Equipment | 05/10/2019 |  | 02/21/2020
ClimateMaster Inc. | TRANQUILITY 16 | TCH/V060A*W/K |  | Ground-Source | WBAHP: Heat Pump Packaged Unit | Heat Pump | 230 | 1 |  |  |  | Single-Speed |  |  |  | 61400 | 3721 | 16.5 | 13.4 | 47500 | 4094 | 3.4 | 3.1 | Non Federally-Regulated | 10/10/2017 |  | 02/21/2020
ClimateMaster Inc. | TRANQUILITY 16 | TCH/V060A*W/K |  | Water-Source | WBAHP: Heat Pump Packaged Unit | Heat Pump | 230 | 1 |  |  |  | Single-Speed |  |  |  | 60000 | 4054 | 14.8 | 11.2 | 71200 | 4742 | 4.4 | 4.2 | Federally-Regulated Commercial & Industrial Equipment | 10/10/2017 |  | 02/21/2020
ClimateMaster Inc. | TRANQUILITY 16 | TRH/V024A*W/K |  | Ground-Source | WBAHP: Heat Pump Packaged Unit | Heat Pump | 208 | 1 |  |  |  | Single-Speed |  |  |  | 24900 | 1518 | 16.4 | 13.4 | 18500 | 1549 | 3.5 | 3.1 | Non Federally-Regulated | 05/10/2019 |  | 02/21/2020
ClimateMaster Inc. | TRANQUILITY 16 | TRH/V024A*W/K |  | Ground-Water-Source | WBAHP: Heat Pump Packaged Unit | Heat Pump | 208 | 1 |  |  |  | Single-Speed |  |  |  | 26700 | 1241 | 21.5 | 16.2 | 23400 | 1672 | 4.1 | 3.6 | Non Federally-Regulated | 05/10/2019 |  | 02/21/2020
ClimateMaster Inc. | TRANQUILITY 16 | TRH/V024A*W/K |  | Water-Source | WBAHP: Heat Pump Packaged Unit | Heat Pump | 208 | 1 |  |  |  | Single-Speed |  |  |  | 23800 | 1664 | 14.3 | 11.2 | 27700 | 1656 | 4.9 | 4.2 | Federally-Regulated Commercial & Industrial Equipment | 05/10/2019 |  | 02/21/2020
ClimateMaster Inc. | TRANQUILITY 16 | TRH/V030A*W/K |  | Ground-Source | WBAHP: Heat Pump Packaged Unit | Heat Pump | 208 | 1 |  |  |  | Single-Speed |  |  |  | 29300 | 1775 | 16.5 | 13.4 | 23600 | 1869 | 3.7 | 3.1 | Non Federally-Regulated | 05/10/2019 |  | 02/21/2020
ClimateMaster Inc. | TRANQUILITY 16 | TRH/V030A*W/K |  | Ground-Water-Source | WBAHP: Heat Pump Packaged Unit | Heat Pump | 208 | 1 |  |  |  | Single-Speed |  |  |  | 32400 | 1472 | 22 | 16.2 | 30000 | 1998 | 4.4 | 3.6 | Non Federally-Regulated | 05/10/2019 |  | 02/21/2020
ClimateMaster Inc. | TRANQUILITY 16 | TRH/V030A*W/K |  | Water-Source | WBAHP: Heat Pump Packaged Unit | Heat Pump | 208 | 1 |  |  |  | Single-Speed |  |  |  | 28300 | 1979 | 14.3 | 11.2 | 35800 | 2185 | 4.8 | 4.2 | Federally-Regulated Commercial & Industrial Equipment | 05/10/2019 |  | 02/21/2020
ClimateMaster Inc. | TRANQUILITY 16 | TRH/V060A*W/K |  | Ground-Source | WBAHP: Heat Pump Packaged Unit | Heat Pump | 208 | 1 |  |  |  | Single-Speed |  |  |  | 61400 | 3721 | 16.5 | 13.4 | 47500 | 4094 | 3.4 | 3.1 | Non Federally-Regulated | 05/10/2019 |  | 02/21/2020
ClimateMaster Inc. | TRANQUILITY 16 | TRH/V060A*W/K |  | Water-Source | WBAHP: Heat Pump Packaged Unit | Heat Pump | 208 | 1 |  |  |  | Single-Speed |  |  |  | 60000 | 4054 | 14.8 | 11.2 | 71200 | 4742 | 4.4 | 4.2 | Federally-Regulated Commercial & Industrial Equipment | 05/10/2019 |  | 02/21/2020
ClimateMaster Inc. | TRANQUILITY 16 | TRH/V060A*W/K |  | Ground-Source | WBAHP: Heat Pump Packaged Unit | Heat Pump | 230 | 1 |  |  |  | Single-Speed |  |  |  | 61400 | 3721 | 16.5 | 13.4 | 47500 | 4094 | 3.4 | 3.1 | Non Federally-Regulated | 10/10/2017 |  | 02/21/2020
ClimateMaster Inc. | TRANQUILITY 16 | TRH/V060A*W/K |  | Water-Source | WBAHP: Heat Pump Packaged Unit | Heat Pump | 230 | 1 |  |  |  | Single-Speed |  |  |  | 60000 | 4054 | 14.8 | 11.2 | 71200 | 4742 | 4.4 | 4.2 | Federally-Regulated Commercial & Industrial Equipment | 10/10/2017 |  | 02/21/2020
ClimateMaster Inc. | TRANQUILITY CONSOLE SERIES | TRC18 |  | Ground-Source | WBAHP-O: Heat Pump Packaged Un | Heat Pump | 208 | 1 |  |  |  | Single-Speed |  |  |  | 16100 | 1166 | 13.8 | 13.4 | 13200 | 1172 | 3.3 | 3.1 | Non Federally-Regulated | 05/10/2019 |  | 02/21/2020
ClimateMaster Inc. | TRANQUILITY CONSOLE SERIES | TRC18 |  | Ground-Water-Source | WBAHP-O: Heat Pump Packaged Un | Heat Pump | 208 | 1 |  |  |  | Single-Speed |  |  |  | 17200 | 960 | 17.9 | 16.2 | 16500 | 1239 | 3.9 | 3.6 | Non Federally-Regulated | 05/10/2019 |  | 02/21/2020
ClimateMaster Inc. | TRANQUILITY CONSOLE SERIES | TRC18 |  | Water-Source | WBAHP-O: Heat Pump Packaged Un | Heat Pump | 208 | 1 |  |  |  | Single-Speed |  |  |  | 15600 | 1200 | 13 | 11.2 | 20100 | 1309 | 4.5 | 4.2 | Federally-Regulated Commercial & Industrial Equipment | 05/10/2019 |  | 02/21/2020
ClimateMaster Inc. | TRANQUILITY CONSOLE SERIES | TRC12 |  | Ground-Source | WBAHP-O: Heat Pump Packaged Un | Heat Pump | 208 | 1 |  |  |  | Single-Speed |  |  |  | 11800 | 781 | 15.1 | 13.4 | 9300 | 825 | 3.3 | 3.1 | Non Federally-Regulated | 05/10/2019 |  | 02/21/2020
ClimateMaster Inc. | TRANQUILITY CONSOLE SERIES | TRC12 |  | Ground-Water-Source | WBAHP-O: Heat Pump Packaged Un | Heat Pump | 208 | 1 |  |  |  | Single-Speed |  |  |  | 12500 | 668 | 18.7 | 16.2 | 12100 | 864 | 4.1 | 3.6 | Non Federally-Regulated | 05/10/2019 |  | 02/21/2020
ClimateMaster Inc. | TRANQUILITY CONSOLE SERIES | TRC12 |  | Water-Source | WBAHP-O: Heat Pump Packaged Un | Heat Pump | 208 | 1 |  |  |  | Single-Speed |  |  |  | 11300 | 849 | 13.3 | 11.2 | 14900 | 891 | 4.9 | 4.2 | Federally-Regulated Commercial & Industrial Equipment | 05/10/2019 |  | 02/21/2020
ClimateMaster Inc. | TRANQUILITY CONSOLE SERIES | TRC15 |  | Ground-Source | WBAHP-O: Heat Pump Packaged Un | Heat Pump | 208 | 1 |  |  |  | Single-Speed |  |  |  | 15100 | 955 | 15.8 | 13.4 | 11400 | 954 | 3.5 | 3.1 | Non Federally-Regulated | 05/10/2019 |  | 02/21/2020
ClimateMaster Inc. | TRANQUILITY CONSOLE SERIES | TRC15 |  | Ground-Water-Source | WBAHP-O: Heat Pump Packaged Un | Heat Pump | 208 | 1 |  |  |  | Single-Speed |  |  |  | 16600 | 779 | 21.3 | 16.2 | 14800 | 1008 | 4.3 | 3.6 | Non Federally-Regulated | 05/10/2019 |  | 02/21/2020
ClimateMaster Inc. | TRANQUILITY CONSOLE SERIES | TRC15 |  | Water-Source | WBAHP-O: Heat Pump Packaged Un | Heat Pump | 208 | 1 |  |  |  | Single-Speed |  |  |  | 14100 | 1044 | 13.5 | 11.2 | 18200 | 1045 | 5.1 | 4.2 | Federally-Regulated Commercial & Industrial Equipment | 05/10/2019 |  | 02/21/2020
Waterfurnace International, Inc. | SYCAMORE | 141/142B036**1*(1,2) |  | Ground-Source | WBAHP: Heat Pump Packaged Unit | Heat Pump | 208 | 1 |  |  |  | Variable-Speed |  |  |  | 36000 | 1636 | 22 | 13.4 | 32000 | 2679 | 3.5 | 3.1 | Non Federally-Regulated | 10/25/2019 |  | 02/21/2020
Waterfurnace International, Inc. | SYCAMORE | 141/142B036**1*(1,2) |  | Ground-Water-Source | WBAHP: Heat Pump Packaged Unit | Heat Pump | 208 | 1 |  |  |  | Variable-Speed |  |  |  | 38000 | 1206 | 31.5 | 16.2 | 41000 | 2612 | 4.6 | 3.6 | Non Federally-Regulated | 10/25/2019 |  | 02/21/2020
Waterfurnace International, Inc. | SYCAMORE | 141/142B036**1*(1,2) |  | Water-Source | WBAHP: Heat Pump Packaged Unit | Heat Pump | 208 | 1 |  |  |  | Variable-Speed |  |  |  | 32000 | 1777 | 18 | 11.2 | 50000 | 2764 | 5.3 | 4.2 | Federally-Regulated Commercial & Industrial Equipment | 10/25/2019 |  | 02/21/2020
Waterfurnace International, Inc. | 7 SERIES | NVV/NVH036B1*(1,2) |  | Ground-Source | WBAHP: Heat Pump Packaged Unit | Heat Pump | 208 | 1 |  |  |  | Variable-Speed |  |  |  | 36000 | 1636 | 22 | 13.4 | 32000 | 2679 | 3.5 | 3.1 | Non Federally-Regulated | 10/25/2019 |  | 02/21/2020
Waterfurnace International, Inc. | 7 SERIES | NVV/NVH036B1*(1,2) |  | Ground-Water-Source | WBAHP: Heat Pump Packaged Unit | Heat Pump | 208 | 1 |  |  |  | Variable-Speed |  |  |  | 38000 | 1206 | 31.5 | 16.2 | 41000 | 2612 | 4.6 | 3.6 | Non Federally-Regulated | 10/25/2019 |  | 02/21/2020
Waterfurnace International, Inc. | 7 SERIES | NVV/NVH036B1*(1,2) |  | Water-Source | WBAHP: Heat Pump Packaged Unit | Heat Pump | 208 | 1 |  |  |  | Variable-Speed |  |  |  | 32000 | 1777 | 18 | 11.2 | 50000 | 2764 | 5.3 | 4.2 | Federally-Regulated Commercial & Industrial Equipment | 10/25/2019 |  | 02/21/2020
Waterfurnace International, Inc. | SYNERGY 3D | SDV038J1*(1,2) |  | Ground-Source | WBAHP: Heat Pump Packaged Unit | Heat Pump | 208 | 1 |  |  |  | Dual-Speed |  |  |  | 36000 | 1925 | 18.7 | 13.4 | 27400 | 2059 | 3.9 | 3.1 | Non Federally-Regulated | 09/17/2019 |  | 02/21/2020
Waterfurnace International, Inc. | SYNERGY 3D | SDV038J1*(1,2) |  | Ground-Water-Source | WBAHP: Heat Pump Packaged Unit | Heat Pump | 208 | 1 |  |  |  | Dual-Speed |  |  |  | 38200 | 1605 | 23.8 | 16.2 | 33200 | 2162 | 4.5 | 3.6 | Non Federally-Regulated | 09/17/2019 |  | 02/21/2020
Bard Manufacturing Company, Inc. | Geomaster, LLC | GTC48S1-A | GTADP-4860-C | Ground-Water-Source | WBAH-C: Heating Only Split Sys | Heat Pump | 230 | 1 | False |  |  | Dual-Speed | [7 empty] | 44000 | 2865 | 4.5 |  | Non Federally-Regulated | 06/15/2015 |  | 02/27/2020
ClimateMaster Inc. | Climate Master | TCH/V006A |  | Water-Source | WBAHP: Heat Pump Packaged Unit | Heat Pump | 208 | 1 |  |  | No Match | Single-Speed |  |  |  | 5800 | 439 | 13.2 | 11.2 | 7500 | 468 | 4.7 | 4.2 | Federally-Regulated Commercial & Industrial Equipment | 10/24/2014 |  | 03/23/2020
ClimateMaster Inc. | Carrier Corp. | 50P1H/V006 4 |  | Water-Source | WBAHP: Heat Pump Packaged Unit | Heat Pump | 265 | 1 |  |  | No Match | Single-Speed |  |  |  | 5800 | 439 | 13.2 | 11.2 | 7500 | 468 | 4.7 | 4.2 | Federally-Regulated Commercial & Industrial Equipment | 01/24/2011 |  | 03/23/2020
ClimateMaster Inc. | Climate Master | TRH/V048AH |  | Water-Source | WBAHP: Heat Pump Packaged Unit | Heat Pump | 200 | 3 |  |  | No Match | Single-Speed |  |  |  | 47700 | 3586 | 13.3 | 12 | 55900 | 3486 | 4.7 | 4.2 | Federally-Regulated Commercial & Industrial Equipment | 01/24/2011 |  | 03/23/2020
ClimateMaster Inc. | Heat Controller | HPH/V024 1 |  | Water-Source | WBAHP: Heat Pump Packaged Unit | Heat Pump | 208 | 1 |  |  | No Match | Single-Speed |  |  |  | 23700 | 1769 | 13.4 | 12 | 28500 | 1777 | 4.7 | 4.2 | Federally-Regulated Commercial & Industrial Equipment | 01/24/2011 |  | 03/23/2020
ClimateMaster Inc. | Climate Master | TRH/V006AG |  | Water-Source | WBAHP: Heat Pump Packaged Unit | Heat Pump | 230 | 1 |  |  | No Match | Single-Speed |  |  |  | 5800 | 439 | 13.2 | 11.2 | 7500 | 468 | 4.7 | 4.2 | Federally-Regulated Commercial & Industrial Equipment | 01/24/2011 |  | 03/23/2020
ClimateMaster Inc. | Climate Master | TSH/V/D048A |  | Water-Source | WBAHP: Heat Pump Packaged Unit | Heat Pump | 208 | 1 |  |  | No Match | Single-Speed |  |  |  | 47100 | 3182 | 14.8 | 12 | 58000 | 3617 | 4.7 | 4.2 | Federally-Regulated Commercial & Industrial Equipment | 10/24/2014 |  | 03/23/2020
ClimateMaster Inc. | Rheem | RPVV/D/HB036 |  | Water-Source | WBAHP: Heat Pump Packaged Unit | Heat Pump | 208 | 1 |  |  |  | Single-Speed |  |  |  | 36200 | 2320 | 15.6 | 12 | 44800 | 2477 | 5.3 | 4.2 | Federally-Regulated Commercial & Industrial Equipment | 06/09/2015 |  | 03/23/2020
ClimateMaster Inc. | Carrier Corp. | 50P1H/V006 |  | Water-Source | WBAHP: Heat Pump Packaged Unit | Heat Pump | 208 | 1 |  |  |  | Single-Speed |  |  |  | 5800 | 439 | 13.2 | 11.2 | 7500 | 467 | 4.7 | 4.2 | Federally-Regulated Commercial & Industrial Equipment | 04/22/2015 |  | 03/23/2020
ClimateMaster Inc. | Carrier Corp. | 50PSH/V/D030K |  | Water-Source | WBAHP: Heat Pump Packaged Unit | Heat Pump | 208 | 1 |  |  | No Match | Single-Speed |  |  |  | 28000 | 1618 | 17.3 | 12 | 35100 | 1774 | 5.8 | 4.2 | Federally-Regulated Commercial & Industrial Equipment | 10/24/2014 |  | 03/23/2020
ClimateMaster Inc. | Carrier Corp. | 50YEH/V/D030****3 |  | Water-Source | WBAHP: Heat Pump Packaged Unit | Heat Pump | 208 | 1 |  |  |  | Single-Speed |  |  |  | 28000 | 1717 | 16.3 | 12 | 35500 | 1891 | 5.5 | 4.2 | Federally-Regulated Commercial & Industrial Equipment | 04/22/2015 |  | 03/23/2020
ClimateMaster Inc. | Heat Controller | HZV/H/D024B |  | Water-Source | WBAHP: Heat Pump Packaged Unit | Heat Pump | 230 | 1 |  |  |  | Single-Speed |  |  |  | 25000 | 1436 | 17.4 | 12 | 31400 | 1533 | 6 | 4.2 | Federally-Regulated Commercial & Industrial Equipment | 06/09/2015 |  | 03/23/2020
ClimateMaster Inc. | Carrier Corp. | 50YEH/V/D060****3 |  | Water-Source | WBAHP: Heat Pump Packaged Unit | Heat Pump | 208 | 1 |  |  |  | Single-Speed |  |  |  | 62400 | 3924 | 15.9 | 12 | 73900 | 4331 | 5 | 4.2 | Federally-Regulated Commercial & Industrial Equipment | 04/22/2015 |  | 03/23/2020
ClimateMaster Inc. | Climate Master | TCH/V009A |  | Water-Source | WBAHP: Heat Pump Packaged Unit | Heat Pump | 230 | 1 |  |  | No Match | Single-Speed |  |  |  | 8800 | 657 | 13.4 | 11.2 | 11600 | 809 | 4.2 | 4.2 | Federally-Regulated Commercial & Industrial Equipment | 10/24/2014 |  | 03/23/2020
ClimateMaster Inc. | Climate Master | TRH/V015AG |  | Water-Source | WBAHP: Heat Pump Packaged Unit | Heat Pump | 230 | 1 |  |  | No Match | Single-Speed |  |  |  | 14500 | 942 | 15.4 | 11.2 | 17300 | 1014 | 5 | 4.2 | Federally-Regulated Commercial & Industrial Equipment | 01/24/2011 |  | 03/23/2020
ClimateMaster Inc. | Climate Master | TZV/H060C |  | Water-Source | WBAHP: Heat Pump Packaged Unit | Heat Pump | 208 | 1 |  |  |  | Single-Speed |  |  |  | 61700 | 3929 | 15.7 | 12 | 67500 | 4121 | 4.8 | 4.2 | Federally-Regulated Commercial & Industrial Equipment | 06/09/2015 |  | 03/23/2020
ClimateMaster Inc. | Climate Master | TRH/V036AG |  | Water-Source | WBAHP: Heat Pump Packaged Unit | Heat Pump | 230 | 1 |  |  | No Match | Single-Speed |  |  |  | 34500 | 2556 | 13.5 | 12 | 45200 | 3011 | 4.4 | 4.2 | Federally-Regulated Commercial & Industrial Equipment | 01/24/2011 |  | 03/23/2020
ClimateMaster Inc. | Heat Controller | HEV/H060C |  | Water-Source | WBAHP: Heat Pump Packaged Unit | Heat Pump | 230 | 1 |  |  |  | Single-Speed |  |  |  | 61700 | 3929 | 15.7 | 12 | 67500 | 4121 | 4.8 | 4.2 | Federally-Regulated Commercial & Industrial Equipment | 06/09/2015 |  | 03/23/2020
ClimateMaster Inc. | Climate Master | TSH/V/D030C*K |  | Water-Source | WBAHP: Heat Pump Packaged Unit | Heat Pump | 230 | 1 |  |  | No Match | Single-Speed |  |  |  | 28000 | 1618 | 17.3 | 12 | 35100 | 1774 | 5.8 | 4.2 | Federally-Regulated Commercial & Industrial Equipment | 10/24/2014 |  | 03/23/2020
ClimateMaster Inc. | Carrier Corp. | 50RTP06 |  | Water-Source | WBAHP: Heat Pump Packaged Unit | Heat Pump | 208 | 3 |  |  |  | Single-Speed | 4208 |  | 108 | 67000 | 4496 | 14.9 | 11.9 | 87300 | 5016 | 5.1 | 4.2 | Federally-Regulated Commercial & Industrial Equipment | 04/22/2015 |  | 03/23/2020
ClimateMaster Inc. | Carrier Corp. | 50PSH/V/D070K |  | Water-Source | WBAHP: Heat Pump Packaged Unit | Heat Pump | 208 | 1 |  |  | No Match | Single-Speed | 4273 | 691 | 141 | 71100 | 4529 | 15.7 | 12 | 82000 | 5007 | 4.8 | 4.2 | Federally-Regulated Commercial & Industrial Equipment | 10/24/2014 |  | 03/23/2020
ClimateMaster Inc. | Climate Master | TSV/TSH/TSD030* |  | Water-Source | WBAHP: Heat Pump Packaged Unit | Heat Pump | 208 | 1 |  |  | No Match | Single-Speed |  |  |  | 28000 | 1718 | 16.3 | 12 | 35500 | 1892 | 5.5 | 4.2 | Federally-Regulated Commercial & Industrial Equipment | 04/21/2014 |  | 03/23/2020
ClimateMaster Inc. | Carrier Corp. | 50YEH/V/D042K |  | Water-Source | WBAHP: Heat Pump Packaged Unit | Heat Pump | 208 | 1 |  |  | No Match | Single-Speed |  |  |  | 39400 | 2010 | 19.6 | 12 | 45100 | 2203 | 6 | 4.2 | Federally-Regulated Commercial & Industrial Equipment | 10/24/2014 |  | 03/23/2020
ClimateMaster Inc. | Heat Controller | HZV/H/D060B |  | Water-Source | WBAHP: Heat Pump Packaged Unit | Heat Pump | 230 | 1 |  |  |  | Single-Speed |  |  |  | 61500 | 3796 | 16.2 | 12 | 77400 | 4200 | 5.4 | 4.2 | Federally-Regulated Commercial & Industrial Equipment | 06/09/2015 |  | 03/23/2020
ClimateMaster Inc. | Climate Master | TSV/TSH/TSD042*K* |  | Water-Source | WBAHP: Heat Pump Packaged Unit | Heat Pump | 208 | 1 |  |  | No Match | Single-Speed |  |  |  | 39400 | 2010 | 19.6 | 12 | 45100 | 2203 | 6 | 4.2 | Federally-Regulated Commercial & Industrial Equipment | 04/21/2014 |  | 03/23/2020
ClimateMaster Inc. | Climate Master | TRH/V030AG |  | Water-Source | WBAHP: Heat Pump Packaged Unit | Heat Pump | 208 | 1 |  |  | No Match | Single-Speed |  |  |  | 28100 | 2097 | 13.4 | 12 | 35100 | 2236 | 4.6 | 4.2 | Federally-Regulated Commercial & Industrial Equipment | 01/24/2011 |  | 03/23/2020
ClimateMaster Inc. | Climate Master | TCH/V018AG |  | Water-Source | WBAHP: Heat Pump Packaged Unit | Heat Pump | 208 | 1 |  |  | No Match | Single-Speed |  |  |  | 17300 | 1210 | 14.3 | 12 | 21500 | 1261 | 5 | 4.2 | Federally-Regulated Commercial & Industrial Equipment | 07/07/2011 |  | 03/23/2020
ClimateMaster Inc. | Carrier Corp. | 50PSH/V012 |  | Water-Source | WBAHP: Heat Pump Packaged Unit | Heat Pump | 230 | 1 |  |  |  | Single-Speed |  |  |  | 11700 | 759 | 15.4 | 11.2 | 13800 | 898 | 4.5 | 4.2 | Federally-Regulated Commercial & Industrial Equipment | 04/22/2015 |  | 03/23/2020
ClimateMaster Inc. | Climate Master | TSH/V/D030C |  | Water-Source | WBAHP: Heat Pump Packaged Unit | Heat Pump | 230 | 1 |  |  | No Match | Single-Speed |  |  |  | 28000 | 1718 | 16.3 | 12 | 35500 | 1892 | 5.5 | 4.2 | Federally-Regulated Commercial & Industrial Equipment | 10/24/2014 |  | 03/23/2020
ClimateMaster Inc. | Climate Master | TSH/V/D060C |  | Water-Source | WBAHP: Heat Pump Packaged Unit | Heat Pump | 230 | 1 |  |  | No Match | Single-Speed |  |  |  | 62400 | 3925 | 15.9 | 12 | 73900 | 4332 | 5 | 4.2 | Federally-Regulated Commercial & Industrial Equipment | 10/24/2014 |  | 03/23/2020
ClimateMaster Inc. | Climate Master | TTV/H/D064B |  | Water-Source | WBAHP: Heat Pump Packaged Unit | Heat Pump | 208 | 1 |  |  | No Match | Single-Speed |  |  |  | 61500 | 3796 | 16.2 | 12 | 77400 | 4201 | 5.4 | 4.2 | Federally-Regulated Commercial & Industrial Equipment | 12/12/2012 |  | 03/23/2020
ClimateMaster Inc. | Carrier Corp. | 50PSH/V/D024K***2 |  | Water-Source | WBAHP: Heat Pump Packaged Unit | Heat Pump | 208 | 1 |  |  |  | Single-Speed |  |  |  | 23900 | 1335 | 17.9 | 12 | 30400 | 1460 | 6.1 | 4.2 | Federally-Regulated Commercial & Industrial Equipment | 04/22/2015 |  | 03/23/2020
ClimateMaster Inc. | Carrier Corp. | 50P1H/V060 |  | Water-Source | WBAHP: Heat Pump Packaged Unit | Heat Pump | 230 | 1 |  |  |  | Single-Speed |  |  |  | 59400 | 4432 | 13.4 | 12 | 72000 | 4907 | 4.3 | 4.2 | Federally-Regulated Commercial & Industrial Equipment | 04/22/2015 |  | 03/23/2020
ClimateMaster Inc. | Heat Controller | HPH/V060 |  | Water-Source | WBAHP: Heat Pump Packaged Unit | Heat Pump | 208 | 1 |  |  | No Match | Single-Speed |  |  |  | 59400 | 4433 | 13.4 | 12 | 72000 | 4907 | 4.3 | 4.2 | Federally-Regulated Commercial & Industrial Equipment | 10/24/2014 |  | 03/23/2020
ClimateMaster Inc. | Climate Master | TTV/H/D049B |  | Water-Source | WBAHP: Heat Pump Packaged Unit | Heat Pump | 208 | 1 |  |  | No Match | Single-Speed |  |  |  | 48700 | 2815 | 17.3 | 12 | 59700 | 3181 | 5.5 | 4.2 | Federally-Regulated Commercial & Industrial Equipment | 12/12/2012 |  | 03/23/2020
ClimateMaster Inc. | Climate Master | TRH/V009AG |  | Water-Source | WBAHP: Heat Pump Packaged Unit | Heat Pump | 230 | 1 |  |  | No Match | Single-Speed |  |  |  | 8800 | 657 | 13.4 | 11.2 | 11600 | 809 | 4.2 | 4.2 | Federally-Regulated Commercial & Industrial Equipment | 01/24/2011 |  | 03/23/2020
ClimateMaster Inc. | Carrier Corp. | 50HQP096 |  | Water-Source | WBAHP: Heat Pump Packaged Unit | Heat Pump | 208 | 3 |  |  |  | Single-Speed | 3017 |  | 227 | 95000 | 6934 | 13.7 | 11.9 | 123000 | 7209 | 5 | 4.2 | Federally-Regulated Commercial & Industrial Equipment | 04/22/2015 |  | 03/23/2020
ClimateMaster Inc. | Heat Controller | HPH/V030 |  | Water-Source | WBAHP: Heat Pump Packaged Unit | Heat Pump | 208 | 1 |  |  | No Match | Single-Speed |  |  |  | 28100 | 2097 | 13.4 | 12 | 35100 | 2236 | 4.6 | 4.2 | Federally-Regulated Commercial & Industrial Equipment | 10/24/2014 |  | 03/23/2020
ClimateMaster Inc. | Rheem | RPVV/D/HB062 |  | Water-Source | WBAHP: Heat Pump Packaged Unit | Heat Pump | 208 | 1 |  |  |  | Single-Speed |  |  |  | 61500 | 3796 | 16.2 | 12 | 77400 | 4200 | 5.4 | 4.2 | Federally-Regulated Commercial & Industrial Equipment | 06/09/2015 |  | 03/23/2020
ClimateMaster Inc. | Carrier Corp. | 50YEH/V/D042****3 |  | Water-Source | WBAHP: Heat Pump Packaged Unit | Heat Pump | 230 | 1 |  |  |  | Single-Speed |  |  |  | 38500 | 2238 | 17.2 | 12 | 46300 | 2423 | 5.6 | 4.2 | Federally-Regulated Commercial & Industrial Equipment | 04/22/2015 |  | 03/23/2020
ClimateMaster Inc. | Heat Controller | HBH/V030 |  | Water-Source | WBAHP: Heat Pump Packaged Unit | Heat Pump | 208 | 1 |  |  | No Match | Single-Speed |  |  |  | 28100 | 2097 | 13.4 | 12 | 35100 | 2236 | 4.6 | 4.2 | Federally-Regulated Commercial & Industrial Equipment | 10/24/2014 |  | 03/23/2020
ClimateMaster Inc. | Climate Master | TCH/V018A |  | Water-Source | WBAHP: Heat Pump Packaged Unit | Heat Pump | 230 | 1 |  |  | No Match | Single-Speed |  |  |  | 17300 | 1210 | 14.3 | 12 | 21500 | 1260 | 5 | 4.2 | Federally-Regulated Commercial & Industrial Equipment | 10/24/2014 |  | 03/23/2020
ClimateMaster Inc. | Carrier Corp. | 50YEH/V/D048K***3 |  | Water-Source | WBAHP: Heat Pump Packaged Unit | Heat Pump | 208 | 1 |  |  |  | Single-Speed |  |  |  | 48900 | 2843 | 17.2 | 12 | 57700 | 3252 | 5.2 | 4.2 | Federally-Regulated Commercial & Industrial Equipment | 04/22/2015 |  | 03/23/2020
ClimateMaster Inc. | Carrier Corp. | 50YFV/H036 |  | Water-Source | WBAHP: Heat Pump Packaged Unit | Heat Pump | 230 | 1 |  |  |  | Single-Speed |  |  |  | 33300 | 2522 | 13.2 | 12 | 41700 | 2715 | 4.5 | 4.2 | Federally-Regulated Commercial & Industrial Equipment | 04/22/2015 |  | 03/23/2020
ClimateMaster Inc. | Carrier Corp. | 50P1H/V042 5 |  | Water-Source | WBAHP: Heat Pump Packaged Unit | Heat Pump | 200 | 3 |  |  | No Match | Single-Speed |  |  |  | 40100 | 3061 | 13.1 | 12 | 52700 | 3592 | 4.3 | 4.2 | Federally-Regulated Commercial & Industrial Equipment | 01/24/2011 |  | 03/23/2020
ClimateMaster Inc. | Carrier Corp. | 50PCH/V015 |  | Water-Source | WBAHP: Heat Pump Packaged Unit | Heat Pump | 230 | 1 |  |  |  | Single-Speed |  |  |  | 14500 | 941 | 15.4 | 11.2 | 17300 | 1014 | 5 | 4.2 | Federally-Regulated Commercial & Industrial Equipment | 04/22/2015 |  | 03/23/2020
ClimateMaster Inc. | Climate Master | TSH/V/D030A*K |  | Water-Source | WBAHP: Heat Pump Packaged Unit | Heat Pump | 208 | 1 |  |  | No Match | Single-Speed |  |  |  | 28000 | 1618 | 17.3 | 12 | 35100 | 1774 | 5.8 | 4.2 | Federally-Regulated Commercial & Industrial Equipment | 10/24/2014 |  | 03/23/2020
ClimateMaster Inc. | Carrier Corp. | 50P1H/V012 3 |  | Water-Source | WBAHP: Heat Pump Packaged Unit | Heat Pump | 230 | 1 |  |  | No Match | Single-Speed |  |  |  | 11700 | 867 | 13.5 | 11.2 | 15200 | 1036 | 4.3 | 4.2 | Federally-Regulated Commercial & Industrial Equipment | 01/24/2011 |  | 03/23/2020
ClimateMaster Inc. | Climate Master | TSV/TSH/TSD042* |  | Water-Source | WBAHP: Heat Pump Packaged Unit | Heat Pump | 230 | 1 |  |  | No Match | Single-Speed |  |  |  | 38500 | 2238 | 17.2 | 12 | 46300 | 2423 | 5.6 | 4.2 | Federally-Regulated Commercial & Industrial Equipment | 04/21/2014 |  | 03/23/2020
ClimateMaster Inc. | Climate Master | TSH/V/D070A |  | Water-Source | WBAHP: Heat Pump Packaged Unit | Heat Pump | 208 | 1 |  |  | No Match | Single-Speed | 4288 | 899 | 152 | 71000 | 4863 | 14.6 | 12 | 82100 | 5231 | 4.6 | 4.2 | Federally-Regulated Commercial & Industrial Equipment | 10/24/2014 |  | 03/23/2020
ClimateMaster Inc. | Carrier Corp. | 50YEH/V/D030K***3 |  | Water-Source | WBAHP: Heat Pump Packaged Unit | Heat Pump | 208 | 1 |  |  |  | Single-Speed |  |  |  | 28000 | 1618 | 17.3 | 12 | 35100 | 1773 | 5.8 | 4.2 | Federally-Regulated Commercial & Industrial Equipment | 04/22/2015 |  | 03/23/2020
ClimateMaster Inc. | Climate Master | TSV/TSH/TSD070* |  | Water-Source | WBAHP: Heat Pump Packaged Unit | Heat Pump | 208 | 1 |  |  | No Match | Single-Speed | 4288 | 899 | 152 | 71000 | 4863 | 14.6 | 12 | 82100 | 5231 | 4.6 | 4.2 | Federally-Regulated Commercial & Industrial Equipment | 04/21/2014 |  | 03/23/2020
ClimateMaster Inc. | Heat Controller | HBH/V018 |  | Water-Source | WBAHP: Heat Pump Packaged Unit | Heat Pump | 208 | 1 |  |  | No Match | Single-Speed |  |  |  | 17300 | 1210 | 14.3 | 12 | 21500 | 1260 | 5 | 4.2 | Federally-Regulated Commercial & Industrial Equipment | 10/24/2014 |  | 03/23/2020
ClimateMaster Inc. | Heat Controller | HEV/H036 |  | Water-Source | WBAHP: Heat Pump Packaged Unit | Heat Pump | 208 | 1 |  |  | No Match | Single-Speed |  |  |  | 33300 | 2523 | 13.2 | 12 | 41700 | 2716 | 4.5 | 4.2 | Federally-Regulated Commercial & Industrial Equipment | 03/02/2012 |  | 03/23/2020
ClimateMaster Inc. | Climate Master | TTV/H/D038B |  | Water-Source | WBAHP: Heat Pump Packaged Unit | Heat Pump | 230 | 1 |  |  |  | Single-Speed |  |  |  | 36200 | 2320 | 15.6 | 12 | 44800 | 2477 | 5.3 | 4.2 | Federally-Regulated Commercial & Industrial Equipment | 06/09/2015 |  | 03/23/2020
ClimateMaster Inc. | Climate Master | TCH/V036AE |  | Water-Source | WBAHP: Heat Pump Packaged Unit | Heat Pump | 265 | 1 |  |  | No Match | Single-Speed |  |  |  | 34500 | 2556 | 13.5 | 12 | 45200 | 3013 | 4.4 | 4.2 | Federally-Regulated Commercial & Industrial Equipment | 07/07/2011 |  | 03/23/2020
ClimateMaster Inc. | Carrier Corp. | 50RTP05 5 |  | Water-Source | WBAHP: Heat Pump Packaged Unit | Heat Pump | 230 | 3 |  |  | No Match | Single-Speed |  |  |  | 61100 | 3892 | 15.7 | 12 | 72800 | 4183 | 5.1 | 4.2 | Federally-Regulated Commercial & Industrial Equipment | 01/10/2012 |  | 03/23/2020
ClimateMaster Inc. | Carrier Corp. | 50PSH/V/D048 |  | Water-Source | WBAHP: Heat Pump Packaged Unit | Heat Pump | 208 | 1 |  |  | No Match | Single-Speed |  |  |  | 47100 | 3182 | 14.8 | 12 | 58000 | 3617 | 4.7 | 4.2 | Federally-Regulated Commercial & Industrial Equipment | 10/24/2014 |  | 03/23/2020
ClimateMaster Inc. | Climate Master | ADA/B/C064 |  | Water-Source | WBAHP: Heat Pump Packaged Unit | Heat Pump | 208 | 1 |  |  | No Match | Single-Speed |  |  |  | 61300 | 3831 | 16 | 12 | 77200 | 4269 | 5.3 | 4.2 | Federally-Regulated Commercial & Industrial Equipment | 12/12/2012 |  | 03/23/2020
ClimateMaster Inc. | Climate Master | TCH/V012A |  | Water-Source | WBAHP: Heat Pump Packaged Unit | Heat Pump | 208 | 1 |  |  | No Match | Single-Speed |  |  |  | 11700 | 867 | 13.5 | 11.2 | 15200 | 1036 | 4.3 | 4.2 | Federally-Regulated Commercial & Industrial Equipment | 10/24/2014 |  | 03/23/2020
ClimateMaster Inc. | Climate Master | TCH/V042A |  | Water-Source | WBAHP: Heat Pump Packaged Unit | Heat Pump | 208 | 1 |  |  | No Match | Single-Speed |  |  |  | 40100 | 3038 | 13.2 | 12 | 52700 | 3592 | 4.3 | 4.2 | Federally-Regulated Commercial & Industrial Equipment | 10/24/2014 |  | 03/23/2020
ClimateMaster Inc. | Climate Master | TRH/V048AF |  | Water-Source | WBAHP: Heat Pump Packaged Unit | Heat Pump | 460 | 3 |  |  | No Match | Single-Speed |  |  |  | 47700 | 3586 | 13.3 | 12 | 55900 | 3486 | 4.7 | 4.2 | Federally-Regulated Commercial & Industrial Equipment | 01/24/2011 |  | 03/23/2020
ClimateMaster Inc. | Carrier Corp. | 50YEV/YEH/YED |  | Water-Source | WBAHP: Heat Pump Packaged Unit | Heat Pump | 230 | 1 |  |  |  | Single-Speed |  |  |  | 18000 | 1200 | 15 | 12 | 23000 | 1296 | 5.2 | 4.2 | Federally-Regulated Commercial & Industrial Equipment | 04/08/2015 |  | 03/23/2020
ClimateMaster Inc. | Climate Master | TCH/V030AH |  | Water-Source | WBAHP: Heat Pump Packaged Unit | Heat Pump | 200 | 3 |  |  | No Match | Single-Speed |  |  |  | 28100 | 2097 | 13.4 | 12 | 35100 | 2238 | 4.6 | 4.2 | Federally-Regulated Commercial & Industrial Equipment | 07/07/2011 |  | 03/23/2020
ClimateMaster Inc. | Heat Controller | HEV/H036B |  | Water-Source | WBAHP: Heat Pump Packaged Unit | Heat Pump | 208 | 1 |  |  | No Match | Single-Speed |  |  |  | 34100 | 2289 | 14.9 | 12 | 41800 | 2722 | 4.5 | 4.2 | Federally-Regulated Commercial & Industrial Equipment | 01/09/2014 |  | 03/23/2020
ClimateMaster Inc. | Climate Master | TZV/H030C |  | Water-Source | WBAHP: Heat Pump Packaged Unit | Heat Pump | 208 | 1 |  |  |  | Single-Speed |  |  |  | 28500 | 2035 | 14 | 12 | 35800 | 2280 | 4.6 | 4.2 | Federally-Regulated Commercial & Industrial Equipment | 06/09/2015 |  | 03/23/2020
ClimateMaster Inc. | Climate Master | TSV/TSH/TSD036* |  | Water-Source | WBAHP: Heat Pump Packaged Unit | Heat Pump | 208 | 1 |  |  | No Match | Single-Speed |  |  |  | 33400 | 1965 | 17 | 12 | 40400 | 2114 | 5.6 | 4.2 | Federally-Regulated Commercial & Industrial Equipment | 04/21/2014 |  | 03/23/2020
ClimateMaster Inc. | Carrier Corp. | 50YEH/V/D070 |  | Water-Source | WBAHP: Heat Pump Packaged Unit | Heat Pump | 208 | 1 |  |  | No Match | Single-Speed | 4288 | 899 | 152 | 71000 | 4863 | 14.6 | 12 | 82100 | 5231 | 4.6 | 4.2 | Federally-Regulated Commercial & Industrial Equipment | 10/24/2014 |  | 03/23/2020
ClimateMaster Inc. | Climate Master | TTV/TTH/TTD049 |  | Water-Source | WBAHP: Heat Pump Packaged Unit | Heat Pump | 230 | 1 |  |  |  | Single-Speed |  |  |  | 48400 | 3082 | 15.7 | 12 | 59900 | 3375 | 5.2 | 4.2 | Federally-Regulated Commercial & Industrial Equipment | 06/15/2015 |  | 03/23/2020
ClimateMaster Inc. | Climate Master | TSH/V/D042C*K |  | Water-Source | WBAHP: Heat Pump Packaged Unit | Heat Pump | 208 | 1 |  |  | No Match | Single-Speed |  |  |  | 39400 | 2010 | 19.6 | 12 | 45100 | 2203 | 6 | 4.2 | Federally-Regulated Commercial & Industrial Equipment | 10/24/2014 |  | 03/23/2020
ClimateMaster Inc. | Climate Master | QEV/H/D0930 |  | Water-Source | WBAHP: Heat Pump Packaged Unit | Heat Pump | 208 | 1 |  |  |  | Variable-Speed |  |  |  | 24000 | 1243 | 19.3 | 12 | 30000 | 1332 | 6.6 | 4.2 | Federally-Regulated Commercial & Industrial Equipment | 06/15/2015 |  | 03/23/2020
ClimateMaster Inc. | Climate Master | TSV/TSH/TSD018BG |  | Water-Source | WBAHP: Heat Pump Packaged Unit | Heat Pump | 208 | 1 |  |  |  | Single-Speed |  |  |  | 18600 | 1240 | 15 | 12 | 23000 | 1296 | 5.2 | 4.2 | Federally-Regulated Commercial & Industrial Equipment | 04/08/2015 |  | 03/23/2020
ClimateMaster Inc. | Heat Controller | HPH/V018 1 |  | Water-Source | WBAHP: Heat Pump Packaged Unit | Heat Pump | 208 | 1 |  |  | No Match | Single-Speed |  |  |  | 17300 | 1210 | 14.3 | 12 | 21500 | 1260 | 5 | 4.2 | Federally-Regulated Commercial & Industrial Equipment | 01/24/2011 |  | 03/23/2020
ClimateMaster Inc. | Climate Master | TRH/V060AG |  | Water-Source | WBAHP: Heat Pump Packaged Unit | Heat Pump | 230 | 1 |  |  | No Match | Single-Speed |  |  |  | 59400 | 4433 | 13.4 | 12 | 72000 | 4907 | 4.3 | 4.2 | Federally-Regulated Commercial & Industrial Equipment | 01/24/2011 |  | 03/23/2020
ClimateMaster Inc. | Climate Master | TCV072A |  | Water-Source | WBAHP: Heat Pump Packaged Unit | Heat Pump | 230 | 3 |  |  | No Match | Single-Speed | 2385 | 902 | 127 | 69000 | 5188 | 13.3 | 12 | 92500 | 5422 | 5 | 4.2 | Federally-Regulated Commercial & Industrial Equipment | 10/24/2014 |  | 03/23/2020
ClimateMaster Inc. | Climate Master | TRH/V036AE |  | Water-Source | WBAHP: Heat Pump Packaged Unit | Heat Pump | 265 | 1 |  |  | No Match | Single-Speed |  |  |  | 34500 | 2556 | 13.5 | 12 | 45200 | 3011 | 4.4 | 4.2 | Federally-Regulated Commercial & Industrial Equipment | 01/24/2011 |  | 03/23/2020
ClimateMaster Inc. | Carrier Corp. | 50PCH/V009 4 |  | Water-Source | WBAHP: Heat Pump Packaged Unit | Heat Pump | 265 | 1 |  |  | No Match | Single-Speed |  |  |  | 8800 | 657 | 13.4 | 11.2 | 11600 | 809 | 4.2 | 4.2 | Federally-Regulated Commercial & Industrial Equipment | 01/24/2011 |  | 03/23/2020
ClimateMaster Inc. | Climate Master | TSH/V/D024C |  | Water-Source | WBAHP: Heat Pump Packaged Unit | Heat Pump | 230 | 1 |  |  | No Match | Single-Speed |  |  |  | 23800 | 1408 | 16.9 | 12 | 30800 | 1530 | 5.9 | 4.2 | Federally-Regulated Commercial & Industrial Equipment | 10/24/2014 |  | 03/23/2020
ClimateMaster Inc. | Ruud | RPVH/V/D025 |  | Water-Source | WBAHP: Heat Pump Packaged Unit | Heat Pump | 230 | 1 |  |  |  | Single-Speed |  |  |  | 25300 | 1591 | 15.9 | 12 | 30800 | 1703 | 5.3 | 4.2 | Federally-Regulated Commercial & Industrial Equipment | 06/15/2015 |  | 03/23/2020
ClimateMaster Inc. | Carrier Corp. | 50P1H/V006 3 |  | Water-Source | WBAHP: Heat Pump Packaged Unit | Heat Pump | 230 | 1 |  |  | No Match | Single-Speed |  |  |  | 5800 | 439 | 13.2 | 11.2 | 7500 | 468 | 4.7 | 4.2 | Federally-Regulated Commercial & Industrial Equipment | 01/24/2011 |  | 03/23/2020
ClimateMaster Inc. | Carrier Corp. | 50PSH/V/D060****2 |  | Water-Source | WBAHP: Heat Pump Packaged Unit | Heat Pump | 230 | 1 |  |  |  | Single-Speed |  |  |  | 62400 | 3924 | 15.9 | 12 | 73900 | 4331 | 5 | 4.2 | Federally-Regulated Commercial & Industrial Equipment | 04/22/2015 |  | 03/23/2020
ClimateMaster Inc. | Carrier Corp. | 50P1H/V036 5 |  | Water-Source | WBAHP: Heat Pump Packaged Unit | Heat Pump | 200 | 3 |  |  | No Match | Single-Speed |  |  |  | 34500 | 2556 | 13.5 | 12 | 45200 | 3011 | 4.4 | 4.2 | Federally-Regulated Commercial & Industrial Equipment | 01/24/2011 |  | 03/23/2020
ClimateMaster Inc. | Climate Master | TSV/H/D030 |  | Water-Source | WBAHP: Heat Pump Packaged Unit | Heat Pump | 230 | 1 |  |  | No Match | Single-Speed |  |  |  | 28000 | 1718 | 16.3 | 12 | 35500 | 1892 | 5.5 | 4.2 | Federally-Regulated Commercial & Industrial Equipment | 10/24/2014 |  | 03/23/2020
ClimateMaster Inc. | Climate Master | TCH/V036AG |  | Water-Source | WBAHP: Heat Pump Packaged Unit | Heat Pump | 230 | 1 |  |  | No Match | Single-Speed |  |  |  | 34500 | 2556 | 13.5 | 12 | 45200 | 3013 | 4.4 | 4.2 | Federally-Regulated Commercial & Industrial Equipment | 07/07/2011 |  | 03/23/2020
ClimateMaster Inc. | Carrier Corp. | 50PCH/V006 |  | Water-Source | WBAHP: Heat Pump Packaged Unit | Heat Pump | 208 | 1 |  |  |  | Single-Speed |  |  |  | 5800 | 439 | 13.2 | 11.2 | 7500 | 467 | 4.7 | 4.2 | Federally-Regulated Commercial & Industrial Equipment | 04/22/2015 |  | 03/23/2020
ClimateMaster Inc. | Climate Master | TCV072 |  | Water-Source | WBAHP: Heat Pump Packaged Unit | Heat Pump | 208 | 3 |  |  | No Match | Single-Speed | 2385 | 902 | 127 | 69000 | 5188 | 13.3 | 12 | 92500 | 5422 | 5 | 4.2 | Federally-Regulated Commercial & Industrial Equipment | 10/24/2014 |  | 03/23/2020
ClimateMaster Inc. | Climate Master | TSV/H/D042A |  | Water-Source | WBAHP: Heat Pump Packaged Unit | Heat Pump | 208 | 1 |  |  | No Match | Single-Speed |  |  |  | 38500 | 2238 | 17.2 | 12 | 46300 | 2423 | 5.6 | 4.2 | Federally-Regulated Commercial & Industrial Equipment | 10/24/2014 |  | 03/23/2020
ClimateMaster Inc. | Carrier Corp. | 50PCH/V060 |  | Water-Source | WBAHP: Heat Pump Packaged Unit | Heat Pump | 230 | 1 |  |  |  | Single-Speed |  |  |  | 59400 | 4432 | 13.4 | 12 | 72000 | 4907 | 4.3 | 4.2 | Federally-Regulated Commercial & Industrial Equipment | 04/22/2015 |  | 03/23/2020
ClimateMaster Inc. | Carrier Corp. | 50PSH/V/D030K***2 |  | Water-Source | WBAHP: Heat Pump Packaged Unit | Heat Pump | 208 | 1 |  |  |  | Single-Speed |  |  |  | 28000 | 1618 | 17.3 | 12 | 35100 | 1773 | 5.8 | 4.2 | Federally-Regulated Commercial & Industrial Equipment | 04/22/2015 |  | 03/23/2020
ClimateMaster Inc. | Carrier Corp. | 50PSH/V/D042K***2 |  | Water-Source | WBAHP: Heat Pump Packaged Unit | Heat Pump | 208 | 1 |  |  |  | Single-Speed |  |  |  | 39400 | 2010 | 19.6 | 12 | 45100 | 2202 | 6 | 4.2 | Federally-Regulated Commercial & Industrial Equipment | 04/22/2015 |  | 03/23/2020
ClimateMaster Inc. | Carrier Corp. | 50PSH/V/D030****2 |  | Water-Source | WBAHP: Heat Pump Packaged Unit | Heat Pump | 208 | 1 |  |  |  | Single-Speed |  |  |  | 28000 | 1717 | 16.3 | 12 | 35500 | 1891 | 5.5 | 4.2 | Federally-Regulated Commercial & Industrial Equipment | 04/22/2015 |  | 03/23/2020
ClimateMaster Inc. | Climate Master | ADA/B/C026 |  | Water-Source | WBAHP: Heat Pump Packaged Unit | Heat Pump | 208 | 1 |  |  | No Match | Single-Speed |  |  |  | 25100 | 1434 | 17.5 | 12 | 30200 | 1581 | 5.6 | 4.2 | Federally-Regulated Commercial & Industrial Equipment | 12/12/2012 |  | 03/23/2020
ClimateMaster Inc. | Climate Master | TCH/V018AE |  | Water-Source | WBAHP: Heat Pump Packaged Unit | Heat Pump | 265 | 1 |  |  | No Match | Single-Speed |  |  |  | 17300 | 1210 | 14.3 | 12 | 21500 | 1261 | 5 | 4.2 | Federally-Regulated Commercial & Industrial Equipment | 07/07/2011 |  | 03/23/2020
ClimateMaster Inc. | Climate Master | TRH/V024AG |  | Water-Source | WBAHP: Heat Pump Packaged Unit | Heat Pump | 208 | 1 |  |  | No Match | Single-Speed |  |  |  | 23700 | 1769 | 13.4 | 12 | 28500 | 1777 | 4.7 | 4.2 | Federally-Regulated Commercial & Industrial Equipment | 01/24/2011 |  | 03/23/2020
ClimateMaster Inc. | Carrier Corp. | 50PSH/V/D018K |  | Water-Source | WBAHP: Heat Pump Packaged Unit | Heat Pump | 230 | 1 |  |  |  | Single-Speed |  |  |  | 19200 | 1163 | 16.5 | 12 | 23300 | 1157 | 5.9 | 4.2 | Federally-Regulated Commercial & Industrial Equipment | 04/22/2015 |  | 03/23/2020
ClimateMaster Inc. | Climate Master | TZV/H024B |  | Water-Source | WBAHP: Heat Pump Packaged Unit | Heat Pump | 208 | 1 |  |  | No Match | Single-Speed |  |  |  | 23700 | 1657 | 14.3 | 12 | 28000 | 1784 | 4.6 | 4.2 | Federally-Regulated Commercial & Industrial Equipment | 01/09/2014 |  | 03/23/2020
ClimateMaster Inc. | Carrier Corp. | 50HQP072 |  | Water-Source | WBAHP: Heat Pump Packaged Unit | Heat Pump | 208 | 3 |  |  |  | Single-Speed | 2385 |  | 127 | 69000 | 5187 | 13.3 | 11.9 | 92500 | 5421 | 5 | 4.2 | Federally-Regulated Commercial & Industrial Equipment | 04/22/2015 |  | 03/23/2020
ClimateMaster Inc. | Climate Master | TCH/V030AG |  | Water-Source | WBAHP: Heat Pump Packaged Unit | Heat Pump | 230 | 1 |  |  | No Match | Single-Speed |  |  |  | 28100 | 2097 | 13.4 | 12 | 35100 | 2238 | 4.6 | 4.2 | Federally-Regulated Commercial & Industrial Equipment | 07/07/2011 |  | 03/23/2020
ClimateMaster Inc. | Heat Controller | HPH/V048 |  | Water-Source | WBAHP: Heat Pump Packaged Unit | Heat Pump | 208 | 1 |  |  | No Match | Single-Speed |  |  |  | 47700 | 3586 | 13.3 | 12 | 55900 | 3486 | 4.7 | 4.2 | Federally-Regulated Commercial & Industrial Equipment | 10/24/2014 |  | 03/23/2020
ClimateMaster Inc. | Climate Master | TSH/V/D018B |  | Water-Source | WBAHP: Heat Pump Packaged Unit | Heat Pump | 208 | 1 |  |  | No Match | Single-Speed |  |  |  | 18600 | 1240 | 15 | 12 | 23000 | 1296 | 5.2 | 4.2 | Federally-Regulated Commercial & Industrial Equipment | 10/24/2014 |  | 03/23/2020
ClimateMaster Inc. | Carrier Corp. | 50PCH/V036 |  | Water-Source | WBAHP: Heat Pump Packaged Unit | Heat Pump | 208 | 1 |  |  |  | Single-Speed |  |  |  | 34500 | 2555 | 13.5 | 12 | 45200 | 3010 | 4.4 | 4.2 | Federally-Regulated Commercial & Industrial Equipment | 04/22/2015 |  | 03/23/2020
ClimateMaster Inc. | Carrier Corp. | 50P1H/V018 |  | Water-Source | WBAHP: Heat Pump Packaged Unit | Heat Pump | 230 | 1 |  |  |  | Single-Speed |  |  |  | 17300 | 1209 | 14.3 | 12 | 21500 | 1260 | 5 | 4.2 | Federally-Regulated Commercial & Industrial Equipment | 04/22/2015 |  | 03/23/2020
ClimateMaster Inc. | Climate Master | TRE060*H |  | Water-Source | WBAHP: Heat Pump Packaged Unit | Heat Pump | 208 | 3 |  |  | No Match | Single-Speed |  |  |  | 61100 | 3892 | 15.7 | 12 | 72800 | 4183 | 5.1 | 4.2 | Federally-Regulated Commercial & Industrial Equipment | 01/10/2012 |  | 03/23/2020
ClimateMaster Inc. | Climate Master | ACA/B048 |  | Water-Source | WBAHP: Heat Pump Packaged Unit | Heat Pump | 208 | 1 |  |  |  | Single-Speed |  |  |  | 45700 | 3385 | 13.5 | 12 | 53600 | 3272 | 4.8 | 4.2 | Federally-Regulated Commercial & Industrial Equipment | 06/09/2015 |  | 03/23/2020
ClimateMaster Inc. | Carrier Corp. | 50P1H/V048 5 |  | Water-Source | WBAHP: Heat Pump Packaged Unit | Heat Pump | 230 | 3 |  |  | No Match | Single-Speed |  |  |  | 47700 | 3586 | 13.3 | 12 | 55900 | 3486 | 4.7 | 4.2 | Federally-Regulated Commercial & Industrial Equipment | 01/24/2011 |  | 03/23/2020
ClimateMaster Inc. | Climate Master | TZV/H048C |  | Water-Source | WBAHP: Heat Pump Packaged Unit | Heat Pump | 230 | 1 |  |  |  | Single-Speed |  |  |  | 45900 | 3278 | 14 | 12 | 53800 | 3217 | 4.9 | 4.2 | Federally-Regulated Commercial & Industrial Equipment | 06/09/2015 |  | 03/23/2020
ClimateMaster Inc. | Carrier Corp. | 50P1H/V024 3 |  | Water-Source | WBAHP: Heat Pump Packaged Unit | Heat Pump | 230 | 1 |  |  | No Match | Single-Speed |  |  |  | 23700 | 1769 | 13.4 | 12 | 28500 | 1777 | 4.7 | 4.2 | Federally-Regulated Commercial & Industrial Equipment | 01/24/2011 |  | 03/23/2020
ClimateMaster Inc. | Carrier Corp. | 50PSH/V/D048K***2 |  | Water-Source | WBAHP: Heat Pump Packaged Unit | Heat Pump | 208 | 1 |  |  |  | Single-Speed |  |  |  | 48900 | 2843 | 17.2 | 12 | 57700 | 3252 | 5.2 | 4.2 | Federally-Regulated Commercial & Industrial Equipment | 04/22/2015 |  | 03/23/2020
ClimateMaster Inc. | Climate Master | TSV/TSH/TSD070*K* |  | Water-Source | WBAHP: Heat Pump Packaged Unit | Heat Pump | 208 | 1 |  |  | No Match | Single-Speed | 4273 | 691 | 141 | 71100 | 4529 | 15.7 | 12 | 82000 | 5007 | 4.8 | 4.2 | Federally-Regulated Commercial & Industrial Equipment | 04/21/2014 |  | 03/23/2020
ClimateMaster Inc. | Carrier Corp. | 50P1H/V036 6 |  | Water-Source | WBAHP: Heat Pump Packaged Unit | Heat Pump | 460 | 3 |  |  | No Match | Single-Speed |  |  |  | 34500 | 2556 | 13.5 | 12 | 45200 | 3011 | 4.4 | 4.2 | Federally-Regulated Commercial & Industrial Equipment | 01/24/2011 |  | 03/23/2020
ClimateMaster Inc. | Carrier Corp. | 50YEH/V/D048 |  | Water-Source | WBAHP: Heat Pump Packaged Unit | Heat Pump | 230 | 1 |  |  | No Match | Single-Speed |  |  |  | 47100 | 3182 | 14.8 | 12 | 58000 | 3617 | 4.7 | 4.2 | Federally-Regulated Commercial & Industrial Equipment | 10/24/2014 |  | 03/23/2020
ClimateMaster Inc. | Carrier Corp. | 50P1H/V009 |  | Water-Source | WBAHP: Heat Pump Packaged Unit | Heat Pump | 230 | 1 |  |  |  | Single-Speed |  |  |  | 8800 | 656 | 13.4 | 11.2 | 11600 | 809 | 4.2 | 4.2 | Federally-Regulated Commercial & Industrial Equipment | 04/22/2015 |  | 03/23/2020
ClimateMaster Inc. | Carrier Corp. | 50PSH/V/D048****2 |  | Water-Source | WBAHP: Heat Pump Packaged Unit | Heat Pump | 230 | 1 |  |  |  | Single-Speed |  |  |  | 47100 | 3182 | 14.8 | 12 | 58000 | 3616 | 4.7 | 4.2 | Federally-Regulated Commercial & Industrial Equipment | 04/22/2015 |  | 03/23/2020
ClimateMaster Inc. | Carrier Corp. | 50YGV/H/D026 |  | Water-Source | WBAHP: Heat Pump Packaged Unit | Heat Pump | 208 | 1 |  |  |  | Single-Speed |  |  |  | 25100 | 1434 | 17.5 | 12 | 30200 | 1580 | 5.6 | 4.2 | Federally-Regulated Commercial & Industrial Equipment | 04/22/2015 |  | 03/23/2020
ClimateMaster Inc. | Carrier Corp. | 50P1H/V015 4 |  | Water-Source | WBAHP: Heat Pump Packaged Unit | Heat Pump | 265 | 1 |  |  | No Match | Single-Speed |  |  |  | 14500 | 942 | 15.4 | 11.2 | 17300 | 1014 | 5 | 4.2 | Federally-Regulated Commercial & Industrial Equipment | 01/24/2011 |  | 03/23/2020
ClimateMaster Inc. | Climate Master | TSV/TSH/TSD036*K* |  | Water-Source | WBAHP: Heat Pump Packaged Unit | Heat Pump | 208 | 1 |  |  | No Match | Single-Speed |  |  |  | 33500 | 1851 | 18.1 | 12 | 39900 | 1982 | 5.9 | 4.2 | Federally-Regulated Commercial & Industrial Equipment | 04/21/2014 |  | 03/23/2020
ClimateMaster Inc. | Carrier Corp. | 50P1H/V009 4 |  | Water-Source | WBAHP: Heat Pump Packaged Unit | Heat Pump | 265 | 1 |  |  | No Match | Single-Speed |  |  |  | 8800 | 657 | 13.4 | 11.2 | 11600 | 809 | 4.2 | 4.2 | Federally-Regulated Commercial & Industrial Equipment | 01/24/2011 |  | 03/23/2020
ClimateMaster Inc. | Climate Master | TCH/V024AH |  | Water-Source | WBAHP: Heat Pump Packaged Unit | Heat Pump | 200 | 3 |  |  | No Match | Single-Speed |  |  |  | 23700 | 1769 | 13.4 | 12 | 28500 | 1778 | 4.7 | 4.2 | Federally-Regulated Commercial & Industrial Equipment | 07/07/2011 |  | 03/23/2020
ClimateMaster Inc. | Carrier Corp. | 50HQP120 |  | Water-Source | WBAHP: Heat Pump Packaged Unit | Heat Pump | 208 | 3 |  |  |  | Single-Speed | 3645 |  | 444 | 119000 | 8947 | 13.3 | 11.9 | 160000 | 10193 | 4.6 | 4.2 | Federally-Regulated Commercial & Industrial Equipment | 04/22/2015 |  | 03/23/2020
ClimateMaster Inc. | Climate Master | TCH/V024AF |  | Water-Source | WBAHP: Heat Pump Packaged Unit | Heat Pump | 460 | 3 |  |  | No Match | Single-Speed |  |  |  | 23700 | 1769 | 13.4 | 12 | 28500 | 1778 | 4.7 | 4.2 | Federally-Regulated Commercial & Industrial Equipment | 07/07/2011 |  | 03/23/2020
ClimateMaster Inc. | Carrier Corp. | 50P1H/V015 3 |  | Water-Source | WBAHP: Heat Pump Packaged Unit | Heat Pump | 230 | 1 |  |  | No Match | Single-Speed |  |  |  | 14500 | 942 | 15.4 | 11.2 | 17300 | 1014 | 5 | 4.2 | Federally-Regulated Commercial & Industrial Equipment | 01/24/2011 |  | 03/23/2020
ClimateMaster Inc. | Climate Master | TSV/TSH/TSD060*K* |  | Water-Source | WBAHP: Heat Pump Packaged Unit | Heat Pump | 208 | 1 |  |  | No Match | Single-Speed |  |  |  | 63200 | 3674 | 17.2 | 12 | 73200 | 3973 | 5.4 | 4.2 | Federally-Regulated Commercial & Industrial Equipment | 04/21/2014 |  | 03/23/2020
ClimateMaster Inc. | Climate Master | TCH/V015AE |  | Water-Source | WBAHP: Heat Pump Packaged Unit | Heat Pump | 265 | 1 |  |  | No Match | Single-Speed |  |  |  | 14500 | 942 | 15.4 | 11.2 | 17300 | 1015 | 5 | 4.2 | Federally-Regulated Commercial & Industrial Equipment | 07/07/2011 |  | 03/23/2020
ClimateMaster Inc. | Heat Controller | HBH/V006 1 |  | Water-Source | WBAHP: Heat Pump Packaged Unit | Heat Pump | 230 | 1 |  |  | No Match | Single-Speed |  |  |  | 5800 | 439 | 13.2 | 11.2 | 7500 | 468 | 4.7 | 4.2 | Federally-Regulated Commercial & Industrial Equipment | 01/24/2011 |  | 03/23/2020
ClimateMaster Inc. | Heat Controller | HPH/V048 1 |  | Water-Source | WBAHP: Heat Pump Packaged Unit | Heat Pump | 208 | 1 |  |  | No Match | Single-Speed |  |  |  | 47700 | 3586 | 13.3 | 12 | 55900 | 3486 | 4.7 | 4.2 | Federally-Regulated Commercial & Industrial Equipment | 01/24/2011 |  | 03/23/2020
ClimateMaster Inc. | Rheem | RPVV/D/HB025 |  | Water-Source | WBAHP: Heat Pump Packaged Unit | Heat Pump | 208 | 1 |  |  |  | Single-Speed |  |  |  | 25300 | 1429 | 17.7 | 12 | 30400 | 1563 | 5.7 | 4.2 | Federally-Regulated Commercial & Industrial Equipment | 06/09/2015 |  | 03/23/2020
ClimateMaster Inc. | Climate Master | TSH/V/D030A |  | Water-Source | WBAHP: Heat Pump Packaged Unit | Heat Pump | 230 | 1 |  |  | No Match | Single-Speed |  |  |  | 28000 | 1718 | 16.3 | 12 | 35500 | 1892 | 5.5 | 4.2 | Federally-Regulated Commercial & Industrial Equipment | 10/24/2014 |  | 03/23/2020
ClimateMaster Inc. | Climate Master | TZV/H060B |  | Water-Source | WBAHP: Heat Pump Packaged Unit | Heat Pump | 208 | 1 |  |  | No Match | Single-Speed |  |  |  | 61700 | 3930 | 15.7 | 12 | 67500 | 4121 | 4.8 | 4.2 | Federally-Regulated Commercial & Industrial Equipment | 12/12/2012 |  | 03/23/2020
ClimateMaster Inc. | Carrier Corp. | 50PSH/V/D070 |  | Water-Source | WBAHP: Heat Pump Packaged Unit | Heat Pump | 230 | 1 |  |  | No Match | Single-Speed | 4288 | 899 | 152 | 71000 | 4863 | 14.6 | 12 | 82100 | 5231 | 4.6 | 4.2 | Federally-Regulated Commercial & Industrial Equipment | 10/24/2014 |  | 03/23/2020
ClimateMaster Inc. | Heat Controller | HEV/H030C |  | Water-Source | WBAHP: Heat Pump Packaged Unit | Heat Pump | 208 | 1 |  |  |  | Single-Speed |  |  |  | 28500 | 2035 | 14 | 12 | 35800 | 2280 | 4.6 | 4.2 | Federally-Regulated Commercial & Industrial Equipment | 06/09/2015 |  | 03/23/2020
ClimateMaster Inc. | Climate Master | TTV/TTH/TTD072 |  | Water-Source | WBAHP: Heat Pump Packaged Unit | Heat Pump | 208 | 1 |  |  |  | Single-Speed | 4073 | 765 |  | 68700 | 4838 | 14.2 | 11.9 | 88600 | 5299 | 4.9 | 4.2 | Federally-Regulated Commercial & Industrial Equipment | 06/15/2015 |  | 03/23/2020
ClimateMaster Inc. | Heat Controller | HBH/V012 8 |  | Water-Source | WBAHP: Heat Pump Packaged Unit | Heat Pump | 265 | 1 |  |  | No Match | Single-Speed |  |  |  | 11700 | 867 | 13.5 | 11.2 | 15200 | 1036 | 4.3 | 4.2 | Federally-Regulated Commercial & Industrial Equipment | 01/24/2011 |  | 03/23/2020
ClimateMaster Inc. | Climate Master | TRH/V030AE |  | Water-Source | WBAHP: Heat Pump Packaged Unit | Heat Pump | 265 | 1 |  |  | No Match | Single-Speed |  |  |  | 28100 | 2097 | 13.4 | 12 | 35100 | 2236 | 4.6 | 4.2 | Federally-Regulated Commercial & Industrial Equipment | 01/24/2011 |  | 03/23/2020
ClimateMaster Inc. | Climate Master | TZV/H024C |  | Water-Source | WBAHP: Heat Pump Packaged Unit | Heat Pump | 208 | 1 |  |  |  | Single-Speed |  |  |  | 23700 | 1657 | 14.3 | 12 | 28000 | 1783 | 4.6 | 4.2 | Federally-Regulated Commercial & Industrial Equipment | 06/09/2015 |  | 03/23/2020
ClimateMaster Inc. | Carrier Corp. | 50P1H/V060 3 |  | Water-Source | WBAHP: Heat Pump Packaged Unit | Heat Pump | 230 | 1 |  |  | No Match | Single-Speed |  |  |  | 59400 | 4433 | 13.4 | 12 | 72000 | 4907 | 4.3 | 4.2 | Federally-Regulated Commercial & Industrial Equipment | 01/24/2011 |  | 03/23/2020
ClimateMaster Inc. | Carrier Corp. | 50PCH/V048 |  | Water-Source | WBAHP: Heat Pump Packaged Unit | Heat Pump | 230 | 1 |  |  |  | Single-Speed |  |  |  | 47700 | 3586 | 13.3 | 12 | 55900 | 3485 | 4.7 | 4.2 | Federally-Regulated Commercial & Industrial Equipment | 04/22/2015 |  | 03/23/2020
ClimateMaster Inc. | Climate Master | TRE072C |  | Water-Source | WBAHP: Heat Pump Packaged Unit | Heat Pump | 208 | 3 |  |  | No Match | Single-Speed | 4208 | 933 | 108 | 67000 | 4497 | 14.9 | 12 | 87300 | 5017 | 5.1 | 4.2 | Federally-Regulated Commercial & Industrial Equipment | 10/24/2014 |  | 03/23/2020
ClimateMaster Inc. | Climate Master | TCH/V012AG |  | Water-Source | WBAHP: Heat Pump Packaged Unit | Heat Pump | 208 | 1 |  |  | No Match | Single-Speed |  |  |  | 11700 | 867 | 13.5 | 11.2 | 15200 | 1036 | 4.3 | 4.2 | Federally-Regulated Commercial & Industrial Equipment | 01/24/2011 |  | 03/23/2020
ClimateMaster Inc. | Climate Master | TCH/V048AH |  | Water-Source | WBAHP: Heat Pump Packaged Unit | Heat Pump | 200 | 3 |  |  | No Match | Single-Speed |  |  |  | 47700 | 3586 | 13.3 | 12 | 55900 | 3488 | 4.7 | 4.2 | Federally-Regulated Commercial & Industrial Equipment | 07/07/2011 |  | 03/23/2020
ClimateMaster Inc. | Climate Master | TCH/V036AH |  | Water-Source | WBAHP: Heat Pump Packaged Unit | Heat Pump | 200 | 3 |  |  | No Match | Single-Speed |  |  |  | 34500 | 2556 | 13.5 | 12 | 45200 | 3013 | 4.4 | 4.2 | Federally-Regulated Commercial & Industrial Equipment | 07/07/2011 |  | 03/23/2020
ClimateMaster Inc. | Heat Controller | HPH/V018 |  | Water-Source | WBAHP: Heat Pump Packaged Unit | Heat Pump | 208 | 1 |  |  | No Match | Single-Speed |  |  |  | 17300 | 1210 | 14.3 | 12 | 21500 | 1260 | 5 | 4.2 | Federally-Regulated Commercial & Industrial Equipment | 10/24/2014 |  | 03/23/2020
ClimateMaster Inc. | Ruud | RPVV/D/HB062 |  | Water-Source | WBAHP: Heat Pump Packaged Unit | Heat Pump | 230 | 1 |  |  |  | Single-Speed |  |  |  | 61500 | 3796 | 16.2 | 12 | 77400 | 4200 | 5.4 | 4.2 | Federally-Regulated Commercial & Industrial Equipment | 06/09/2015 |  | 03/23/2020
ClimateMaster Inc. | Climate Master | TCH/V060AF |  | Water-Source | WBAHP: Heat Pump Packaged Unit | Heat Pump | 460 | 3 |  |  | No Match | Single-Speed |  |  |  | 59400 | 4433 | 13.4 | 12 | 72000 | 4910 | 4.3 | 4.2 | Federally-Regulated Commercial & Industrial Equipment | 07/07/2011 |  | 03/23/2020
ClimateMaster Inc. | Climate Master | TRH/V060AH |  | Water-Source | WBAHP: Heat Pump Packaged Unit | Heat Pump | 230 | 3 |  |  | No Match | Single-Speed |  |  |  | 59400 | 4433 | 13.4 | 12 | 72000 | 4907 | 4.3 | 4.2 | Federally-Regulated Commercial & Industrial Equipment | 01/24/2011 |  | 03/23/2020
ClimateMaster Inc. | Heat Controller | HBH/V042 |  | Water-Source | WBAHP: Heat Pump Packaged Unit | Heat Pump | 230 | 1 |  |  | No Match | Single-Speed |  |  |  | 40100 | 3038 | 13.2 | 12 | 52700 | 3592 | 4.3 | 4.2 | Federally-Regulated Commercial & Industrial Equipment | 10/24/2014 |  | 03/23/2020
ClimateMaster Inc. | Climate Master | TCH/V006AE |  | Water-Source | WBAHP: Heat Pump Packaged Unit | Heat Pump | 265 | 1 |  |  | No Match | Single-Speed |  |  |  | 5800 | 439 | 13.2 | 11.2 | 7500 | 468 | 4.7 | 4.2 | Federally-Regulated Commercial & Industrial Equipment | 01/24/2011 |  | 03/23/2020
ClimateMaster Inc. | Carrier Corp. | 50P1H/V018 3 |  | Water-Source | WBAHP: Heat Pump Packaged Unit | Heat Pump | 230 | 1 |  |  | No Match | Single-Speed |  |  |  | 17300 | 1210 | 14.3 | 12 | 21500 | 1260 | 5 | 4.2 | Federally-Regulated Commercial & Industrial Equipment | 01/24/2011 |  | 03/23/2020
ClimateMaster Inc. | Climate Master | ADA/B/C072 |  | Water-Source | WBAHP: Heat Pump Packaged Unit | Heat Pump | 208 | 1 |  |  | No Match | Single-Speed | 4289 | 100 | 130 | 68100 | 4570 | 14.9 | 12 | 85100 | 5307 | 4.7 | 4.2 | Federally-Regulated Commercial & Industrial Equipment | 12/12/2012 |  | 03/23/2020
ClimateMaster Inc. | Carrier Corp. | 50P1H/V042 6 |  | Water-Source | WBAHP: Heat Pump Packaged Unit | Heat Pump | 460 | 3 |  |  | No Match | Single-Speed |  |  |  | 40100 | 3061 | 13.1 | 12 | 52700 | 3592 | 4.3 | 4.2 | Federally-Regulated Commercial & Industrial Equipment | 01/24/2011 |  | 03/23/2020
ClimateMaster Inc. | Heat Controller | HBH/V009 8 |  | Water-Source | WBAHP: Heat Pump Packaged Unit | Heat Pump | 265 | 1 |  |  | No Match | Single-Speed |  |  |  | 8800 | 657 | 13.4 | 11.2 | 11600 | 809 | 4.2 | 4.2 | Federally-Regulated Commercial & Industrial Equipment | 01/24/2011 |  | 03/23/2020
ClimateMaster Inc. | Climate Master | TTP/S038 | CNPV*36* | Water-Source | WBAHP-C: Heat Pump Split Syste | Heat Pump | 208 | 1 | False |  |  | Single-Speed |  |  |  | 36000 | 2535 | 14.2 | 12 | 44700 | 2847 | 4.6 | 4.2 | Federally-Regulated Commercial & Industrial Equipment | 06/09/2015 |  | 03/23/2020
ClimateMaster Inc. | Carrier Corp. | 50YPS038 | CNP**36 | Water-Source | WBAHP-C: Heat Pump Split Syste | Heat Pump | 230 | 1 |  |  | No Match | Single-Speed |  |  |  | 36000 | 2535 | 14.2 | 12 | 44700 | 2848 | 4.6 | 4.2 | Federally-Regulated Commercial & Industrial Equipment | 01/24/2011 |  | 03/23/2020
ClimateMaster Inc. | Carrier Corp. | 50YDS064 | CNP**60 | Water-Source | WBAHP-C: Heat Pump Split Syste | Heat Pump | 230 | 1 |  |  | No Match | Single-Speed |  |  |  | 56400 | 3837 | 14.7 | 12 | 69500 | 4526 | 4.5 | 4.2 | Federally-Regulated Commercial & Industrial Equipment | 01/24/2011 |  | 03/23/2020
ClimateMaster Inc. | Carrier Corp. | 50YDS049 | CNP**48 | Water-Source | WBAHP-C: Heat Pump Split Syste | Heat Pump | 230 | 1 |  |  | No Match | Single-Speed |  |  |  | 49500 | 3300 | 15 | 12 | 56600 | 3456 | 4.8 | 4.2 | Federally-Regulated Commercial & Industrial Equipment | 01/24/2011 |  | 03/23/2020
ClimateMaster Inc. | Climate Master | TES/P064A | TAC064A | Water-Source | WBAHP-CB: Heat Pump Split Syst | Heat Pump | 208 | 1 | False |  |  | Single-Speed |  |  |  | 57400 | 3801 | 15.1 | 12 | 66300 | 4134 | 4.7 | 4.2 | Federally-Regulated Commercial & Industrial Equipment | 06/09/2015 |  | 03/23/2020
ClimateMaster Inc. | Rheem | RPVS/EC048 | RCFL-HM48 | Water-Source | WBAHP-CB: Heat Pump Split Syst | Heat Pump | 230 | 1 | False |  |  | Single-Speed |  |  |  | 48000 | 2981 | 16.1 | 12 | 54500 | 3071 | 5.2 | 4.2 | Federally-Regulated Commercial & Industrial Equipment | 06/09/2015 |  | 03/23/2020
ClimateMaster Inc. | Climate Master | TES/P026A | TAC026A | Water-Source | WBAHP-CB: Heat Pump Split Syst | Heat Pump | 230 | 1 |  |  | No Match | Single-Speed |  |  |  | 25000 | 1543 | 16.2 | 12 | 28500 | 1606 | 5.2 | 4.2 | Federally-Regulated Commercial & Industrial Equipment | 01/09/2014 |  | 03/23/2020
ClimateMaster Inc. | Rheem | RPVS/EC025 | RCFL-HM24 | Water-Source | WBAHP-CB: Heat Pump Split Syst | Heat Pump | 230 | 1 | False |  |  | Single-Speed |  |  |  | 25000 | 1543 | 16.2 | 12 | 28500 | 1606 | 5.2 | 4.2 | Federally-Regulated Commercial & Industrial Equipment | 06/09/2015 |  | 03/23/2020
ClimateMaster Inc. | Climate Master | TES/P038A | TAC038A | Water-Source | WBAHP-CB: Heat Pump Split Syst | Heat Pump | 230 | 1 | False |  |  | Single-Speed |  |  |  | 37900 | 2242 | 16.9 | 12 | 41200 | 2236 | 5.4 | 4.2 | Federally-Regulated Commercial & Industrial Equipment | 06/09/2015 |  | 03/23/2020
ClimateMaster Inc. | Climate Master | TTP/S038A | TAH038A | Water-Source | WBAHP-CB: Heat Pump Split Syst | Heat Pump | 208 | 1 | False |  |  | Single-Speed |  |  |  | 37300 | 2422 | 15.4 | 12 | 44500 | 2460 | 5.3 | 4.2 | Federally-Regulated Commercial & Industrial Equipment | 06/09/2015 |  | 03/23/2020
ClimateMaster Inc. | Heat Controller | HTS024C* | WDG24*A | Water-Source | WBAHP-CB: Heat Pump Split Syst | Heat Pump | 230 | 1 | False |  |  | Single-Speed |  |  |  | 25100 | 1494 | 16.8 | 12 | 28200 | 1589 | 5.2 | 4.2 | Federally-Regulated Commercial & Industrial Equipment | 06/09/2015 |  | 03/23/2020
ClimateMaster Inc. | Climate Master | TTS/P038A | RHPL-HM3621 | Water-Source | WBAHP-CB: Heat Pump Split Syst | Heat Pump | 208 | 1 | False |  |  | Dual-Speed |  |  |  | 36300 | 2649 | 13.7 | 12 | 42800 | 2917 | 4.3 | 4.2 | Federally-Regulated Commercial & Industrial Equipment | 06/19/2015 |  | 03/23/2020
ClimateMaster Inc. | Carrier Corp. | 50PEC18 |  | Water-Source | WBAHP-O: Heat Pump Packaged Un | Heat Pump | 230 | 1 |  |  |  | Single-Speed |  |  |  | 15600 | 1200 | 13 | 11.2 | 20100 | 1309 | 4.5 | 4.2 | Federally-Regulated Commercial & Industrial Equipment | 04/22/2015 |  | 03/23/2020
ClimateMaster Inc. | Climate Master | TRM24 |  | Water-Source | WBAHP-O: Heat Pump Packaged Un | Heat Pump | 208 | 1 |  |  | No Match | Single-Speed |  |  |  | 22100 | 1700 | 13 | 12 | 29400 | 1915 | 4.5 | 4.2 | Federally-Regulated Commercial & Industrial Equipment | 10/24/2014 |  | 03/23/2020
ClimateMaster Inc. | Climate Master | TRM36 |  | Water-Source | WBAHP-O: Heat Pump Packaged Un | Heat Pump | 208 | 1 |  |  | No Match | Single-Speed |  |  |  | 32000 | 2560 | 12.5 | 12 | 37400 | 2383 | 4.6 | 4.2 | Federally-Regulated Commercial & Industrial Equipment | 10/24/2014 |  | 03/23/2020
ClimateMaster Inc. | Climate Master | TRC15 |  | Water-Source | WBAHP-O: Heat Pump Packaged Un | Heat Pump | 208 | 1 |  |  | No Match | Single-Speed |  |  |  | 14100 | 1044 | 13.5 | 11.2 | 18200 | 1046 | 5.1 | 4.2 | Federally-Regulated Commercial & Industrial Equipment | 10/24/2014 |  | 03/23/2020
ClimateMaster Inc. | Climate Master | TRM15 |  | Water-Source | WBAHP-O: Heat Pump Packaged Un | Heat Pump | 208 | 1 |  |  | No Match | Single-Speed |  |  |  | 13800 | 1062 | 13 | 11.2 | 18800 | 1172 | 4.7 | 4.2 | Federally-Regulated Commercial & Industrial Equipment | 10/24/2014 |  | 03/23/2020
ClimateMaster Inc. | Climate Master | TRM18 |  | Water-Source | WBAHP-O: Heat Pump Packaged Un | Heat Pump | 230 | 1 |  |  | No Match | Single-Speed |  |  |  | 16200 | 1246 | 13 | 11.2 | 22600 | 1409 | 4.7 | 4.2 | Federally-Regulated Commercial & Industrial Equipment | 10/24/2014 |  | 03/23/2020
ClimateMaster Inc. | Climate Master | TRM12 |  | Water-Source | WBAHP-O: Heat Pump Packaged Un | Heat Pump | 230 | 1 |  |  | No Match | Single-Speed |  |  |  | 11600 | 892 | 13 | 11.2 | 15400 | 1003 | 4.5 | 4.2 | Federally-Regulated Commercial & Industrial Equipment | 10/24/2014 |  | 03/23/2020
ClimateMaster Inc. | Climate Master | TCH/V006AG |  | Ground-Source | WBAHP: Heat Pump Packaged Unit | Heat Pump | 208 | 1 |  |  | No Match | Single-Speed |  |  |  | 6200 | 403 | 15.4 | 13.4 | 4900 | 422 | 3.4 | 3.1 | Non Federally-Regulated | 01/24/2011 |  | 03/23/2020
ClimateMaster Inc. | Carrier Corp. | 50YEH/V/D036 |  | Ground-Source | WBAHP: Heat Pump Packaged Unit | Heat Pump | 208 | 1 |  |  | No Match | Single-Speed |  |  |  | 34300 | 1786 | 19.2 | 13.4 | 25900 | 1851 | 4.1 | 3.1 | Non Federally-Regulated | 10/24/2014 |  | 03/23/2020
ClimateMaster Inc. | Carrier Corp. | 50PCH/V012 3 |  | Ground-Source | WBAHP: Heat Pump Packaged Unit | Heat Pump | 230 | 1 |  |  | No Match | Single-Speed |  |  |  | 12000 | 805 | 14.9 | 13.4 | 9900 | 907 | 3.2 | 3.1 | Non Federally-Regulated | 01/24/2011 |  | 03/23/2020
ClimateMaster Inc. | Carrier Corp. | 50PSH/V009 |  | Ground-Source | WBAHP: Heat Pump Packaged Unit | Heat Pump | 208 | 1 |  |  |  | Single-Speed |  |  |  | 10000 | 552 | 18.1 | 13.4 | 7100 | 612 | 3.4 | 3.1 | Non Federally-Regulated | 04/22/2015 |  | 03/23/2020
ClimateMaster Inc. | Climate Master | TZV/H042C |  | Ground-Source | WBAHP: Heat Pump Packaged Unit | Heat Pump | 230 | 1 |  |  |  | Single-Speed |  |  |  | 43100 | 2677 | 16.1 | 13.4 | 33300 | 2870 | 3.4 | 3.1 | Non Federally-Regulated | 06/09/2015 |  | 03/23/2020
ClimateMaster Inc. | Climate Master | TSV/H/D060A |  | Ground-Source | WBAHP: Heat Pump Packaged Unit | Heat Pump | 230 | 1 |  |  | No Match | Single-Speed |  |  |  | 63900 | 3715 | 17.2 | 13.4 | 46900 | 3715 | 3.7 | 3.1 | Non Federally-Regulated | 10/24/2014 |  | 03/23/2020
ClimateMaster Inc. | Climate Master | TCH/V009AE |  | Ground-Source | WBAHP: Heat Pump Packaged Unit | Heat Pump | 265 | 1 |  |  | No Match | Single-Speed |  |  |  | 9300 | 592 | 15.7 | 13.4 | 7900 | 681 | 3.4 | 3.1 | Non Federally-Regulated | 01/24/2011 |  | 03/23/2020
ClimateMaster Inc. | Carrier Corp. | 50PSH/V/D036K***2 |  | Ground-Source | WBAHP: Heat Pump Packaged Unit | Heat Pump | 208 | 1 |  |  |  | Single-Speed |  |  |  | 34600 | 1696 | 20.4 | 13.4 | 25600 | 1744 | 4.3 | 3.1 | Non Federally-Regulated | 04/22/2015 |  | 03/23/2020
ClimateMaster Inc. | Carrier Corp. | 50RTP10 |  | Ground-Source | WBAHP: Heat Pump Packaged Unit | Heat Pump | 208 | 3 |  |  |  | Single-Speed | 3426 |  | 82 | 129000 | 8269 | 15.6 | 13.4 | 98000 | 8975 | 3.2 | 3.1 | Non Federally-Regulated | 04/22/2015 |  | 03/23/2020
ClimateMaster Inc. | Climate Master | TRH/V036AH |  | Ground-Source | WBAHP: Heat Pump Packaged Unit | Heat Pump | 230 | 3 |  |  | No Match | Single-Speed |  |  |  | 35300 | 2369 | 14.9 | 13.4 | 29600 | 2629 | 3.3 | 3.1 | Non Federally-Regulated | 01/24/2011 |  | 03/23/2020
ClimateMaster Inc. | Carrier Corp. | 50PSH/V/D060K |  | Ground-Source | WBAHP: Heat Pump Packaged Unit | Heat Pump | 230 | 1 |  |  | No Match | Single-Speed |  |  |  | 64400 | 3500 | 18.4 | 13.4 | 46400 | 3487 | 3.9 | 3.1 | Non Federally-Regulated | 10/24/2014 |  | 03/23/2020
ClimateMaster Inc. | Carrier Corp. | 50YEH/V/D060K***3 |  | Ground-Source | WBAHP: Heat Pump Packaged Unit | Heat Pump | 230 | 1 |  |  |  | Single-Speed |  |  |  | 64400 | 3500 | 18.4 | 13.4 | 46400 | 3486 | 3.9 | 3.1 | Non Federally-Regulated | 04/22/2015 |  | 03/23/2020
ClimateMaster Inc. | Carrier Corp. | 50YDV/YDH/YDD049 |  | Ground-Source | WBAHP: Heat Pump Packaged Unit | Heat Pump | 230 | 1 |  |  |  | Single-Speed |  |  |  | 50600 | 2826 | 17.9 | 13.4 | 37500 | 2747 | 4 | 3.1 | Non Federally-Regulated | 04/22/2015 |  | 03/23/2020
ClimateMaster Inc. | Climate Master | TSV/H/D030A |  | Ground-Source | WBAHP: Heat Pump Packaged Unit | Heat Pump | 230 | 1 |  |  | No Match | Single-Speed |  |  |  | 29200 | 1578 | 18.5 | 13.4 | 22200 | 1668 | 3.9 | 3.1 | Non Federally-Regulated | 10/24/2014 |  | 03/23/2020
ClimateMaster Inc. | Climate Master | TCH/V009AG |  | Ground-Source | WBAHP: Heat Pump Packaged Unit | Heat Pump | 230 | 1 |  |  | No Match | Single-Speed |  |  |  | 9300 | 592 | 15.7 | 13.4 | 7900 | 681 | 3.4 | 3.1 | Non Federally-Regulated | 01/24/2011 |  | 03/23/2020
ClimateMaster Inc. | Climate Master | TRH/V042AH |  | Ground-Source | WBAHP: Heat Pump Packaged Unit | Heat Pump | 200 | 3 |  |  | No Match | Single-Speed |  |  |  | 40500 | 2813 | 14.4 | 13.4 | 34300 | 3046 | 3.3 | 3.1 | Non Federally-Regulated | 01/24/2011 |  | 03/23/2020
ClimateMaster Inc. | Heat Controller | HBH/V024 |  | Ground-Source | WBAHP: Heat Pump Packaged Unit | Heat Pump | 230 | 1 |  |  | No Match | Single-Speed |  |  |  | 24900 | 1617 | 15.4 | 13.4 | 18500 | 1643 | 3.3 | 3.1 | Non Federally-Regulated | 10/24/2014 |  | 03/23/2020
ClimateMaster Inc. | Carrier Corp. | 50RTP05 6 |  | Ground-Source | WBAHP: Heat Pump Packaged Unit | Heat Pump | 460 | 3 |  |  | No Match | Single-Speed |  |  |  | 62100 | 3528 | 17.6 | 13.4 | 45600 | 3712 | 3.6 | 3.1 | Non Federally-Regulated | 01/10/2012 |  | 03/23/2020
ClimateMaster Inc. | Climate Master | TEV/H/D064 |  | Ground-Source | WBAHP: Heat Pump Packaged Unit | Heat Pump | 230 | 1 |  |  | No Match | Single-Speed | 3257 | 161 | 92 | 66200 | 3521 | 18.8 | 13.4 | 48700 | 3660 | 3.9 | 3.1 | Non Federally-Regulated | 05/02/2012 |  | 03/23/2020
ClimateMaster Inc. | Heat Controller | HEV/H024 |  | Ground-Source | WBAHP: Heat Pump Packaged Unit | Heat Pump | 208 | 1 |  |  | No Match | Single-Speed |  |  |  | 22700 | 1513 | 15 | 13.4 | 18200 | 1524 | 3.5 | 3.1 | Non Federally-Regulated | 03/02/2012 |  | 03/23/2020
ClimateMaster Inc. | Climate Master | TRH/V042AG |  | Ground-Source | WBAHP: Heat Pump Packaged Unit | Heat Pump | 230 | 1 |  |  | No Match | Single-Speed |  |  |  | 40500 | 2813 | 14.4 | 13.4 | 34300 | 3046 | 3.3 | 3.1 | Non Federally-Regulated | 01/24/2011 |  | 03/23/2020
ClimateMaster Inc. | Carrier Corp. | 50PSH/V/D060 |  | Ground-Source | WBAHP: Heat Pump Packaged Unit | Heat Pump | 208 | 1 |  |  | No Match | Single-Speed |  |  |  | 63900 | 3715 | 17.2 | 13.4 | 46900 | 3715 | 3.7 | 3.1 | Non Federally-Regulated | 10/24/2014 |  | 03/23/2020
ClimateMaster Inc. | Climate Master | TSV/TSH/TSD024*K* |  | Ground-Source | WBAHP: Heat Pump Packaged Unit | Heat Pump | 208 | 1 |  |  | No Match | Single-Speed |  |  |  | 25500 | 1220 | 20.9 | 13.4 | 19100 | 1333 | 4.2 | 3.1 | Non Federally-Regulated | 04/21/2014 |  | 03/23/2020
ClimateMaster Inc. | Carrier Corp. | 50P1H/V030 6 |  | Ground-Source | WBAHP: Heat Pump Packaged Unit | Heat Pump | 460 | 3 |  |  | No Match | Single-Speed |  |  |  | 28900 | 1914 | 15.1 | 13.4 | 23400 | 2017 | 3.4 | 3.1 | Non Federally-Regulated | 01/24/2011 |  | 03/23/2020
ClimateMaster Inc. | Heat Controller | HTV/HTH/HTD048 |  | Ground-Source | WBAHP: Heat Pump Packaged Unit | Heat Pump | 230 | 1 |  |  |  | Single-Speed |  |  |  | 50600 | 2826 | 17.9 | 13.4 | 37500 | 2747 | 4 | 3.1 | Non Federally-Regulated | 06/15/2015 |  | 03/23/2020
ClimateMaster Inc. | Climate Master | TZV/H024 |  | Ground-Source | WBAHP: Heat Pump Packaged Unit | Heat Pump | 230 | 1 |  |  | No Match | Single-Speed |  |  |  | 22900 | 1507 | 15.2 | 13.4 | 18400 | 1498 | 3.6 | 3.1 | Non Federally-Regulated | 03/02/2012 |  | 03/23/2020
ClimateMaster Inc. | Carrier Corp. | 50RTP03 |  | Ground-Source | WBAHP: Heat Pump Packaged Unit | Heat Pump | 230 | 3 |  |  |  | Single-Speed |  |  |  | 35000 | 2121 | 16.5 | 13.4 | 28100 | 2287 | 3.6 | 3.1 | Non Federally-Regulated | 04/22/2015 |  | 03/23/2020
ClimateMaster Inc. | Climate Master | TZV/H036C |  | Ground-Source | WBAHP: Heat Pump Packaged Unit | Heat Pump | 230 | 1 |  |  |  | Single-Speed |  |  |  | 35200 | 2107 | 16.7 | 13.4 | 27300 | 2222 | 3.6 | 3.1 | Non Federally-Regulated | 06/09/2015 |  | 03/23/2020
ClimateMaster Inc. | Climate Master | TCH096A |  | Ground-Source | WBAHP: Heat Pump Packaged Unit | Heat Pump | 208 | 3 |  |  | No Match | Single-Speed | 2772 | 1393 | 227 | 98000 | 6447 | 15.2 | 13.4 | 77000 | 6269 | 3.6 | 3.1 | Non Federally-Regulated | 10/24/2014 |  | 03/23/2020
ClimateMaster Inc. | Climate Master | TCV041AH |  | Ground-Source | WBAHP: Heat Pump Packaged Unit | Heat Pump | 230 | 3 |  |  | No Match | Single-Speed |  |  |  | 38000 | 2568 | 14.8 | 13.4 | 30100 | 2846 | 3.1 | 3.1 | Non Federally-Regulated | 10/24/2014 |  | 03/23/2020
ClimateMaster Inc. | Climate Master | TSH/V/D042A |  | Ground-Source | WBAHP: Heat Pump Packaged Unit | Heat Pump | 208 | 1 |  |  | No Match | Single-Speed |  |  |  | 40100 | 2067 | 19.4 | 13.4 | 28700 | 2213 | 3.8 | 3.1 | Non Federally-Regulated | 10/24/2014 |  | 03/23/2020
ClimateMaster Inc. | Heat Controller | HPH/V024 |  | Ground-Source | WBAHP: Heat Pump Packaged Unit | Heat Pump | 230 | 1 |  |  | No Match | Single-Speed |  |  |  | 24900 | 1617 | 15.4 | 13.4 | 18500 | 1643 | 3.3 | 3.1 | Non Federally-Regulated | 10/24/2014 |  | 03/23/2020
ClimateMaster Inc. | Climate Master | TRE048*H |  | Ground-Source | WBAHP: Heat Pump Packaged Unit | Heat Pump | 230 | 3 |  |  | No Match | Single-Speed |  |  |  | 50000 | 3125 | 16 | 13.4 | 37800 | 3258 | 3.4 | 3.1 | Non Federally-Regulated | 01/10/2012 |  | 03/23/2020
ClimateMaster Inc. | Carrier Corp. | 50RTP05 |  | Ground-Source | WBAHP: Heat Pump Packaged Unit | Heat Pump | 208 | 3 |  |  |  | Single-Speed |  |  |  | 62100 | 3528 | 17.6 | 13.4 | 45600 | 3712 | 3.6 | 3.1 | Non Federally-Regulated | 04/22/2015 |  | 03/23/2020
ClimateMaster Inc. | Carrier Corp. | 50YEH/V/D042 |  | Ground-Source | WBAHP: Heat Pump Packaged Unit | Heat Pump | 230 | 1 |  |  | No Match | Single-Speed |  |  |  | 40100 | 2067 | 19.4 | 13.4 | 28700 | 2213 | 3.8 | 3.1 | Non Federally-Regulated | 10/24/2014 |  | 03/23/2020
ClimateMaster Inc. | Heat Controller | HEV/H042C |  | Ground-Source | WBAHP: Heat Pump Packaged Unit | Heat Pump | 208 | 1 |  |  |  | Single-Speed |  |  |  | 43100 | 2677 | 16.1 | 13.4 | 33300 | 2870 | 3.4 | 3.1 | Non Federally-Regulated | 06/09/2015 |  | 03/23/2020
ClimateMaster Inc. | Heat Controller | HBH/V042 3 |  | Ground-Source | WBAHP: Heat Pump Packaged Unit | Heat Pump | 230 | 3 |  |  |  | Single-Speed |  |  |  | 40500 | 2813 | 14.4 | 13.4 | 34300 | 3046 | 3.3 | 3.1 | Non Federally-Regulated | 04/08/2015 |  | 03/23/2020
ClimateMaster Inc. | Heat Controller | HEV/H024B |  | Ground-Source | WBAHP: Heat Pump Packaged Unit | Heat Pump | 230 | 1 |  |  | No Match | Single-Speed |  |  |  | 24400 | 1544 | 15.8 | 13.4 | 17600 | 1474 | 3.5 | 3.1 | Non Federally-Regulated | 01/09/2014 |  | 03/23/2020
ClimateMaster Inc. | Carrier Corp. | 50YEH/V/D070K***3 |  | Ground-Source | WBAHP: Heat Pump Packaged Unit | Heat Pump | 230 | 1 |  |  |  | Single-Speed | 3953 |  | 141 | 73000 | 4244 | 17.2 | 13.4 | 53000 | 4314 | 3.6 | 3.1 | Non Federally-Regulated | 04/22/2015 |  | 03/23/2020
ClimateMaster Inc. | Carrier Corp. | 50YFV/H024 |  | Ground-Source | WBAHP: Heat Pump Packaged Unit | Heat Pump | 208 | 1 |  |  |  | Single-Speed |  |  |  | 22700 | 1513 | 15 | 13.4 | 18200 | 1523 | 3.5 | 3.1 | Non Federally-Regulated | 04/22/2015 |  | 03/23/2020
ClimateMaster Inc. | Climate Master | TCH/V030AF |  | Ground-Source | WBAHP: Heat Pump Packaged Unit | Heat Pump | 460 | 3 |  |  | No Match | Single-Speed |  |  |  | 28900 | 1914 | 15.1 | 13.4 | 23400 | 2018 | 3.4 | 3.1 | Non Federally-Regulated | 07/07/2011 |  | 03/23/2020
ClimateMaster Inc. | Climate Master | TRH/V018AG |  | Ground-Source | WBAHP: Heat Pump Packaged Unit | Heat Pump | 208 | 1 |  |  | No Match | Single-Speed |  |  |  | 18400 | 1129 | 16.3 | 13.4 | 13900 | 1198 | 3.4 | 3.1 | Non Federally-Regulated | 01/24/2011 |  | 03/23/2020
ClimateMaster Inc. | Heat Controller | HPH/V042 1 |  | Ground-Source | WBAHP: Heat Pump Packaged Unit | Heat Pump | 208 | 1 |  |  | No Match | Single-Speed |  |  |  | 40500 | 2813 | 14.4 | 13.4 | 34300 | 3046 | 3.3 | 3.1 | Non Federally-Regulated | 01/24/2011 |  | 03/23/2020
ClimateMaster Inc. | Climate Master | TRE120B |  | Ground-Source | WBAHP: Heat Pump Packaged Unit | Heat Pump | 208 | 3 |  |  | No Match | Single-Speed | 3426 | 2210 | 82 | 129000 | 8269 | 15.6 | 13.4 | 98000 | 8975 | 3.2 | 3.1 | Non Federally-Regulated | 10/24/2014 |  | 03/23/2020
ClimateMaster Inc. | Heat Controller | HEV/H036C |  | Ground-Source | WBAHP: Heat Pump Packaged Unit | Heat Pump | 208 | 1 |  |  |  | Single-Speed |  |  |  | 35200 | 2107 | 16.7 | 13.4 | 27300 | 2222 | 3.6 | 3.1 | Non Federally-Regulated | 06/09/2015 |  | 03/23/2020
ClimateMaster Inc. | Heat Controller | HBH/V009 1 |  | Ground-Source | WBAHP: Heat Pump Packaged Unit | Heat Pump | 208 | 1 |  |  | No Match | Single-Speed |  |  |  | 9300 | 592 | 15.7 | 13.4 | 7900 | 681 | 3.4 | 3.1 | Non Federally-Regulated | 01/24/2011 |  | 03/23/2020
ClimateMaster Inc. | Heat Controller | HTV/HTH/HTD024 |  | Ground-Source | WBAHP: Heat Pump Packaged Unit | Heat Pump | 208 | 1 |  |  |  | Single-Speed |  |  |  | 26600 | 1437 | 18.5 | 13.4 | 19800 | 1450 | 4 | 3.1 | Non Federally-Regulated | 06/15/2015 |  | 03/23/2020
ClimateMaster Inc. | Carrier Corp. | 50PSH/V/D018 |  | Ground-Source | WBAHP: Heat Pump Packaged Unit | Heat Pump | 230 | 1 |  |  |  | Single-Speed |  |  |  | 19500 | 1059 | 18.4 | 13.4 | 14500 | 1180 | 3.6 | 3.1 | Non Federally-Regulated | 04/22/2015 |  | 03/23/2020
ClimateMaster Inc. | Carrier Corp. | 50P1H/V060 6 |  | Ground-Source | WBAHP: Heat Pump Packaged Unit | Heat Pump | 460 | 3 |  |  | No Match | Single-Speed |  |  |  | 60100 | 4061 | 14.8 | 13.4 | 47500 | 4218 | 3.3 | 3.1 | Non Federally-Regulated | 01/24/2011 |  | 03/23/2020
ClimateMaster Inc. | Carrier Corp. | 50PCH/V042 5 |  | Ground-Source | WBAHP: Heat Pump Packaged Unit | Heat Pump | 200 | 3 |  |  |  | Single-Speed |  |  |  | 40500 | 2813 | 14.4 | 13.4 | 34300 | 3046 | 3.3 | 3.1 | Non Federally-Regulated | 04/08/2015 |  | 03/23/2020
ClimateMaster Inc. | Climate Master | ACA/B024B |  | Ground-Source | WBAHP: Heat Pump Packaged Unit | Heat Pump | 208 | 1 |  |  |  | Single-Speed |  |  |  | 24400 | 1544 | 15.8 | 13.4 | 17600 | 1473 | 3.5 | 3.1 | Non Federally-Regulated | 06/09/2015 |  | 03/23/2020
ClimateMaster Inc. | Ruud | RPVH/V/D062 |  | Ground-Source | WBAHP: Heat Pump Packaged Unit | Heat Pump | 230 | 1 |  |  |  | Single-Speed |  |  |  | 64800 | 3702 | 17.5 | 13.4 | 48000 | 3607 | 3.9 | 3.1 | Non Federally-Regulated | 06/15/2015 |  | 03/23/2020
ClimateMaster Inc. | Climate Master | TSH/V/D024A |  | Ground-Source | WBAHP: Heat Pump Packaged Unit | Heat Pump | 230 | 1 |  |  | No Match | Single-Speed |  |  |  | 25300 | 1339 | 18.9 | 13.4 | 19200 | 1407 | 4 | 3.1 | Non Federally-Regulated | 10/24/2014 |  | 03/23/2020
ClimateMaster Inc. | Carrier Corp. | 50YEH/V/D024****3 |  | Ground-Source | WBAHP: Heat Pump Packaged Unit | Heat Pump | 230 | 1 |  |  |  | Single-Speed |  |  |  | 25300 | 1338 | 18.9 | 13.4 | 19200 | 1406 | 4 | 3.1 | Non Federally-Regulated | 04/22/2015 |  | 03/23/2020
ClimateMaster Inc. | Climate Master | TRH/V012A |  | Ground-Source | WBAHP: Heat Pump Packaged Unit | Heat Pump | 208 | 1 |  |  | No Match | Single-Speed |  |  |  | 12000 | 805 | 14.9 | 13.4 | 9900 | 907 | 3.2 | 3.1 | Non Federally-Regulated | 10/24/2014 |  | 03/23/2020
ClimateMaster Inc. | Ruud | RPVH/V/D048 |  | Ground-Source | WBAHP: Heat Pump Packaged Unit | Heat Pump | 230 | 1 |  |  |  | Single-Speed |  |  |  | 50600 | 2826 | 17.9 | 13.4 | 37500 | 2747 | 4 | 3.1 | Non Federally-Regulated | 06/15/2015 |  | 03/23/2020
ClimateMaster Inc. | Climate Master | TEV/H/D049 |  | Ground-Source | WBAHP: Heat Pump Packaged Unit | Heat Pump | 208 | 1 |  |  | No Match | Single-Speed |  |  |  | 50800 | 2632 | 19.3 | 13.4 | 37200 | 2726 | 4 | 3.1 | Non Federally-Regulated | 05/02/2012 |  | 03/23/2020
ClimateMaster Inc. | Heat Controller | HEV/H024C |  | Ground-Source | WBAHP: Heat Pump Packaged Unit | Heat Pump | 208 | 1 |  |  |  | Single-Speed |  |  |  | 24600 | 1537 | 16 | 13.4 | 17800 | 1449 | 3.6 | 3.1 | Non Federally-Regulated | 06/09/2015 |  | 03/23/2020
ClimateMaster Inc. | Climate Master | TSV/TSH/TSD030*K* |  | Ground-Source | WBAHP: Heat Pump Packaged Unit | Heat Pump | 208 | 1 |  |  | No Match | Single-Speed |  |  |  | 29200 | 1505 | 19.4 | 13.4 | 22000 | 1573 | 4.1 | 3.1 | Non Federally-Regulated | 04/21/2014 |  | 03/23/2020
ClimateMaster Inc. | Climate Master | TCH/V012AE |  | Ground-Source | WBAHP: Heat Pump Packaged Unit | Heat Pump | 265 | 1 |  |  | No Match | Single-Speed |  |  |  | 12000 | 805 | 14.9 | 13.4 | 9900 | 907 | 3.2 | 3.1 | Non Federally-Regulated | 01/24/2011 |  | 03/23/2020
ClimateMaster Inc. | Heat Controller | HBH096 |  | Ground-Source | WBAHP: Heat Pump Packaged Unit | Heat Pump | 208 | 3 |  |  | No Match | Single-Speed | 2772 | 1393 | 227 | 98000 | 6447 | 15.2 | 13.4 | 77000 | 6269 | 3.6 | 3.1 | Non Federally-Regulated | 10/24/2014 |  | 03/23/2020
ClimateMaster Inc. | Climate Master | TSV/H/D036A*K |  | Ground-Source | WBAHP: Heat Pump Packaged Unit | Heat Pump | 208 | 1 |  |  | No Match | Single-Speed |  |  |  | 34600 | 1696 | 20.4 | 13.4 | 25600 | 1745 | 4.3 | 3.1 | Non Federally-Regulated | 10/24/2014 |  | 03/23/2020
ClimateMaster Inc. | Climate Master | TSH/V/D036A |  | Ground-Source | WBAHP: Heat Pump Packaged Unit | Heat Pump | 208 | 1 |  |  | No Match | Single-Speed |  |  |  | 34300 | 1786 | 19.2 | 13.4 | 25900 | 1851 | 4.1 | 3.1 | Non Federally-Regulated | 10/24/2014 |  | 03/23/2020
ClimateMaster Inc. | Heat Controller | HBH/V006 |  | Ground-Source | WBAHP: Heat Pump Packaged Unit | Heat Pump | 230 | 1 |  |  | No Match | Single-Speed |  |  |  | 6200 | 403 | 15.4 | 13.4 | 4900 | 422 | 3.4 | 3.1 | Non Federally-Regulated | 10/24/2014 |  | 03/23/2020
ClimateMaster Inc. | Climate Master | TRH/V030AF |  | Ground-Source | WBAHP: Heat Pump Packaged Unit | Heat Pump | 460 | 3 |  |  | No Match | Single-Speed |  |  |  | 28900 | 1914 | 15.1 | 13.4 | 23400 | 2017 | 3.4 | 3.1 | Non Federally-Regulated | 01/24/2011 |  | 03/23/2020
ClimateMaster Inc. | Carrier Corp. | 50YEH/V/D070****3 |  | Ground-Source | WBAHP: Heat Pump Packaged Unit | Heat Pump | 230 | 1 |  |  |  | Single-Speed | 3917 |  | 152 | 72900 | 4500 | 16.2 | 13.4 | 53800 | 4637 | 3.4 | 3.1 | Non Federally-Regulated | 04/22/2015 |  | 03/23/2020
ClimateMaster Inc. | Climate Master | TCV096A |  | Ground-Source | WBAHP: Heat Pump Packaged Unit | Heat Pump | 230 | 3 |  |  | No Match | Single-Speed | 2772 | 1393 | 227 | 98000 | 6447 | 15.2 | 13.4 | 77000 | 6269 | 3.6 | 3.1 | Non Federally-Regulated | 10/24/2014 |  | 03/23/2020
ClimateMaster Inc. | Climate Master | TSV/TSH/TSD024* |  | Ground-Source | WBAHP: Heat Pump Packaged Unit | Heat Pump | 230 | 1 |  |  | No Match | Single-Speed |  |  |  | 25300 | 1339 | 18.9 | 13.4 | 19200 | 1407 | 4 | 3.1 | Non Federally-Regulated | 04/21/2014 |  | 03/23/2020
ClimateMaster Inc. | Carrier Corp. | 50PCH/V042 3 |  | Ground-Source | WBAHP: Heat Pump Packaged Unit | Heat Pump | 208 | 1 |  |  |  | Single-Speed |  |  |  | 40500 | 2813 | 14.4 | 13.4 | 34300 | 3046 | 3.3 | 3.1 | Non Federally-Regulated | 04/08/2015 |  | 03/23/2020
ClimateMaster Inc. | Carrier Corp. | 50PSH/V/D042****2 |  | Ground-Source | WBAHP: Heat Pump Packaged Unit | Heat Pump | 208 | 1 |  |  |  | Single-Speed |  |  |  | 40100 | 2067 | 19.4 | 13.4 | 28700 | 2213 | 3.8 | 3.1 | Non Federally-Regulated | 04/22/2015 |  | 03/23/2020
ClimateMaster Inc. | Climate Master | TSV/TSH/TSD048* |  | Ground-Source | WBAHP: Heat Pump Packaged Unit | Heat Pump | 230 | 1 |  |  | No Match | Single-Speed |  |  |  | 49600 | 2952 | 16.8 | 13.4 | 36600 | 3155 | 3.4 | 3.1 | Non Federally-Regulated | 04/21/2014 |  | 03/23/2020
ClimateMaster Inc. | Carrier Corp. | 50PCH/V042 |  | Ground-Source | WBAHP: Heat Pump Packaged Unit | Heat Pump | 230 | 1 |  |  |  | Single-Speed |  |  |  | 40500 | 2812 | 14.4 | 13.4 | 34300 | 3046 | 3.3 | 3.1 | Non Federally-Regulated | 04/22/2015 |  | 03/23/2020
ClimateMaster Inc. | Climate Master | TZV/H030 |  | Ground-Source | WBAHP: Heat Pump Packaged Unit | Heat Pump | 230 | 1 |  |  | No Match | Single-Speed |  |  |  | 29900 | 1904 | 15.7 | 13.4 | 23800 | 1938 | 3.6 | 3.1 | Non Federally-Regulated | 05/08/2012 |  | 03/23/2020
ClimateMaster Inc. | Climate Master | TRH/V006AE |  | Ground-Source | WBAHP: Heat Pump Packaged Unit | Heat Pump | 265 | 1 |  |  | No Match | Single-Speed |  |  |  | 6200 | 403 | 15.4 | 13.4 | 4900 | 422 | 3.4 | 3.1 | Non Federally-Regulated | 01/24/2011 |  | 03/23/2020
ClimateMaster Inc. | Carrier Corp. | 50YFV/H048 |  | Ground-Source | WBAHP: Heat Pump Packaged Unit | Heat Pump | 230 | 1 |  |  |  | Single-Speed |  |  |  | 47900 | 3130 | 15.3 | 13.4 | 35400 | 2881 | 3.6 | 3.1 | Non Federally-Regulated | 04/22/2015 |  | 03/23/2020
ClimateMaster Inc. | Carrier Corp. | 50PCH/V024 |  | Ground-Source | WBAHP: Heat Pump Packaged Unit | Heat Pump | 208 | 1 |  |  |  | Single-Speed |  |  |  | 24900 | 1616 | 15.4 | 13.4 | 18500 | 1642 | 3.3 | 3.1 | Non Federally-Regulated | 04/22/2015 |  | 03/23/2020
ClimateMaster Inc. | Carrier Corp. | 50VQP084 |  | Ground-Source | WBAHP: Heat Pump Packaged Unit | Heat Pump | 230 | 3 |  |  |  | Single-Speed | 4800 | 915 |  | 83000 | 5030 | 16.5 | 13.4 | 65500 | 5332 | 3.6 | 3.1 | Non Federally-Regulated | 04/22/2015 |  | 03/23/2020
ClimateMaster Inc. | Climate Master | TRH/V048AG |  | Ground-Source | WBAHP: Heat Pump Packaged Unit | Heat Pump | 230 | 1 |  |  | No Match | Single-Speed |  |  |  | 49000 | 3333 | 14.7 | 13.4 | 36400 | 3138 | 3.4 | 3.1 | Non Federally-Regulated | 01/24/2011 |  | 03/23/2020
ClimateMaster Inc. | Carrier Corp. | 50P1H/V036 |  | Ground-Source | WBAHP: Heat Pump Packaged Unit | Heat Pump | 208 | 1 |  |  |  | Single-Speed |  |  |  | 35300 | 2369 | 14.9 | 13.4 | 29600 | 2628 | 3.3 | 3.1 | Non Federally-Regulated | 04/22/2015 |  | 03/23/2020
ClimateMaster Inc. | Carrier Corp. | 50P1H/V009 3 |  | Ground-Source | WBAHP: Heat Pump Packaged Unit | Heat Pump | 208 | 1 |  |  | No Match | Single-Speed |  |  |  | 9300 | 592 | 15.7 | 13.4 | 7900 | 681 | 3.4 | 3.1 | Non Federally-Regulated | 01/24/2011 |  | 03/23/2020
ClimateMaster Inc. | Climate Master | TRH/V030AH |  | Ground-Source | WBAHP: Heat Pump Packaged Unit | Heat Pump | 200 | 3 |  |  | No Match | Single-Speed |  |  |  | 28900 | 1914 | 15.1 | 13.4 | 23400 | 2017 | 3.4 | 3.1 | Non Federally-Regulated | 01/24/2011 |  | 03/23/2020
ClimateMaster Inc. | Climate Master | TSV/H/D070A |  | Ground-Source | WBAHP: Heat Pump Packaged Unit | Heat Pump | 208 | 1 |  |  | No Match | Single-Speed | 3917 | 899 | 152 | 72900 | 4500 | 16.2 | 13.4 | 53800 | 4637 | 3.4 | 3.1 | Non Federally-Regulated | 10/24/2014 |  | 03/23/2020
ClimateMaster Inc. | Heat Controller | HPH/V042 |  | Ground-Source | WBAHP: Heat Pump Packaged Unit | Heat Pump | 208 | 1 |  |  | No Match | Single-Speed |  |  |  | 40500 | 2813 | 14.4 | 13.4 | 34300 | 3046 | 3.3 | 3.1 | Non Federally-Regulated | 10/24/2014 |  | 03/23/2020
ClimateMaster Inc. | Heat Controller | HBH/V012 |  | Ground-Source | WBAHP: Heat Pump Packaged Unit | Heat Pump | 208 | 1 |  |  | No Match | Single-Speed |  |  |  | 12000 | 805 | 14.9 | 13.4 | 9900 | 907 | 3.2 | 3.1 | Non Federally-Regulated | 10/24/2014 |  | 03/23/2020
ClimateMaster Inc. | Climate Master | TSV/H/D042A*K |  | Ground-Source | WBAHP: Heat Pump Packaged Unit | Heat Pump | 230 | 1 |  |  | No Match | Single-Speed |  |  |  | 40700 | 1858 | 21.9 | 13.4 | 27400 | 1959 | 4.1 | 3.1 | Non Federally-Regulated | 10/24/2014 |  | 03/23/2020
ClimateMaster Inc. | Carrier Corp. | 50P1H/V018 4 |  | Ground-Source | WBAHP: Heat Pump Packaged Unit | Heat Pump | 265 | 1 |  |  | No Match | Single-Speed |  |  |  | 18400 | 1129 | 16.3 | 13.4 | 13900 | 1198 | 3.4 | 3.1 | Non Federally-Regulated | 01/24/2011 |  | 03/23/2020
ClimateMaster Inc. | Carrier Corp. | 50PCH/V012 |  | Ground-Source | WBAHP: Heat Pump Packaged Unit | Heat Pump | 208 | 1 |  |  |  | Single-Speed |  |  |  | 12000 | 805 | 14.9 | 13.4 | 9900 | 906 | 3.2 | 3.1 | Non Federally-Regulated | 04/22/2015 |  | 03/23/2020
ClimateMaster Inc. | Climate Master | TSV/H/D048A |  | Ground-Source | WBAHP: Heat Pump Packaged Unit | Heat Pump | 208 | 1 |  |  | No Match | Single-Speed |  |  |  | 49600 | 2952 | 16.8 | 13.4 | 36600 | 3155 | 3.4 | 3.1 | Non Federally-Regulated | 10/24/2014 |  | 03/23/2020
ClimateMaster Inc. | Heat Controller | HPH/V030 1 |  | Ground-Source | WBAHP: Heat Pump Packaged Unit | Heat Pump | 230 | 1 |  |  | No Match | Single-Speed |  |  |  | 28900 | 1914 | 15.1 | 13.4 | 23400 | 2017 | 3.4 | 3.1 | Non Federally-Regulated | 01/24/2011 |  | 03/23/2020
ClimateMaster Inc. | Climate Master | TCH/V060AG |  | Ground-Source | WBAHP: Heat Pump Packaged Unit | Heat Pump | 208 | 1 |  |  | No Match | Single-Speed |  |  |  | 60100 | 4061 | 14.8 | 13.4 | 47500 | 4221 | 3.3 | 3.1 | Non Federally-Regulated | 07/07/2011 |  | 03/23/2020
ClimateMaster Inc. | Carrier Corp. | 50RTP08 |  | Ground-Source | WBAHP: Heat Pump Packaged Unit | Heat Pump | 208 | 3 |  |  |  | Single-Speed | 2746 |  | 236 | 101000 | 6474 | 15.6 | 13.4 | 74000 | 6777 | 3.2 | 3.1 | Non Federally-Regulated | 04/22/2015 |  | 03/23/2020
ClimateMaster Inc. | Carrier Corp. | 50P1H/V060 5 |  | Ground-Source | WBAHP: Heat Pump Packaged Unit | Heat Pump | 230 | 3 |  |  | No Match | Single-Speed |  |  |  | 60100 | 4061 | 14.8 | 13.4 | 47500 | 4218 | 3.3 | 3.1 | Non Federally-Regulated | 01/24/2011 |  | 03/23/2020
ClimateMaster Inc. | Climate Master | TSH/V/D036C |  | Ground-Source | WBAHP: Heat Pump Packaged Unit | Heat Pump | 230 | 1 |  |  | No Match | Single-Speed |  |  |  | 34300 | 1786 | 19.2 | 13.4 | 25900 | 1851 | 4.1 | 3.1 | Non Federally-Regulated | 10/24/2014 |  | 03/23/2020
ClimateMaster Inc. | Carrier Corp. | 50PSH/V006 |  | Ground-Source | WBAHP: Heat Pump Packaged Unit | Heat Pump | 230 | 1 |  |  |  | Single-Speed |  |  |  | 6700 | 362 | 18.5 | 13.4 | 4800 | 413 | 3.4 | 3.1 | Non Federally-Regulated | 04/22/2015 |  | 03/23/2020
ClimateMaster Inc. | Climate Master | TZV/H036 |  | Ground-Source | WBAHP: Heat Pump Packaged Unit | Heat Pump | 230 | 1 |  |  | No Match | Single-Speed |  |  |  | 34700 | 2345 | 14.8 | 13.4 | 27900 | 2271 | 3.6 | 3.1 | Non Federally-Regulated | 08/23/2011 |  | 03/23/2020
ClimateMaster Inc. | Ruud | RPVV/D/HB048 |  | Ground-Source | WBAHP: Heat Pump Packaged Unit | Heat Pump | 230 | 1 |  |  |  | Single-Speed |  |  |  | 50800 | 2632 | 19.3 | 13.4 | 37200 | 2725 | 4 | 3.1 | Non Federally-Regulated | 06/09/2015 |  | 03/23/2020
ClimateMaster Inc. | Climate Master | TCH/V048A |  | Ground-Source | WBAHP: Heat Pump Packaged Unit | Heat Pump | 230 | 1 |  |  | No Match | Single-Speed |  |  |  | 49000 | 3333 | 14.7 | 13.4 | 36400 | 3138 | 3.4 | 3.1 | Non Federally-Regulated | 10/24/2014 |  | 03/23/2020
ClimateMaster Inc. | Carrier Corp. | 50P1H/V012 4 |  | Ground-Source | WBAHP: Heat Pump Packaged Unit | Heat Pump | 265 | 1 |  |  | No Match | Single-Speed |  |  |  | 12000 | 805 | 14.9 | 13.4 | 9900 | 907 | 3.2 | 3.1 | Non Federally-Regulated | 01/24/2011 |  | 03/23/2020
ClimateMaster Inc. | Carrier Corp. | 50RTP04 |  | Ground-Source | WBAHP: Heat Pump Packaged Unit | Heat Pump | 208 | 3 |  |  |  | Single-Speed |  |  |  | 50000 | 3125 | 16 | 13.4 | 37800 | 3258 | 3.4 | 3.1 | Non Federally-Regulated | 04/22/2015 |  | 03/23/2020
ClimateMaster Inc. | Climate Master | TCH/V048AG |  | Ground-Source | WBAHP: Heat Pump Packaged Unit | Heat Pump | 208 | 1 |  |  | No Match | Single-Speed |  |  |  | 49000 | 3333 | 14.7 | 13.4 | 36400 | 3140 | 3.4 | 3.1 | Non Federally-Regulated | 07/07/2011 |  | 03/23/2020
ClimateMaster Inc. | Carrier Corp. | 50PCH/V006 4 |  | Ground-Source | WBAHP: Heat Pump Packaged Unit | Heat Pump | 265 | 1 |  |  | No Match | Single-Speed |  |  |  | 6200 | 403 | 15.4 | 13.4 | 4900 | 422 | 3.4 | 3.1 | Non Federally-Regulated | 01/24/2011 |  | 03/23/2020
ClimateMaster Inc. | Carrier Corp. | 50YGV/H/D064 |  | Ground-Source | WBAHP: Heat Pump Packaged Unit | Heat Pump | 208 | 1 |  |  |  | Single-Speed | 3257 |  | 92 | 66000 | 3548 | 18.6 | 13.4 | 48500 | 3740 | 3.8 | 3.1 | Non Federally-Regulated | 04/22/2015 |  | 03/23/2020
ClimateMaster Inc. | Climate Master | TEV/H/D026 |  | Ground-Source | WBAHP: Heat Pump Packaged Unit | Heat Pump | 208 | 1 |  |  | No Match | Single-Speed |  |  |  | 26300 | 1322 | 19.9 | 13.4 | 18900 | 1385 | 4 | 3.1 | Non Federally-Regulated | 05/02/2012 |  | 03/23/2020
ClimateMaster Inc. | Carrier Corp. | 50P1H/V030 5 |  | Ground-Source | WBAHP: Heat Pump Packaged Unit | Heat Pump | 230 | 3 |  |  | No Match | Single-Speed |  |  |  | 28900 | 1914 | 15.1 | 13.4 | 23400 | 2017 | 3.4 | 3.1 | Non Federally-Regulated | 01/24/2011 |  | 03/23/2020
ClimateMaster Inc. | Carrier Corp. | 50YEH/V/D018K |  | Ground-Source | WBAHP: Heat Pump Packaged Unit | Heat Pump | 208 | 1 |  |  |  | Single-Speed |  |  |  | 20200 | 1041 | 19.4 | 13.4 | 14500 | 1089 | 3.9 | 3.1 | Non Federally-Regulated | 04/22/2015 |  | 03/23/2020
ClimateMaster Inc. | Climate Master | TRE096B |  | Ground-Source | WBAHP: Heat Pump Packaged Unit | Heat Pump | 208 | 3 |  |  | No Match | Single-Speed | 2746 | 1477 | 236 | 101000 | 6474 | 15.6 | 13.4 | 74000 | 6777 | 3.2 | 3.1 | Non Federally-Regulated | 10/24/2014 |  | 03/23/2020
ClimateMaster Inc. | Carrier Corp. | 50P1H/V042 3 |  | Ground-Source | WBAHP: Heat Pump Packaged Unit | Heat Pump | 208 | 1 |  |  | No Match | Single-Speed |  |  |  | 40500 | 2813 | 14.4 | 13.4 | 34300 | 3046 | 3.3 | 3.1 | Non Federally-Regulated | 01/24/2011 |  | 03/23/2020
ClimateMaster Inc. | Climate Master | TRE060*F |  | Ground-Source | WBAHP: Heat Pump Packaged Unit | Heat Pump | 460 | 3 |  |  | No Match | Single-Speed |  |  |  | 62100 | 3528 | 17.6 | 13.4 | 45600 | 3712 | 3.6 | 3.1 | Non Federally-Regulated | 01/10/2012 |  | 03/23/2020
ClimateMaster Inc. | Carrier Corp. | 50PCH/V009 3 |  | Ground-Source | WBAHP: Heat Pump Packaged Unit | Heat Pump | 230 | 1 |  |  | No Match | Single-Speed |  |  |  | 9300 | 592 | 15.7 | 13.4 | 7900 | 681 | 3.4 | 3.1 | Non Federally-Regulated | 01/24/2011 |  | 03/23/2020
ClimateMaster Inc. | Climate Master | TCH/V024A |  | Ground-Source | WBAHP: Heat Pump Packaged Unit | Heat Pump | 208 | 1 |  |  | No Match | Single-Speed |  |  |  | 24900 | 1617 | 15.4 | 13.4 | 18500 | 1643 | 3.3 | 3.1 | Non Federally-Regulated | 10/24/2014 |  | 03/23/2020
ClimateMaster Inc. | Climate Master | TZV/H060 |  | Ground-Source | WBAHP: Heat Pump Packaged Unit | Heat Pump | 208 | 1 |  |  | No Match | Single-Speed |  |  |  | 59800 | 3714 | 16.1 | 13.4 | 45900 | 3843 | 3.5 | 3.1 | Non Federally-Regulated | 08/23/2011 |  | 03/23/2020
ClimateMaster Inc. | Carrier Corp. | 50YEH/V/D036****3 |  | Ground-Source | WBAHP: Heat Pump Packaged Unit | Heat Pump | 230 | 1 |  |  |  | Single-Speed |  |  |  | 34300 | 1786 | 19.2 | 13.4 | 25900 | 1851 | 4.1 | 3.1 | Non Federally-Regulated | 04/22/2015 |  | 03/23/2020
ClimateMaster Inc. | Carrier Corp. | 50YEH/V/D060K |  | Ground-Source | WBAHP: Heat Pump Packaged Unit | Heat Pump | 230 | 1 |  |  | No Match | Single-Speed |  |  |  | 64400 | 3500 | 18.4 | 13.4 | 46400 | 3487 | 3.9 | 3.1 | Non Federally-Regulated | 10/24/2014 |  | 03/23/2020
ClimateMaster Inc. | Climate Master | TRE048B |  | Ground-Source | WBAHP: Heat Pump Packaged Unit | Heat Pump | 230 | 3 |  |  | No Match | Single-Speed |  |  |  | 50000 | 3125 | 16 | 13.4 | 37800 | 3258 | 3.4 | 3.1 | Non Federally-Regulated | 10/24/2014 |  | 03/23/2020
ClimateMaster Inc. | Climate Master | TRH/V060AF |  | Ground-Source | WBAHP: Heat Pump Packaged Unit | Heat Pump | 460 | 3 |  |  | No Match | Single-Speed |  |  |  | 60100 | 4061 | 14.8 | 13.4 | 47500 | 4218 | 3.3 | 3.1 | Non Federally-Regulated | 01/24/2011 |  | 03/23/2020
ClimateMaster Inc. | Heat Controller | HZV/H/D036B |  | Ground-Source | WBAHP: Heat Pump Packaged Unit | Heat Pump | 230 | 1 |  |  |  | Single-Speed |  |  |  | 39000 | 1921 | 20.3 | 13.4 | 29700 | 1978 | 4.4 | 3.1 | Non Federally-Regulated | 06/09/2015 |  | 03/23/2020
ClimateMaster Inc. | Heat Controller | HBH/V042 4 |  | Ground-Source | WBAHP: Heat Pump Packaged Unit | Heat Pump | 460 | 3 |  |  |  | Single-Speed |  |  |  | 40500 | 2813 | 14.4 | 13.4 | 34300 | 3046 | 3.3 | 3.1 | Non Federally-Regulated | 04/08/2015 |  | 03/23/2020
ClimateMaster Inc. | Climate Master | TCH/V060AH |  | Ground-Source | WBAHP: Heat Pump Packaged Unit | Heat Pump | 200 | 3 |  |  | No Match | Single-Speed |  |  |  | 60100 | 4061 | 14.8 | 13.4 | 47500 | 4221 | 3.3 | 3.1 | Non Federally-Regulated | 07/07/2011 |  | 03/23/2020
ClimateMaster Inc. | Carrier Corp. | 50YGV/H/D072 |  | Ground-Source | WBAHP: Heat Pump Packaged Unit | Heat Pump | 208 | 1 |  |  |  | Single-Speed | 3880 |  | 130 | 71500 | 4281 | 16.7 | 13.4 | 55600 | 4526 | 3.6 | 3.1 | Non Federally-Regulated | 04/22/2015 |  | 03/23/2020
ClimateMaster Inc. | Carrier Corp. | 50YEH/V/D030 |  | Ground-Source | WBAHP: Heat Pump Packaged Unit | Heat Pump | 208 | 1 |  |  | No Match | Single-Speed |  |  |  | 29200 | 1578 | 18.5 | 13.4 | 22200 | 1668 | 3.9 | 3.1 | Non Federally-Regulated | 10/24/2014 |  | 03/23/2020
ClimateMaster Inc. | Climate Master | TCH/V015A |  | Ground-Source | WBAHP: Heat Pump Packaged Unit | Heat Pump | 208 | 1 |  |  | No Match | Single-Speed |  |  |  | 15000 | 872 | 17.2 | 13.4 | 11100 | 904 | 3.6 | 3.1 | Non Federally-Regulated | 10/24/2014 |  | 03/23/2020
ClimateMaster Inc. | Carrier Corp. | 50RTP04 6 |  | Ground-Source | WBAHP: Heat Pump Packaged Unit | Heat Pump | 460 | 3 |  |  | No Match | Single-Speed |  |  |  | 50000 | 3125 | 16 | 13.4 | 37800 | 3258 | 3.4 | 3.1 | Non Federally-Regulated | 01/10/2012 |  | 03/23/2020
ClimateMaster Inc. | Carrier Corp. | 50YFV/H042 |  | Ground-Source | WBAHP: Heat Pump Packaged Unit | Heat Pump | 208 | 1 |  |  |  | Single-Speed |  |  |  | 42900 | 2698 | 15.9 | 13.4 | 33100 | 2853 | 3.4 | 3.1 | Non Federally-Regulated | 04/22/2015 |  | 03/23/2020
ClimateMaster Inc. | Carrier Corp. | 50YEV/YEH/YED0183 |  | Ground-Source | WBAHP: Heat Pump Packaged Unit | Heat Pump | 230 | 1 |  |  |  | Single-Speed |  |  |  | 19500 | 1060 | 18.4 | 13.4 | 14500 | 1180 | 3.6 | 3.1 | Non Federally-Regulated | 04/08/2015 |  | 03/23/2020
ClimateMaster Inc. | Climate Master | TSV/H/D036 |  | Ground-Source | WBAHP: Heat Pump Packaged Unit | Heat Pump | 230 | 1 |  |  | No Match | Single-Speed |  |  |  | 34300 | 1786 | 19.2 | 13.4 | 25900 | 1851 | 4.1 | 3.1 | Non Federally-Regulated | 10/24/2014 |  | 03/23/2020
ClimateMaster Inc. | Climate Master | TCH072A |  | Ground-Source | WBAHP: Heat Pump Packaged Unit | Heat Pump | 208 | 3 |  |  | No Match | Single-Speed | 2195 | 902 | 127 | 71000 | 4863 | 14.6 | 13.4 | 58000 | 4857 | 3.5 | 3.1 | Non Federally-Regulated | 10/24/2014 |  | 03/23/2020
ClimateMaster Inc. | Climate Master | TRH/V042A |  | Ground-Source | WBAHP: Heat Pump Packaged Unit | Heat Pump | 230 | 1 |  |  | No Match | Single-Speed |  |  |  | 40500 | 2813 | 14.4 | 13.4 | 34300 | 3046 | 3.3 | 3.1 | Non Federally-Regulated | 10/24/2014 |  | 03/23/2020
ClimateMaster Inc. | Carrier Corp. | 50PCH/V030 |  | Ground-Source | WBAHP: Heat Pump Packaged Unit | Heat Pump | 208 | 1 |  |  |  | Single-Speed |  |  |  | 28900 | 1913 | 15.1 | 13.4 | 23400 | 2017 | 3.4 | 3.1 | Non Federally-Regulated | 04/22/2015 |  | 03/23/2020
ClimateMaster Inc. | Climate Master | TSH/V/D042C |  | Ground-Source | WBAHP: Heat Pump Packaged Unit | Heat Pump | 230 | 1 |  |  | No Match | Single-Speed |  |  |  | 40100 | 2067 | 19.4 | 13.4 | 28700 | 2213 | 3.8 | 3.1 | Non Federally-Regulated | 10/24/2014 |  | 03/23/2020
ClimateMaster Inc. | Carrier Corp. | 50YEH/V/D070K |  | Ground-Source | WBAHP: Heat Pump Packaged Unit | Heat Pump | 208 | 1 |  |  | No Match | Single-Speed | 3953 | 691 | 141 | 73000 | 4244 | 17.2 | 13.4 | 53000 | 4315 | 3.6 | 3.1 | Non Federally-Regulated | 10/24/2014 |  | 03/23/2020
ClimateMaster Inc. | Climate Master | TTV/H/D026B |  | Ground-Source | WBAHP: Heat Pump Packaged Unit | Heat Pump | 208 | 1 |  |  | No Match | Single-Speed |  |  |  | 26300 | 1322 | 19.9 | 13.4 | 18900 | 1385 | 4 | 3.1 | Non Federally-Regulated | 12/12/2012 |  | 03/23/2020
ClimateMaster Inc. | Carrier Corp. | 50YEH/V/D042K***3 |  | Ground-Source | WBAHP: Heat Pump Packaged Unit | Heat Pump | 230 | 1 |  |  |  | Single-Speed |  |  |  | 40700 | 1858 | 21.9 | 13.4 | 27400 | 1958 | 4.1 | 3.1 | Non Federally-Regulated | 04/22/2015 |  | 03/23/2020
ClimateMaster Inc. | Heat Controller | HPH/V036 1 |  | Ground-Source | WBAHP: Heat Pump Packaged Unit | Heat Pump | 230 | 1 |  |  | No Match | Single-Speed |  |  |  | 35300 | 2369 | 14.9 | 13.4 | 29600 | 2629 | 3.3 | 3.1 | Non Federally-Regulated | 01/24/2011 |  | 03/23/2020
ClimateMaster Inc. | Climate Master | VEV/H/D1860 |  | Ground-Source | WBAHP: Heat Pump Packaged Unit | Heat Pump | 230 | 1 |  |  |  | Variable-Speed |  |  |  | 48000 | 2222 | 21.6 | 13.4 | 60000 | 5328 | 3.3 | 3.1 | Non Federally-Regulated | 06/19/2015 |  | 03/23/2020
ClimateMaster Inc. | Rheem | RPVV/D/HB048 |  | Ground-Source | WBAHP: Heat Pump Packaged Unit | Heat Pump | 230 | 1 |  |  |  | Single-Speed |  |  |  | 50800 | 2632 | 19.3 | 13.4 | 37200 | 2725 | 4 | 3.1 | Non Federally-Regulated | 06/09/2015 |  | 03/23/2020
ClimateMaster Inc. | Climate Master | TRH/V009A |  | Ground-Source | WBAHP: Heat Pump Packaged Unit | Heat Pump | 208 | 1 |  |  | No Match | Single-Speed |  |  |  | 9300 | 592 | 15.7 | 13.4 | 7900 | 681 | 3.4 | 3.1 | Non Federally-Regulated | 10/24/2014 |  | 03/23/2020
ClimateMaster Inc. | Climate Master | TSV/H/D070A*K |  | Ground-Source | WBAHP: Heat Pump Packaged Unit | Heat Pump | 208 | 1 |  |  | No Match | Single-Speed | 3953 | 691 | 141 | 73000 | 4244 | 17.2 | 13.4 | 53000 | 4315 | 3.6 | 3.1 | Non Federally-Regulated | 10/24/2014 |  | 03/23/2020
ClimateMaster Inc. | Carrier Corp. | 50YEH/V/D036K***3 |  | Ground-Source | WBAHP: Heat Pump Packaged Unit | Heat Pump | 230 | 1 |  |  |  | Single-Speed |  |  |  | 34600 | 1696 | 20.4 | 13.4 | 25600 | 1744 | 4.3 | 3.1 | Non Federally-Regulated | 04/22/2015 |  | 03/23/2020
ClimateMaster Inc. | Heat Controller | HPH/V036 |  | Ground-Source | WBAHP: Heat Pump Packaged Unit | Heat Pump | 208 | 1 |  |  | No Match | Single-Speed |  |  |  | 35300 | 2369 | 14.9 | 13.4 | 29600 | 2629 | 3.3 | 3.1 | Non Federally-Regulated | 10/24/2014 |  | 03/23/2020
ClimateMaster Inc. | Carrier Corp. | 50PSH/V/D024****2 |  | Ground-Source | WBAHP: Heat Pump Packaged Unit | Heat Pump | 230 | 1 |  |  |  | Single-Speed |  |  |  | 25300 | 1338 | 18.9 | 13.4 | 19200 | 1406 | 4 | 3.1 | Non Federally-Regulated | 04/22/2015 |  | 03/23/2020
ClimateMaster Inc. | Heat Controller | HTV/HTH/HTD036 |  | Ground-Source | WBAHP: Heat Pump Packaged Unit | Heat Pump | 230 | 1 |  |  |  | Single-Speed |  |  |  | 38200 | 2098 | 18.2 | 13.4 | 29000 | 2124 | 4 | 3.1 | Non Federally-Regulated | 06/15/2015 |  | 03/23/2020
ClimateMaster Inc. | Climate Master | TCV041AF |  | Ground-Source | WBAHP: Heat Pump Packaged Unit | Heat Pump | 460 | 3 |  |  | No Match | Single-Speed |  |  |  | 38000 | 2568 | 14.8 | 13.4 | 30100 | 2846 | 3.1 | 3.1 | Non Federally-Regulated | 10/24/2014 |  | 03/23/2020
ClimateMaster Inc. | Carrier Corp. | 50YEH/V/D048K |  | Ground-Source | WBAHP: Heat Pump Packaged Unit | Heat Pump | 208 | 1 |  |  | No Match | Single-Speed |  |  |  | 50600 | 2691 | 18.8 | 13.4 | 36100 | 2859 | 3.7 | 3.1 | Non Federally-Regulated | 10/24/2014 |  | 03/23/2020
ClimateMaster Inc. | Carrier Corp. | 50PCH/V042 6 |  | Ground-Source | WBAHP: Heat Pump Packaged Unit | Heat Pump | 460 | 3 |  |  |  | Single-Speed |  |  |  | 40500 | 2813 | 14.4 | 13.4 | 34300 | 3046 | 3.3 | 3.1 | Non Federally-Regulated | 04/08/2015 |  | 03/23/2020
ClimateMaster Inc. | Climate Master | TSH/V/D048A*K |  | Ground-Source | WBAHP: Heat Pump Packaged Unit | Heat Pump | 208 | 1 |  |  | No Match | Single-Speed |  |  |  | 50600 | 2691 | 18.8 | 13.4 | 36100 | 2859 | 3.7 | 3.1 | Non Federally-Regulated | 10/24/2014 |  | 03/23/2020
ClimateMaster Inc. | Carrier Corp. | 50PSV/PSH009 4 |  | Ground-Source | WBAHP: Heat Pump Packaged Unit | Heat Pump | 265 | 1 |  |  |  | Single-Speed |  |  |  | 10000 | 552 | 18.1 | 13.4 | 7100 | 612 | 3.4 | 3.1 | Non Federally-Regulated | 04/29/2015 |  | 03/23/2020
ClimateMaster Inc. | Climate Master | ACA/B030 |  | Ground-Source | WBAHP: Heat Pump Packaged Unit | Heat Pump | 230 | 1 |  |  |  | Single-Speed |  |  |  | 29700 | 1916 | 15.5 | 13.4 | 23600 | 1976 | 3.5 | 3.1 | Non Federally-Regulated | 06/09/2015 |  | 03/23/2020
ClimateMaster Inc. | Carrier Corp. | 50P1H/V030 4 |  | Ground-Source | WBAHP: Heat Pump Packaged Unit | Heat Pump | 265 | 1 |  |  | No Match | Single-Speed |  |  |  | 28900 | 1914 | 15.1 | 13.4 | 23400 | 2017 | 3.4 | 3.1 | Non Federally-Regulated | 01/24/2011 |  | 03/23/2020
ClimateMaster Inc. | Climate Master | TRH/V024A |  | Ground-Source | WBAHP: Heat Pump Packaged Unit | Heat Pump | 208 | 1 |  |  | No Match | Single-Speed |  |  |  | 24900 | 1617 | 15.4 | 13.4 | 18500 | 1643 | 3.3 | 3.1 | Non Federally-Regulated | 10/24/2014 |  | 03/23/2020
ClimateMaster Inc. | Climate Master | TCH/V042AF |  | Ground-Source | WBAHP: Heat Pump Packaged Unit | Heat Pump | 460 | 3 |  |  | No Match | Single-Speed |  |  |  | 40500 | 2813 | 14.4 | 13.4 | 34300 | 3046 | 3.3 | 3.1 | Non Federally-Regulated | 10/24/2014 |  | 03/23/2020
ClimateMaster Inc. | Climate Master | TRH/V015AE |  | Ground-Source | WBAHP: Heat Pump Packaged Unit | Heat Pump | 265 | 1 |  |  | No Match | Single-Speed |  |  |  | 15000 | 872 | 17.2 | 13.4 | 11100 | 904 | 3.6 | 3.1 | Non Federally-Regulated | 01/24/2011 |  | 03/23/2020
ClimateMaster Inc. | Climate Master | TCH/V030AE |  | Ground-Source | WBAHP: Heat Pump Packaged Unit | Heat Pump | 265 | 1 |  |  | No Match | Single-Speed |  |  |  | 28900 | 1914 | 15.1 | 13.4 | 23400 | 2018 | 3.4 | 3.1 | Non Federally-Regulated | 07/07/2011 |  | 03/23/2020
ClimateMaster Inc. | Heat Controller | HPH/V060 1 |  | Ground-Source | WBAHP: Heat Pump Packaged Unit | Heat Pump | 208 | 1 |  |  | No Match | Single-Speed |  |  |  | 60100 | 4061 | 14.8 | 13.4 | 47500 | 4218 | 3.3 | 3.1 | Non Federally-Regulated | 01/24/2011 |  | 03/23/2020
ClimateMaster Inc. | Climate Master | TCH/V024AE |  | Ground-Source | WBAHP: Heat Pump Packaged Unit | Heat Pump | 265 | 1 |  |  | No Match | Single-Speed |  |  |  | 24900 | 1617 | 15.4 | 13.4 | 18500 | 1644 | 3.3 | 3.1 | Non Federally-Regulated | 07/07/2011 |  | 03/23/2020
ClimateMaster Inc. | Climate Master | TZV/H048 |  | Ground-Source | WBAHP: Heat Pump Packaged Unit | Heat Pump | 230 | 1 |  |  | No Match | Single-Speed |  |  |  | 48100 | 3103 | 15.5 | 13.4 | 35600 | 2820 | 3.7 | 3.1 | Non Federally-Regulated | 05/08/2012 |  | 03/23/2020
ClimateMaster Inc. | Carrier Corp. | 50PCH/V012 4 |  | Ground-Source | WBAHP: Heat Pump Packaged Unit | Heat Pump | 265 | 1 |  |  | No Match | Single-Speed |  |  |  | 12000 | 805 | 14.9 | 13.4 | 9900 | 907 | 3.2 | 3.1 | Non Federally-Regulated | 01/24/2011 |  | 03/23/2020
ClimateMaster Inc. | Climate Master | TSV/H/D036A |  | Ground-Water-Source | WBAHP: Heat Pump Packaged Unit | Heat Pump | 230 | 1 |  |  | No Match | Single-Speed |  |  |  | 35400 | 1526 | 23.2 | 16.2 | 33200 | 2070 | 4.7 | 3.6 | Non Federally-Regulated | 10/24/2014 |  | 03/23/2020
ClimateMaster Inc. | Ruud | RPVH/V/D036 |  | Ground-Water-Source | WBAHP: Heat Pump Packaged Unit | Heat Pump | 208 | 1 |  |  |  | Single-Speed |  |  |  | 41200 | 1791 | 23 | 16.2 | 36700 | 2288 | 4.7 | 3.6 | Non Federally-Regulated | 06/15/2015 |  | 03/23/2020
ClimateMaster Inc. | Carrier Corp. | 50P1H/V048 |  | Ground-Water-Source | WBAHP: Heat Pump Packaged Unit | Heat Pump | 208 | 1 |  |  |  | Single-Speed |  |  |  | 54300 | 2648 | 20.5 | 16.2 | 46500 | 3323 | 4.1 | 3.6 | Non Federally-Regulated | 04/22/2015 |  | 03/23/2020
ClimateMaster Inc. | Carrier Corp. | 50RTP04 5 |  | Ground-Water-Source | WBAHP: Heat Pump Packaged Unit | Heat Pump | 230 | 3 |  |  | No Match | Single-Speed |  |  |  | 54800 | 2597 | 21.1 | 16.2 | 48500 | 3467 | 4.1 | 3.6 | Non Federally-Regulated | 01/10/2012 |  | 03/23/2020
ClimateMaster Inc. | Heat Controller | HEV/H030 |  | Ground-Water-Source | WBAHP: Heat Pump Packaged Unit | Heat Pump | 230 | 1 |  |  | No Match | Single-Speed |  |  |  | 32100 | 1566 | 20.5 | 16.2 | 29800 | 2130 | 4.1 | 3.6 | Non Federally-Regulated | 03/02/2012 |  | 03/23/2020
ClimateMaster Inc. | Climate Master | TSV/TSH/TSD048*K* |  | Ground-Water-Source | WBAHP: Heat Pump Packaged Unit | Heat Pump | 230 | 1 |  |  | No Match | Single-Speed |  |  |  | 53700 | 2247 | 23.9 | 16.2 | 45700 | 3044 | 4.4 | 3.6 | Non Federally-Regulated | 04/21/2014 |  | 03/23/2020
ClimateMaster Inc. | Climate Master | TSH/V/D048C |  | Ground-Water-Source | WBAHP: Heat Pump Packaged Unit | Heat Pump | 208 | 1 |  |  | No Match | Single-Speed |  |  |  | 53600 | 2516 | 21.3 | 16.2 | 47500 | 3480 | 4 | 3.6 | Non Federally-Regulated | 10/24/2014 |  | 03/23/2020
ClimateMaster Inc. | Climate Master | TSV/TSH/TSD060* |  | Ground-Water-Source | WBAHP: Heat Pump Packaged Unit | Heat Pump | 230 | 1 |  |  | No Match | Single-Speed | 2556 | 837 | 92 | 68500 | 2965 | 23.1 | 16.2 | 58200 | 4061 | 4.2 | 3.6 | Non Federally-Regulated | 04/21/2014 |  | 03/23/2020
ClimateMaster Inc. | Climate Master | TSH/V/D070A*K |  | Ground-Water-Source | WBAHP: Heat Pump Packaged Unit | Heat Pump | 230 | 1 |  |  | No Match | Single-Speed | 3125 | 691 | 141 | 78100 | 3396 | 23 | 16.2 | 65200 | 4661 | 4.1 | 3.6 | Non Federally-Regulated | 10/24/2014 |  | 03/23/2020
ClimateMaster Inc. | Climate Master | TRH/V012AG |  | Ground-Water-Source | WBAHP: Heat Pump Packaged Unit | Heat Pump | 208 | 1 |  |  | No Match | Single-Speed |  |  |  | 13700 | 659 | 20.8 | 16.2 | 12500 | 964 | 3.8 | 3.6 | Non Federally-Regulated | 01/24/2011 |  | 03/23/2020
ClimateMaster Inc. | Climate Master | ADA/B/C038 |  | Ground-Water-Source | WBAHP: Heat Pump Packaged Unit | Heat Pump | 208 | 1 |  |  |  | Single-Speed |  |  |  | 43100 | 1602 | 26.9 | 16.2 | 37000 | 2126 | 5.1 | 3.6 | Non Federally-Regulated | 06/09/2015 |  | 03/23/2020
ClimateMaster Inc. | Carrier Corp. | 50YEH/V/D024 |  | Ground-Water-Source | WBAHP: Heat Pump Packaged Unit | Heat Pump | 208 | 1 |  |  | No Match | Single-Speed |  |  |  | 26500 | 1004 | 26.4 | 16.2 | 24100 | 1413 | 5 | 3.6 | Non Federally-Regulated | 10/24/2014 |  | 03/23/2020
ClimateMaster Inc. | Climate Master | TEV/H/D072 |  | Ground-Water-Source | WBAHP: Heat Pump Packaged Unit | Heat Pump | 208 | 1 |  |  | No Match | Single-Speed | 3225 | 100 | 130 | 77700 | 3453 | 22.5 | 16.2 | 71400 | 4756 | 4.4 | 3.6 | Non Federally-Regulated | 05/02/2012 |  | 03/23/2020
ClimateMaster Inc. | Heat Controller | HBH072 |  | Ground-Water-Source | WBAHP: Heat Pump Packaged Unit | Heat Pump | 230 | 3 |  |  | No Match | Single-Speed | 1718 | 902 | 127 | 78500 | 3985 | 19.7 | 16.2 | 75500 | 5029 | 4.4 | 3.6 | Non Federally-Regulated | 10/24/2014 |  | 03/23/2020
ClimateMaster Inc. | Heat Controller | HEV/H048 |  | Ground-Water-Source | WBAHP: Heat Pump Packaged Unit | Heat Pump | 230 | 1 |  |  | No Match | Single-Speed |  |  |  | 51600 | 2493 | 20.7 | 16.2 | 44800 | 3053 | 4.3 | 3.6 | Non Federally-Regulated | 03/02/2012 |  | 03/23/2020
ClimateMaster Inc. | Climate Master | TTV/H/D072B |  | Ground-Water-Source | WBAHP: Heat Pump Packaged Unit | Heat Pump | 208 | 1 |  |  | No Match | Single-Speed | 3225 | 100 | 130 | 77700 | 3453 | 22.5 | 16.2 | 71400 | 4756 | 4.4 | 3.6 | Non Federally-Regulated | 12/12/2012 |  | 03/23/2020
ClimateMaster Inc. | Climate Master | TRH/V030A |  | Ground-Water-Source | WBAHP: Heat Pump Packaged Unit | Heat Pump | 230 | 1 |  |  | No Match | Single-Speed |  |  |  | 31700 | 1577 | 20.1 | 16.2 | 29600 | 2116 | 4.1 | 3.6 | Non Federally-Regulated | 10/24/2014 |  | 03/23/2020
ClimateMaster Inc. | Climate Master | TCV041A |  | Ground-Water-Source | WBAHP: Heat Pump Packaged Unit | Heat Pump | 230 | 1 |  |  | No Match | Single-Speed |  |  |  | 41400 | 2102 | 19.7 | 16.2 | 38000 | 3010 | 3.7 | 3.6 | Non Federally-Regulated | 10/24/2014 |  | 03/23/2020
ClimateMaster Inc. | Ruud | RPVV/D/HB036 |  | Ground-Water-Source | WBAHP: Heat Pump Packaged Unit | Heat Pump | 230 | 1 |  |  |  | Single-Speed |  |  |  | 41200 | 1791 | 23 | 16.2 | 36700 | 2288 | 4.7 | 3.6 | Non Federally-Regulated | 06/09/2015 |  | 03/23/2020
ClimateMaster Inc. | Climate Master | TRE060B |  | Ground-Water-Source | WBAHP: Heat Pump Packaged Unit | Heat Pump | 208 | 3 |  |  | No Match | Single-Speed | 2646 | 682 | 89 | 69800 | 2970 | 23.5 | 16.2 | 60100 | 3914 | 4.5 | 3.6 | Non Federally-Regulated | 10/24/2014 |  | 03/23/2020
ClimateMaster Inc. | Carrier Corp. | 50P1H/V042 |  | Ground-Water-Source | WBAHP: Heat Pump Packaged Unit | Heat Pump | 208 | 1 |  |  |  | Single-Speed |  |  |  | 45900 | 2341 | 19.6 | 16.2 | 44000 | 3393 | 3.8 | 3.6 | Non Federally-Regulated | 04/22/2015 |  | 03/23/2020
ClimateMaster Inc. | Climate Master | TSV/H/D030A*K |  | Ground-Water-Source | WBAHP: Heat Pump Packaged Unit | Heat Pump | 208 | 1 |  |  | No Match | Single-Speed |  |  |  | 30800 | 1154 | 26.7 | 16.2 | 28000 | 1675 | 4.9 | 3.6 | Non Federally-Regulated | 10/24/2014 |  | 03/23/2020
ClimateMaster Inc. | Climate Master | TZV/H036B |  | Ground-Water-Source | WBAHP: Heat Pump Packaged Unit | Heat Pump | 208 | 1 |  |  |  | Single-Speed |  |  |  | 38200 | 1713 | 22.3 | 16.2 | 35100 | 2392 | 4.3 | 3.6 | Non Federally-Regulated | 04/29/2015 |  | 03/23/2020
ClimateMaster Inc. | Carrier Corp. | 50YEH/V/D060 |  | Ground-Water-Source | WBAHP: Heat Pump Packaged Unit | Heat Pump | 230 | 1 |  |  | No Match | Single-Speed | 2556 | 837 | 92 | 68500 | 2965 | 23.1 | 16.2 | 58200 | 4061 | 4.2 | 3.6 | Non Federally-Regulated | 10/24/2014 |  | 03/23/2020
ClimateMaster Inc. | Climate Master | TRH/V012AE |  | Ground-Water-Source | WBAHP: Heat Pump Packaged Unit | Heat Pump | 265 | 1 |  |  | No Match | Single-Speed |  |  |  | 13700 | 659 | 20.8 | 16.2 | 12500 | 964 | 3.8 | 3.6 | Non Federally-Regulated | 01/24/2011 |  | 03/23/2020
ClimateMaster Inc. | Carrier Corp. | 50P1H/V036 4 |  | Ground-Water-Source | WBAHP: Heat Pump Packaged Unit | Heat Pump | 265 | 1 |  |  | No Match | Single-Speed |  |  |  | 38700 | 1870 | 20.7 | 16.2 | 37500 | 2748 | 4 | 3.6 | Non Federally-Regulated | 01/24/2011 |  | 03/23/2020
ClimateMaster Inc. | Carrier Corp. | 50YFV/H036*2 |  | Ground-Water-Source | WBAHP: Heat Pump Packaged Unit | Heat Pump | 230 | 1 |  |  |  | Single-Speed |  |  |  | 38000 | 1719 | 22.1 | 16.2 | 34900 | 2435 | 4.2 | 3.6 | Non Federally-Regulated | 04/22/2015 |  | 03/23/2020
ClimateMaster Inc. | Heat Controller | HBH120 |  | Ground-Water-Source | WBAHP: Heat Pump Packaged Unit | Heat Pump | 230 | 3 |  |  | No Match | Single-Speed | 2675 | 2126 | 444 | 134000 | 6943 | 19.3 | 16.2 | 132500 | 9708 | 4 | 3.6 | Non Federally-Regulated | 10/24/2014 |  | 03/23/2020
ClimateMaster Inc. | Carrier Corp. | 50RTP03 5 |  | Ground-Water-Source | WBAHP: Heat Pump Packaged Unit | Heat Pump | 230 | 3 |  |  | No Match | Single-Speed |  |  |  | 39800 | 1834 | 21.7 | 16.2 | 35400 | 2358 | 4.4 | 3.6 | Non Federally-Regulated | 01/10/2012 |  | 03/23/2020
ClimateMaster Inc. | Climate Master | TSV/H/D060A*K |  | Ground-Water-Source | WBAHP: Heat Pump Packaged Unit | Heat Pump | 208 | 1 |  |  | No Match | Single-Speed | 2478 | 688 | 92 | 68900 | 2767 | 24.9 | 16.2 | 58200 | 3708 | 4.6 | 3.6 | Non Federally-Regulated | 10/24/2014 |  | 03/23/2020
ClimateMaster Inc. | Climate Master | TRH/V048A |  | Ground-Water-Source | WBAHP: Heat Pump Packaged Unit | Heat Pump | 208 | 1 |  |  | No Match | Single-Speed |  |  |  | 54300 | 2649 | 20.5 | 16.2 | 46500 | 3324 | 4.1 | 3.6 | Non Federally-Regulated | 10/24/2014 |  | 03/23/2020
ClimateMaster Inc. | Climate Master | TSH/V/D070C*K |  | Ground-Water-Source | WBAHP: Heat Pump Packaged Unit | Heat Pump | 208 | 1 |  |  | No Match | Single-Speed | 3125 | 691 | 141 | 78100 | 3396 | 23 | 16.2 | 65200 | 4661 | 4.1 | 3.6 | Non Federally-Regulated | 10/24/2014 |  | 03/23/2020
ClimateMaster Inc. | Carrier Corp. | 50P1H/V024 4 |  | Ground-Water-Source | WBAHP: Heat Pump Packaged Unit | Heat Pump | 265 | 1 |  |  | No Match | Single-Speed |  |  |  | 26700 | 1278 | 20.9 | 16.2 | 24000 | 1716 | 4.1 | 3.6 | Non Federally-Regulated | 01/24/2011 |  | 03/23/2020
ClimateMaster Inc. | Carrier Corp. | 50YFV/H060 |  | Ground-Water-Source | WBAHP: Heat Pump Packaged Unit | Heat Pump | 230 | 1 |  |  |  | Single-Speed |  |  |  | 63800 | 3127 | 20.4 | 16.2 | 58000 | 4249 | 4 | 3.6 | Non Federally-Regulated | 04/22/2015 |  | 03/23/2020
ClimateMaster Inc. | Carrier Corp. | 50PCH/V009 |  | Ground-Water-Source | WBAHP: Heat Pump Packaged Unit | Heat Pump | 208 | 1 |  |  |  | Single-Speed |  |  |  | 10100 | 480 | 21 | 16.2 | 9800 | 736 | 3.9 | 3.6 | Non Federally-Regulated | 04/22/2015 |  | 03/23/2020
ClimateMaster Inc. | Carrier Corp. | 50YEH/V/D036K |  | Ground-Water-Source | WBAHP: Heat Pump Packaged Unit | Heat Pump | 230 | 1 |  |  | No Match | Single-Speed |  |  |  | 35400 | 1422 | 24.9 | 16.2 | 32600 | 1950 | 4.9 | 3.6 | Non Federally-Regulated | 10/24/2014 |  | 03/23/2020
ClimateMaster Inc. | Carrier Corp. | 50RTP03 6 |  | Ground-Water-Source | WBAHP: Heat Pump Packaged Unit | Heat Pump | 460 | 3 |  |  | No Match | Single-Speed |  |  |  | 39800 | 1834 | 21.7 | 16.2 | 35400 | 2358 | 4.4 | 3.6 | Non Federally-Regulated | 01/10/2012 |  | 03/23/2020
ClimateMaster Inc. | Carrier Corp. | 50P1H/V030 |  | Ground-Water-Source | WBAHP: Heat Pump Packaged Unit | Heat Pump | 230 | 1 |  |  |  | Single-Speed |  |  |  | 31700 | 1577 | 20.1 | 16.2 | 29600 | 2115 | 4.1 | 3.6 | Non Federally-Regulated | 04/22/2015 |  | 03/23/2020
ClimateMaster Inc. | Climate Master | TRH/V060A |  | Ground-Water-Source | WBAHP: Heat Pump Packaged Unit | Heat Pump | 208 | 1 |  |  | No Match | Single-Speed | 2652 | 907 | 297 | 66600 | 3347 | 19.9 | 16.2 | 60000 | 4509 | 3.9 | 3.6 | Non Federally-Regulated | 10/24/2014 |  | 03/23/2020
ClimateMaster Inc. | Climate Master | TSH/V/D036A*K |  | Ground-Water-Source | WBAHP: Heat Pump Packaged Unit | Heat Pump | 208 | 1 |  |  | No Match | Single-Speed |  |  |  | 35400 | 1422 | 24.9 | 16.2 | 32600 | 1950 | 4.9 | 3.6 | Non Federally-Regulated | 10/24/2014 |  | 03/23/2020
ClimateMaster Inc. | Heat Controller | HEV/H060 |  | Ground-Water-Source | WBAHP: Heat Pump Packaged Unit | Heat Pump | 230 | 1 |  |  | No Match | Single-Speed |  |  |  | 63800 | 3127 | 20.4 | 16.2 | 58000 | 4250 | 4 | 3.6 | Non Federally-Regulated | 03/02/2012 |  | 03/23/2020
ClimateMaster Inc. | Climate Master | TCH/V015AG |  | Ground-Water-Source | WBAHP: Heat Pump Packaged Unit | Heat Pump | 208 | 1 |  |  | No Match | Single-Speed |  |  |  | 16800 | 686 | 24.5 | 16.2 | 14400 | 960 | 4.4 | 3.6 | Non Federally-Regulated | 07/07/2011 |  | 03/23/2020
ClimateMaster Inc. | Heat Controller | HBV096 |  | Ground-Water-Source | WBAHP: Heat Pump Packaged Unit | Heat Pump | 230 | 3 |  |  | No Match | Single-Speed | 2184 | 1393 | 227 | 104500 | 5225 | 20 | 16.2 | 101000 | 6727 | 4.4 | 3.6 | Non Federally-Regulated | 10/24/2014 |  | 03/23/2020
ClimateMaster Inc. | Carrier Corp. | 50PSH/V/D036K |  | Ground-Water-Source | WBAHP: Heat Pump Packaged Unit | Heat Pump | 208 | 1 |  |  | No Match | Single-Speed |  |  |  | 35400 | 1422 | 24.9 | 16.2 | 32600 | 1950 | 4.9 | 3.6 | Non Federally-Regulated | 10/24/2014 |  | 03/23/2020
ClimateMaster Inc. | Ruud | RPVV/D/HB025 |  | Ground-Water-Source | WBAHP: Heat Pump Packaged Unit | Heat Pump | 208 | 1 |  |  |  | Single-Speed |  |  |  | 28700 | 1051 | 27.3 | 16.2 | 24800 | 1453 | 5 | 3.6 | Non Federally-Regulated | 06/09/2015 |  | 03/23/2020
ClimateMaster Inc. | Climate Master | ACA/B024 |  | Ground-Water-Source | WBAHP: Heat Pump Packaged Unit | Heat Pump | 208 | 1 |  |  |  | Single-Speed |  |  |  | 24900 | 1232 | 20.2 | 16.2 | 22900 | 1597 | 4.2 | 3.6 | Non Federally-Regulated | 06/09/2015 |  | 03/23/2020
ClimateMaster Inc. | Climate Master | TCH/V036A |  | Ground-Water-Source | WBAHP: Heat Pump Packaged Unit | Heat Pump | 230 | 1 |  |  | No Match | Single-Speed |  |  |  | 38700 | 1870 | 20.7 | 16.2 | 37500 | 2748 | 4 | 3.6 | Non Federally-Regulated | 10/24/2014 |  | 03/23/2020
ClimateMaster Inc. | Carrier Corp. | 50PSH/V/D036 |  | Ground-Water-Source | WBAHP: Heat Pump Packaged Unit | Heat Pump | 230 | 1 |  |  | No Match | Single-Speed |  |  |  | 35400 | 1526 | 23.2 | 16.2 | 33200 | 2070 | 4.7 | 3.6 | Non Federally-Regulated | 10/24/2014 |  | 03/23/2020
ClimateMaster Inc. | Climate Master | TEV/H/D038 |  | Ground-Water-Source | WBAHP: Heat Pump Packaged Unit | Heat Pump | 230 | 1 |  |  |  | Single-Speed |  |  |  | 43300 | 1597 | 27.1 | 16.2 | 37200 | 2096 | 5.2 | 3.6 | Non Federally-Regulated | 06/09/2015 |  | 03/23/2020
ClimateMaster Inc. | Climate Master | TSH/V/D024A*K |  | Ground-Water-Source | WBAHP: Heat Pump Packaged Unit | Heat Pump | 230 | 1 |  |  | No Match | Single-Speed |  |  |  | 26900 | 944 | 28.5 | 16.2 | 23800 | 1341 | 5.2 | 3.6 | Non Federally-Regulated | 10/24/2014 |  | 03/23/2020
ClimateMaster Inc. | Climate Master | TCH/V024AG |  | Ground-Water-Source | WBAHP: Heat Pump Packaged Unit | Heat Pump | 230 | 1 |  |  | No Match | Single-Speed |  |  |  | 26700 | 1278 | 20.9 | 16.2 | 24000 | 1717 | 4.1 | 3.6 | Non Federally-Regulated | 07/07/2011 |  | 03/23/2020
ClimateMaster Inc. | Climate Master | TSH/V012A |  | Ground-Water-Source | WBAHP: Heat Pump Packaged Unit | Heat Pump | 208 | 1 |  |  | No Match | Single-Speed |  |  |  | 13300 | 541 | 24.6 | 16.2 | 11800 | 865 | 4 | 3.6 | Non Federally-Regulated | 10/24/2014 |  | 03/23/2020
ClimateMaster Inc. | Climate Master | TTV/H/D038C |  | Ground-Water-Source | WBAHP: Heat Pump Packaged Unit | Heat Pump | 230 | 1 |  |  |  | Single-Speed |  |  |  | 43300 | 1597 | 27.1 | 16.2 | 37200 | 2096 | 5.2 | 3.6 | Non Federally-Regulated | 06/09/2015 |  | 03/23/2020
ClimateMaster Inc. | Heat Controller | HEV/H048C |  | Ground-Water-Source | WBAHP: Heat Pump Packaged Unit | Heat Pump | 230 | 1 |  |  |  | Single-Speed |  |  |  | 51800 | 2478 | 20.9 | 16.2 | 45000 | 2997 | 4.4 | 3.6 | Non Federally-Regulated | 06/09/2015 |  | 03/23/2020
ClimateMaster Inc. | Climate Master | TCH/V036AF |  | Ground-Water-Source | WBAHP: Heat Pump Packaged Unit | Heat Pump | 460 | 3 |  |  | No Match | Single-Speed |  |  |  | 38700 | 1870 | 20.7 | 16.2 | 37500 | 2749 | 4 | 3.6 | Non Federally-Regulated | 07/07/2011 |  | 03/23/2020
ClimateMaster Inc. | Heat Controller | HBH/V036 |  | Ground-Water-Source | WBAHP: Heat Pump Packaged Unit | Heat Pump | 230 | 1 |  |  | No Match | Single-Speed |  |  |  | 38700 | 1870 | 20.7 | 16.2 | 37500 | 2748 | 4 | 3.6 | Non Federally-Regulated | 10/24/2014 |  | 03/23/2020
ClimateMaster Inc. | Climate Master | TRH/V018A |  | Ground-Water-Source | WBAHP: Heat Pump Packaged Unit | Heat Pump | 208 | 1 |  |  | No Match | Single-Speed |  |  |  | 20600 | 851 | 24.2 | 16.2 | 17200 | 1146 | 4.4 | 3.6 | Non Federally-Regulated | 10/24/2014 |  | 03/23/2020
ClimateMaster Inc. | Climate Master | TSV/TSH/TSD042AF |  | Ground-Water-Source | WBAHP: Heat Pump Packaged Unit | Heat Pump | 460 | 3 |  |  | No Match | Single-Speed |  |  |  | 42900 | 1765 | 24.3 | 16.2 | 40100 | 2555 | 4.6 | 3.6 | Non Federally-Regulated | 08/23/2011 |  | 03/23/2020
ClimateMaster Inc. | Carrier Corp. | 50P1H/V024 |  | Ground-Water-Source | WBAHP: Heat Pump Packaged Unit | Heat Pump | 208 | 1 |  |  |  | Single-Speed |  |  |  | 26700 | 1277 | 20.9 | 16.2 | 24000 | 1715 | 4.1 | 3.6 | Non Federally-Regulated | 04/22/2015 |  | 03/23/2020
ClimateMaster Inc. | Heat Controller | HTV/HTH/HTD070 |  | Ground-Water-Source | WBAHP: Heat Pump Packaged Unit | Heat Pump | 230 | 1 |  |  |  | Single-Speed | 3109 | 765 |  | 77100 | 3874 | 19.9 | 16.2 | 70200 | 4784 | 4.3 | 3.6 | Non Federally-Regulated | 06/15/2015 |  | 03/23/2020
ClimateMaster Inc. | Carrier Corp. | 50PSH/V/D060K***2 |  | Ground-Water-Source | WBAHP: Heat Pump Packaged Unit | Heat Pump | 230 | 1 |  |  |  | Single-Speed | 2478 |  | 92 | 68900 | 2767 | 24.9 | 16.2 | 58200 | 3708 | 4.6 | 3.6 | Non Federally-Regulated | 04/22/2015 |  | 03/23/2020
ClimateMaster Inc. | Climate Master | TCH/V030A |  | Ground-Water-Source | WBAHP: Heat Pump Packaged Unit | Heat Pump | 208 | 1 |  |  | No Match | Single-Speed |  |  |  | 31700 | 1577 | 20.1 | 16.2 | 29600 | 2116 | 4.1 | 3.6 | Non Federally-Regulated | 10/24/2014 |  | 03/23/2020
ClimateMaster Inc. | Climate Master | TSH/V/D018B*K |  | Ground-Water-Source | WBAHP: Heat Pump Packaged Unit | Heat Pump | 208 | 1 |  |  | No Match | Single-Speed |  |  |  | 22100 | 840 | 26.3 | 16.2 | 18900 | 1130 | 4.9 | 3.6 | Non Federally-Regulated | 10/24/2014 |  | 03/23/2020
ClimateMaster Inc. | Carrier Corp. | 50YEH/V/D024K***3 |  | Ground-Water-Source | WBAHP: Heat Pump Packaged Unit | Heat Pump | 208 | 1 |  |  |  | Single-Speed |  |  |  | 26900 | 943 | 28.5 | 16.2 | 23800 | 1341 | 5.2 | 3.6 | Non Federally-Regulated | 04/22/2015 |  | 03/23/2020
ClimateMaster Inc. | Climate Master | TSH/V/D024C*K |  | Ground-Water-Source | WBAHP: Heat Pump Packaged Unit | Heat Pump | 230 | 1 |  |  | No Match | Single-Speed |  |  |  | 26900 | 944 | 28.5 | 16.2 | 23800 | 1341 | 5.2 | 3.6 | Non Federally-Regulated | 10/24/2014 |  | 03/23/2020
ClimateMaster Inc. | Carrier Corp. | 50PSH/V/D030 |  | Ground-Water-Source | WBAHP: Heat Pump Packaged Unit | Heat Pump | 230 | 1 |  |  | No Match | Single-Speed |  |  |  | 31000 | 1245 | 24.9 | 16.2 | 28400 | 1771 | 4.7 | 3.6 | Non Federally-Regulated | 10/24/2014 |  | 03/23/2020
ClimateMaster Inc. | Climate Master | TSH/V006A |  | Ground-Water-Source | WBAHP: Heat Pump Packaged Unit | Heat Pump | 230 | 1 |  |  | No Match | Single-Speed |  |  |  | 7400 | 290 | 25.5 | 16.2 | 6300 | 420 | 4.4 | 3.6 | Non Federally-Regulated | 10/24/2014 |  | 03/23/2020
ClimateMaster Inc. | Climate Master | TCH/V042AG |  | Ground-Water-Source | WBAHP: Heat Pump Packaged Unit | Heat Pump | 230 | 1 |  |  | No Match | Single-Speed |  |  |  | 45900 | 2342 | 19.6 | 16.2 | 44000 | 3393 | 3.8 | 3.6 | Non Federally-Regulated | 10/24/2014 |  | 03/23/2020
ClimateMaster Inc. | Climate Master | TCV041AG |  | Ground-Water-Source | WBAHP: Heat Pump Packaged Unit | Heat Pump | 208 | 1 |  |  | No Match | Single-Speed |  |  |  | 41400 | 2102 | 19.7 | 16.2 | 38000 | 3010 | 3.7 | 3.6 | Non Federally-Regulated | 10/24/2014 |  | 03/23/2020
ClimateMaster Inc. | Heat Controller | HBH/V009 |  | Ground-Water-Source | WBAHP: Heat Pump Packaged Unit | Heat Pump | 208 | 1 |  |  | No Match | Single-Speed |  |  |  | 10100 | 481 | 21 | 16.2 | 9800 | 736 | 3.9 | 3.6 | Non Federally-Regulated | 10/24/2014 |  | 03/23/2020
ClimateMaster Inc. | Carrier Corp. | 50P1H/V012 |  | Ground-Water-Source | WBAHP: Heat Pump Packaged Unit | Heat Pump | 208 | 1 |  |  |  | Single-Speed |  |  |  | 13700 | 658 | 20.8 | 16.2 | 12500 | 964 | 3.8 | 3.6 | Non Federally-Regulated | 04/22/2015 |  | 03/23/2020
ClimateMaster Inc. | Climate Master | ACA/B042 |  | Ground-Water-Source | WBAHP: Heat Pump Packaged Unit | Heat Pump | 230 | 1 |  |  |  | Single-Speed |  |  |  | 46100 | 2184 | 21.1 | 16.2 | 42100 | 3084 | 4 | 3.6 | Non Federally-Regulated | 06/15/2015 |  | 03/23/2020
ClimateMaster Inc. | Climate Master | TSH/V/D060A*K |  | Ground-Water-Source | WBAHP: Heat Pump Packaged Unit | Heat Pump | 208 | 1 |  |  | No Match | Single-Speed | 2478 | 688 | 92 | 68900 | 2767 | 24.9 | 16.2 | 58200 | 3708 | 4.6 | 3.6 | Non Federally-Regulated | 10/24/2014 |  | 03/23/2020
ClimateMaster Inc. | Climate Master | TSH/V/D060A |  | Ground-Water-Source | WBAHP: Heat Pump Packaged Unit | Heat Pump | 230 | 1 |  |  | No Match | Single-Speed | 2556 | 837 | 92 | 68500 | 2965 | 23.1 | 16.2 | 58200 | 4061 | 4.2 | 3.6 | Non Federally-Regulated | 10/24/2014 |  | 03/23/2020
ClimateMaster Inc. | Climate Master | TTV/TTH/TTD038 |  | Ground-Water-Source | WBAHP: Heat Pump Packaged Unit | Heat Pump | 230 | 1 |  |  |  | Single-Speed |  |  |  | 41200 | 1791 | 23 | 16.2 | 36700 | 2288 | 4.7 | 3.6 | Non Federally-Regulated | 06/15/2015 |  | 03/23/2020
ClimateMaster Inc. | Heat Controller | HTV/HTH/HTD060 |  | Ground-Water-Source | WBAHP: Heat Pump Packaged Unit | Heat Pump | 208 | 1 |  |  |  | Single-Speed | 2716 | 402 |  | 68600 | 3118 | 22 | 16.2 | 59600 | 3969 | 4.4 | 3.6 | Non Federally-Regulated | 06/15/2015 |  | 03/23/2020
ClimateMaster Inc. | Climate Master | TRH/V042AF |  | Ground-Water-Source | WBAHP: Heat Pump Packaged Unit | Heat Pump | 460 | 3 |  |  | No Match | Single-Speed |  |  |  | 45900 | 2342 | 19.6 | 16.2 | 44000 | 3393 | 3.8 | 3.6 | Non Federally-Regulated | 01/24/2011 |  | 03/23/2020
ClimateMaster Inc. | Climate Master | TSV/TSH009AG |  | Ground-Water-Source | WBAHP: Heat Pump Packaged Unit | Heat Pump | 208 | 1 |  |  |  | Single-Speed |  |  |  | 11100 | 440 | 25.2 | 16.2 | 9400 | 640 | 4.3 | 3.6 | Non Federally-Regulated | 04/29/2015 |  | 03/23/2020
ClimateMaster Inc. | Climate Master | ADA/B/C049 |  | Ground-Water-Source | WBAHP: Heat Pump Packaged Unit | Heat Pump | 230 | 1 |  |  | No Match | Single-Speed |  |  |  | 55600 | 2147 | 25.9 | 16.2 | 48500 | 3024 | 4.7 | 3.6 | Non Federally-Regulated | 12/12/2012 |  | 03/23/2020
ClimateMaster Inc. | Carrier Corp. | 50YEH/V/D018 |  | Ground-Water-Source | WBAHP: Heat Pump Packaged Unit | Heat Pump | 230 | 1 |  |  |  | Single-Speed |  |  |  | 21300 | 858 | 24.8 | 16.2 | 18600 | 1211 | 4.5 | 3.6 | Non Federally-Regulated | 04/22/2015 |  | 03/23/2020
ClimateMaster Inc. | Carrier Corp. | 50YGV/H/D038 |  | Ground-Water-Source | WBAHP: Heat Pump Packaged Unit | Heat Pump | 208 | 1 |  |  |  | Single-Speed |  |  |  | 43100 | 1602 | 26.9 | 16.2 | 37000 | 2126 | 5.1 | 3.6 | Non Federally-Regulated | 04/22/2015 |  | 03/23/2020
ClimateMaster Inc. | Heat Controller | HBV072 |  | Ground-Water-Source | WBAHP: Heat Pump Packaged Unit | Heat Pump | 208 | 3 |  |  | No Match | Single-Speed | 1718 | 902 | 127 | 78500 | 3985 | 19.7 | 16.2 | 75500 | 5029 | 4.4 | 3.6 | Non Federally-Regulated | 10/24/2014 |  | 03/23/2020
ClimateMaster Inc. | Carrier Corp. | 50P1H/V048 3 |  | Ground-Water-Source | WBAHP: Heat Pump Packaged Unit | Heat Pump | 230 | 1 |  |  | No Match | Single-Speed |  |  |  | 54300 | 2649 | 20.5 | 16.2 | 46500 | 3324 | 4.1 | 3.6 | Non Federally-Regulated | 01/24/2011 |  | 03/23/2020
ClimateMaster Inc. | Climate Master | TSH/V/D070C |  | Ground-Water-Source | WBAHP: Heat Pump Packaged Unit | Heat Pump | 208 | 1 |  |  | No Match | Single-Speed | 3135 | 899 | 152 | 78000 | 3697 | 21.1 | 16.2 | 66100 | 4843 | 4 | 3.6 | Non Federally-Regulated | 10/24/2014 |  | 03/23/2020
ClimateMaster Inc. | Climate Master | TRH/V036AF |  | Ground-Water-Source | WBAHP: Heat Pump Packaged Unit | Heat Pump | 460 | 3 |  |  | No Match | Single-Speed |  |  |  | 38700 | 1870 | 20.7 | 16.2 | 37500 | 2748 | 4 | 3.6 | Non Federally-Regulated | 01/24/2011 |  | 03/23/2020
ClimateMaster Inc. | Climate Master | TSH/V/D048C*K |  | Ground-Water-Source | WBAHP: Heat Pump Packaged Unit | Heat Pump | 230 | 1 |  |  | No Match | Single-Speed |  |  |  | 53700 | 2247 | 23.9 | 16.2 | 45700 | 3044 | 4.4 | 3.6 | Non Federally-Regulated | 10/24/2014 |  | 03/23/2020
ClimateMaster Inc. | Carrier Corp. | 50PSH/V/D070****2 |  | Ground-Water-Source | WBAHP: Heat Pump Packaged Unit | Heat Pump | 208 | 1 |  |  |  | Single-Speed | 3135 |  | 152 | 78000 | 3696 | 21.1 | 16.2 | 66100 | 4843 | 4 | 3.6 | Non Federally-Regulated | 04/22/2015 |  | 03/23/2020
ClimateMaster Inc. | Climate Master | TRH/V036A |  | Ground-Water-Source | WBAHP: Heat Pump Packaged Unit | Heat Pump | 208 | 1 |  |  | No Match | Single-Speed |  |  |  | 38700 | 1870 | 20.7 | 16.2 | 37500 | 2748 | 4 | 3.6 | Non Federally-Regulated | 10/24/2014 |  | 03/23/2020
ClimateMaster Inc. | Climate Master | TRH/V015A |  | Ground-Water-Source | WBAHP: Heat Pump Packaged Unit | Heat Pump | 208 | 1 |  |  | No Match | Single-Speed |  |  |  | 16800 | 686 | 24.5 | 16.2 | 14400 | 959 | 4.4 | 3.6 | Non Federally-Regulated | 10/24/2014 |  | 03/23/2020
ClimateMaster Inc. | Climate Master | TCH/V060A |  | Ground-Water-Source | WBAHP: Heat Pump Packaged Unit | Heat Pump | 230 | 1 |  |  | No Match | Single-Speed | 2651 | 924 | 292 | 66600 | 3347 | 19.9 | 16.2 | 60000 | 4509 | 3.9 | 3.6 | Non Federally-Regulated | 10/24/2014 |  | 03/23/2020
ClimateMaster Inc. | Carrier Corp. | 50PSH/V/D024K |  | Ground-Water-Source | WBAHP: Heat Pump Packaged Unit | Heat Pump | 230 | 1 |  |  | No Match | Single-Speed |  |  |  | 26900 | 944 | 28.5 | 16.2 | 23800 | 1341 | 5.2 | 3.6 | Non Federally-Regulated | 10/24/2014 |  | 03/23/2020
ClimateMaster Inc. | Carrier Corp. | 50PCH/V018 |  | Ground-Water-Source | WBAHP: Heat Pump Packaged Unit | Heat Pump | 208 | 1 |  |  |  | Single-Speed |  |  |  | 20600 | 851 | 24.2 | 16.2 | 17200 | 1145 | 4.4 | 3.6 | Non Federally-Regulated | 04/22/2015 |  | 03/23/2020
ClimateMaster Inc. | Carrier Corp. | 50PSH/V/D070K***2 |  | Ground-Water-Source | WBAHP: Heat Pump Packaged Unit | Heat Pump | 208 | 1 |  |  |  | Single-Speed | 3125 |  | 141 | 78100 | 3395 | 23 | 16.2 | 65200 | 4660 | 4.1 | 3.6 | Non Federally-Regulated | 04/22/2015 |  | 03/23/2020
ClimateMaster Inc. | Climate Master | TRH/V006A |  | Ground-Water-Source | WBAHP: Heat Pump Packaged Unit | Heat Pump | 208 | 1 |  |  | No Match | Single-Speed |  |  |  | 6900 | 327 | 21.1 | 16.2 | 6200 | 454 | 4 | 3.6 | Non Federally-Regulated | 10/24/2014 |  | 03/23/2020
ClimateMaster Inc. | Carrier Corp. | 50YGV/H/D049 |  | Ground-Water-Source | WBAHP: Heat Pump Packaged Unit | Heat Pump | 230 | 1 |  |  |  | Single-Speed |  |  |  | 55600 | 2146 | 25.9 | 16.2 | 48500 | 3024 | 4.7 | 3.6 | Non Federally-Regulated | 04/22/2015 |  | 03/23/2020
ClimateMaster Inc. | Climate Master | TRH/V009AE |  | Ground-Water-Source | WBAHP: Heat Pump Packaged Unit | Heat Pump | 265 | 1 |  |  | No Match | Single-Speed |  |  |  | 10100 | 481 | 21 | 16.2 | 9800 | 736 | 3.9 | 3.6 | Non Federally-Regulated | 01/24/2011 |  | 03/23/2020
ClimateMaster Inc. | Carrier Corp. | 50PSV/PSH009 3 |  | Ground-Water-Source | WBAHP: Heat Pump Packaged Unit | Heat Pump | 208 | 1 |  |  |  | Single-Speed |  |  |  | 11100 | 440 | 25.2 | 16.2 | 9400 | 640 | 4.3 | 3.6 | Non Federally-Regulated | 04/29/2015 |  | 03/23/2020
ClimateMaster Inc. | Climate Master | TSH/V/D042A*K |  | Ground-Water-Source | WBAHP: Heat Pump Packaged Unit | Heat Pump | 208 | 1 |  |  | No Match | Single-Speed |  |  |  | 44400 | 1505 | 29.5 | 16.2 | 35200 | 1984 | 5.2 | 3.6 | Non Federally-Regulated | 10/24/2014 |  | 03/23/2020
ClimateMaster Inc. | Carrier Corp. | 50VQP120 |  | Ground-Water-Source | WBAHP: Heat Pump Packaged Unit | Heat Pump | 208 | 3 |  |  |  | Single-Speed | 7170 | 1550 |  | 133000 | 6333 | 21 | 16.2 | 118000 | 8234 | 4.2 | 3.6 | Non Federally-Regulated | 04/22/2015 |  | 03/23/2020
ClimateMaster Inc. | Carrier Corp. | 50PSH/V/D042 |  | Ground-Water-Source | WBAHP: Heat Pump Packaged Unit | Heat Pump | 208 | 1 |  |  | No Match | Single-Speed |  |  |  | 43700 | 1720 | 25.4 | 16.2 | 36200 | 2257 | 4.7 | 3.6 | Non Federally-Regulated | 10/24/2014 |  | 03/23/2020
ClimateMaster Inc. | Climate Master | TRH/V024AE |  | Ground-Water-Source | WBAHP: Heat Pump Packaged Unit | Heat Pump | 265 | 1 |  |  | No Match | Single-Speed |  |  |  | 26700 | 1278 | 20.9 | 16.2 | 24000 | 1716 | 4.1 | 3.6 | Non Federally-Regulated | 01/24/2011 |  | 03/23/2020
ClimateMaster Inc. | Carrier Corp. | 50YEH/V/D030K |  | Ground-Water-Source | WBAHP: Heat Pump Packaged Unit | Heat Pump | 230 | 1 |  |  | No Match | Single-Speed |  |  |  | 30800 | 1154 | 26.7 | 16.2 | 28000 | 1675 | 4.9 | 3.6 | Non Federally-Regulated | 10/24/2014 |  | 03/23/2020
ClimateMaster Inc. | Carrier Corp. | 50YEH/V/D048****3 |  | Ground-Water-Source | WBAHP: Heat Pump Packaged Unit | Heat Pump | 230 | 1 |  |  |  | Single-Speed |  |  |  | 53600 | 2516 | 21.3 | 16.2 | 47500 | 3480 | 4 | 3.6 | Non Federally-Regulated | 04/22/2015 |  | 03/23/2020
ClimateMaster Inc. | Carrier Corp. | 50YFV/H024*2 |  | Ground-Water-Source | WBAHP: Heat Pump Packaged Unit | Heat Pump | 230 | 1 |  |  |  | Single-Speed |  |  |  | 26300 | 1223 | 21.5 | 16.2 | 22800 | 1670 | 4 | 3.6 | Non Federally-Regulated | 04/22/2015 |  | 03/23/2020
ClimateMaster Inc. | Carrier Corp. | 50P1H/V030 3 |  | Ground-Water-Source | WBAHP: Heat Pump Packaged Unit | Heat Pump | 208 | 1 |  |  | No Match | Single-Speed |  |  |  | 31700 | 1577 | 20.1 | 16.2 | 29600 | 2116 | 4.1 | 3.6 | Non Federally-Regulated | 01/24/2011 |  | 03/23/2020
ClimateMaster Inc. | Carrier Corp. | 50VQP096 |  | Ground-Water-Source | WBAHP: Heat Pump Packaged Unit | Heat Pump | 208 | 3 |  |  |  | Single-Speed | 6100 | 1125 |  | 102500 | 5000 | 20.5 | 16.2 | 96500 | 6733 | 4.2 | 3.6 | Non Federally-Regulated | 04/22/2015 |  | 03/23/2020
ClimateMaster Inc. | Climate Master | ACA/B060 |  | Ground-Water-Source | WBAHP: Heat Pump Packaged Unit | Heat Pump | 230 | 1 |  |  |  | Single-Speed |  |  |  | 63800 | 3127 | 20.4 | 16.2 | 58000 | 4249 | 4 | 3.6 | Non Federally-Regulated | 06/09/2015 |  | 03/23/2020
ClimateMaster Inc. | Carrier Corp. | 50P1H/V036 3 |  | Ground-Water-Source | WBAHP: Heat Pump Packaged Unit | Heat Pump | 230 | 1 |  |  | No Match | Single-Speed |  |  |  | 38700 | 1870 | 20.7 | 16.2 | 37500 | 2748 | 4 | 3.6 | Non Federally-Regulated | 01/24/2011 |  | 03/23/2020
ClimateMaster Inc. | Climate Master | TSH/V/D036C*K |  | Ground-Water-Source | WBAHP: Heat Pump Packaged Unit | Heat Pump | 230 | 1 |  |  | No Match | Single-Speed |  |  |  | 35400 | 1422 | 24.9 | 16.2 | 32600 | 1950 | 4.9 | 3.6 | Non Federally-Regulated | 10/24/2014 |  | 03/23/2020
ClimateMaster Inc. | Carrier Corp. | 50YFV/H030 |  | Ground-Water-Source | WBAHP: Heat Pump Packaged Unit | Heat Pump | 208 | 1 |  |  |  | Single-Speed |  |  |  | 32100 | 1565 | 20.5 | 16.2 | 29800 | 2130 | 4.1 | 3.6 | Non Federally-Regulated | 04/22/2015 |  | 03/23/2020
ClimateMaster Inc. | Heat Controller | HBH/V060 |  | Ground-Water-Source | WBAHP: Heat Pump Packaged Unit | Heat Pump | 230 | 1 |  |  | No Match | Single-Speed | 2651 | 924 | 292 | 66600 | 3347 | 19.9 | 16.2 | 60000 | 4509 | 3.9 | 3.6 | Non Federally-Regulated | 10/24/2014 |  | 03/23/2020
ClimateMaster Inc. | Climate Master | TSV/H/D030*K |  | Ground-Water-Source | WBAHP: Heat Pump Packaged Unit | Heat Pump | 230 | 1 |  |  | No Match | Single-Speed |  |  |  | 30800 | 1154 | 26.7 | 16.2 | 28000 | 1675 | 4.9 | 3.6 | Non Federally-Regulated | 10/24/2014 |  | 03/23/2020
ClimateMaster Inc. | Climate Master | TZV/H042 |  | Ground-Water-Source | WBAHP: Heat Pump Packaged Unit | Heat Pump | 230 | 1 |  |  | No Match | Single-Speed |  |  |  | 46300 | 2174 | 21.3 | 16.2 | 42300 | 3024 | 4.1 | 3.6 | Non Federally-Regulated | 03/02/2012 |  | 03/23/2020
ClimateMaster Inc. | Climate Master | TSV/H/D048A*K |  | Ground-Water-Source | WBAHP: Heat Pump Packaged Unit | Heat Pump | 208 | 1 |  |  | No Match | Single-Speed |  |  |  | 53700 | 2247 | 23.9 | 16.2 | 45700 | 3044 | 4.4 | 3.6 | Non Federally-Regulated | 10/24/2014 |  | 03/23/2020
ClimateMaster Inc. | Carrier Corp. | 50YEH/V/D024K |  | Ground-Water-Source | WBAHP: Heat Pump Packaged Unit | Heat Pump | 230 | 1 |  |  | No Match | Single-Speed |  |  |  | 26900 | 944 | 28.5 | 16.2 | 23800 | 1341 | 5.2 | 3.6 | Non Federally-Regulated | 10/24/2014 |  | 03/23/2020
ClimateMaster Inc. | Carrier Corp. | 50PSH/V/D042K |  | Ground-Water-Source | WBAHP: Heat Pump Packaged Unit | Heat Pump | 230 | 1 |  |  | No Match | Single-Speed |  |  |  | 44400 | 1505 | 29.5 | 16.2 | 35200 | 1984 | 5.2 | 3.6 | Non Federally-Regulated | 10/24/2014 |  | 03/23/2020
ClimateMaster Inc. | Climate Master | VEV/H/D0930 |  | Ground-Water-Source | WBAHP: Heat Pump Packaged Unit | Heat Pump | 230 | 1 |  |  |  | Variable-Speed |  |  |  | 24000 | 571 | 42 | 16.2 | 30000 | 1831 | 4.8 | 3.6 | Non Federally-Regulated | 06/19/2015 |  | 03/23/2020
ClimateMaster Inc. | Climate Master | TCH/V042AH |  | Ground-Water-Source | WBAHP: Heat Pump Packaged Unit | Heat Pump | 200 | 3 |  |  | No Match | Single-Speed |  |  |  | 45900 | 2342 | 19.6 | 16.2 | 44000 | 3393 | 3.8 | 3.6 | Non Federally-Regulated | 10/24/2014 |  | 03/23/2020
ClimateMaster Inc. | Climate Master | ACA/B036B |  | Ground-Water-Source | WBAHP: Heat Pump Packaged Unit | Heat Pump | 208 | 1 |  |  |  | Single-Speed |  |  |  | 38000 | 1719 | 22.1 | 16.2 | 34900 | 2435 | 4.2 | 3.6 | Non Federally-Regulated | 06/09/2015 |  | 03/23/2020
ClimateMaster Inc. | Heat Controller | HBH/V015 |  | Ground-Water-Source | WBAHP: Heat Pump Packaged Unit | Heat Pump | 230 | 1 |  |  | No Match | Single-Speed |  |  |  | 16800 | 686 | 24.5 | 16.2 | 14400 | 959 | 4.4 | 3.6 | Non Federally-Regulated | 10/24/2014 |  | 03/23/2020
ClimateMaster Inc. | Climate Master | TCH120A |  | Ground-Water-Source | WBAHP: Heat Pump Packaged Unit | Heat Pump | 230 | 3 |  |  | No Match | Single-Speed | 2675 | 2126 | 444 | 134000 | 6943 | 19.3 | 16.2 | 132500 | 9708 | 4 | 3.6 | Non Federally-Regulated | 10/24/2014 |  | 03/23/2020
ClimateMaster Inc. | Climate Master | TRH/V018AE |  | Ground-Water-Source | WBAHP: Heat Pump Packaged Unit | Heat Pump | 265 | 1 |  |  | No Match | Single-Speed |  |  |  | 20600 | 851 | 24.2 | 16.2 | 17200 | 1146 | 4.4 | 3.6 | Non Federally-Regulated | 01/24/2011 |  | 03/23/2020
ClimateMaster Inc. | Heat Controller | HZV/H/D048B |  | Ground-Water-Source | WBAHP: Heat Pump Packaged Unit | Heat Pump | 230 | 1 |  |  |  | Single-Speed |  |  |  | 55000 | 2173 | 25.3 | 16.2 | 46800 | 2981 | 4.6 | 3.6 | Non Federally-Regulated | 06/09/2015 |  | 03/23/2020
ClimateMaster Inc. | Carrier Corp. | 50PSH/V/D048K |  | Ground-Water-Source | WBAHP: Heat Pump Packaged Unit | Heat Pump | 208 | 1 |  |  | No Match | Single-Speed |  |  |  | 53700 | 2247 | 23.9 | 16.2 | 45700 | 3044 | 4.4 | 3.6 | Non Federally-Regulated | 10/24/2014 |  | 03/23/2020
ClimateMaster Inc. | Climate Master | TSH/V/D060C*K |  | Ground-Water-Source | WBAHP: Heat Pump Packaged Unit | Heat Pump | 230 | 1 |  |  | No Match | Single-Speed | 2478 | 688 | 92 | 68900 | 2767 | 24.9 | 16.2 | 58200 | 3708 | 4.6 | 3.6 | Non Federally-Regulated | 10/24/2014 |  | 03/23/2020
ClimateMaster Inc. | Carrier Corp. | 50PSV/PSH/PSD0183 |  | Ground-Water-Source | WBAHP: Heat Pump Packaged Unit | Heat Pump | 230 | 1 |  |  |  | Single-Speed |  |  |  | 21300 | 859 | 24.8 | 16.2 | 18600 | 1211 | 4.5 | 3.6 | Non Federally-Regulated | 04/08/2015 |  | 03/23/2020
ClimateMaster Inc. | Heat Controller | HBV120 |  | Ground-Water-Source | WBAHP: Heat Pump Packaged Unit | Heat Pump | 208 | 3 |  |  | No Match | Single-Speed | 2675 | 2126 | 444 | 134000 | 6943 | 19.3 | 16.2 | 132500 | 9708 | 4 | 3.6 | Non Federally-Regulated | 10/24/2014 |  | 03/23/2020
ClimateMaster Inc. | Carrier Corp. | 50PCH/V006 3 |  | Ground-Water-Source | WBAHP: Heat Pump Packaged Unit | Heat Pump | 208 | 1 |  |  | No Match | Single-Speed |  |  |  | 6900 | 327 | 21.1 | 16.2 | 6200 | 454 | 4 | 3.6 | Non Federally-Regulated | 01/24/2011 |  | 03/23/2020
ClimateMaster Inc. | Climate Master | TRE036B |  | Ground-Water-Source | WBAHP: Heat Pump Packaged Unit | Heat Pump | 230 | 3 |  |  | No Match | Single-Speed |  |  |  | 39800 | 1834 | 21.7 | 16.2 | 35400 | 2358 | 4.4 | 3.6 | Non Federally-Regulated | 10/24/2014 |  | 03/23/2020
ClimateMaster Inc. | Climate Master | TCV120A |  | Ground-Water-Source | WBAHP: Heat Pump Packaged Unit | Heat Pump | 208 | 3 |  |  | No Match | Single-Speed | 2675 | 2126 | 444 | 134000 | 6943 | 19.3 | 16.2 | 132500 | 9708 | 4 | 3.6 | Non Federally-Regulated | 10/24/2014 |  | 03/23/2020
ClimateMaster Inc. | Heat Controller | HBH/V048 |  | Ground-Water-Source | WBAHP: Heat Pump Packaged Unit | Heat Pump | 208 | 1 |  |  | No Match | Single-Speed |  |  |  | 54300 | 2649 | 20.5 | 16.2 | 46500 | 3324 | 4.1 | 3.6 | Non Federally-Regulated | 10/24/2014 |  | 03/23/2020
ClimateMaster Inc. | Carrier Corp. | 50PSH/V/D024 |  | Ground-Water-Source | WBAHP: Heat Pump Packaged Unit | Heat Pump | 230 | 1 |  |  | No Match | Single-Speed |  |  |  | 26500 | 1004 | 26.4 | 16.2 | 24100 | 1413 | 5 | 3.6 | Non Federally-Regulated | 10/24/2014 |  | 03/23/2020
ClimateMaster Inc. | Climate Master | TRE036*H |  | Ground-Water-Source | WBAHP: Heat Pump Packaged Unit | Heat Pump | 208 | 3 |  |  | No Match | Single-Speed |  |  |  | 39800 | 1834 | 21.7 | 16.2 | 35400 | 2358 | 4.4 | 3.6 | Non Federally-Regulated | 01/10/2012 |  | 03/23/2020
ClimateMaster Inc. | Carrier Corp. | 50PSH/V/D036****2 |  | Ground-Water-Source | WBAHP: Heat Pump Packaged Unit | Heat Pump | 230 | 1 |  |  |  | Single-Speed |  |  |  | 35400 | 1525 | 23.2 | 16.2 | 33200 | 2070 | 4.7 | 3.6 | Non Federally-Regulated | 04/22/2015 |  | 03/23/2020
ClimateMaster Inc. | Climate Master | TRE048*F |  | Ground-Water-Source | WBAHP: Heat Pump Packaged Unit | Heat Pump | 460 | 3 |  |  | No Match | Single-Speed |  |  |  | 54800 | 2597 | 21.1 | 16.2 | 48500 | 3467 | 4.1 | 3.6 | Non Federally-Regulated | 01/10/2012 |  | 03/23/2020
ClimateMaster Inc. | Heat Controller | HBH/V042 1 |  | Ground-Water-Source | WBAHP: Heat Pump Packaged Unit | Heat Pump | 230 | 1 |  |  |  | Single-Speed |  |  |  | 45900 | 2342 | 19.6 | 16.2 | 44000 | 3393 | 3.8 | 3.6 | Non Federally-Regulated | 04/08/2015 |  | 03/23/2020
ClimateMaster Inc. | Heat Controller | HBH/V012 1 |  | Ground-Water-Source | WBAHP: Heat Pump Packaged Unit | Heat Pump | 230 | 1 |  |  | No Match | Single-Speed |  |  |  | 13700 | 659 | 20.8 | 16.2 | 12500 | 964 | 3.8 | 3.6 | Non Federally-Regulated | 01/24/2011 |  | 03/23/2020
ClimateMaster Inc. | Carrier Corp. | HEH/V060A |  | Ground-Water-Source | WBAHP: Heat Pump Packaged Unit | Heat Pump | 230 | 1 |  |  |  | Single-Speed |  |  |  | 64000 | 3106 | 20.6 | 16.2 | 58200 | 4264 | 4 | 3.6 | Non Federally-Regulated | 04/22/2015 |  | 03/23/2020
ClimateMaster Inc. | Carrier Corp. | 50P1H/V015 |  | Ground-Water-Source | WBAHP: Heat Pump Packaged Unit | Heat Pump | 230 | 1 |  |  |  | Single-Speed |  |  |  | 16800 | 685 | 24.5 | 16.2 | 14400 | 959 | 4.4 | 3.6 | Non Federally-Regulated | 04/22/2015 |  | 03/23/2020
ClimateMaster Inc. | Climate Master | ACA/B036 |  | Ground-Water-Source | WBAHP: Heat Pump Packaged Unit | Heat Pump | 208 | 1 |  |  |  | Single-Speed |  |  |  | 37200 | 1897 | 19.6 | 16.2 | 34700 | 2480 | 4.1 | 3.6 | Non Federally-Regulated | 06/09/2015 |  | 03/23/2020
ClimateMaster Inc. | Ruud | RPVH/V/D069 |  | Ground-Water-Source | WBAHP: Heat Pump Packaged Unit | Heat Pump | 208 | 1 |  |  |  | Single-Speed | 3109 | 765 |  | 77100 | 3874 | 19.9 | 16.2 | 70200 | 4784 | 4.3 | 3.6 | Non Federally-Regulated | 06/15/2015 |  | 03/23/2020
ClimateMaster Inc. | Climate Master | TSV/TSH009AE |  | Ground-Water-Source | WBAHP: Heat Pump Packaged Unit | Heat Pump | 265 | 1 |  |  |  | Single-Speed |  |  |  | 11100 | 440 | 25.2 | 16.2 | 9400 | 640 | 4.3 | 3.6 | Non Federally-Regulated | 04/29/2015 |  | 03/23/2020
ClimateMaster Inc. | Climate Master | TRE036*F |  | Ground-Water-Source | WBAHP: Heat Pump Packaged Unit | Heat Pump | 460 | 3 |  |  | No Match | Single-Speed |  |  |  | 39800 | 1834 | 21.7 | 16.2 | 35400 | 2358 | 4.4 | 3.6 | Non Federally-Regulated | 01/10/2012 |  | 03/23/2020
ClimateMaster Inc. | Carrier Corp. | 50P1H/V048 6 |  | Ground-Water-Source | WBAHP: Heat Pump Packaged Unit | Heat Pump | 460 | 3 |  |  | No Match | Single-Speed |  |  |  | 54300 | 2649 | 20.5 | 16.2 | 46500 | 3324 | 4.1 | 3.6 | Non Federally-Regulated | 01/24/2011 |  | 03/23/2020
ClimateMaster Inc. | Heat Controller | HBH/V006 8 |  | Ground-Water-Source | WBAHP: Heat Pump Packaged Unit | Heat Pump | 265 | 1 |  |  | No Match | Single-Speed |  |  |  | 6900 | 327 | 21.1 | 16.2 | 6200 | 454 | 4 | 3.6 | Non Federally-Regulated | 01/24/2011 |  | 03/23/2020
ClimateMaster Inc. | Climate Master | TCH/V048AF |  | Ground-Water-Source | WBAHP: Heat Pump Packaged Unit | Heat Pump | 460 | 3 |  |  | No Match | Single-Speed |  |  |  | 54300 | 2649 | 20.5 | 16.2 | 46500 | 3326 | 4.1 | 3.6 | Non Federally-Regulated | 07/07/2011 |  | 03/23/2020
ClimateMaster Inc. | Climate Master | TTP/S064B | TAC064A | Ground-Source | WBAHP-C: Heat Pump Split Syste | Heat Pump | 230 | 1 |  |  | No Match | Single-Speed |  |  |  | 60100 | 3756 | 16 | 13.4 | 45300 | 3688 | 3.6 | 3.1 | Non Federally-Regulated | 01/24/2011 |  | 03/23/2020
ClimateMaster Inc. | Heat Controller | HTS036B | MWG36 | Ground-Source | WBAHP-C: Heat Pump Split Syste | Heat Pump | 230 | 1 |  |  | No Match | Single-Speed |  |  |  | 38900 | 2236 | 17.4 | 13.4 | 28100 | 2059 | 4 | 3.1 | Non Federally-Regulated | 09/03/2012 |  | 03/23/2020
ClimateMaster Inc. | Climate Master | TTP/S049A | TAC049A | Ground-Source | WBAHP-C: Heat Pump Split Syste | Heat Pump | 230 | 1 | False |  |  | Single-Speed |  |  |  | 50300 | 2924 | 17.2 | 13.4 | 35800 | 2623 | 4 | 3.1 | Non Federally-Regulated | 06/09/2015 |  | 03/23/2020
ClimateMaster Inc. | Heat Controller | HTS048B | MWG48 | Ground-Source | WBAHP-C: Heat Pump Split Syste | Heat Pump | 230 | 1 |  |  | No Match | Single-Speed |  |  |  | 50100 | 2947 | 17 | 13.4 | 35600 | 2675 | 3.9 | 3.1 | Non Federally-Regulated | 09/03/2012 |  | 03/23/2020
ClimateMaster Inc. | Carrier Corp. | 50YDS038 | CNP**36 | Ground-Source | WBAHP-C: Heat Pump Split Syste | Heat Pump | 208 | 1 |  |  | No Match | Single-Speed |  |  |  | 36700 | 2323 | 15.8 | 13.4 | 28200 | 2361 | 3.5 | 3.1 | Non Federally-Regulated | 01/24/2011 |  | 03/23/2020
ClimateMaster Inc. | Heat Controller | HTS048C | MWG48 | Ground-Source | WBAHP-C: Heat Pump Split Syste | Heat Pump | 230 | 1 |  |  | No Match | Single-Speed |  |  |  | 48600 | 2777 | 17.5 | 13.4 | 36500 | 2743 | 3.9 | 3.1 | Non Federally-Regulated | 01/09/2014 |  | 03/23/2020
ClimateMaster Inc. | Carrier Corp. | 50YPS064 | CNP**60 | Ground-Source | WBAHP-C: Heat Pump Split Syste | Heat Pump | 230 | 1 |  |  | No Match | Single-Speed |  |  |  | 54500 | 3406 | 16 | 13.4 | 42700 | 3476 | 3.6 | 3.1 | Non Federally-Regulated | 01/24/2011 |  | 03/23/2020
ClimateMaster Inc. | Heat Controller | HTS060B | MWG60 | Ground-Source | WBAHP-C: Heat Pump Split Syste | Heat Pump | 230 | 1 |  |  | No Match | Single-Speed |  |  |  | 59900 | 3791 | 15.8 | 13.4 | 45100 | 3776 | 3.5 | 3.1 | Non Federally-Regulated | 09/03/2012 |  | 03/23/2020
ClimateMaster Inc. | Carrier Corp. | 50YPS049 | CNP**48 | Ground-Source | WBAHP-C: Heat Pump Split Syste | Heat Pump | 230 | 1 |  |  | No Match | Single-Speed |  |  |  | 51300 | 2882 | 17.8 | 13.4 | 36700 | 2830 | 3.8 | 3.1 | Non Federally-Regulated | 01/24/2011 |  | 03/23/2020
ClimateMaster Inc. | Climate Master | ADD/E038A | TAC038A | Ground-Source | WBAHP-C: Heat Pump Split Syste | Heat Pump | 208 | 1 |  |  | No Match | Single-Speed |  |  |  | 38400 | 2076 | 18.5 | 13.4 | 27300 | 2000 | 4 | 3.1 | Non Federally-Regulated | 01/09/2014 |  | 03/23/2020
ClimateMaster Inc. | Heat Controller | HTS024C | MWG24 | Ground-Source | WBAHP-C: Heat Pump Split Syste | Heat Pump | 208 | 1 |  |  | No Match | Single-Speed |  |  |  | 25700 | 1412 | 18.2 | 13.4 | 18400 | 1457 | 3.7 | 3.1 | Non Federally-Regulated | 01/09/2014 |  | 03/23/2020
ClimateMaster Inc. | Heat Controller | HTS036C | MWG36 | Ground-Source | WBAHP-C: Heat Pump Split Syste | Heat Pump | 208 | 1 |  |  | No Match | Single-Speed |  |  |  | 38400 | 2076 | 18.5 | 13.4 | 27300 | 2000 | 4 | 3.1 | Non Federally-Regulated | 01/09/2014 |  | 03/23/2020
ClimateMaster Inc. | Carrier Corp. | 50YDS026 | CNP**24 | Ground-Source | WBAHP-C: Heat Pump Split Syste | Heat Pump | 230 | 1 |  |  | No Match | Single-Speed |  |  |  | 25700 | 1452 | 17.7 | 13.4 | 19600 | 1512 | 3.8 | 3.1 | Non Federally-Regulated | 01/24/2011 |  | 03/23/2020
ClimateMaster Inc. | Climate Master | ABD/E038A | TAC038A | Ground-Source | WBAHP-C: Heat Pump Split Syste | Heat Pump | 208 | 1 |  |  | No Match | Single-Speed |  |  |  | 38900 | 2235 | 17.4 | 13.4 | 28100 | 2058 | 4 | 3.1 | Non Federally-Regulated | 06/14/2011 |  | 03/23/2020
ClimateMaster Inc. | Climate Master | ABD/E049A | TAC049A | Ground-Source | WBAHP-C: Heat Pump Split Syste | Heat Pump | 230 | 1 |  |  | No Match | Single-Speed |  |  |  | 50100 | 2947 | 17 | 13.4 | 35600 | 2675 | 3.9 | 3.1 | Non Federally-Regulated | 06/14/2011 |  | 03/23/2020
ClimateMaster Inc. | Heat Controller | HTS024A | MWG24 | Ground-Source | WBAHP-C: Heat Pump Split Syste | Heat Pump | 208 | 1 |  |  | No Match | Single-Speed |  |  |  | 26500 | 1550 | 17.1 | 13.4 | 20100 | 1510 | 3.9 | 3.1 | Non Federally-Regulated | 10/03/2011 |  | 03/23/2020
ClimateMaster Inc. | Rheem | RPVE/S036 | RCFLHM38 | Ground-Source | WBAHP-C: Heat Pump Split Syste | Heat Pump | 230 | 1 |  |  | No Match | Single-Speed |  |  |  | 38900 | 2236 | 17.4 | 13.4 | 28100 | 2059 | 4 | 3.1 | Non Federally-Regulated | 03/02/2012 |  | 03/23/2020
ClimateMaster Inc. | Rheem | RPVE/S062 | RCFLHM60 | Ground-Source | WBAHP-C: Heat Pump Split Syste | Heat Pump | 208 | 1 |  |  | No Match | Single-Speed |  |  |  | 59900 | 3791 | 15.8 | 13.4 | 45100 | 3776 | 3.5 | 3.1 | Non Federally-Regulated | 03/02/2012 |  | 03/23/2020
ClimateMaster Inc. | Ruud | RPVE/S025 | RCFLHM26 | Ground-Water-Source | WBAHP-C: Heat Pump Split Syste | Heat Pump | 230 | 1 |  |  | No Match | Single-Speed |  |  |  | 28700 | 1287 | 22.3 | 16.2 | 25200 | 1606 | 4.6 | 3.6 | Non Federally-Regulated | 03/02/2012 |  | 03/23/2020
ClimateMaster Inc. | Climate Master | TTP/S049 | CNPV*48* | Ground-Water-Source | WBAHP-C: Heat Pump Split Syste | Heat Pump | 230 | 1 | False |  |  | Single-Speed |  |  |  | 54600 | 2493 | 21.9 | 16.2 | 46200 | 3148 | 4.3 | 3.6 | Non Federally-Regulated | 06/09/2015 |  | 03/23/2020
ClimateMaster Inc. | Carrier Corp. | 50YGP038*1 | CNP**36 | Ground-Water-Source | WBAHP-C: Heat Pump Split Syste | Heat Pump | 208 | 1 |  |  | No Match | Single-Speed |  |  |  | 40100 | 1759 | 22.8 | 16.2 | 34800 | 2428 | 4.2 | 3.6 | Non Federally-Regulated | 01/09/2014 |  | 03/23/2020
ClimateMaster Inc. | Carrier Corp. | 50YPS026 | CNP**24 | Ground-Water-Source | WBAHP-C: Heat Pump Split Syste | Heat Pump | 230 | 1 |  |  | No Match | Single-Speed |  |  |  | 28000 | 1261 | 22.2 | 16.2 | 25700 | 1712 | 4.4 | 3.6 | Non Federally-Regulated | 01/24/2011 |  | 03/23/2020
ClimateMaster Inc. | Heat Controller | HTS024B | MWG24 | Ground-Water-Source | WBAHP-C: Heat Pump Split Syste | Heat Pump | 208 | 1 |  |  | No Match | Single-Speed |  |  |  | 28700 | 1287 | 22.3 | 16.2 | 25200 | 1606 | 4.6 | 3.6 | Non Federally-Regulated | 09/03/2012 |  | 03/23/2020
ClimateMaster Inc. | Ruud | RPVE/S036 | RCFLHM38 | Ground-Water-Source | WBAHP-C: Heat Pump Split Syste | Heat Pump | 230 | 1 |  |  | No Match | Single-Speed |  |  |  | 41800 | 1866 | 22.4 | 16.2 | 35300 | 2249 | 4.6 | 3.6 | Non Federally-Regulated | 03/02/2012 |  | 03/23/2020
ClimateMaster Inc. | Ruud | RPVE/S062 | RCFLHM60 | Ground-Water-Source | WBAHP-C: Heat Pump Split Syste | Heat Pump | 230 | 1 |  |  | No Match | Single-Speed |  |  |  | 62200 | 3157 | 19.7 | 16.2 | 56000 | 4103 | 4 | 3.6 | Non Federally-Regulated | 03/02/2012 |  | 03/23/2020
ClimateMaster Inc. | Climate Master | ADD/E026A | CNP**24 | Ground-Water-Source | WBAHP-C: Heat Pump Split Syste | Heat Pump | 230 | 1 |  |  | No Match | Single-Speed |  |  |  | 27100 | 1194 | 22.7 | 16.2 | 24200 | 1576 | 4.5 | 3.6 | Non Federally-Regulated | 01/09/2014 |  | 03/23/2020
ClimateMaster Inc. | Rheem | RPVE/S048 | RCFLHM48 | Ground-Water-Source | WBAHP-C: Heat Pump Split Syste | Heat Pump | 208 | 1 |  |  | No Match | Single-Speed |  |  |  | 54700 | 2486 | 22 | 16.2 | 46100 | 2937 | 4.6 | 3.6 | Non Federally-Regulated | 03/02/2012 |  | 03/23/2020
ClimateMaster Inc. | Heat Controller | HTS060A | MWG60 | Ground-Water-Source | WBAHP-C: Heat Pump Split Syste | Heat Pump | 230 | 1 |  |  | No Match | Single-Speed |  |  |  | 62200 | 3157 | 19.7 | 16.2 | 56000 | 4103 | 4 | 3.6 | Non Federally-Regulated | 10/03/2011 |  | 03/23/2020
ClimateMaster Inc. | Ruud | RPVE/S048 | RCFLHM48 | Ground-Water-Source | WBAHP-C: Heat Pump Split Syste | Heat Pump | 230 | 1 |  |  | No Match | Single-Speed |  |  |  | 54700 | 2486 | 22 | 16.2 | 46100 | 2937 | 4.6 | 3.6 | Non Federally-Regulated | 03/02/2012 |  | 03/23/2020
ClimateMaster Inc. | Heat Controller | HTS048A | MWG48 | Ground-Water-Source | WBAHP-C: Heat Pump Split Syste | Heat Pump | 208 | 1 |  |  | No Match | Single-Speed |  |  |  | 54700 | 2486 | 22 | 16.2 | 46100 | 2937 | 4.6 | 3.6 | Non Federally-Regulated | 10/03/2011 |  | 03/23/2020
ClimateMaster Inc. | Climate Master | ADD/E049A | FV/E4***006 | Ground-Source | WBAHP-CB: Heat Pump Split Syst | Heat Pump | 230 | 1 | False |  |  | Single-Speed |  |  |  | 49000 | 2832 | 17.3 | 13.4 | 37100 | 2861 | 3.8 | 3.1 | Non Federally-Regulated | 06/09/2015 |  | 03/23/2020
ClimateMaster Inc. | Ruud | RPVS/EC025 | RCFL-HM26 | Ground-Source | WBAHP-CB: Heat Pump Split Syst | Heat Pump | 230 | 1 | False |  |  | Single-Speed |  |  |  | 25700 | 1412 | 18.2 | 13.4 | 18600 | 1434 | 3.8 | 3.1 | Non Federally-Regulated | 06/09/2015 |  | 03/23/2020
ClimateMaster Inc. | Climate Master | TTS/P049 | FV/E4***006 | Ground-Source | WBAHP-CB: Heat Pump Split Syst | Heat Pump | 230 | 1 | False |  |  | Single-Speed |  |  |  | 50200 | 3024 | 16.6 | 13.4 | 37200 | 2725 | 4 | 3.1 | Non Federally-Regulated | 06/15/2015 |  | 03/23/2020
ClimateMaster Inc. | Climate Master | TTS/P038 | FV/E4***005 | Ground-Source | WBAHP-CB: Heat Pump Split Syst | Heat Pump | 208 | 1 | False |  |  | Single-Speed |  |  |  | 37300 | 2233 | 16.7 | 13.4 | 27000 | 2082 | 3.8 | 3.1 | Non Federally-Regulated | 06/15/2015 |  | 03/23/2020
ClimateMaster Inc. | Ruud | RPVS/EC036 | RCFL-HM38 | Ground-Source | WBAHP-CB: Heat Pump Split Syst | Heat Pump | 230 | 1 | False |  |  | Single-Speed |  |  |  | 38600 | 2064 | 18.7 | 13.4 | 27500 | 1965 | 4.1 | 3.1 | Non Federally-Regulated | 06/09/2015 |  | 03/23/2020
ClimateMaster Inc. | Climate Master | ADD/E064A | TAH064A | Ground-Source | WBAHP-CB: Heat Pump Split Syst | Heat Pump | 208 | 1 |  |  | No Match | Single-Speed |  |  |  | 59000 | 3533 | 16.7 | 13.4 | 46200 | 3761 | 3.6 | 3.1 | Non Federally-Regulated | 01/09/2014 |  | 03/23/2020
ClimateMaster Inc. | Climate Master | ABD/E024 | RHPL-HM2421 | Ground-Source | WBAHP-CB: Heat Pump Split Syst | Heat Pump | 208 | 1 |  |  | No Match | Single-Speed |  |  |  | 26400 | 1467 | 18 | 13.4 | 19500 | 1465 | 3.9 | 3.1 | Non Federally-Regulated | 01/24/2011 |  | 03/23/2020
ClimateMaster Inc. | Rheem | RPVS/EC036 | RCFL-HM38 | Ground-Source | WBAHP-CB: Heat Pump Split Syst | Heat Pump | 230 | 1 | False |  |  | Single-Speed |  |  |  | 38600 | 2064 | 18.7 | 13.4 | 27500 | 1965 | 4.1 | 3.1 | Non Federally-Regulated | 06/09/2015 |  | 03/23/2020
ClimateMaster Inc. | Climate Master | ABD/E064B | TAH064A | Ground-Source | WBAHP-CB: Heat Pump Split Syst | Heat Pump | 208 | 1 |  |  | No Match | Single-Speed |  |  |  | 60200 | 3810 | 15.8 | 13.4 | 45600 | 3931 | 3.4 | 3.1 | Non Federally-Regulated | 09/03/2012 |  | 03/23/2020
ClimateMaster Inc. | Ruud | RPVS/E036 | RHPL-HM3621 | Ground-Source | WBAHP-CB: Heat Pump Split Syst | Heat Pump | 230 | 1 | False |  |  | Dual-Speed |  |  |  | 37900 | 2383 | 15.9 | 13.4 | 29900 | 2434 | 3.6 | 3.1 | Non Federally-Regulated | 06/19/2015 |  | 03/23/2020
ClimateMaster Inc. | Carrier Corp. | 50YGP026*1 | FV/E4***002 | Ground-Source | WBAHP-CB: Heat Pump Split Syst | Heat Pump | 230 | 1 |  |  | No Match | Single-Speed |  |  |  | 25400 | 1388 | 18.3 | 13.4 | 18600 | 1435 | 3.8 | 3.1 | Non Federally-Regulated | 01/09/2014 |  | 03/23/2020
ClimateMaster Inc. | Carrier Corp. | 50YGS049*1 | FV/E4***006 | Ground-Source | WBAHP-CB: Heat Pump Split Syst | Heat Pump | 230 | 1 |  |  | No Match | Single-Speed |  |  |  | 49000 | 2832 | 17.3 | 13.4 | 37100 | 2861 | 3.8 | 3.1 | Non Federally-Regulated | 01/09/2014 |  | 03/23/2020
ClimateMaster Inc. | Carrier Corp. | 50YGS026*1 | FV/E4***002 | Ground-Source | WBAHP-CB: Heat Pump Split Syst | Heat Pump | 208 | 1 |  |  | No Match | Single-Speed |  |  |  | 25400 | 1388 | 18.3 | 13.4 | 18600 | 1435 | 3.8 | 3.1 | Non Federally-Regulated | 01/09/2014 |  | 03/23/2020
ClimateMaster Inc. | Climate Master | TTP/S026A | TAH026A | Ground-Source | WBAHP-CB: Heat Pump Split Syst | Heat Pump | 230 | 1 |  |  | No Match | Single-Speed |  |  |  | 26600 | 1503 | 17.7 | 13.4 | 20000 | 1465 | 4 | 3.1 | Non Federally-Regulated | 01/24/2011 |  | 03/23/2020
ClimateMaster Inc. | Carrier Corp. | 50YGP064*1 | FV/E4***006 | Ground-Water-Source | WBAHP-CB: Heat Pump Split Syst | Heat Pump | 208 | 1 |  |  | No Match | Single-Speed |  |  |  | 63000 | 2958 | 21.3 | 16.2 | 57900 | 4040 | 4.2 | 3.6 | Non Federally-Regulated | 01/09/2014 |  | 03/23/2020
ClimateMaster Inc. | Ruud | RPVS/EC048 | RCFL-HM48 | Ground-Water-Source | WBAHP-CB: Heat Pump Split Syst | Heat Pump | 230 | 1 | False |  |  | Single-Speed |  |  |  | 52700 | 2252 | 23.4 | 16.2 | 47200 | 2943 | 4.7 | 3.6 | Non Federally-Regulated | 06/09/2015 |  | 03/23/2020
ClimateMaster Inc. | Heat Controller | HTS036A | RHPL-HM3621 | Ground-Water-Source | WBAHP-CB: Heat Pump Split Syst | Heat Pump | 208 | 1 | False |  |  | Dual-Speed |  |  |  | 41100 | 1885 | 21.8 | 16.2 | 37400 | 2740 | 4 | 3.6 | Non Federally-Regulated | 05/01/2015 |  | 03/23/2020
ClimateMaster Inc. | Rheem | RPVE/S025 | RHPL-HM2421 | Ground-Water-Source | WBAHP-CB: Heat Pump Split Syst | Heat Pump | 208 | 1 |  |  | No Match | Single-Speed |  |  |  | 27200 | 1204 | 22.6 | 16.2 | 24100 | 1605 | 4.4 | 3.6 | Non Federally-Regulated | 01/24/2011 |  | 03/23/2020
ClimateMaster Inc. | Carrier Corp. | 50YGS038*1 | FV/E4***005 | Ground-Water-Source | WBAHP-CB: Heat Pump Split Syst | Heat Pump | 230 | 1 |  |  | No Match | Single-Speed |  |  |  | 41900 | 1746 | 24 | 16.2 | 34300 | 2139 | 4.7 | 3.6 | Non Federally-Regulated | 01/09/2014 |  | 03/23/2020
ClimateMaster Inc. | Climate Master | TES/P049A | TAC049A | Ground-Water-Source | WBAHP-CB: Heat Pump Split Syst | Heat Pump | 230 | 1 | False |  |  | Single-Speed |  |  |  | 52700 | 2252 | 23.4 | 16.2 | 47200 | 2943 | 4.7 | 3.6 | Non Federally-Regulated | 06/09/2015 |  | 03/23/2020
ClimateMaster Inc. | Heat Controller | HTS060C | WDG60*A | Ground-Water-Source | WBAHP-CB: Heat Pump Split Syst | Heat Pump | 230 | 1 |  |  | No Match | Single-Speed |  |  |  | 63000 | 2877 | 21.9 | 16.2 | 57900 | 4040 | 4.2 | 3.6 | Non Federally-Regulated | 01/09/2014 |  | 03/23/2020
ClimateMaster Inc. | Rheem | RPVS/E036 | RHPL-HM3621 | Ground-Water-Source | WBAHP-CB: Heat Pump Split Syst | Heat Pump | 230 | 1 | False |  |  | Dual-Speed |  |  |  | 41100 | 1885 | 21.8 | 16.2 | 37400 | 2740 | 4 | 3.6 | Non Federally-Regulated | 06/19/2015 |  | 03/23/2020
ClimateMaster Inc. | Rheem | RPVS/EC062 | RCFL-HM60 | Ground-Water-Source | WBAHP-CB: Heat Pump Split Syst | Heat Pump | 230 | 1 | False |  |  | Single-Speed |  |  |  | 62800 | 2854 | 22 | 16.2 | 56600 | 3857 | 4.3 | 3.6 | Non Federally-Regulated | 06/09/2015 |  | 03/23/2020
ClimateMaster Inc. | Ruud | RPVS/EC062 | RCFL-HM60 | Ground-Water-Source | WBAHP-CB: Heat Pump Split Syst | Heat Pump | 230 | 1 | False |  |  | Single-Speed |  |  |  | 62800 | 2854 | 22 | 16.2 | 56600 | 3857 | 4.3 | 3.6 | Non Federally-Regulated | 06/09/2015 |  | 03/23/2020
ClimateMaster Inc. | Climate Master | TTS/P049A | RHPL-HM4824 | Ground-Water-Source | WBAHP-CB: Heat Pump Split Syst | Heat Pump | 230 | 1 | False |  |  | Dual-Speed |  |  |  | 51400 | 2557 | 20.1 | 16.2 | 45700 | 3114 | 4.3 | 3.6 | Non Federally-Regulated | 06/15/2015 |  | 03/23/2020
ClimateMaster Inc. | Carrier Corp. | 50YGP049*1 | FV/E4***006 | Ground-Water-Source | WBAHP-CB: Heat Pump Split Syst | Heat Pump | 208 | 1 |  |  | No Match | Single-Speed |  |  |  | 52700 | 2196 | 24 | 16.2 | 46600 | 2969 | 4.6 | 3.6 | Non Federally-Regulated | 01/09/2014 |  | 03/23/2020
ClimateMaster Inc. | Climate Master | ABD/E026A | TAH026A | Ground-Water-Source | WBAHP-CB: Heat Pump Split Syst | Heat Pump | 208 | 1 |  |  | No Match | Single-Speed |  |  |  | 29000 | 1250 | 23.2 | 16.2 | 24900 | 1586 | 4.6 | 3.6 | Non Federally-Regulated | 09/03/2012 |  | 03/23/2020
ClimateMaster Inc. | Carrier Corp. | 50YGS064*1 | FV/E4***006 | Ground-Water-Source | WBAHP-CB: Heat Pump Split Syst | Heat Pump | 208 | 1 |  |  | No Match | Single-Speed |  |  |  | 63000 | 2958 | 21.3 | 16.2 | 57900 | 4040 | 4.2 | 3.6 | Non Federally-Regulated | 01/09/2014 |  | 03/23/2020
ClimateMaster Inc. | Climate Master | TRC09 |  | Ground-Source | WBAHP-O: Heat Pump Packaged Un | Heat Pump | 208 | 1 |  |  | No Match | Single-Speed |  |  |  | 8800 | 591 | 14.9 | 13.4 | 7300 | 648 | 3.3 | 3.1 | Non Federally-Regulated | 10/24/2014 |  | 03/23/2020
ClimateMaster Inc. | Carrier Corp. | 50PEC15****3 |  | Ground-Source | WBAHP-O: Heat Pump Packaged Un | Heat Pump | 230 | 1 |  |  | No Match | Single-Speed |  |  |  | 15100 | 1000 | 15.1 | 13.4 | 11700 | 1009 | 3.4 | 3.1 | Non Federally-Regulated | 08/23/2011 |  | 03/23/2020
ClimateMaster Inc. | Climate Master | TRC18 |  | Ground-Source | WBAHP-O: Heat Pump Packaged Un | Heat Pump | 230 | 1 |  |  | No Match | Single-Speed |  |  |  | 16100 | 1167 | 13.8 | 13.4 | 13200 | 1172 | 3.3 | 3.1 | Non Federally-Regulated | 10/24/2014 |  | 03/23/2020
ClimateMaster Inc. | Climate Master | TSM09G B |  | Ground-Source | WBAHP-O: Heat Pump Packaged Un | Heat Pump | 208 | 1 |  |  | No Match | Single-Speed |  |  |  | 10500 | 590 | 17.8 | 13.4 | 7400 | 638 | 3.4 | 3.1 | Non Federally-Regulated | 01/09/2014 |  | 03/23/2020
ClimateMaster Inc. | Carrier Corp. | 50PEC12****3 |  | Ground-Source | WBAHP-O: Heat Pump Packaged Un | Heat Pump | 230 | 1 |  |  | No Match | Single-Speed |  |  |  | 11900 | 838 | 14.2 | 13.4 | 9600 | 880 | 3.2 | 3.1 | Non Federally-Regulated | 08/23/2011 |  | 03/23/2020
ClimateMaster Inc. | Climate Master | TSM12G B |  | Ground-Source | WBAHP-O: Heat Pump Packaged Un | Heat Pump | 230 | 1 |  |  | No Match | Single-Speed |  |  |  | 12300 | 715 | 17.2 | 13.4 | 9600 | 828 | 3.4 | 3.1 | Non Federally-Regulated | 01/09/2014 |  | 03/23/2020
ClimateMaster Inc. | Carrier Corp. | 50PEC09 |  | Ground-Water-Source | WBAHP-O: Heat Pump Packaged Un | Heat Pump | 230 | 1 |  |  |  | Single-Speed |  |  |  | 9200 | 494 | 18.6 | 16.2 | 9500 | 696 | 4 | 3.6 | Non Federally-Regulated | 04/22/2015 |  | 03/23/2020
ClimateMaster Inc. | Climate Master | TRC12 |  | Ground-Water-Source | WBAHP-O: Heat Pump Packaged Un | Heat Pump | 230 | 1 |  |  | No Match | Single-Speed |  |  |  | 12500 | 668 | 18.7 | 16.2 | 12100 | 865 | 4.1 | 3.6 | Non Federally-Regulated | 10/24/2014 |  | 03/23/2020
ClimateMaster Inc. | Carrier Corp. | 50PEC18****3 |  | Ground-Water-Source | WBAHP-O: Heat Pump Packaged Un | Heat Pump | 230 | 1 |  |  | No Match | Single-Speed |  |  |  | 17200 | 961 | 17.9 | 16.2 | 16500 | 1240 | 3.9 | 3.6 | Non Federally-Regulated | 01/09/2014 |  | 03/23/2020
ClimateMaster Inc. | Carrier Corp. | 50PEC12 |  | Ground-Water-Source | WBAHP-O: Heat Pump Packaged Un | Heat Pump | 208 | 1 |  |  |  | Single-Speed |  |  |  | 12500 | 668 | 18.7 | 16.2 | 12100 | 864 | 4.1 | 3.6 | Non Federally-Regulated | 04/22/2015 |  | 03/23/2020
ClimateMaster Inc. | Carrier Corp. | 50PEC09****3 |  | Ground-Water-Source | WBAHP-O: Heat Pump Packaged Un | Heat Pump | 208 | 1 |  |  | No Match | Single-Speed |  |  |  | 9200 | 718 | 18.6 | 16.2 | 9500 | 541 | 4 | 3.6 | Non Federally-Regulated | 08/23/2011 |  | 03/23/2020
ClimateMaster Inc. | Carrier Corp. | 50PEC15 |  | Ground-Water-Source | WBAHP-O: Heat Pump Packaged Un | Heat Pump | 208 | 1 |  |  |  | Single-Speed |  |  |  | 16600 | 779 | 21.3 | 16.2 | 14800 | 1008 | 4.3 | 3.6 | Non Federally-Regulated | 04/22/2015 |  | 03/23/2020
Enertech Global, LLC | Enertech | TVS024*2 |  | Water-Source | WBAHP: Heat Pump Packaged Unit | Heat Pump | 208 | 3 |  |  |  | Single-Speed |  |  |  | 24800 | 1476 | 16.8 | 12 | 30000 | 1570 | 5.6 | 4.2 | Federally-Regulated Commercial & Industrial Equipment | 04/29/2015 |  | 03/23/2020
Enertech Global, LLC | Enertech | TXT036A |  | Water-Source | WBAHP: Heat Pump Packaged Unit | Heat Pump | 230 | 1 |  |  | No Match | Single-Speed |  |  |  | 35400 | 2360 | 15 | 12 | 42400 | 2485 | 5 | 4.2 | Federally-Regulated Commercial & Industrial Equipment | 01/24/2011 |  | 03/23/2020
Enertech Global, LLC | Enertech | TVS036*2***1 |  | Water-Source | WBAHP: Heat Pump Packaged Unit | Heat Pump | 208 | 3 |  |  |  | Single-Speed |  |  |  | 37100 | 2262 | 16.4 | 12 | 46200 | 2507 | 5.4 | 4.2 | Federally-Regulated Commercial & Industrial Equipment | 04/29/2015 |  | 03/23/2020
Enertech Global, LLC | Enertech | TVS024*A |  | Water-Source | WBAHP: Heat Pump Packaged Unit | Heat Pump | 265 | 1 |  |  |  | Single-Speed |  |  |  | 24800 | 1476 | 16.8 | 12 | 30000 | 1570 | 5.6 | 4.2 | Federally-Regulated Commercial & Industrial Equipment | 04/29/2015 |  | 03/23/2020
Enertech Global, LLC | Enertech | TXT024A |  | Water-Source | WBAHP: Heat Pump Packaged Unit | Heat Pump | 230 | 1 |  |  | No Match | Single-Speed |  |  |  | 26200 | 1372 | 19.1 | 12 | 31100 | 1571 | 5.8 | 4.2 | Federally-Regulated Commercial & Industrial Equipment | 01/25/2011 |  | 03/23/2020
Enertech Global, LLC | Enertech | GVS018 |  | Water-Source | WBAHP: Heat Pump Packaged Unit | Heat Pump | 208 | 1 |  |  |  | Single-Speed |  |  |  | 20500 | 1213 | 16.9 | 12 | 24200 | 1222 | 5.8 | 4.2 | Federally-Regulated Commercial & Industrial Equipment | 04/29/2015 |  | 03/23/2020
Enertech Global, LLC | Enertech | GVS024*****1 |  | Water-Source | WBAHP: Heat Pump Packaged Unit | Heat Pump | 230 | 1 |  |  |  | Single-Speed |  |  |  | 25900 | 1407 | 18.4 | 12 | 29800 | 1480 | 5.9 | 4.2 | Federally-Regulated Commercial & Industrial Equipment | 04/29/2015 |  | 03/23/2020
Enertech Global, LLC | Enertech | TVS018 |  | Water-Source | WBAHP: Heat Pump Packaged Unit | Heat Pump | 208 | 1 |  |  |  | Single-Speed |  |  |  | 20500 | 1213 | 16.9 | 12 | 24200 | 1222 | 5.8 | 4.2 | Federally-Regulated Commercial & Industrial Equipment | 04/29/2015 |  | 03/23/2020
Enertech Global, LLC | Enertech | HVS036*2***1 |  | Water-Source | WBAHP: Heat Pump Packaged Unit | Heat Pump | 208 | 3 |  |  |  | Single-Speed |  |  |  | 37100 | 2262 | 16.4 | 12 | 46200 | 2507 | 5.4 | 4.2 | Federally-Regulated Commercial & Industrial Equipment | 04/29/2015 |  | 03/23/2020
Enertech Global, LLC | Enertech | TVS030*4 |  | Water-Source | WBAHP: Heat Pump Packaged Unit | Heat Pump | 575 | 3 |  |  |  | Single-Speed |  |  |  | 29100 | 1818 | 16 | 12 | 37000 | 1936 | 5.6 | 4.2 | Federally-Regulated Commercial & Industrial Equipment | 04/29/2015 |  | 03/23/2020
Enertech Global, LLC | Enertech | HVS030*3***1 |  | Water-Source | WBAHP: Heat Pump Packaged Unit | Heat Pump | 460 | 3 |  |  |  | Single-Speed |  |  |  | 30100 | 1710 | 17.6 | 12 | 36200 | 1798 | 5.9 | 4.2 | Federally-Regulated Commercial & Industrial Equipment | 04/29/2015 |  | 03/23/2020
Enertech Global, LLC | Enertech | GVS036*2 |  | Water-Source | WBAHP: Heat Pump Packaged Unit | Heat Pump | 208 | 3 |  |  |  | Single-Speed |  |  |  | 36000 | 2322 | 15.5 | 12 | 46500 | 2620 | 5.2 | 4.2 | Federally-Regulated Commercial & Industrial Equipment | 04/29/2015 |  | 03/23/2020
Enertech Global, LLC | Enertech | HVS030*A***1 |  | Water-Source | WBAHP: Heat Pump Packaged Unit | Heat Pump | 265 | 1 |  |  |  | Single-Speed |  |  |  | 30100 | 1710 | 17.6 | 12 | 36200 | 1798 | 5.9 | 4.2 | Federally-Regulated Commercial & Industrial Equipment | 04/29/2015 |  | 03/23/2020
Enertech Global, LLC | Enertech | GVS036*A |  | Water-Source | WBAHP: Heat Pump Packaged Unit | Heat Pump | 265 | 1 |  |  |  | Single-Speed |  |  |  | 36000 | 2322 | 15.5 | 12 | 46500 | 2620 | 5.2 | 4.2 | Federally-Regulated Commercial & Industrial Equipment | 04/29/2015 |  | 03/23/2020
Enertech Global, LLC | Enertech | GVS030*****1 |  | Water-Source | WBAHP: Heat Pump Packaged Unit | Heat Pump | 230 | 1 |  |  |  | Single-Speed |  |  |  | 30100 | 1710 | 17.6 | 12 | 36200 | 1798 | 5.9 | 4.2 | Federally-Regulated Commercial & Industrial Equipment | 04/29/2015 |  | 03/23/2020
Enertech Global, LLC | Enertech | GXT036A |  | Water-Source | WBAHP: Heat Pump Packaged Unit | Heat Pump | 208 | 1 |  |  | No Match | Single-Speed |  |  |  | 35400 | 2360 | 15 | 12 | 42400 | 2485 | 5 | 4.2 | Federally-Regulated Commercial & Industrial Equipment | 01/24/2011 |  | 03/23/2020
Enertech Global, LLC | Enertech | HVS036*3***1 |  | Water-Source | WBAHP: Heat Pump Packaged Unit | Heat Pump | 460 | 3 |  |  |  | Single-Speed |  |  |  | 37100 | 2262 | 16.4 | 12 | 46200 | 2507 | 5.4 | 4.2 | Federally-Regulated Commercial & Industrial Equipment | 04/29/2015 |  | 03/23/2020
Enertech Global, LLC | Enertech | HVS036*3 |  | Water-Source | WBAHP: Heat Pump Packaged Unit | Heat Pump | 460 | 3 |  |  |  | Single-Speed |  |  |  | 36000 | 2322 | 15.5 | 12 | 46500 | 2620 | 5.2 | 4.2 | Federally-Regulated Commercial & Industrial Equipment | 04/29/2015 |  | 03/23/2020
Enertech Global, LLC | Enertech | TVS036*A***1 |  | Water-Source | WBAHP: Heat Pump Packaged Unit | Heat Pump | 265 | 1 |  |  |  | Single-Speed |  |  |  | 37100 | 2262 | 16.4 | 12 | 46200 | 2507 | 5.4 | 4.2 | Federally-Regulated Commercial & Industrial Equipment | 04/29/2015 |  | 03/23/2020
Enertech Global, LLC | Enertech | GVS030*2***1 |  | Water-Source | WBAHP: Heat Pump Packaged Unit | Heat Pump | 208 | 3 |  |  |  | Single-Speed |  |  |  | 30100 | 1710 | 17.6 | 12 | 36200 | 1798 | 5.9 | 4.2 | Federally-Regulated Commercial & Industrial Equipment | 04/29/2015 |  | 03/23/2020
Enertech Global, LLC | Enertech | TXT048A |  | Water-Source | WBAHP: Heat Pump Packaged Unit | Heat Pump | 230 | 1 |  |  | No Match | Single-Speed |  |  |  | 49800 | 3298 | 15.1 | 12 | 65600 | 3697 | 5.2 | 4.2 | Federally-Regulated Commercial & Industrial Equipment | 01/24/2011 |  | 03/23/2020
Enertech Global, LLC | Enertech | TXT072A |  | Water-Source | WBAHP: Heat Pump Packaged Unit | Heat Pump | 230 | 1 |  |  | No Match | Single-Speed |  |  |  | 64200 | 4827 | 13.3 | 12 | 90800 | 5431 | 4.9 | 4.2 | Federally-Regulated Commercial & Industrial Equipment | 01/24/2011 |  | 03/23/2020
Enertech Global, LLC | Enertech | TVS030*****1 |  | Water-Source | WBAHP: Heat Pump Packaged Unit | Heat Pump | 230 | 1 |  |  |  | Single-Speed |  |  |  | 30100 | 1710 | 17.6 | 12 | 36200 | 1798 | 5.9 | 4.2 | Federally-Regulated Commercial & Industrial Equipment | 04/29/2015 |  | 03/23/2020
Enertech Global, LLC | Enertech | GVS018*A***1 |  | Water-Source | WBAHP: Heat Pump Packaged Unit | Heat Pump | 265 | 1 |  |  |  | Single-Speed |  |  |  | 20700 | 1101 | 18.8 | 12 | 23700 | 1120 | 6.2 | 4.2 | Federally-Regulated Commercial & Industrial Equipment | 04/29/2015 |  | 03/23/2020
Enertech Global, LLC | Enertech | TVS024*3 |  | Water-Source | WBAHP: Heat Pump Packaged Unit | Heat Pump | 460 | 3 |  |  |  | Single-Speed |  |  |  | 24800 | 1476 | 16.8 | 12 | 30000 | 1570 | 5.6 | 4.2 | Federally-Regulated Commercial & Industrial Equipment | 04/29/2015 |  | 03/23/2020
Enertech Global, LLC | Enertech | HVS030*2 |  | Water-Source | WBAHP: Heat Pump Packaged Unit | Heat Pump | 208 | 3 |  |  |  | Single-Speed |  |  |  | 29100 | 1818 | 16 | 12 | 37000 | 1936 | 5.6 | 4.2 | Federally-Regulated Commercial & Industrial Equipment | 04/29/2015 |  | 03/23/2020
Enertech Global, LLC | Enertech | HVS030*2***1 |  | Water-Source | WBAHP: Heat Pump Packaged Unit | Heat Pump | 208 | 3 |  |  |  | Single-Speed |  |  |  | 30100 | 1710 | 17.6 | 12 | 36200 | 1798 | 5.9 | 4.2 | Federally-Regulated Commercial & Industrial Equipment | 04/29/2015 |  | 03/23/2020
Enertech Global, LLC | Enertech | GVS030*3 |  | Water-Source | WBAHP: Heat Pump Packaged Unit | Heat Pump | 460 | 3 |  |  |  | Single-Speed |  |  |  | 29100 | 1818 | 16 | 12 | 37000 | 1936 | 5.6 | 4.2 | Federally-Regulated Commercial & Industrial Equipment | 04/29/2015 |  | 03/23/2020
Enertech Global, LLC | Roth Industries, Inc. | RXT036A |  | Water-Source | WBAHP: Heat Pump Packaged Unit | Heat Pump | 230 | 1 |  |  | No Match | Single-Speed |  |  |  | 35400 | 2360 | 15 | 12 | 42400 | 2485 | 5 | 4.2 | Federally-Regulated Commercial & Industrial Equipment | 01/24/2011 |  | 03/23/2020
Enertech Global, LLC | Enertech | HXT024A |  | Water-Source | WBAHP: Heat Pump Packaged Unit | Heat Pump | 230 | 1 |  |  | No Match | Single-Speed |  |  |  | 26200 | 1372 | 19.1 | 12 | 31100 | 1571 | 5.8 | 4.2 | Federally-Regulated Commercial & Industrial Equipment | 01/25/2011 |  | 03/23/2020
Enertech Global, LLC | Enertech | GVS024*A |  | Water-Source | WBAHP: Heat Pump Packaged Unit | Heat Pump | 265 | 1 |  |  |  | Single-Speed |  |  |  | 24800 | 1476 | 16.8 | 12 | 30000 | 1570 | 5.6 | 4.2 | Federally-Regulated Commercial & Industrial Equipment | 04/29/2015 |  | 03/23/2020
Enertech Global, LLC | Enertech | HXT036A |  | Water-Source | WBAHP: Heat Pump Packaged Unit | Heat Pump | 230 | 1 |  |  | No Match | Single-Speed |  |  |  | 35400 | 2360 | 15 | 12 | 42400 | 2485 | 5 | 4.2 | Federally-Regulated Commercial & Industrial Equipment | 01/24/2011 |  | 03/23/2020
Enertech Global, LLC | Enertech | TVS030*A***1 |  | Water-Source | WBAHP: Heat Pump Packaged Unit | Heat Pump | 265 | 1 |  |  |  | Single-Speed |  |  |  | 30100 | 1710 | 17.6 | 12 | 36200 | 1798 | 5.9 | 4.2 | Federally-Regulated Commercial & Industrial Equipment | 04/29/2015 |  | 03/23/2020
Enertech Global, LLC | Enertech | TVS018*A***1 |  | Water-Source | WBAHP: Heat Pump Packaged Unit | Heat Pump | 265 | 1 |  |  |  | Single-Speed |  |  |  | 20700 | 1101 | 18.8 | 12 | 23700 | 1120 | 6.2 | 4.2 | Federally-Regulated Commercial & Industrial Equipment | 04/29/2015 |  | 03/23/2020
Enertech Global, LLC | Roth Industries, Inc. | RXT048A |  | Water-Source | WBAHP: Heat Pump Packaged Unit | Heat Pump | 230 | 1 |  |  | No Match | Single-Speed |  |  |  | 49800 | 3298 | 15.1 | 12 | 65600 | 3697 | 5.2 | 4.2 | Federally-Regulated Commercial & Industrial Equipment | 01/24/2011 |  | 03/23/2020
Enertech Global, LLC | Enertech | HVS024*A***1 |  | Water-Source | WBAHP: Heat Pump Packaged Unit | Heat Pump | 265 | 1 |  |  |  | Single-Speed |  |  |  | 25900 | 1407 | 18.4 | 12 | 29800 | 1480 | 5.9 | 4.2 | Federally-Regulated Commercial & Industrial Equipment | 04/29/2015 |  | 03/23/2020
Enertech Global, LLC | Roth Industries, Inc. | RXT072A |  | Water-Source | WBAHP: Heat Pump Packaged Unit | Heat Pump | 208 | 1 |  |  | No Match | Single-Speed |  |  |  | 64200 | 4827 | 13.3 | 12 | 90800 | 5431 | 4.9 | 4.2 | Federally-Regulated Commercial & Industrial Equipment | 01/24/2011 |  | 03/23/2020
Enertech Global, LLC | Roth Industries, Inc. | RXT060A |  | Water-Source | WBAHP: Heat Pump Packaged Unit | Heat Pump | 230 | 1 |  |  | No Match | Single-Speed |  |  |  | 59700 | 4061 | 14.7 | 12 | 73400 | 4390 | 4.9 | 4.2 | Federally-Regulated Commercial & Industrial Equipment | 01/24/2011 |  | 03/23/2020
Enertech Global, LLC | Enertech | TXT060A |  | Water-Source | WBAHP: Heat Pump Packaged Unit | Heat Pump | 230 | 1 |  |  | No Match | Single-Speed |  |  |  | 59700 | 4061 | 14.7 | 12 | 73400 | 4390 | 4.9 | 4.2 | Federally-Regulated Commercial & Industrial Equipment | 01/24/2011 |  | 03/23/2020
Enertech Global, LLC | Enertech | GVS018*A |  | Water-Source | WBAHP: Heat Pump Packaged Unit | Heat Pump | 265 | 1 |  |  |  | Single-Speed |  |  |  | 20500 | 1213 | 16.9 | 12 | 24200 | 1222 | 5.8 | 4.2 | Federally-Regulated Commercial & Industrial Equipment | 04/29/2015 |  | 03/23/2020
Enertech Global, LLC | Enertech | GXT024A |  | Water-Source | WBAHP: Heat Pump Packaged Unit | Heat Pump | 208 | 1 |  |  | No Match | Single-Speed |  |  |  | 26200 | 1372 | 19.1 | 12 | 31100 | 1571 | 5.8 | 4.2 | Federally-Regulated Commercial & Industrial Equipment | 01/25/2011 |  | 03/23/2020
Enertech Global, LLC | Enertech | GS024 |  | Water-Source | WBAHP: Heat Pump Packaged Unit | Heat Pump | 208 | 1 |  |  | No Match | Single-Speed |  |  |  | 23700 | 1773 | 13.4 | 12 | 28400 | 1681 | 5 | 4.2 | Federally-Regulated Commercial & Industrial Equipment | 01/25/2011 |  | 03/23/2020
Enertech Global, LLC | Roth Industries, Inc. | RXT024A |  | Ground-Source | WBAHP: Heat Pump Packaged Unit | Heat Pump | 208 | 1 |  |  | No Match | Single-Speed |  |  |  | 28700 | 1237 | 23.2 | 13.4 | 20300 | 1322 | 4.5 | 3.1 | Non Federally-Regulated | 01/25/2011 |  | 03/23/2020
Enertech Global, LLC | Enertech | TVS036*3***1 |  | Ground-Source | WBAHP: Heat Pump Packaged Unit | Heat Pump | 460 | 3 |  |  |  | Single-Speed |  |  |  | 38800 | 2020 | 19.2 | 13.4 | 29600 | 2224 | 3.9 | 3.1 | Non Federally-Regulated | 04/29/2015 |  | 03/23/2020
Enertech Global, LLC | Enertech | GVS036*3***1 |  | Ground-Source | WBAHP: Heat Pump Packaged Unit | Heat Pump | 460 | 3 |  |  |  | Single-Speed |  |  |  | 38800 | 2020 | 19.2 | 13.4 | 29600 | 2224 | 3.9 | 3.1 | Non Federally-Regulated | 04/29/2015 |  | 03/23/2020
Enertech Global, LLC | Enertech | HVS036*2 |  | Ground-Source | WBAHP: Heat Pump Packaged Unit | Heat Pump | 208 | 3 |  |  |  | Single-Speed |  |  |  | 37800 | 2100 | 18 | 13.4 | 30200 | 2269 | 3.9 | 3.1 | Non Federally-Regulated | 04/29/2015 |  | 03/23/2020
Enertech Global, LLC | Enertech | THT024B |  | Ground-Source | WBAHP: Heat Pump Packaged Unit | Heat Pump | 230 | 1 |  |  | No Match | Single-Speed |  |  |  | 23700 | 1347 | 17.6 | 13.4 | 18900 | 1458 | 3.8 | 3.1 | Non Federally-Regulated | 01/09/2014 |  | 03/23/2020
Enertech Global, LLC | Enertech | GVS030*A***1 |  | Ground-Source | WBAHP: Heat Pump Packaged Unit | Heat Pump | 265 | 1 |  |  |  | Single-Speed |  |  |  | 31400 | 1539 | 20.4 | 13.4 | 23200 | 1618 | 4.2 | 3.1 | Non Federally-Regulated | 04/29/2015 |  | 03/23/2020
Enertech Global, LLC | Enertech | TCT060D |  | Ground-Source | WBAHP: Heat Pump Packaged Unit | Heat Pump | 208 | 1 |  |  | No Match | Single-Speed |  |  |  | 61300 | 3523 | 17.4 | 13.4 | 46500 | 3683 | 3.7 | 3.1 | Non Federally-Regulated | 12/12/2012 |  | 03/23/2020
Enertech Global, LLC | Enertech | THT036B3 |  | Ground-Source | WBAHP: Heat Pump Packaged Unit | Heat Pump | 460 | 3 |  |  | No Match | Single-Speed |  |  |  | 35400 | 2107 | 16.8 | 13.4 | 29200 | 2194 | 3.9 | 3.1 | Non Federally-Regulated | 01/09/2014 |  | 03/23/2020
Enertech Global, LLC | Roth Industries, Inc. | RCT060D |  | Ground-Source | WBAHP: Heat Pump Packaged Unit | Heat Pump | 230 | 1 |  |  | No Match | Single-Speed |  |  |  | 61300 | 3523 | 17.4 | 13.4 | 46500 | 3683 | 3.7 | 3.1 | Non Federally-Regulated | 12/12/2012 |  | 03/23/2020
Enertech Global, LLC | Enertech | THT024B2 |  | Ground-Source | WBAHP: Heat Pump Packaged Unit | Heat Pump | 208 | 3 |  |  | No Match | Single-Speed |  |  |  | 23700 | 1347 | 17.6 | 13.4 | 18900 | 1458 | 3.8 | 3.1 | Non Federally-Regulated | 01/09/2014 |  | 03/23/2020
Enertech Global, LLC | Enertech | HVS036*****1 |  | Ground-Source | WBAHP: Heat Pump Packaged Unit | Heat Pump | 208 | 1 |  |  |  | Single-Speed |  |  |  | 38800 | 2020 | 19.2 | 13.4 | 29600 | 2224 | 3.9 | 3.1 | Non Federally-Regulated | 04/29/2015 |  | 03/23/2020
Enertech Global, LLC | Enertech | TXT036C3 |  | Ground-Source | WBAHP: Heat Pump Packaged Unit | Heat Pump | 460 | 3 |  |  | No Match | Single-Speed |  |  |  | 37500 | 2038 | 18.4 | 13.4 | 28100 | 2009 | 4.1 | 3.1 | Non Federally-Regulated | 12/12/2012 |  | 03/23/2020
Enertech Global, LLC | Enertech | GHT036B |  | Ground-Source | WBAHP: Heat Pump Packaged Unit | Heat Pump | 208 | 1 |  |  | No Match | Single-Speed |  |  |  | 35400 | 2107 | 16.8 | 13.4 | 29200 | 2194 | 3.9 | 3.1 | Non Federally-Regulated | 01/09/2014 |  | 03/23/2020
Enertech Global, LLC | Enertech | TVS018*****1 |  | Ground-Source | WBAHP: Heat Pump Packaged Unit | Heat Pump | 208 | 1 |  |  |  | Single-Speed |  |  |  | 21700 | 977 | 22.2 | 13.4 | 15700 | 1122 | 4.1 | 3.1 | Non Federally-Regulated | 04/29/2015 |  | 03/23/2020
Enertech Global, LLC | Enertech | GHT060B2 |  | Ground-Source | WBAHP: Heat Pump Packaged Unit | Heat Pump | 230 | 3 |  |  | No Match | Single-Speed |  |  |  | 60400 | 3451 | 17.5 | 13.4 | 46400 | 3675 | 3.7 | 3.1 | Non Federally-Regulated | 01/09/2014 |  | 03/23/2020
Enertech Global, LLC | Enertech | TVS036*****1 |  | Ground-Source | WBAHP: Heat Pump Packaged Unit | Heat Pump | 208 | 1 |  |  |  | Single-Speed |  |  |  | 38800 | 2020 | 19.2 | 13.4 | 29600 | 2224 | 3.9 | 3.1 | Non Federally-Regulated | 04/29/2015 |  | 03/23/2020
Enertech Global, LLC | Enertech | TVS036*A |  | Ground-Source | WBAHP: Heat Pump Packaged Unit | Heat Pump | 265 | 1 |  |  |  | Single-Speed |  |  |  | 37800 | 2100 | 18 | 13.4 | 30200 | 2269 | 3.9 | 3.1 | Non Federally-Regulated | 04/29/2015 |  | 03/23/2020
Enertech Global, LLC | Enertech | GXT060D2 |  | Ground-Source | WBAHP: Heat Pump Packaged Unit | Heat Pump | 230 | 3 |  |  | No Match | Single-Speed |  |  |  | 63000 | 3539 | 17.8 | 13.4 | 47700 | 3778 | 3.7 | 3.1 | Non Federally-Regulated | 12/12/2012 |  | 03/23/2020
Enertech Global, LLC | Enertech | GVS036*A***1 |  | Ground-Source | WBAHP: Heat Pump Packaged Unit | Heat Pump | 265 | 1 |  |  |  | Single-Speed |  |  |  | 38800 | 2020 | 19.2 | 13.4 | 29600 | 2224 | 3.9 | 3.1 | Non Federally-Regulated | 04/29/2015 |  | 03/23/2020
Enertech Global, LLC | Enertech | TVS030*2***1 |  | Ground-Source | WBAHP: Heat Pump Packaged Unit | Heat Pump | 230 | 3 |  |  |  | Single-Speed |  |  |  | 31400 | 1539 | 20.4 | 13.4 | 23200 | 1618 | 4.2 | 3.1 | Non Federally-Regulated | 04/29/2015 |  | 03/23/2020
Enertech Global, LLC | Enertech | HVS024*2 |  | Ground-Source | WBAHP: Heat Pump Packaged Unit | Heat Pump | 230 | 3 |  |  |  | Single-Speed |  |  |  | 26000 | 1319 | 19.7 | 13.4 | 19400 | 1421 | 4 | 3.1 | Non Federally-Regulated | 04/29/2015 |  | 03/23/2020
Enertech Global, LLC | Enertech | GVS018*****1 |  | Ground-Source | WBAHP: Heat Pump Packaged Unit | Heat Pump | 230 | 1 |  |  |  | Single-Speed |  |  |  | 21700 | 977 | 22.2 | 13.4 | 15700 | 1122 | 4.1 | 3.1 | Non Federally-Regulated | 04/29/2015 |  | 03/23/2020
Enertech Global, LLC | Enertech | HVS030*****1 |  | Ground-Source | WBAHP: Heat Pump Packaged Unit | Heat Pump | 208 | 1 |  |  |  | Single-Speed |  |  |  | 31400 | 1539 | 20.4 | 13.4 | 23200 | 1618 | 4.2 | 3.1 | Non Federally-Regulated | 04/29/2015 |  | 03/23/2020
Enertech Global, LLC | Enertech | GHT036B3 |  | Ground-Source | WBAHP: Heat Pump Packaged Unit | Heat Pump | 460 | 3 |  |  | No Match | Single-Speed |  |  |  | 35400 | 2107 | 16.8 | 13.4 | 29200 | 2194 | 3.9 | 3.1 | Non Federally-Regulated | 01/09/2014 |  | 03/23/2020
Enertech Global, LLC | Enertech | GCT060D3 |  | Ground-Source | WBAHP: Heat Pump Packaged Unit | Heat Pump | 460 | 3 |  |  | No Match | Single-Speed |  |  |  | 61300 | 3523 | 17.4 | 13.4 | 46500 | 3683 | 3.7 | 3.1 | Non Federally-Regulated | 12/12/2012 |  | 03/23/2020
Enertech Global, LLC | Enertech | TVS030*3 |  | Ground-Source | WBAHP: Heat Pump Packaged Unit | Heat Pump | 460 | 3 |  |  |  | Single-Speed |  |  |  | 30600 | 1654 | 18.5 | 13.4 | 23900 | 1751 | 4 | 3.1 | Non Federally-Regulated | 04/29/2015 |  | 03/23/2020
Enertech Global, LLC | Enertech | HHT060B |  | Ground-Source | WBAHP: Heat Pump Packaged Unit | Heat Pump | 208 | 1 |  |  | No Match | Single-Speed |  |  |  | 60400 | 3451 | 17.5 | 13.4 | 46400 | 3675 | 3.7 | 3.1 | Non Federally-Regulated | 01/09/2014 |  | 03/23/2020
Enertech Global, LLC | Enertech | HVS018*A***1 |  | Ground-Source | WBAHP: Heat Pump Packaged Unit | Heat Pump | 265 | 1 |  |  |  | Single-Speed |  |  |  | 21700 | 977 | 22.2 | 13.4 | 15700 | 1122 | 4.1 | 3.1 | Non Federally-Regulated | 04/29/2015 |  | 03/23/2020
Enertech Global, LLC | Enertech | HVS018*****1 |  | Ground-Source | WBAHP: Heat Pump Packaged Unit | Heat Pump | 230 | 1 |  |  |  | Single-Speed |  |  |  | 21700 | 977 | 22.2 | 13.4 | 15700 | 1122 | 4.1 | 3.1 | Non Federally-Regulated | 04/29/2015 |  | 03/23/2020
Enertech Global, LLC | Enertech | HCT060D |  | Ground-Source | WBAHP: Heat Pump Packaged Unit | Heat Pump | 230 | 1 |  |  | No Match | Single-Speed |  |  |  | 61300 | 3523 | 17.4 | 13.4 | 46500 | 3683 | 3.7 | 3.1 | Non Federally-Regulated | 12/12/2012 |  | 03/23/2020
Enertech Global, LLC | Enertech | GVS030*4 |  | Ground-Source | WBAHP: Heat Pump Packaged Unit | Heat Pump | 575 | 3 |  |  |  | Single-Speed |  |  |  | 30600 | 1654 | 18.5 | 13.4 | 23900 | 1751 | 4 | 3.1 | Non Federally-Regulated | 04/29/2015 |  | 03/23/2020
Enertech Global, LLC | Enertech | TVS024*4 |  | Ground-Source | WBAHP: Heat Pump Packaged Unit | Heat Pump | 575 | 3 |  |  |  | Single-Speed |  |  |  | 26000 | 1319 | 19.7 | 13.4 | 19400 | 1421 | 4 | 3.1 | Non Federally-Regulated | 04/29/2015 |  | 03/23/2020
Enertech Global, LLC | Enertech | TCT060D3 |  | Ground-Source | WBAHP: Heat Pump Packaged Unit | Heat Pump | 460 | 3 |  |  | No Match | Single-Speed |  |  |  | 61300 | 3523 | 17.4 | 13.4 | 46500 | 3683 | 3.7 | 3.1 | Non Federally-Regulated | 12/12/2012 |  | 03/23/2020
Enertech Global, LLC | Enertech | TXT060D3 |  | Ground-Source | WBAHP: Heat Pump Packaged Unit | Heat Pump | 460 | 3 |  |  | No Match | Single-Speed |  |  |  | 63000 | 3539 | 17.8 | 13.4 | 47700 | 3778 | 3.7 | 3.1 | Non Federally-Regulated | 12/12/2012 |  | 03/23/2020
Enertech Global, LLC | Enertech | HHT024B |  | Ground-Source | WBAHP: Heat Pump Packaged Unit | Heat Pump | 208 | 1 |  |  | No Match | Single-Speed |  |  |  | 23700 | 1347 | 17.6 | 13.4 | 18900 | 1458 | 3.8 | 3.1 | Non Federally-Regulated | 01/09/2014 |  | 03/23/2020
Enertech Global, LLC | Enertech | TVS024*2***1 |  | Ground-Source | WBAHP: Heat Pump Packaged Unit | Heat Pump | 208 | 3 |  |  |  | Single-Speed |  |  |  | 27000 | 1250 | 21.6 | 13.4 | 19300 | 1346 | 4.2 | 3.1 | Non Federally-Regulated | 04/29/2015 |  | 03/23/2020
Enertech Global, LLC | Enertech | HVS024*A |  | Ground-Source | WBAHP: Heat Pump Packaged Unit | Heat Pump | 265 | 1 |  |  |  | Single-Speed |  |  |  | 26000 | 1319 | 19.7 | 13.4 | 19400 | 1421 | 4 | 3.1 | Non Federally-Regulated | 04/29/2015 |  | 03/23/2020
Enertech Global, LLC | Enertech | TVS036*3 |  | Ground-Source | WBAHP: Heat Pump Packaged Unit | Heat Pump | 460 | 3 |  |  |  | Single-Speed |  |  |  | 37800 | 2100 | 18 | 13.4 | 30200 | 2269 | 3.9 | 3.1 | Non Federally-Regulated | 04/29/2015 |  | 03/23/2020
Enertech Global, LLC | Roth Industries, Inc. | RXT072D |  | Ground-Source | WBAHP: Heat Pump Packaged Unit | Heat Pump | 208 | 1 |  |  | No Match | Single-Speed | 3498 | 710 | 1 | 71100 | 4207 | 16.9 | 13.4 | 55900 | 4551 | 3.6 | 3.1 | Non Federally-Regulated | 12/12/2012 |  | 03/23/2020
Enertech Global, LLC | Enertech | HVS024*2***1 |  | Ground-Source | WBAHP: Heat Pump Packaged Unit | Heat Pump | 230 | 3 |  |  |  | Single-Speed |  |  |  | 27000 | 1250 | 21.6 | 13.4 | 19300 | 1346 | 4.2 | 3.1 | Non Federally-Regulated | 04/29/2015 |  | 03/23/2020
Enertech Global, LLC | Enertech | THT024B3 |  | Ground-Source | WBAHP: Heat Pump Packaged Unit | Heat Pump | 460 | 3 |  |  | No Match | Single-Speed |  |  |  | 23700 | 1347 | 17.6 | 13.4 | 18900 | 1458 | 3.8 | 3.1 | Non Federally-Regulated | 01/09/2014 |  | 03/23/2020
Enertech Global, LLC | Enertech | GVS036*4 |  | Ground-Source | WBAHP: Heat Pump Packaged Unit | Heat Pump | 575 | 3 |  |  |  | Single-Speed |  |  |  | 37800 | 2100 | 18 | 13.4 | 30200 | 2269 | 3.9 | 3.1 | Non Federally-Regulated | 04/29/2015 |  | 03/23/2020
Enertech Global, LLC | Enertech | HVS018*A |  | Ground-Source | WBAHP: Heat Pump Packaged Unit | Heat Pump | 265 | 1 |  |  |  | Single-Speed |  |  |  | 21400 | 1070 | 20 | 13.4 | 16300 | 1224 | 3.9 | 3.1 | Non Federally-Regulated | 04/29/2015 |  | 03/23/2020
Enertech Global, LLC | Enertech | GCT060D2 |  | Ground-Source | WBAHP: Heat Pump Packaged Unit | Heat Pump | 208 | 3 |  |  | No Match | Single-Speed |  |  |  | 61300 | 3523 | 17.4 | 13.4 | 46500 | 3683 | 3.7 | 3.1 | Non Federally-Regulated | 12/12/2012 |  | 03/23/2020
Enertech Global, LLC | Enertech | TXT060D2 |  | Ground-Source | WBAHP: Heat Pump Packaged Unit | Heat Pump | 208 | 3 |  |  | No Match | Single-Speed |  |  |  | 63000 | 3539 | 17.8 | 13.4 | 47700 | 3778 | 3.7 | 3.1 | Non Federally-Regulated | 12/12/2012 |  | 03/23/2020
Enertech Global, LLC | Enertech | HHT048B2 |  | Ground-Source | WBAHP: Heat Pump Packaged Unit | Heat Pump | 208 | 3 |  |  | No Match | Single-Speed |  |  |  | 49500 | 2720 | 18.2 | 13.4 | 37200 | 2795 | 3.9 | 3.1 | Non Federally-Regulated | 01/09/2014 |  | 03/23/2020
Enertech Global, LLC | Enertech | TXT060D |  | Ground-Source | WBAHP: Heat Pump Packaged Unit | Heat Pump | 230 | 1 |  |  | No Match | Single-Speed |  |  |  | 63000 | 3539 | 17.8 | 13.4 | 47700 | 3778 | 3.7 | 3.1 | Non Federally-Regulated | 12/12/2012 |  | 03/23/2020
Enertech Global, LLC | Enertech | TVS036*4 |  | Ground-Source | WBAHP: Heat Pump Packaged Unit | Heat Pump | 575 | 3 |  |  |  | Single-Speed |  |  |  | 37800 | 2100 | 18 | 13.4 | 30200 | 2269 | 3.9 | 3.1 | Non Federally-Regulated | 04/29/2015 |  | 03/23/2020
Enertech Global, LLC | Enertech | GVS030*2 |  | Ground-Source | WBAHP: Heat Pump Packaged Unit | Heat Pump | 208 | 3 |  |  |  | Single-Speed |  |  |  | 30600 | 1654 | 18.5 | 13.4 | 23900 | 1751 | 4 | 3.1 | Non Federally-Regulated | 04/29/2015 |  | 03/23/2020
Enertech Global, LLC | Enertech | HXT072D3 |  | Ground-Source | WBAHP: Heat Pump Packaged Unit | Heat Pump | 460 | 3 |  |  | No Match | Single-Speed | 3498 | 710 | 1 | 71100 | 4207 | 16.9 | 13.4 | 55900 | 4551 | 3.6 | 3.1 | Non Federally-Regulated | 12/12/2012 |  | 03/23/2020
Enertech Global, LLC | Enertech | HHT048B |  | Ground-Source | WBAHP: Heat Pump Packaged Unit | Heat Pump | 208 | 1 |  |  | No Match | Single-Speed |  |  |  | 49500 | 2720 | 18.2 | 13.4 | 37200 | 2795 | 3.9 | 3.1 | Non Federally-Regulated | 01/09/2014 |  | 03/23/2020
Enertech Global, LLC | Enertech | GVS024*2***1 |  | Ground-Source | WBAHP: Heat Pump Packaged Unit | Heat Pump | 208 | 3 |  |  |  | Single-Speed |  |  |  | 27000 | 1250 | 21.6 | 13.4 | 19300 | 1346 | 4.2 | 3.1 | Non Federally-Regulated | 04/29/2015 |  | 03/23/2020
Enertech Global, LLC | Enertech | HXT060D |  | Ground-Source | WBAHP: Heat Pump Packaged Unit | Heat Pump | 208 | 1 |  |  | No Match | Single-Speed |  |  |  | 63000 | 3539 | 17.8 | 13.4 | 47700 | 3778 | 3.7 | 3.1 | Non Federally-Regulated | 12/12/2012 |  | 03/23/2020
Enertech Global, LLC | Enertech | THT060B2 |  | Ground-Source | WBAHP: Heat Pump Packaged Unit | Heat Pump | 230 | 3 |  |  | No Match | Single-Speed |  |  |  | 60400 | 3451 | 17.5 | 13.4 | 46400 | 3675 | 3.7 | 3.1 | Non Federally-Regulated | 01/09/2014 |  | 03/23/2020
Enertech Global, LLC | Enertech | TVS030*2 |  | Ground-Source | WBAHP: Heat Pump Packaged Unit | Heat Pump | 230 | 3 |  |  |  | Single-Speed |  |  |  | 30600 | 1654 | 18.5 | 13.4 | 23900 | 1751 | 4 | 3.1 | Non Federally-Regulated | 04/29/2015 |  | 03/23/2020
Enertech Global, LLC | Enertech | TVS018*A |  | Ground-Source | WBAHP: Heat Pump Packaged Unit | Heat Pump | 265 | 1 |  |  |  | Single-Speed |  |  |  | 21400 | 1070 | 20 | 13.4 | 16300 | 1224 | 3.9 | 3.1 | Non Federally-Regulated | 04/29/2015 |  | 03/23/2020
Enertech Global, LLC | Enertech | TVS030*3***1 |  | Ground-Source | WBAHP: Heat Pump Packaged Unit | Heat Pump | 460 | 3 |  |  |  | Single-Speed |  |  |  | 31400 | 1539 | 20.4 | 13.4 | 23200 | 1618 | 4.2 | 3.1 | Non Federally-Regulated | 04/29/2015 |  | 03/23/2020
Enertech Global, LLC | Enertech | GVS024*3 |  | Ground-Source | WBAHP: Heat Pump Packaged Unit | Heat Pump | 460 | 3 |  |  |  | Single-Speed |  |  |  | 26000 | 1319 | 19.7 | 13.4 | 19400 | 1421 | 4 | 3.1 | Non Federally-Regulated | 04/29/2015 |  | 03/23/2020
Enertech Global, LLC | Enertech | TVS024*A***1 |  | Ground-Source | WBAHP: Heat Pump Packaged Unit | Heat Pump | 265 | 1 |  |  |  | Single-Speed |  |  |  | 27000 | 1250 | 21.6 | 13.4 | 19300 | 1346 | 4.2 | 3.1 | Non Federally-Regulated | 04/29/2015 |  | 03/23/2020
Enertech Global, LLC | Enertech | HHT036B2 |  | Ground-Source | WBAHP: Heat Pump Packaged Unit | Heat Pump | 230 | 3 |  |  | No Match | Single-Speed |  |  |  | 35400 | 2107 | 16.8 | 13.4 | 29200 | 2194 | 3.9 | 3.1 | Non Federally-Regulated | 01/09/2014 |  | 03/23/2020
Enertech Global, LLC | Enertech | GHT024B2 |  | Ground-Source | WBAHP: Heat Pump Packaged Unit | Heat Pump | 230 | 3 |  |  | No Match | Single-Speed |  |  |  | 23700 | 1347 | 17.6 | 13.4 | 18900 | 1458 | 3.8 | 3.1 | Non Federally-Regulated | 01/09/2014 |  | 03/23/2020
Enertech Global, LLC | Enertech | GXT072D3 |  | Ground-Source | WBAHP: Heat Pump Packaged Unit | Heat Pump | 460 | 3 |  |  | No Match | Single-Speed | 3498 | 710 | 1 | 71100 | 4207 | 16.9 | 13.4 | 55900 | 4551 | 3.6 | 3.1 | Non Federally-Regulated | 12/12/2012 |  | 03/23/2020
Enertech Global, LLC | Enertech | HHT036B3 |  | Ground-Source | WBAHP: Heat Pump Packaged Unit | Heat Pump | 460 | 3 |  |  | No Match | Single-Speed |  |  |  | 35400 | 2107 | 16.8 | 13.4 | 29200 | 2194 | 3.9 | 3.1 | Non Federally-Regulated | 01/09/2014 |  | 03/23/2020
Enertech Global, LLC | Enertech | HHT060B3 |  | Ground-Source | WBAHP: Heat Pump Packaged Unit | Heat Pump | 460 | 3 |  |  | No Match | Single-Speed |  |  |  | 60400 | 3451 | 17.5 | 13.4 | 46400 | 3675 | 3.7 | 3.1 | Non Federally-Regulated | 01/09/2014 |  | 03/23/2020
Enertech Global, LLC | Enertech | GHT024B3 |  | Ground-Source | WBAHP: Heat Pump Packaged Unit | Heat Pump | 460 | 3 |  |  | No Match | Single-Speed |  |  |  | 23700 | 1347 | 17.6 | 13.4 | 18900 | 1458 | 3.8 | 3.1 | Non Federally-Regulated | 01/09/2014 |  | 03/23/2020
Enertech Global, LLC | Enertech | HHT024B3 |  | Ground-Source | WBAHP: Heat Pump Packaged Unit | Heat Pump | 460 | 3 |  |  | No Match | Single-Speed |  |  |  | 23700 | 1347 | 17.6 | 13.4 | 18900 | 1458 | 3.8 | 3.1 | Non Federally-Regulated | 01/09/2014 |  | 03/23/2020
Enertech Global, LLC | Enertech | TVS024*3***1 |  | Ground-Source | WBAHP: Heat Pump Packaged Unit | Heat Pump | 460 | 3 |  |  |  | Single-Speed |  |  |  | 27000 | 1250 | 21.6 | 13.4 | 19300 | 1346 | 4.2 | 3.1 | Non Federally-Regulated | 04/29/2015 |  | 03/23/2020
Enertech Global, LLC | Enertech | HVS036*A |  | Ground-Source | WBAHP: Heat Pump Packaged Unit | Heat Pump | 265 | 1 |  |  |  | Single-Speed |  |  |  | 37800 | 2100 | 18 | 13.4 | 30200 | 2269 | 3.9 | 3.1 | Non Federally-Regulated | 04/29/2015 |  | 03/23/2020
Enertech Global, LLC | Enertech | THT036B |  | Ground-Source | WBAHP: Heat Pump Packaged Unit | Heat Pump | 208 | 1 |  |  | No Match | Single-Speed |  |  |  | 35400 | 2107 | 16.8 | 13.4 | 29200 | 2194 | 3.9 | 3.1 | Non Federally-Regulated | 01/09/2014 |  | 03/23/2020
Enertech Global, LLC | Enertech | HVS036*4 |  | Ground-Water-Source | WBAHP: Heat Pump Packaged Unit | Heat Pump | 575 | 3 |  |  |  | Single-Speed |  |  |  | 40500 | 1723 | 23.5 | 16.2 | 37600 | 2395 | 4.6 | 3.6 | Non Federally-Regulated | 04/29/2015 |  | 03/23/2020
Enertech Global, LLC | Enertech | HXT072D |  | Ground-Water-Source | WBAHP: Heat Pump Packaged Unit | Heat Pump | 230 | 1 |  |  | No Match | Single-Speed | 2873 | 710 | 1 | 75600 | 3583 | 21.1 | 16.2 | 70300 | 4791 | 4.3 | 3.6 | Non Federally-Regulated | 12/12/2012 |  | 03/23/2020
Enertech Global, LLC | Enertech | HVS024*****1 |  | Ground-Water-Source | WBAHP: Heat Pump Packaged Unit | Heat Pump | 208 | 1 |  |  |  | Single-Speed |  |  |  | 29400 | 996 | 29.5 | 16.2 | 24000 | 1379 | 5.1 | 3.6 | Non Federally-Regulated | 04/29/2015 |  | 03/23/2020
Enertech Global, LLC | Enertech | THT036B2 |  | Ground-Water-Source | WBAHP: Heat Pump Packaged Unit | Heat Pump | 208 | 3 |  |  | No Match | Single-Speed |  |  |  | 37500 | 1752 | 21.4 | 16.2 | 36600 | 2282 | 4.7 | 3.6 | Non Federally-Regulated | 01/09/2014 |  | 03/23/2020
Enertech Global, LLC | Enertech | THT060B3 |  | Ground-Water-Source | WBAHP: Heat Pump Packaged Unit | Heat Pump | 460 | 3 |  |  | No Match | Single-Speed |  |  |  | 64100 | 2914 | 22 | 16.2 | 57500 | 3830 | 4.4 | 3.6 | Non Federally-Regulated | 01/09/2014 |  | 03/23/2020
Enertech Global, LLC | Enertech | HXT060D2 |  | Ground-Water-Source | WBAHP: Heat Pump Packaged Unit | Heat Pump | 230 | 3 |  |  | No Match | Single-Speed | 2379 | 644 | 1 | 67700 | 3022 | 22.4 | 16.2 | 60000 | 3908 | 4.5 | 3.6 | Non Federally-Regulated | 12/12/2012 |  | 03/23/2020
Enertech Global, LLC | Enertech | TVS024*****1 |  | Ground-Water-Source | WBAHP: Heat Pump Packaged Unit | Heat Pump | 208 | 1 |  |  |  | Single-Speed |  |  |  | 29400 | 996 | 29.5 | 16.2 | 24000 | 1379 | 5.1 | 3.6 | Non Federally-Regulated | 04/29/2015 |  | 03/23/2020
Enertech Global, LLC | Enertech | HCT060D3 |  | Ground-Water-Source | WBAHP: Heat Pump Packaged Unit | Heat Pump | 460 | 3 |  |  | No Match | Single-Speed | 2380 | 644 | 1 | 65600 | 3023 | 21.7 | 16.2 | 58500 | 3897 | 4.4 | 3.6 | Non Federally-Regulated | 12/12/2012 |  | 03/23/2020
Enertech Global, LLC | Enertech | HHT048B3 |  | Ground-Water-Source | WBAHP: Heat Pump Packaged Unit | Heat Pump | 460 | 3 |  |  | No Match | Single-Speed |  |  |  | 52200 | 2250 | 23.2 | 16.2 | 46300 | 2950 | 4.6 | 3.6 | Non Federally-Regulated | 01/09/2014 |  | 03/23/2020
Enertech Global, LLC | Enertech | HHT024B2 |  | Ground-Water-Source | WBAHP: Heat Pump Packaged Unit | Heat Pump | 230 | 3 |  |  | No Match | Single-Speed |  |  |  | 25700 | 1190 | 21.6 | 16.2 | 24400 | 1555 | 4.6 | 3.6 | Non Federally-Regulated | 01/09/2014 |  | 03/23/2020
Enertech Global, LLC | Enertech | GVS036*2***1 |  | Ground-Water-Source | WBAHP: Heat Pump Packaged Unit | Heat Pump | 208 | 3 |  |  |  | Single-Speed |  |  |  | 41600 | 1631 | 25.5 | 16.2 | 36900 | 2253 | 4.8 | 3.6 | Non Federally-Regulated | 04/29/2015 |  | 03/23/2020
Enertech Global, LLC | Enertech | TVS036*2 |  | Ground-Water-Source | WBAHP: Heat Pump Packaged Unit | Heat Pump | 230 | 3 |  |  |  | Single-Speed |  |  |  | 40500 | 1723 | 23.5 | 16.2 | 37600 | 2395 | 4.6 | 3.6 | Non Federally-Regulated | 04/29/2015 |  | 03/23/2020
Enertech Global, LLC | Enertech | HXT072D2 |  | Ground-Water-Source | WBAHP: Heat Pump Packaged Unit | Heat Pump | 230 | 3 |  |  | No Match | Single-Speed | 2873 | 710 | 1 | 75600 | 3583 | 21.1 | 16.2 | 70300 | 4791 | 4.3 | 3.6 | Non Federally-Regulated | 12/12/2012 |  | 03/23/2020
Enertech Global, LLC | Enertech | GHT048B2 |  | Ground-Water-Source | WBAHP: Heat Pump Packaged Unit | Heat Pump | 230 | 3 |  |  | No Match | Single-Speed |  |  |  | 52200 | 2250 | 23.2 | 16.2 | 46300 | 2950 | 4.6 | 3.6 | Non Federally-Regulated | 01/09/2014 |  | 03/23/2020
Enertech Global, LLC | Enertech | HHT060B2 |  | Ground-Water-Source | WBAHP: Heat Pump Packaged Unit | Heat Pump | 208 | 3 |  |  | No Match | Single-Speed |  |  |  | 64100 | 2914 | 22 | 16.2 | 57500 | 3830 | 4.4 | 3.6 | Non Federally-Regulated | 01/09/2014 |  | 03/23/2020
Enertech Global, LLC | Enertech | HVS030*4 |  | Ground-Water-Source | WBAHP: Heat Pump Packaged Unit | Heat Pump | 575 | 3 |  |  |  | Single-Speed |  |  |  | 33100 | 1356 | 24.4 | 16.2 | 29800 | 1782 | 4.9 | 3.6 | Non Federally-Regulated | 04/29/2015 |  | 03/23/2020
Enertech Global, LLC | Enertech | HVS024*4 |  | Ground-Water-Source | WBAHP: Heat Pump Packaged Unit | Heat Pump | 575 | 3 |  |  |  | Single-Speed |  |  |  | 28100 | 1080 | 26 | 16.2 | 24200 | 1447 | 4.9 | 3.6 | Non Federally-Regulated | 04/29/2015 |  | 03/23/2020
Enertech Global, LLC | Enertech | GXT060D3 |  | Ground-Water-Source | WBAHP: Heat Pump Packaged Unit | Heat Pump | 460 | 3 |  |  | No Match | Single-Speed | 2379 | 644 | 1 | 67700 | 3022 | 22.4 | 16.2 | 60000 | 3908 | 4.5 | 3.6 | Non Federally-Regulated | 12/12/2012 |  | 03/23/2020
Enertech Global, LLC | Enertech | HXT060D3 |  | Ground-Water-Source | WBAHP: Heat Pump Packaged Unit | Heat Pump | 460 | 3 |  |  | No Match | Single-Speed | 2379 | 644 | 1 | 67700 | 3022 | 22.4 | 16.2 | 60000 | 3908 | 4.5 | 3.6 | Non Federally-Regulated | 12/12/2012 |  | 03/23/2020
Enertech Global, LLC | Enertech | TVS030*A |  | Ground-Water-Source | WBAHP: Heat Pump Packaged Unit | Heat Pump | 265 | 1 |  |  |  | Single-Speed |  |  |  | 33100 | 1356 | 24.4 | 16.2 | 29800 | 1782 | 4.9 | 3.6 | Non Federally-Regulated | 04/29/2015 |  | 03/23/2020
Enertech Global, LLC | Enertech | GVS036*3 |  | Ground-Water-Source | WBAHP: Heat Pump Packaged Unit | Heat Pump | 460 | 3 |  |  |  | Single-Speed |  |  |  | 40500 | 1723 | 23.5 | 16.2 | 37600 | 2395 | 4.6 | 3.6 | Non Federally-Regulated | 04/29/2015 |  | 03/23/2020
Enertech Global, LLC | Enertech | GVS024*2 |  | Ground-Water-Source | WBAHP: Heat Pump Packaged Unit | Heat Pump | 208 | 3 |  |  |  | Single-Speed |  |  |  | 28100 | 1080 | 26 | 16.2 | 24200 | 1447 | 4.9 | 3.6 | Non Federally-Regulated | 04/29/2015 |  | 03/23/2020
Enertech Global, LLC | Enertech | GVS036*****1 |  | Ground-Water-Source | WBAHP: Heat Pump Packaged Unit | Heat Pump | 208 | 1 |  |  |  | Single-Speed |  |  |  | 41600 | 1631 | 25.5 | 16.2 | 36900 | 2253 | 4.8 | 3.6 | Non Federally-Regulated | 04/29/2015 |  | 03/23/2020
Enertech Global, LLC | Enertech | GVS024*A***1 |  | Ground-Water-Source | WBAHP: Heat Pump Packaged Unit | Heat Pump | 265 | 1 |  |  |  | Single-Speed |  |  |  | 29400 | 996 | 29.5 | 16.2 | 24000 | 1379 | 5.1 | 3.6 | Non Federally-Regulated | 04/29/2015 |  | 03/23/2020
Enertech Global, LLC | Enertech | THT060B |  | Ground-Water-Source | WBAHP: Heat Pump Packaged Unit | Heat Pump | 230 | 1 |  |  | No Match | Single-Speed |  |  |  | 64100 | 2914 | 22 | 16.2 | 57500 | 3830 | 4.4 | 3.6 | Non Federally-Regulated | 01/09/2014 |  | 03/23/2020
Enertech Global, LLC | Enertech | GVS024*3***1 |  | Ground-Water-Source | WBAHP: Heat Pump Packaged Unit | Heat Pump | 460 | 3 |  |  |  | Single-Speed |  |  |  | 29400 | 996 | 29.5 | 16.2 | 24000 | 1379 | 5.1 | 3.6 | Non Federally-Regulated | 04/29/2015 |  | 03/23/2020
Enertech Global, LLC | Enertech | HVS030*A |  | Ground-Water-Source | WBAHP: Heat Pump Packaged Unit | Heat Pump | 265 | 1 |  |  |  | Single-Speed |  |  |  | 33100 | 1356 | 24.4 | 16.2 | 29800 | 1782 | 4.9 | 3.6 | Non Federally-Regulated | 04/29/2015 |  | 03/23/2020
Enertech Global, LLC | Enertech | GCT060D |  | Ground-Water-Source | WBAHP: Heat Pump Packaged Unit | Heat Pump | 208 | 1 |  |  | No Match | Single-Speed | 2380 | 644 | 1 | 65600 | 3023 | 21.7 | 16.2 | 58500 | 3897 | 4.4 | 3.6 | Non Federally-Regulated | 12/12/2012 |  | 03/23/2020
Enertech Global, LLC | Enertech | HVS024*3***1 |  | Ground-Water-Source | WBAHP: Heat Pump Packaged Unit | Heat Pump | 460 | 3 |  |  |  | Single-Speed |  |  |  | 29400 | 996 | 29.5 | 16.2 | 24000 | 1379 | 5.1 | 3.6 | Non Federally-Regulated | 04/29/2015 |  | 03/23/2020
Enertech Global, LLC | Enertech | GHT036B2 |  | Ground-Water-Source | WBAHP: Heat Pump Packaged Unit | Heat Pump | 230 | 3 |  |  | No Match | Single-Speed |  |  |  | 37500 | 1752 | 21.4 | 16.2 | 36600 | 2282 | 4.7 | 3.6 | Non Federally-Regulated | 01/09/2014 |  | 03/23/2020
Enertech Global, LLC | Enertech | GXT036C3 |  | Ground-Water-Source | WBAHP: Heat Pump Packaged Unit | Heat Pump | 460 | 3 |  |  | No Match | Single-Speed |  |  |  | 40900 | 1748 | 23.4 | 16.2 | 35700 | 2135 | 4.9 | 3.6 | Non Federally-Regulated | 12/12/2012 |  | 03/23/2020
Enertech Global, LLC | Enertech | GXT072D2 |  | Ground-Water-Source | WBAHP: Heat Pump Packaged Unit | Heat Pump | 208 | 3 |  |  | No Match | Single-Speed | 2873 | 710 | 1 | 75600 | 3583 | 21.1 | 16.2 | 70300 | 4791 | 4.3 | 3.6 | Non Federally-Regulated | 12/12/2012 |  | 03/23/2020
Enertech Global, LLC | Enertech | HVS018 |  | Ground-Water-Source | WBAHP: Heat Pump Packaged Unit | Heat Pump | 208 | 1 |  |  |  | Single-Speed |  |  |  | 23200 | 843 | 27.5 | 16.2 | 20100 | 1178 | 5 | 3.6 | Non Federally-Regulated | 04/29/2015 |  | 03/23/2020
Enertech Global, LLC | Enertech | HHT036B |  | Ground-Water-Source | WBAHP: Heat Pump Packaged Unit | Heat Pump | 208 | 1 |  |  | No Match | Single-Speed |  |  |  | 37500 | 1752 | 21.4 | 16.2 | 36600 | 2282 | 4.7 | 3.6 | Non Federally-Regulated | 01/09/2014 |  | 03/23/2020
Enertech Global, LLC | Enertech | GVS024*4 |  | Ground-Water-Source | WBAHP: Heat Pump Packaged Unit | Heat Pump | 575 | 3 |  |  |  | Single-Speed |  |  |  | 28100 | 1080 | 26 | 16.2 | 24200 | 1447 | 4.9 | 3.6 | Non Federally-Regulated | 04/29/2015 |  | 03/23/2020
Enertech Global, LLC | Enertech | HVS024*3 |  | Ground-Water-Source | WBAHP: Heat Pump Packaged Unit | Heat Pump | 460 | 3 |  |  |  | Single-Speed |  |  |  | 28100 | 1080 | 26 | 16.2 | 24200 | 1447 | 4.9 | 3.6 | Non Federally-Regulated | 04/29/2015 |  | 03/23/2020
Enertech Global, LLC | Enertech | GHT060B3 |  | Ground-Water-Source | WBAHP: Heat Pump Packaged Unit | Heat Pump | 460 | 3 |  |  | No Match | Single-Speed |  |  |  | 64100 | 2914 | 22 | 16.2 | 57500 | 3830 | 4.4 | 3.6 | Non Federally-Regulated | 01/09/2014 |  | 03/23/2020
Enertech Global, LLC | Enertech | HVS030*3 |  | Ground-Water-Source | WBAHP: Heat Pump Packaged Unit | Heat Pump | 460 | 3 |  |  |  | Single-Speed |  |  |  | 33100 | 1356 | 24.4 | 16.2 | 29800 | 1782 | 4.9 | 3.6 | Non Federally-Regulated | 04/29/2015 |  | 03/23/2020
Enertech Global, LLC | Enertech | THT048B2 |  | Ground-Water-Source | WBAHP: Heat Pump Packaged Unit | Heat Pump | 230 | 3 |  |  | No Match | Single-Speed |  |  |  | 52200 | 2250 | 23.2 | 16.2 | 46300 | 2950 | 4.6 | 3.6 | Non Federally-Regulated | 01/09/2014 |  | 03/23/2020
Enertech Global, LLC | Enertech | GVS030*A |  | Ground-Water-Source | WBAHP: Heat Pump Packaged Unit | Heat Pump | 265 | 1 |  |  |  | Single-Speed |  |  |  | 33100 | 1356 | 24.4 | 16.2 | 29800 | 1782 | 4.9 | 3.6 | Non Federally-Regulated | 04/29/2015 |  | 03/23/2020
Enertech Global, LLC | Enertech | TCT060D2 |  | Ground-Water-Source | WBAHP: Heat Pump Packaged Unit | Heat Pump | 230 | 3 |  |  | No Match | Single-Speed | 2380 | 644 | 1 | 65600 | 3023 | 21.7 | 16.2 | 58500 | 3897 | 4.4 | 3.6 | Non Federally-Regulated | 12/12/2012 |  | 03/23/2020
Enertech Global, LLC | Enertech | THT048B3 |  | Ground-Water-Source | WBAHP: Heat Pump Packaged Unit | Heat Pump | 460 | 3 |  |  | No Match | Single-Speed |  |  |  | 52200 | 2250 | 23.2 | 16.2 | 46300 | 2950 | 4.6 | 3.6 | Non Federally-Regulated | 01/09/2014 |  | 03/23/2020
Enertech Global, LLC | Roth Industries, Inc. | RXT060D |  | Ground-Water-Source | WBAHP: Heat Pump Packaged Unit | Heat Pump | 230 | 1 |  |  | No Match | Single-Speed | 2379 | 644 | 1 | 67700 | 3022 | 22.4 | 16.2 | 60000 | 3908 | 4.5 | 3.6 | Non Federally-Regulated | 12/12/2012 |  | 03/23/2020
Enertech Global, LLC | Enertech | GXT072D |  | Ground-Water-Source | WBAHP: Heat Pump Packaged Unit | Heat Pump | 230 | 1 |  |  | No Match | Single-Speed | 2873 | 710 | 1 | 75600 | 3583 | 21.1 | 16.2 | 70300 | 4791 | 4.3 | 3.6 | Non Federally-Regulated | 12/12/2012 |  | 03/23/2020
Enertech Global, LLC | Enertech | HCT060D2 |  | Ground-Water-Source | WBAHP: Heat Pump Packaged Unit | Heat Pump | 230 | 3 |  |  | No Match | Single-Speed | 2380 | 644 | 1 | 65600 | 3023 | 21.7 | 16.2 | 58500 | 3897 | 4.4 | 3.6 | Non Federally-Regulated | 12/12/2012 |  | 03/23/2020
Enertech Global, LLC | Enertech | THT048B |  | Ground-Water-Source | WBAHP: Heat Pump Packaged Unit | Heat Pump | 208 | 1 |  |  | No Match | Single-Speed |  |  |  | 52200 | 2250 | 23.2 | 16.2 | 46300 | 2950 | 4.6 | 3.6 | Non Federally-Regulated | 01/09/2014 |  | 03/23/2020
Enertech Global, LLC | Enertech | TXT072D |  | Ground-Water-Source | WBAHP: Heat Pump Packaged Unit | Heat Pump | 230 | 1 |  |  | No Match | Single-Speed | 2873 | 710 | 1 | 75600 | 3583 | 21.1 | 16.2 | 70300 | 4791 | 4.3 | 3.6 | Non Federally-Regulated | 12/12/2012 |  | 03/23/2020
Enertech Global, LLC | Enertech | GXT060D |  | Ground-Water-Source | WBAHP: Heat Pump Packaged Unit | Heat Pump | 208 | 1 |  |  | No Match | Single-Speed | 2379 | 644 | 1 | 67700 | 3022 | 22.4 | 16.2 | 60000 | 3908 | 4.5 | 3.6 | Non Federally-Regulated | 12/12/2012 |  | 03/23/2020
Enertech Global, LLC | Enertech | TXT072D3 |  | Ground-Water-Source | WBAHP: Heat Pump Packaged Unit | Heat Pump | 460 | 3 |  |  | No Match | Single-Speed | 2873 | 710 | 1 | 75600 | 3583 | 21.1 | 16.2 | 70300 | 4791 | 4.3 | 3.6 | Non Federally-Regulated | 12/12/2012 |  | 03/23/2020
Enertech Global, LLC | Enertech | GHT024B |  | Ground-Water-Source | WBAHP: Heat Pump Packaged Unit | Heat Pump | 208 | 1 |  |  | No Match | Single-Speed |  |  |  | 25700 | 1190 | 21.6 | 16.2 | 24400 | 1555 | 4.6 | 3.6 | Non Federally-Regulated | 01/09/2014 |  | 03/23/2020
Enertech Global, LLC | Enertech | GVS030*3***1 |  | Ground-Water-Source | WBAHP: Heat Pump Packaged Unit | Heat Pump | 460 | 3 |  |  |  | Single-Speed |  |  |  | 34000 | 1236 | 27.5 | 16.2 | 29200 | 1677 | 5.1 | 3.6 | Non Federally-Regulated | 04/29/2015 |  | 03/23/2020
Enertech Global, LLC | Enertech | HVS036*A***1 |  | Ground-Water-Source | WBAHP: Heat Pump Packaged Unit | Heat Pump | 265 | 1 |  |  |  | Single-Speed |  |  |  | 41600 | 1631 | 25.5 | 16.2 | 36900 | 2253 | 4.8 | 3.6 | Non Federally-Regulated | 04/29/2015 |  | 03/23/2020
Enertech Global, LLC | Enertech | GHT048B3 |  | Ground-Water-Source | WBAHP: Heat Pump Packaged Unit | Heat Pump | 460 | 3 |  |  | No Match | Single-Speed |  |  |  | 52200 | 2250 | 23.2 | 16.2 | 46300 | 2950 | 4.6 | 3.6 | Non Federally-Regulated | 01/09/2014 |  | 03/23/2020
Enertech Global, LLC | Enertech | TXT072D2 |  | Ground-Water-Source | WBAHP: Heat Pump Packaged Unit | Heat Pump | 230 | 3 |  |  | No Match | Single-Speed | 2873 | 710 | 1 | 75600 | 3583 | 21.1 | 16.2 | 70300 | 4791 | 4.3 | 3.6 | Non Federally-Regulated | 12/12/2012 |  | 03/23/2020
Enertech Global, LLC | Enertech | REC-V036 |  | Ground-Water-Source | WBAHP: Heat Pump Packaged Unit | Heat Pump | 208 | 1 |  |  | No Match | Single-Speed |  |  |  | 35600 | 1319 | 27 | 16.2 | 45400 | 3412 | 3.9 | 3.6 | Non Federally-Regulated | 01/09/2014 |  | 03/23/2020
Enertech Global, LLC | Enertech | HST024A2 | ACD024 | Ground-Source | WBAHP-CB: Heat Pump Split Syst | Heat Pump | 208 | 3 | False |  |  | Single-Speed |  |  |  | 25300 | 1497 | 16.9 | 13.4 | 18100 | 1433 | 3.7 | 3.1 | Non Federally-Regulated | 06/15/2015 |  | 03/23/2020
Enertech Global, LLC | Enertech | TRT048A | ACD060 | Ground-Source | WBAHP-CB: Heat Pump Split Syst | Heat Pump | 230 | 1 | False |  |  | Single-Speed |  |  |  | 50500 | 2919 | 17.3 | 13.4 | 36600 | 2822 | 3.8 | 3.1 | Non Federally-Regulated | 04/29/2015 |  | 03/23/2020
Enertech Global, LLC | Enertech | GRT024A | MCD024 | Ground-Source | WBAHP-CB: Heat Pump Split Syst | Heat Pump | 230 | 1 | False |  |  | Single-Speed |  |  |  | 24700 | 1506 | 16.4 | 13.4 | 17600 | 1473 | 3.5 | 3.1 | Non Federally-Regulated | 04/29/2015 |  | 03/23/2020
Enertech Global, LLC | Enertech | TST024A2 | ACD024 | Ground-Source | WBAHP-CB: Heat Pump Split Syst | Heat Pump | 230 | 3 | False |  |  | Single-Speed |  |  |  | 25300 | 1497 | 16.9 | 13.4 | 18100 | 1433 | 3.7 | 3.1 | Non Federally-Regulated | 06/15/2015 |  | 03/23/2020
Enertech Global, LLC | Roth Industries, Inc. | RRT048A | MPD060 | Ground-Source | WBAHP-CB: Heat Pump Split Syst | Heat Pump | 208 | 1 |  |  | No Match | Single-Speed |  |  |  | 50800 | 2822 | 18 | 13.4 | 36400 | 2735 | 3.9 | 3.1 | Non Federally-Regulated | 12/12/2012 |  | 03/23/2020
Enertech Global, LLC | Roth Industries, Inc. | RRT036A | ACD036 | Ground-Source | WBAHP-CB: Heat Pump Split Syst | Heat Pump | 208 | 1 |  |  | No Match | Single-Speed |  |  |  | 35600 | 2145 | 16.6 | 13.4 | 27500 | 2121 | 3.8 | 3.1 | Non Federally-Regulated | 12/12/2012 |  | 03/23/2020
Enertech Global, LLC | Enertech | HRT024A | MCD024 | Ground-Source | WBAHP-CB: Heat Pump Split Syst | Heat Pump | 208 | 1 | False |  |  | Single-Speed |  |  |  | 24700 | 1506 | 16.4 | 13.4 | 17600 | 1473 | 3.5 | 3.1 | Non Federally-Regulated | 04/29/2015 |  | 03/23/2020
Enertech Global, LLC | Roth Industries, Inc. | RRT024A | ACD024 | Ground-Source | WBAHP-CB: Heat Pump Split Syst | Heat Pump | 208 | 1 |  |  | No Match | Single-Speed |  |  |  | 24700 | 1506 | 16.4 | 13.4 | 17600 | 1474 | 3.5 | 3.1 | Non Federally-Regulated | 12/12/2012 |  | 03/23/2020
Enertech Global, LLC | Enertech | TST048A2 | MCD060 | Ground-Source | WBAHP-CB: Heat Pump Split Syst | Heat Pump | 230 | 3 | False |  |  | Single-Speed |  |  |  | 51900 | 2820 | 18.4 | 13.4 | 36700 | 2757 | 3.9 | 3.1 | Non Federally-Regulated | 04/29/2015 |  | 03/23/2020
Enertech Global, LLC | Enertech | HST048A2 | MPD060 | Ground-Source | WBAHP-CB: Heat Pump Split Syst | Heat Pump | 208 | 3 | False |  |  | Single-Speed |  |  |  | 52000 | 2780 | 18.7 | 13.4 | 35900 | 2768 | 3.8 | 3.1 | Non Federally-Regulated | 04/29/2015 |  | 03/23/2020
Enertech Global, LLC | Enertech | TRT024A | ACD024 | Ground-Source | WBAHP-CB: Heat Pump Split Syst | Heat Pump | 208 | 1 | False |  |  | Single-Speed |  |  |  | 24700 | 1506 | 16.4 | 13.4 | 17600 | 1473 | 3.5 | 3.1 | Non Federally-Regulated | 04/29/2015 |  | 03/23/2020
Enertech Global, LLC | Enertech | GST024A | MPD024 | Ground-Source | WBAHP-CB: Heat Pump Split Syst | Heat Pump | 230 | 1 | False |  |  | Single-Speed |  |  |  | 24900 | 1616 | 15.4 | 13.4 | 17800 | 1534 | 3.4 | 3.1 | Non Federally-Regulated | 06/15/2015 |  | 03/23/2020
Enertech Global, LLC | Enertech | HST072A2 | MPD072 | Ground-Source | WBAHP-CB: Heat Pump Split Syst | Heat Pump | 208 | 3 | False |  |  | Single-Speed | 3638 | 693 | 1 | 68000 | 4331 | 15.7 | 13.4 | 51800 | 4465 | 3.4 | 3.1 | Non Federally-Regulated | 04/29/2015 |  | 03/23/2020
Enertech Global, LLC | Enertech | GRT048A | MPD060 | Ground-Source | WBAHP-CB: Heat Pump Split Syst | Heat Pump | 230 | 1 | False |  |  | Single-Speed |  |  |  | 50700 | 2816 | 18 | 13.4 | 34200 | 2708 | 3.7 | 3.1 | Non Federally-Regulated | 04/29/2015 |  | 03/23/2020
Enertech Global, LLC | Enertech | TST060A | MPD060 | Ground-Source | WBAHP-CB: Heat Pump Split Syst | Heat Pump | 208 | 1 | False |  |  | Single-Speed |  |  |  | 62200 | 3702 | 16.8 | 13.4 | 44200 | 3701 | 3.5 | 3.1 | Non Federally-Regulated | 04/29/2015 |  | 03/23/2020
Enertech Global, LLC | Enertech | HRT048A | MCD060 | Ground-Source | WBAHP-CB: Heat Pump Split Syst | Heat Pump | 208 | 1 | False |  |  | Single-Speed |  |  |  | 50500 | 2919 | 17.3 | 13.4 | 36600 | 2822 | 3.8 | 3.1 | Non Federally-Regulated | 04/29/2015 |  | 03/23/2020
Enertech Global, LLC | Enertech | GRT036A | MCD036 | Ground-Source | WBAHP-CB: Heat Pump Split Syst | Heat Pump | 208 | 1 | False |  |  | Single-Speed |  |  |  | 35600 | 2144 | 16.6 | 13.4 | 27500 | 2120 | 3.8 | 3.1 | Non Federally-Regulated | 04/29/2015 |  | 03/23/2020
Enertech Global, LLC | Enertech | TRT060A | ACD060 | Ground-Source | WBAHP-CB: Heat Pump Split Syst | Heat Pump | 230 | 1 |  |  | No Match | Single-Speed |  |  |  | 61300 | 3585 | 17.1 | 13.4 | 45600 | 3712 | 3.6 | 3.1 | Non Federally-Regulated | 12/12/2012 |  | 03/23/2020
Enertech Global, LLC | Enertech | GRT060A | ACD060 | Ground-Source | WBAHP-CB: Heat Pump Split Syst | Heat Pump | 208 | 1 |  |  | No Match | Single-Speed |  |  |  | 61300 | 3585 | 17.1 | 13.4 | 45600 | 3712 | 3.6 | 3.1 | Non Federally-Regulated | 12/12/2012 |  | 03/23/2020
Enertech Global, LLC | Enertech | HRT036A | MCD036 | Ground-Source | WBAHP-CB: Heat Pump Split Syst | Heat Pump | 208 | 1 | False |  |  | Single-Speed |  |  |  | 35600 | 2144 | 16.6 | 13.4 | 27500 | 2120 | 3.8 | 3.1 | Non Federally-Regulated | 04/29/2015 |  | 03/23/2020
Enertech Global, LLC | Enertech | HST048A | MCD060 | Ground-Source | WBAHP-CB: Heat Pump Split Syst | Heat Pump | 208 | 1 | False |  |  | Single-Speed |  |  |  | 51900 | 2820 | 18.4 | 13.4 | 36700 | 2757 | 3.9 | 3.1 | Non Federally-Regulated | 04/29/2015 |  | 03/23/2020
Enertech Global, LLC | Enertech | HST072A | ACD060 | Ground-Source | WBAHP-CB: Heat Pump Split Syst | Heat Pump | 230 | 1 |  |  | No Match | Single-Speed | 3732 | 627 | 1 | 68000 | 4359 | 15.6 | 13.4 | 52300 | 4258 | 3.6 | 3.1 | Non Federally-Regulated | 12/12/2012 |  | 03/23/2020
Enertech Global, LLC | Enertech | TRT036A | ACD036 | Ground-Source | WBAHP-CB: Heat Pump Split Syst | Heat Pump | 208 | 1 | False |  |  | Single-Speed |  |  |  | 35600 | 2144 | 16.6 | 13.4 | 27500 | 2120 | 3.8 | 3.1 | Non Federally-Regulated | 04/29/2015 |  | 03/23/2020
Enertech Global, LLC | Roth Industries, Inc. | RRT060A | ACD060 | Ground-Source | WBAHP-CB: Heat Pump Split Syst | Heat Pump | 230 | 1 |  |  | No Match | Single-Speed |  |  |  | 61300 | 3585 | 17.1 | 13.4 | 45600 | 3712 | 3.6 | 3.1 | Non Federally-Regulated | 12/12/2012 |  | 03/23/2020
Enertech Global, LLC | Enertech | HRT060A | MPD060 | Ground-Source | WBAHP-CB: Heat Pump Split Syst | Heat Pump | 230 | 1 |  |  | No Match | Single-Speed |  |  |  | 61500 | 3576 | 17.2 | 13.4 | 45600 | 3818 | 3.5 | 3.1 | Non Federally-Regulated | 12/12/2012 |  | 03/23/2020
Enertech Global, LLC | Enertech | TST060A2 | MPD060 | Ground-Source | WBAHP-CB: Heat Pump Split Syst | Heat Pump | 208 | 3 | False |  |  | Single-Speed |  |  |  | 62200 | 3702 | 16.8 | 13.4 | 44200 | 3701 | 3.5 | 3.1 | Non Federally-Regulated | 04/29/2015 |  | 03/23/2020
Enertech Global, LLC | Enertech | TST024A | MPD024 | Ground-Water-Source | WBAHP-CB: Heat Pump Split Syst | Heat Pump | 208 | 1 | False |  |  | Single-Speed |  |  |  | 26800 | 1326 | 20.2 | 16.2 | 23100 | 1611 | 4.2 | 3.6 | Non Federally-Regulated | 06/15/2015 |  | 03/23/2020
Enertech Global, LLC | Enertech | TST072A | MPD072 | Ground-Water-Source | WBAHP-CB: Heat Pump Split Syst | Heat Pump | 230 | 1 | False |  |  | Single-Speed | 2879 | 693 | 1 | 71800 | 3572 | 20.1 | 16.2 | 64000 | 4689 | 4 | 3.6 | Non Federally-Regulated | 04/29/2015 |  | 03/23/2020
Enertech Global, LLC | Enertech | GST048A2 | MPD060 | Ground-Water-Source | WBAHP-CB: Heat Pump Split Syst | Heat Pump | 208 | 3 | False |  |  | Single-Speed |  |  |  | 55400 | 2308 | 24 | 16.2 | 44400 | 2891 | 4.5 | 3.6 | Non Federally-Regulated | 04/29/2015 |  | 03/23/2020
Enertech Global, LLC | Enertech | GST036A | ACD036 | Ground-Water-Source | WBAHP-CB: Heat Pump Split Syst | Heat Pump | 230 | 1 | False |  |  | Single-Speed |  |  |  | 38800 | 1813 | 21.4 | 16.2 | 35700 | 2325 | 4.5 | 3.6 | Non Federally-Regulated | 04/29/2015 |  | 03/23/2020
Enertech Global, LLC | Enertech | GST072A | MPD072 | Ground-Water-Source | WBAHP-CB: Heat Pump Split Syst | Heat Pump | 208 | 1 | False |  |  | Single-Speed | 2879 | 693 | 1 | 71800 | 3572 | 20.1 | 16.2 | 64000 | 4689 | 4 | 3.6 | Non Federally-Regulated | 04/29/2015 |  | 03/23/2020
Enertech Global, LLC | Enertech | TST036A | ACD036 | Ground-Water-Source | WBAHP-CB: Heat Pump Split Syst | Heat Pump | 230 | 1 | False |  |  | Single-Speed |  |  |  | 38800 | 1813 | 21.4 | 16.2 | 35700 | 2325 | 4.5 | 3.6 | Non Federally-Regulated | 04/29/2015 |  | 03/23/2020
Enertech Global, LLC | Enertech | GST024A2 | MCD024 | Ground-Water-Source | WBAHP-CB: Heat Pump Split Syst | Heat Pump | 230 | 3 | False |  |  | Single-Speed |  |  |  | 27300 | 1246 | 21.9 | 16.2 | 23100 | 1538 | 4.4 | 3.6 | Non Federally-Regulated | 06/15/2015 |  | 03/23/2020
Enertech Global, LLC | Enertech | GST048A | MPD060 | Ground-Water-Source | WBAHP-CB: Heat Pump Split Syst | Heat Pump | 230 | 1 | False |  |  | Single-Speed |  |  |  | 55400 | 2308 | 24 | 16.2 | 44400 | 2891 | 4.5 | 3.6 | Non Federally-Regulated | 04/29/2015 |  | 03/23/2020
Enertech Global, LLC | Enertech | HST036A | ACD036 | Ground-Water-Source | WBAHP-CB: Heat Pump Split Syst | Heat Pump | 230 | 1 | False |  |  | Single-Speed |  |  |  | 38800 | 1813 | 21.4 | 16.2 | 35700 | 2325 | 4.5 | 3.6 | Non Federally-Regulated | 04/29/2015 |  | 03/23/2020
Enertech Global, LLC | Enertech | TST048A | MPD060 | Ground-Water-Source | WBAHP-CB: Heat Pump Split Syst | Heat Pump | 208 | 1 | False |  |  | Single-Speed |  |  |  | 55400 | 2308 | 24 | 16.2 | 44400 | 2891 | 4.5 | 3.6 | Non Federally-Regulated | 04/29/2015 |  | 03/23/2020
Enertech Global, LLC | Enertech | HST036A2 | MPD036 | Ground-Water-Source | WBAHP-CB: Heat Pump Split Syst | Heat Pump | 208 | 3 | False |  |  | Single-Speed |  |  |  | 40000 | 1851 | 21.6 | 16.2 | 35800 | 2440 | 4.3 | 3.6 | Non Federally-Regulated | 04/29/2015 |  | 03/23/2020
Enertech Global, LLC | Enertech | TST072A2 | ACD060 | Ground-Water-Source | WBAHP-CB: Heat Pump Split Syst | Heat Pump | 230 | 3 |  |  | No Match | Single-Speed | 3029 | 627 | 1 | 68000 | 3656 | 18.6 | 16.2 | 65700 | 4696 | 4.1 | 3.6 | Non Federally-Regulated | 12/12/2012 |  | 03/23/2020
Enertech Global, LLC | Enertech | GST060A2 | MPD060 | Ground-Water-Source | WBAHP-CB: Heat Pump Split Syst | Heat Pump | 208 | 3 | False |  |  | Single-Speed | 2495 | 644 | 1 | 65900 | 3138 | 21 | 16.2 | 54900 | 3924 | 4.1 | 3.6 | Non Federally-Regulated | 04/29/2015 |  | 03/23/2020
Enertech Global, LLC | Enertech | GST072A2 | MPD072 | Ground-Water-Source | WBAHP-CB: Heat Pump Split Syst | Heat Pump | 230 | 3 | False |  |  | Single-Speed | 2879 | 693 | 1 | 71800 | 3572 | 20.1 | 16.2 | 64000 | 4689 | 4 | 3.6 | Non Federally-Regulated | 04/29/2015 |  | 03/23/2020
Enertech Global, LLC | Enertech | GST036A2 | MPD036 | Ground-Water-Source | WBAHP-CB: Heat Pump Split Syst | Heat Pump | 230 | 3 | False |  |  | Single-Speed |  |  |  | 40000 | 1851 | 21.6 | 16.2 | 35800 | 2440 | 4.3 | 3.6 | Non Federally-Regulated | 04/29/2015 |  | 03/23/2020
Enertech Global, LLC | Enertech | TST036A2 | MCD036 | Ground-Water-Source | WBAHP-CB: Heat Pump Split Syst | Heat Pump | 230 | 3 | False |  |  | Single-Speed |  |  |  | 38800 | 1813 | 21.4 | 16.2 | 35700 | 2325 | 4.5 | 3.6 | Non Federally-Regulated | 04/29/2015 |  | 03/23/2020
Enertech Global, LLC | Enertech | HST024A | MCD024 | Ground-Water-Source | WBAHP-CB: Heat Pump Split Syst | Heat Pump | 230 | 1 | False |  |  | Single-Speed |  |  |  | 27300 | 1246 | 21.9 | 16.2 | 23100 | 1538 | 4.4 | 3.6 | Non Federally-Regulated | 06/15/2015 |  | 03/23/2020
Enertech Global, LLC | Enertech | HST060A | MPD060 | Ground-Water-Source | WBAHP-CB: Heat Pump Split Syst | Heat Pump | 208 | 1 | False |  |  | Single-Speed | 2495 | 644 | 1 | 65900 | 3138 | 21 | 16.2 | 54900 | 3924 | 4.1 | 3.6 | Non Federally-Regulated | 04/29/2015 |  | 03/23/2020
Enertech Global, LLC | Enertech | GST060A | MPD060 | Ground-Water-Source | WBAHP-CB: Heat Pump Split Syst | Heat Pump | 230 | 1 | False |  |  | Single-Speed | 2495 | 644 | 1 | 65900 | 3138 | 21 | 16.2 | 54900 | 3924 | 4.1 | 3.6 | Non Federally-Regulated | 04/29/2015 |  | 03/23/2020
Enertech Global, LLC | Enertech | HST060A2 | MPD060 | Ground-Water-Source | WBAHP-CB: Heat Pump Split Syst | Heat Pump | 208 | 3 | False |  |  | Single-Speed | 2495 | 644 | 1 | 65900 | 3138 | 21 | 16.2 | 54900 | 3924 | 4.1 | 3.6 | Non Federally-Regulated | 04/29/2015 |  | 03/23/2020
Florida Heat Pump | Bosch | LM036-2VT/CF/HZ*-*****A |  | Water-Source | WBAHP: Heat Pump Packaged Unit | Both Heat Pump and Electric Re | 265 | 1 |  |  |  | Dual-Speed |  |  |  | 39000 | 2053 | 19 | 12 | 42800 | 2240 | 5.6 | 4.2 | Federally-Regulated Commercial & Industrial Equipment | 04/22/2015 |  | 03/23/2020
Florida Heat Pump | Bosch | SM036-1CF/HZ/VT |  | Water-Source | WBAHP: Heat Pump Packaged Unit | Both Heat Pump and Electric Re | 208 | 1 |  |  |  | Dual-Speed |  |  |  | 39000 | 2053 | 19 | 12 | 42800 | 2240 | 5.6 | 4.2 | Federally-Regulated Commercial & Industrial Equipment | 04/22/2015 |  | 03/23/2020
Florida Heat Pump | Florida Heat Pump | LM048-2VT/CF/HZ*-*****A |  | Water-Source | WBAHP: Heat Pump Packaged Unit | Both Heat Pump and Electric Re | 265 | 1 |  |  |  | Dual-Speed |  |  |  | 49200 | 2963 | 16.6 | 12 | 56100 | 3102 | 5.3 | 4.2 | Federally-Regulated Commercial & Industrial Equipment | 06/19/2015 |  | 03/23/2020
Florida Heat Pump | Geomaster, LLC | RZ048-1VT/CF/HZ*-*****A |  | Water-Source | WBAHP: Heat Pump Packaged Unit | Both Heat Pump and Electric Re | 230 | 1 |  |  | No Match | Dual-Speed |  |  |  | 49200 | 2964 | 16.6 | 12 | 56100 | 3102 | 5.3 | 4.2 | Federally-Regulated Commercial & Industrial Equipment | 04/21/2014 |  | 03/23/2020
Florida Heat Pump | Florida Heat Pump | SM060-1CF/HZ/VT |  | Water-Source | WBAHP: Heat Pump Packaged Unit | Both Heat Pump and Electric Re | 208 | 1 |  |  | No Match | Dual-Speed |  |  |  | 63800 | 3753 | 17 | 12 | 73300 | 4131 | 5.2 | 4.2 | Federally-Regulated Commercial & Industrial Equipment | 12/12/2012 |  | 03/23/2020
Florida Heat Pump | Florida Heat Pump | LM048-3VT/CF/HZ*-*****A |  | Water-Source | WBAHP: Heat Pump Packaged Unit | Both Heat Pump and Electric Re | 230 | 3 |  |  | No Match | Dual-Speed |  |  |  | 49200 | 2964 | 16.6 | 12 | 56100 | 3102 | 5.3 | 4.2 | Federally-Regulated Commercial & Industrial Equipment | 01/09/2014 |  | 03/23/2020
Florida Heat Pump | Florida Heat Pump | LM036-4VT/CF/HZ*-*****A |  | Water-Source | WBAHP: Heat Pump Packaged Unit | Both Heat Pump and Electric Re | 460 | 1 |  |  | No Match | Dual-Speed |  |  |  | 39000 | 2053 | 19 | 12 | 42800 | 2240 | 5.6 | 4.2 | Federally-Regulated Commercial & Industrial Equipment | 01/09/2014 |  | 03/23/2020
Florida Heat Pump | Bosch | LM036-4VT/CF/HZ*-*****A |  | Water-Source | WBAHP: Heat Pump Packaged Unit | Both Heat Pump and Electric Re | 460 | 1 |  |  |  | Dual-Speed |  |  |  | 39000 | 2053 | 19 | 12 | 42800 | 2240 | 5.6 | 4.2 | Federally-Regulated Commercial & Industrial Equipment | 04/22/2015 |  | 03/23/2020
Florida Heat Pump | Bosch | LM070-4VT/CF/HZ*-*****A |  | Water-Source | WBAHP: Heat Pump Packaged Unit | Both Heat Pump and Electric Re | 460 | 3 |  |  |  | Dual-Speed | 3548 | 844 |  | 71600 | 4393 | 16.3 | 12.1 | 84000 | 4827 | 5.1 | 4.2 | Federally-Regulated Commercial & Industrial Equipment | 04/22/2015 |  | 03/23/2020
Florida Heat Pump | Geomaster, LLC | RZ060-1VT/CF/HZ*-*****A |  | Water-Source | WBAHP: Heat Pump Packaged Unit | Both Heat Pump and Electric Re | 230 | 1 |  |  | No Match | Dual-Speed |  |  |  | 63800 | 3753 | 17 | 12 | 73300 | 4131 | 5.2 | 4.2 | Federally-Regulated Commercial & Industrial Equipment | 04/21/2014 |  | 03/23/2020
Florida Heat Pump | Bosch | LM060-3VT/CF/HZ*-*****A |  | Water-Source | WBAHP: Heat Pump Packaged Unit | Both Heat Pump and Electric Re | 208 | 3 |  |  |  | Dual-Speed |  |  |  | 63800 | 3753 | 17 | 12 | 73300 | 4131 | 5.2 | 4.2 | Federally-Regulated Commercial & Industrial Equipment | 04/22/2015 |  | 03/23/2020
Florida Heat Pump | Bosch | LM036-3VT/CF/HZ*-*****A |  | Water-Source | WBAHP: Heat Pump Packaged Unit | Both Heat Pump and Electric Re | 230 | 3 |  |  |  | Dual-Speed |  |  |  | 39000 | 2053 | 19 | 12 | 42800 | 2240 | 5.6 | 4.2 | Federally-Regulated Commercial & Industrial Equipment | 04/22/2015 |  | 03/23/2020
Florida Heat Pump | Florida Heat Pump | LM060-2VT/CF/HZ*-*****A |  | Water-Source | WBAHP: Heat Pump Packaged Unit | Both Heat Pump and Electric Re | 265 | 1 |  |  |  | Dual-Speed |  |  |  | 63800 | 3752 | 17 | 12 | 73300 | 4131 | 5.2 | 4.2 | Federally-Regulated Commercial & Industrial Equipment | 06/19/2015 |  | 03/23/2020
Florida Heat Pump | Florida Heat Pump | LM060-4VT/CF/HZ*-*****A |  | Water-Source | WBAHP: Heat Pump Packaged Unit | Both Heat Pump and Electric Re | 460 | 3 |  |  | No Match | Dual-Speed |  |  |  | 63800 | 3753 | 17 | 12 | 73300 | 4131 | 5.2 | 4.2 | Federally-Regulated Commercial & Industrial Equipment | 01/09/2014 |  | 03/23/2020
Florida Heat Pump | Bosch | LM070-2VT/CF/HZ*-*****A |  | Water-Source | WBAHP: Heat Pump Packaged Unit | Both Heat Pump and Electric Re | 265 | 1 |  |  |  | Dual-Speed | 3548 | 844 |  | 71600 | 4392 | 16.3 | 12.1 | 84000 | 4827 | 5.1 | 4.2 | Federally-Regulated Commercial & Industrial Equipment | 05/01/2015 |  | 03/23/2020
Florida Heat Pump | Florida Heat Pump | LM060-3VT/CF/HZ*-*****A |  | Water-Source | WBAHP: Heat Pump Packaged Unit | Both Heat Pump and Electric Re | 230 | 3 |  |  | No Match | Dual-Speed |  |  |  | 63800 | 3753 | 17 | 12 | 73300 | 4131 | 5.2 | 4.2 | Federally-Regulated Commercial & Industrial Equipment | 01/09/2014 |  | 03/23/2020
Florida Heat Pump | Florida Heat Pump | LM060-1VT/CF/HZ*-*****A |  | Water-Source | WBAHP: Heat Pump Packaged Unit | Both Heat Pump and Electric Re | 208 | 1 |  |  | No Match | Dual-Speed |  |  |  | 63800 | 3753 | 17 | 12 | 73300 | 4131 | 5.2 | 4.2 | Federally-Regulated Commercial & Industrial Equipment | 01/09/2014 |  | 03/23/2020
Florida Heat Pump | Bosch | TA071-1CS | DX071 | Water-Source | WBAHP-CB: Heat Pump Split Syst | Both Heat Pump and Electric Re | 230 | 1 | False |  |  | Dual-Speed |  |  |  | 64500 | 4961 | 13 | 12 | 86000 | 5362 | 4.7 | 4.2 | Federally-Regulated Commercial & Industrial Equipment | 06/19/2015 |  | 03/23/2020
Florida Heat Pump | Florida Heat Pump | SM036-1CS*-*****A | DX049-1VTX | Water-Source | WBAHP-CB: Heat Pump Split Syst | Both Heat Pump and Electric Re | 208 | 1 |  |  | No Match | Dual-Speed |  |  |  | 36900 | 2210 | 16.7 | 12 | 43100 | 2339 | 5.4 | 4.2 | Federally-Regulated Commercial & Industrial Equipment | 04/21/2014 |  | 03/23/2020
Florida Heat Pump | Bosch | TA035-1CS | DX035 | Water-Source | WBAHP-CB: Heat Pump Split Syst | Both Heat Pump and Electric Re | 230 | 1 |  |  |  | Variable-Speed |  |  |  | 37000 | 2450 | 15.1 | 12 | 41000 | 2452 | 4.9 | 4.2 | Federally-Regulated Commercial & Industrial Equipment | 04/22/2015 |  | 03/23/2020
Florida Heat Pump | Geomaster, LLC | RZ036-1CS*-*****A | RZ036-1AV/AH*-***A*A | Water-Source | WBAHP-CB: Heat Pump Split Syst | Both Heat Pump and Electric Re | 208 | 1 |  |  | No Match | Dual-Speed |  |  |  | 36100 | 2407 | 15 | 12 | 44100 | 2534 | 5.1 | 4.2 | Federally-Regulated Commercial & Industrial Equipment | 04/21/2014 |  | 03/23/2020
Florida Heat Pump | Geomaster, LLC | RZ048-1CS*-*****A | RZ048-1AV/AH*-***A*A | Water-Source | WBAHP-CB: Heat Pump Split Syst | Both Heat Pump and Electric Re | 230 | 1 |  |  | No Match | Dual-Speed |  |  |  | 46900 | 3148 | 14.9 | 12 | 56800 | 3141 | 5.3 | 4.2 | Federally-Regulated Commercial & Industrial Equipment | 04/21/2014 |  | 03/23/2020
Florida Heat Pump | Florida Heat Pump | BP009-1HZ/VT |  | Water-Source | WBAHP: Heat Pump Packaged Unit | Heat Pump | 230 | 1 |  |  | No Match | Single-Speed |  |  |  | 9000 | 555 | 16.2 | 11.2 | 11200 | 596 | 5.5 | 4.2 | Federally-Regulated Commercial & Industrial Equipment | 06/14/2011 |  | 03/23/2020
Florida Heat Pump | Geomaster, LLC | EP036-4HZ/VT |  | Water-Source | WBAHP: Heat Pump Packaged Unit | Heat Pump | 460 | 3 |  |  | No Match | Single-Speed |  |  |  | 36000 | 2093 | 17.2 | 12 | 41000 | 2146 | 5.6 | 4.2 | Federally-Regulated Commercial & Industrial Equipment | 04/21/2014 |  | 03/23/2020
Florida Heat Pump | Bosch | SV042-3VT/CF/HZ*-***T/A*A |  | Water-Source | WBAHP: Heat Pump Packaged Unit | Heat Pump | 230 | 3 |  |  |  | Single-Speed |  |  |  | 40900 | 2901 | 14.1 | 12 | 45300 | 3017 | 4.4 | 4.2 | Federally-Regulated Commercial & Industrial Equipment | 04/22/2015 |  | 03/23/2020
Florida Heat Pump | Geomaster, LLC | RD030-2VT/CF/HZ*-***P |  | Water-Source | WBAHP: Heat Pump Packaged Unit | Heat Pump | 265 | 1 |  |  | No Match | Single-Speed |  |  |  | 29200 | 2229 | 13.1 | 12 | 33400 | 2276 | 4.3 | 4.2 | Federally-Regulated Commercial & Industrial Equipment | 04/21/2014 |  | 03/23/2020
Florida Heat Pump | Bosch | SV036-1VT/CF/HZ*-***P*A |  | Water-Source | WBAHP: Heat Pump Packaged Unit | Heat Pump | 230 | 1 |  |  |  | Single-Speed |  |  |  | 37900 | 2578 | 14.7 | 12 | 41800 | 2663 | 4.6 | 4.2 | Federally-Regulated Commercial & Industrial Equipment | 04/22/2015 |  | 03/23/2020
Florida Heat Pump | Geomaster, LLC | RD048-1VT/CF/HZ*-***P*B |  | Water-Source | WBAHP: Heat Pump Packaged Unit | Heat Pump | 230 | 1 |  |  |  | Single-Speed |  |  |  | 45900 | 3530 | 13 | 12 | 56400 | 3844 | 4.3 | 4.2 | Federally-Regulated Commercial & Industrial Equipment | 05/01/2015 |  | 03/23/2020
Florida Heat Pump | Bosch | SV042-4VT/CF/HZ*-***P*B |  | Water-Source | WBAHP: Heat Pump Packaged Unit | Heat Pump | 460 | 3 |  |  |  | Single-Speed |  |  |  | 40000 | 2919 | 13.7 | 12 | 46300 | 3155 | 4.3 | 4.2 | Federally-Regulated Commercial & Industrial Equipment | 05/01/2015 |  | 03/23/2020
Florida Heat Pump | Florida Heat Pump | SV048-3VT/CF/HZ*-***T/A*A |  | Water-Source | WBAHP: Heat Pump Packaged Unit | Heat Pump | 208 | 3 |  |  | No Match | Single-Speed |  |  |  | 46800 | 3319 | 14.1 | 12 | 55600 | 3621 | 4.5 | 4.2 | Federally-Regulated Commercial & Industrial Equipment | 01/09/2014 |  | 03/23/2020
Florida Heat Pump | Bosch | LV024-3VT/CF/HZ*-***A |  | Water-Source | WBAHP: Heat Pump Packaged Unit | Heat Pump | 230 | 3 |  |  |  | Single-Speed |  |  |  | 23800 | 1664 | 14.3 | 12 | 26200 | 1669 | 4.6 | 4.2 | Federally-Regulated Commercial & Industrial Equipment | 04/22/2015 |  | 03/23/2020
Florida Heat Pump | Bosch | SV070-1VT/CF/HZ*-***P*A |  | Water-Source | WBAHP: Heat Pump Packaged Unit | Heat Pump | 230 | 1 |  |  |  | Single-Speed |  |  |  | 64000 | 4812 | 13.3 | 12 | 72800 | 4849 | 4.4 | 4.2 | Federally-Regulated Commercial & Industrial Equipment | 04/22/2015 |  | 03/23/2020
Florida Heat Pump | Bosch | EC120-3HZ/VT |  | Water-Source | WBAHP: Heat Pump Packaged Unit | Heat Pump | 230 | 3 |  |  |  | Single-Speed | 9061 | 1460 |  | 124000 | 9394 | 13.2 | 11.9 | 158000 | 10524 | 4.4 | 4.2 | Federally-Regulated Commercial & Industrial Equipment | 04/22/2015 |  | 03/23/2020
Florida Heat Pump | Bosch | AP049-1CF/HZ/VT |  | Water-Source | WBAHP: Heat Pump Packaged Unit | Heat Pump | 208 | 1 |  |  |  | Dual-Speed |  |  |  | 50000 | 3164 | 15.8 | 12 | 53000 | 2987 | 5.2 | 4.2 | Federally-Regulated Commercial & Industrial Equipment | 04/22/2015 |  | 03/23/2020
Florida Heat Pump | Carrier Corp. | 50PCH042N/P/W/Y**6/FA |  | Water-Source | WBAHP: Heat Pump Packaged Unit | Heat Pump | 460 | 3 |  |  |  | Single-Speed |  |  |  | 40900 | 2900 | 14.1 | 12 | 45300 | 3017 | 4.4 | 4.2 | Federally-Regulated Commercial & Industrial Equipment | 05/01/2015 |  | 03/23/2020
Florida Heat Pump | Florida Heat Pump | LV018-2VT/CF/HZ*-***T |  | Water-Source | WBAHP: Heat Pump Packaged Unit | Heat Pump | 265 | 1 |  |  |  | Single-Speed |  |  |  | 19700 | 1387 | 14.2 | 12 | 21900 | 1365 | 4.7 | 4.2 | Federally-Regulated Commercial & Industrial Equipment | 04/22/2015 |  | 03/23/2020
Florida Heat Pump | Bosch | ES036-4CF/HZ/VT |  | Water-Source | WBAHP: Heat Pump Packaged Unit | Heat Pump | 460 | 3 |  |  |  | Single-Speed |  |  |  | 34000 | 2236 | 15.2 | 12 | 41500 | 2294 | 5.3 | 4.2 | Federally-Regulated Commercial & Industrial Equipment | 04/22/2015 |  | 03/23/2020
Florida Heat Pump | Geomaster, LLC | RD036-1VT/CF/HZ*-***T |  | Water-Source | WBAHP: Heat Pump Packaged Unit | Heat Pump | 230 | 1 |  |  | No Match | Single-Speed |  |  |  | 38200 | 2481 | 15.4 | 12 | 41400 | 2582 | 4.7 | 4.2 | Federally-Regulated Commercial & Industrial Equipment | 04/21/2014 |  | 03/23/2020
Florida Heat Pump | Bosch | SV036-2VT/CF/HZ*-***T/A*A |  | Water-Source | WBAHP: Heat Pump Packaged Unit | Heat Pump | 265 | 1 |  |  |  | Single-Speed |  |  |  | 38200 | 2481 | 15.4 | 12 | 41400 | 2582 | 4.7 | 4.2 | Federally-Regulated Commercial & Industrial Equipment | 04/22/2015 |  | 03/23/2020
Florida Heat Pump | Geomaster, LLC | RD060-3VT/CF/HZ*-***T/A*B |  | Water-Source | WBAHP: Heat Pump Packaged Unit | Heat Pump | 230 | 3 |  |  |  | Single-Speed |  |  |  | 59000 | 4125 | 14.3 | 12 | 66400 | 4525 | 4.3 | 4.2 | Federally-Regulated Commercial & Industrial Equipment | 05/01/2015 |  | 03/23/2020
Florida Heat Pump | Bosch | EP070-1HZ/VT |  | Water-Source | WBAHP: Heat Pump Packaged Unit | Heat Pump | 230 | 1 |  |  |  | Single-Speed | 4235 | 413 |  | 68000 | 4198 | 16.2 | 11.9 | 86000 | 4501 | 5.6 | 4.2 | Federally-Regulated Commercial & Industrial Equipment | 04/22/2015 |  | 03/23/2020
Florida Heat Pump | Bosch | AP061-4CF/HZ/VT |  | Water-Source | WBAHP: Heat Pump Packaged Unit | Heat Pump | 460 | 3 |  |  |  | Dual-Speed |  |  |  | 64000 | 3950 | 16.2 | 12 | 78500 | 4260 | 5.4 | 4.2 | Federally-Regulated Commercial & Industrial Equipment | 05/01/2015 |  | 03/23/2020
Florida Heat Pump | Geomaster, LLC | RD042-1VT/CF/HZ*-***P*B |  | Water-Source | WBAHP: Heat Pump Packaged Unit | Heat Pump | 230 | 1 |  |  |  | Single-Speed |  |  |  | 40000 | 2919 | 13.7 | 12 | 46300 | 3155 | 4.3 | 4.2 | Federally-Regulated Commercial & Industrial Equipment | 05/01/2015 |  | 03/23/2020
Florida Heat Pump | Bosch | EC009-1CF/HZ/VT |  | Water-Source | WBAHP: Heat Pump Packaged Unit | Heat Pump | 208 | 1 |  |  |  | Single-Speed |  |  |  | 7800 | 569 | 13.7 | 11.2 | 11400 | 710 | 4.7 | 4.2 | Federally-Regulated Commercial & Industrial Equipment | 04/22/2015 |  | 03/23/2020
Florida Heat Pump | Bosch | LV070-4VT/CF/HZ*-***P*B |  | Water-Source | WBAHP: Heat Pump Packaged Unit | Heat Pump | 460 | 3 |  |  |  | Single-Speed |  |  |  | 64000 | 4812 | 13.3 | 12 | 72800 | 4849 | 4.4 | 4.2 | Federally-Regulated Commercial & Industrial Equipment | 05/01/2015 |  | 03/23/2020
Florida Heat Pump | Bosch | EC015-2CF/HZ/VT |  | Water-Source | WBAHP: Heat Pump Packaged Unit | Heat Pump | 265 | 1 |  |  |  | Single-Speed |  |  |  | 14000 | 1076 | 13 | 11.2 | 18000 | 1146 | 4.6 | 4.2 | Federally-Regulated Commercial & Industrial Equipment | 05/01/2015 |  | 03/23/2020
Florida Heat Pump | Bosch | ES060-3CF/HZ/VT |  | Water-Source | WBAHP: Heat Pump Packaged Unit | Heat Pump | 230 | 3 |  |  |  | Single-Speed |  |  |  | 61000 | 4357 | 14 | 12 | 72000 | 4396 | 4.8 | 4.2 | Federally-Regulated Commercial & Industrial Equipment | 04/22/2015 |  | 03/23/2020
Florida Heat Pump | Loop Group, Inc. | ES048-3CF/HZ/VT |  | Water-Source | WBAHP: Heat Pump Packaged Unit | Heat Pump | 208 | 3 |  |  | No Match | Single-Speed |  |  |  | 48500 | 3392 | 13.9 | 12 | 56500 | 3379 | 4.9 | 4.2 | Federally-Regulated Commercial & Industrial Equipment | 07/06/2011 |  | 03/23/2020
Florida Heat Pump | Bosch | LV024-1VT/CF/HZ*-***T/A*B |  | Water-Source | WBAHP: Heat Pump Packaged Unit | Heat Pump | 208 | 1 |  |  |  | Single-Speed |  |  |  | 23800 | 1664 | 14.3 | 12 | 26200 | 1669 | 4.6 | 4.2 | Federally-Regulated Commercial & Industrial Equipment | 05/01/2015 |  | 03/23/2020
Florida Heat Pump | Florida Heat Pump | EP024-1HZ/VT |  | Water-Source | WBAHP: Heat Pump Packaged Unit | Heat Pump | 230 | 1 |  |  | No Match | Single-Speed |  |  |  | 24500 | 1346 | 18.2 | 12 | 28500 | 1465 | 5.7 | 4.2 | Federally-Regulated Commercial & Industrial Equipment | 06/14/2011 |  | 03/23/2020
Florida Heat Pump | Bosch | LV048-1VT/CF/HZ*-***P*B |  | Water-Source | WBAHP: Heat Pump Packaged Unit | Heat Pump | 208 | 1 |  |  |  | Single-Speed |  |  |  | 45900 | 3530 | 13 | 12 | 56400 | 3844 | 4.3 | 4.2 | Federally-Regulated Commercial & Industrial Equipment | 05/01/2015 |  | 03/23/2020
Florida Heat Pump | Carrier Corp. | 50PCH042Z/B/S/E**3/CA |  | Water-Source | WBAHP: Heat Pump Packaged Unit | Heat Pump | 230 | 1 |  |  |  | Single-Speed |  |  |  | 40000 | 2919 | 13.7 | 12 | 46300 | 3155 | 4.3 | 4.2 | Federally-Regulated Commercial & Industrial Equipment | 05/01/2015 |  | 03/23/2020
Florida Heat Pump | Carrier Corp. | 50PCH048Z/B/S/E**1/AA |  | Water-Source | WBAHP: Heat Pump Packaged Unit | Heat Pump | 575 | 3 |  |  |  | Single-Speed |  |  |  | 45900 | 3530 | 13 | 12 | 56400 | 3844 | 4.3 | 4.2 | Federally-Regulated Commercial & Industrial Equipment | 05/01/2015 |  | 03/23/2020
Florida Heat Pump | Bosch | EP036-3HZ/VT |  | Water-Source | WBAHP: Heat Pump Packaged Unit | Heat Pump | 208 | 3 |  |  |  | Single-Speed |  |  |  | 36000 | 2093 | 17.2 | 12 | 41000 | 2146 | 5.6 | 4.2 | Federally-Regulated Commercial & Industrial Equipment | 04/22/2015 |  | 03/23/2020
Florida Heat Pump | Bosch | LV024-3VT/CF/HZ*-***T |  | Water-Source | WBAHP: Heat Pump Packaged Unit | Heat Pump | 208 | 3 |  |  |  | Single-Speed |  |  |  | 23800 | 1664 | 14.3 | 12 | 26200 | 1669 | 4.6 | 4.2 | Federally-Regulated Commercial & Industrial Equipment | 04/22/2015 |  | 03/23/2020
Florida Heat Pump | Bosch | LV030-3VT/CF/HZ*-***P |  | Water-Source | WBAHP: Heat Pump Packaged Unit | Heat Pump | 230 | 3 |  |  |  | Single-Speed |  |  |  | 29200 | 2229 | 13.1 | 12 | 33400 | 2276 | 4.3 | 4.2 | Federally-Regulated Commercial & Industrial Equipment | 04/22/2015 |  | 03/23/2020
Florida Heat Pump | Bosch | ES048-1CF/HZ/VT |  | Water-Source | WBAHP: Heat Pump Packaged Unit | Heat Pump | 208 | 1 |  |  |  | Single-Speed |  |  |  | 48500 | 3501 | 13.9 | 12 | 56500 | 3379 | 4.9 | 4.2 | Federally-Regulated Commercial & Industrial Equipment | 04/22/2015 |  | 03/23/2020
Florida Heat Pump | Bosch | LV042-3VT/CF/HZ*-***T/A*B |  | Water-Source | WBAHP: Heat Pump Packaged Unit | Heat Pump | 208 | 3 |  |  |  | Single-Speed |  |  |  | 40900 | 2900 | 14.1 | 12 | 45300 | 3017 | 4.4 | 4.2 | Federally-Regulated Commercial & Industrial Equipment | 05/01/2015 |  | 03/23/2020
Florida Heat Pump | Bosch | SV048-1VT/CF/HZ*-***P*A |  | Water-Source | WBAHP: Heat Pump Packaged Unit | Heat Pump | 208 | 1 |  |  |  | Single-Speed |  |  |  | 45900 | 3558 | 12.9 | 12 | 56400 | 3844 | 4.3 | 4.2 | Federally-Regulated Commercial & Industrial Equipment | 04/22/2015 |  | 03/23/2020
Florida Heat Pump | Geomaster, LLC | RD036-1VT/CF/HZ*-***P |  | Water-Source | WBAHP: Heat Pump Packaged Unit | Heat Pump | 208 | 1 |  |  | No Match | Single-Speed |  |  |  | 37900 | 2578 | 14.7 | 12 | 41800 | 2663 | 4.6 | 4.2 | Federally-Regulated Commercial & Industrial Equipment | 04/21/2014 |  | 03/23/2020
Florida Heat Pump | Geomaster, LLC | RD060-3VT/CF/HZ*-***P*B |  | Water-Source | WBAHP: Heat Pump Packaged Unit | Heat Pump | 230 | 3 |  |  |  | Single-Speed |  |  |  | 57900 | 4453 | 13 | 12 | 67200 | 4580 | 4.3 | 4.2 | Federally-Regulated Commercial & Industrial Equipment | 05/01/2015 |  | 03/23/2020
Florida Heat Pump | Bosch | LV018-2VT/CF/HZ*-***T |  | Water-Source | WBAHP: Heat Pump Packaged Unit | Heat Pump | 265 | 1 |  |  |  | Single-Speed |  |  |  | 19700 | 1387 | 14.2 | 12 | 21900 | 1366 | 4.7 | 4.2 | Federally-Regulated Commercial & Industrial Equipment | 04/22/2015 |  | 03/23/2020
Florida Heat Pump | Bosch | EC051-1CF/HZ/VT |  | Water-Source | WBAHP: Heat Pump Packaged Unit | Heat Pump | 230 | 1 |  |  |  | Single-Speed |  |  |  | 47500 | 3442 | 13.8 | 12 | 53500 | 3336 | 4.7 | 4.2 | Federally-Regulated Commercial & Industrial Equipment | 04/22/2015 |  | 03/23/2020
Florida Heat Pump | Bosch | EC048-3CF/HZ/VT |  | Water-Source | WBAHP: Heat Pump Packaged Unit | Heat Pump | 230 | 3 |  |  |  | Single-Speed |  |  |  | 48000 | 3428 | 14 | 12 | 58000 | 3541 | 4.8 | 4.2 | Federally-Regulated Commercial & Industrial Equipment | 04/22/2015 |  | 03/23/2020
Florida Heat Pump | Bosch | SV024-1VT/CF/HZ*-***T/A*B |  | Water-Source | WBAHP: Heat Pump Packaged Unit | Heat Pump | 230 | 1 |  |  |  | Single-Speed |  |  |  | 23800 | 1664 | 14.3 | 12 | 26200 | 1669 | 4.6 | 4.2 | Federally-Regulated Commercial & Industrial Equipment | 05/01/2015 |  | 03/23/2020
Florida Heat Pump | Bosch | LV024-1VT/CF/HZ*-***P*B |  | Water-Source | WBAHP: Heat Pump Packaged Unit | Heat Pump | 208 | 1 |  |  |  | Single-Speed |  |  |  | 23400 | 1746 | 13.4 | 12 | 26600 | 1771 | 4.4 | 4.2 | Federally-Regulated Commercial & Industrial Equipment | 05/01/2015 |  | 03/23/2020
Florida Heat Pump | Florida Heat Pump | SV042-3VT/CF/HZ*-***P*A |  | Water-Source | WBAHP: Heat Pump Packaged Unit | Heat Pump | 230 | 3 |  |  | No Match | Single-Speed |  |  |  | 40000 | 3175 | 12.6 | 12 | 46300 | 3231 | 4.2 | 4.2 | Federally-Regulated Commercial & Industrial Equipment | 01/09/2014 |  | 03/23/2020
Florida Heat Pump | Bosch | LV030-1VT/CF/HZ*-***T |  | Water-Source | WBAHP: Heat Pump Packaged Unit | Heat Pump | 230 | 1 |  |  |  | Single-Speed |  |  |  | 30000 | 2027 | 14.8 | 12 | 32800 | 2090 | 4.6 | 4.2 | Federally-Regulated Commercial & Industrial Equipment | 04/22/2015 |  | 03/23/2020
Florida Heat Pump | Bosch | LV060-4VT/CF/HZ*-***T/A*B |  | Water-Source | WBAHP: Heat Pump Packaged Unit | Heat Pump | 460 | 3 |  |  |  | Single-Speed |  |  |  | 59000 | 4125 | 14.3 | 12 | 66400 | 4525 | 4.3 | 4.2 | Federally-Regulated Commercial & Industrial Equipment | 05/01/2015 |  | 03/23/2020
Florida Heat Pump | Bosch | SV060-4VT/CF/HZ*-***T/A*B |  | Water-Source | WBAHP: Heat Pump Packaged Unit | Heat Pump | 460 | 3 |  |  |  | Single-Speed |  |  |  | 59000 | 4125 | 14.3 | 12 | 66400 | 4525 | 4.3 | 4.2 | Federally-Regulated Commercial & Industrial Equipment | 05/01/2015 |  | 03/23/2020
Florida Heat Pump | Bosch | ES048-3CF/HZ/VT |  | Water-Source | WBAHP: Heat Pump Packaged Unit | Heat Pump | 208 | 3 |  |  |  | Single-Speed |  |  |  | 48500 | 3501 | 13.9 | 12 | 56500 | 3379 | 4.9 | 4.2 | Federally-Regulated Commercial & Industrial Equipment | 04/22/2015 |  | 03/23/2020
Florida Heat Pump | Florida Heat Pump | EP009-1HZ/VT |  | Water-Source | WBAHP: Heat Pump Packaged Unit | Heat Pump | 208 | 1 |  |  | No Match | Single-Speed |  |  |  | 9000 | 555 | 16.2 | 11.2 | 11200 | 596 | 5.5 | 4.2 | Federally-Regulated Commercial & Industrial Equipment | 06/14/2011 |  | 03/23/2020
Florida Heat Pump | Geomaster, LLC | RD024-1VT/CF/HZ*-***P*B |  | Water-Source | WBAHP: Heat Pump Packaged Unit | Heat Pump | 208 | 1 |  |  |  | Single-Speed |  |  |  | 23400 | 1746 | 13.4 | 12 | 26600 | 1771 | 4.4 | 4.2 | Federally-Regulated Commercial & Industrial Equipment | 05/01/2015 |  | 03/23/2020
Florida Heat Pump | Bosch | EP030-3HZ/VT |  | Water-Source | WBAHP: Heat Pump Packaged Unit | Heat Pump | 208 | 3 |  |  |  | Single-Speed |  |  |  | 27000 | 1627 | 16.6 | 12 | 31000 | 1540 | 5.9 | 4.2 | Federally-Regulated Commercial & Industrial Equipment | 04/22/2015 |  | 03/23/2020
Florida Heat Pump | Carrier Corp. | 50PCV048L/R**1/AA |  | Water-Source | WBAHP: Heat Pump Packaged Unit | Heat Pump | 575 | 3 |  |  |  | Single-Speed |  |  |  | 45900 | 3530 | 13 | 12 | 56400 | 3844 | 4.3 | 4.2 | Federally-Regulated Commercial & Industrial Equipment | 05/01/2015 |  | 03/23/2020
Florida Heat Pump | Bosch | SV070-3VT/CF/HZ*-***P*A |  | Water-Source | WBAHP: Heat Pump Packaged Unit | Heat Pump | 208 | 3 |  |  |  | Single-Speed |  |  |  | 64000 | 4812 | 13.3 | 12 | 72800 | 4849 | 4.4 | 4.2 | Federally-Regulated Commercial & Industrial Equipment | 04/22/2015 |  | 03/23/2020
Florida Heat Pump | Bosch | SV060-1VT/CF/HZ*-***T/A*A |  | Water-Source | WBAHP: Heat Pump Packaged Unit | Heat Pump | 230 | 1 |  |  |  | Single-Speed |  |  |  | 59000 | 4184 | 14.1 | 12 | 66400 | 4633 | 4.2 | 4.2 | Federally-Regulated Commercial & Industrial Equipment | 04/22/2015 |  | 03/23/2020
Florida Heat Pump | Bosch | CP036-1HZ/VT |  | Water-Source | WBAHP: Heat Pump Packaged Unit | Heat Pump | 208 | 1 |  |  |  | Single-Speed |  |  |  | 36000 | 2093 | 17.2 | 12 | 41000 | 2145 | 5.6 | 4.2 | Federally-Regulated Commercial & Industrial Equipment | 05/01/2015 |  | 03/23/2020
Florida Heat Pump | Bosch | LV018-1VT/CF/HZ*-***P |  | Water-Source | WBAHP: Heat Pump Packaged Unit | Heat Pump | 230 | 1 |  |  |  | Single-Speed |  |  |  | 19400 | 1448 | 13.4 | 12 | 22200 | 1414 | 4.6 | 4.2 | Federally-Regulated Commercial & Industrial Equipment | 04/22/2015 |  | 03/23/2020
Florida Heat Pump | Geomaster, LLC | RD024-3VT/CF/HZ*-***P |  | Water-Source | WBAHP: Heat Pump Packaged Unit | Heat Pump | 230 | 3 |  |  | No Match | Single-Speed |  |  |  | 23400 | 1746 | 13.4 | 12 | 26600 | 1772 | 4.4 | 4.2 | Federally-Regulated Commercial & Industrial Equipment | 04/21/2014 |  | 03/23/2020
Florida Heat Pump | Carrier Corp. | 50PCV042J/K**6/FA |  | Water-Source | WBAHP: Heat Pump Packaged Unit | Heat Pump | 460 | 3 |  |  |  | Single-Speed |  |  |  | 40900 | 2900 | 14.1 | 12 | 45300 | 3017 | 4.4 | 4.2 | Federally-Regulated Commercial & Industrial Equipment | 05/01/2015 |  | 03/23/2020
Florida Heat Pump | Florida Heat Pump | BP012-1HZ/VT |  | Water-Source | WBAHP: Heat Pump Packaged Unit | Heat Pump | 208 | 1 |  |  | No Match | Single-Speed |  |  |  | 12200 | 818 | 14.9 | 11.2 | 16500 | 948 | 5.1 | 4.2 | Federally-Regulated Commercial & Industrial Equipment | 06/14/2011 |  | 03/23/2020
Florida Heat Pump | Bosch | SV060-1VT/CF/HZ*-***P*B |  | Water-Source | WBAHP: Heat Pump Packaged Unit | Heat Pump | 230 | 1 |  |  |  | Single-Speed |  |  |  | 57900 | 4453 | 13 | 12 | 67200 | 4580 | 4.3 | 4.2 | Federally-Regulated Commercial & Industrial Equipment | 05/01/2015 |  | 03/23/2020
Florida Heat Pump | Florida Heat Pump | SV024-3CF/VT/HZ*-***T/A*A |  | Water-Source | WBAHP: Heat Pump Packaged Unit | Heat Pump | 230 | 3 |  |  | No Match | Single-Speed |  |  |  | 23800 | 1664 | 14.3 | 12 | 26200 | 1669 | 4.6 | 4.2 | Federally-Regulated Commercial & Industrial Equipment | 01/09/2014 |  | 03/23/2020
Florida Heat Pump | Florida Heat Pump | SV041-3VT/CF*-***P*A |  | Water-Source | WBAHP: Heat Pump Packaged Unit | Heat Pump | 230 | 3 |  |  | No Match | Single-Speed |  |  |  | 39500 | 2904 | 13.6 | 12 | 44600 | 3112 | 4.2 | 4.2 | Federally-Regulated Commercial & Industrial Equipment | 01/09/2014 |  | 03/23/2020
Florida Heat Pump | Bosch | SV042-4VT/CF/HZ*-***T/A*B |  | Water-Source | WBAHP: Heat Pump Packaged Unit | Heat Pump | 460 | 3 |  |  |  | Single-Speed |  |  |  | 40900 | 2900 | 14.1 | 12 | 45300 | 3017 | 4.4 | 4.2 | Federally-Regulated Commercial & Industrial Equipment | 05/01/2015 |  | 03/23/2020
Florida Heat Pump | Florida Heat Pump | SV048-4VT/CF/HZ*-***P*A |  | Water-Source | WBAHP: Heat Pump Packaged Unit | Heat Pump | 460 | 3 |  |  | No Match | Single-Speed |  |  |  | 45900 | 3558 | 12.9 | 12 | 56400 | 3844 | 4.3 | 4.2 | Federally-Regulated Commercial & Industrial Equipment | 01/09/2014 |  | 03/23/2020
Florida Heat Pump | Bosch | SV042-3VT/CF/HZ*-***P*B |  | Water-Source | WBAHP: Heat Pump Packaged Unit | Heat Pump | 208 | 3 |  |  |  | Single-Speed |  |  |  | 40000 | 2919 | 13.7 | 12 | 46300 | 3155 | 4.3 | 4.2 | Federally-Regulated Commercial & Industrial Equipment | 05/01/2015 |  | 03/23/2020
Florida Heat Pump | Geomaster, LLC | RD018-1VT/CF/HZ*-***A |  | Water-Source | WBAHP: Heat Pump Packaged Unit | Heat Pump | 230 | 1 |  |  | No Match | Single-Speed |  |  |  | 19700 | 1387 | 14.2 | 12 | 21900 | 1366 | 4.7 | 4.2 | Federally-Regulated Commercial & Industrial Equipment | 04/21/2014 |  | 03/23/2020
Florida Heat Pump | Bosch | BP015-1HZ/VT |  | Water-Source | WBAHP: Heat Pump Packaged Unit | Heat Pump | 230 | 1 |  |  |  | Single-Speed |  |  |  | 15200 | 869 | 17.5 | 11.2 | 17500 | 916 | 5.6 | 4.2 | Federally-Regulated Commercial & Industrial Equipment | 04/22/2015 |  | 03/23/2020
Florida Heat Pump | Bosch | SV041-4VT/CF*-***T/A*A |  | Water-Source | WBAHP: Heat Pump Packaged Unit | Heat Pump | 460 | 3 |  |  |  | Single-Speed |  |  |  | 40500 | 2580 | 15.7 | 12 | 43700 | 2911 | 4.4 | 4.2 | Federally-Regulated Commercial & Industrial Equipment | 04/22/2015 |  | 03/23/2020
Florida Heat Pump | Florida Heat Pump | CP060-1HZ/VT |  | Water-Source | WBAHP: Heat Pump Packaged Unit | Heat Pump | 230 | 1 |  |  | No Match | Single-Speed |  |  |  | 62000 | 3625 | 17.1 | 12 | 72000 | 3638 | 5.8 | 4.2 | Federally-Regulated Commercial & Industrial Equipment | 06/14/2011 |  | 03/23/2020
Florida Heat Pump | Carrier Corp. | 50PCH060Z/B/S/E**6/FA |  | Water-Source | WBAHP: Heat Pump Packaged Unit | Heat Pump | 460 | 3 |  |  |  | Single-Speed |  |  |  | 57900 | 4453 | 13 | 12 | 67200 | 4580 | 4.3 | 4.2 | Federally-Regulated Commercial & Industrial Equipment | 05/01/2015 |  | 03/23/2020
Florida Heat Pump | Bosch | AP049-4CF/HZ/VT |  | Water-Source | WBAHP: Heat Pump Packaged Unit | Heat Pump | 460 | 3 |  |  |  | Dual-Speed |  |  |  | 50000 | 3164 | 15.8 | 12 | 53000 | 2987 | 5.2 | 4.2 | Federally-Regulated Commercial & Industrial Equipment | 04/22/2015 |  | 03/23/2020
Florida Heat Pump | Bosch | SV030-2VT/CF/HZ*-***P*A |  | Water-Source | WBAHP: Heat Pump Packaged Unit | Heat Pump | 265 | 1 |  |  |  | Single-Speed |  |  |  | 29200 | 2229 | 13.1 | 12 | 33400 | 2276 | 4.3 | 4.2 | Federally-Regulated Commercial & Industrial Equipment | 04/22/2015 |  | 03/23/2020
Florida Heat Pump | Geomaster, LLC | RD012-1VT/CF/HZ*-***P |  | Water-Source | WBAHP: Heat Pump Packaged Unit | Heat Pump | 208 | 1 |  |  | No Match | Single-Speed |  |  |  | 10900 | 924 | 11.8 | 11.2 | 13000 | 886 | 4.3 | 4.2 | Federally-Regulated Commercial & Industrial Equipment | 04/21/2014 |  | 03/23/2020
Florida Heat Pump | Bosch | EC030-2CF/HZ/VT |  | Water-Source | WBAHP: Heat Pump Packaged Unit | Heat Pump | 265 | 1 |  |  |  | Single-Speed |  |  |  | 29000 | 2230 | 13 | 12 | 35000 | 2385 | 4.3 | 4.2 | Federally-Regulated Commercial & Industrial Equipment | 04/22/2015 |  | 03/23/2020
Florida Heat Pump | Florida Heat Pump | LV042-1VT/CF/HZ*-***P*B |  | Water-Source | WBAHP: Heat Pump Packaged Unit | Heat Pump | 230 | 1 |  |  |  | Single-Speed |  |  |  | 40000 | 2919 | 13.7 | 12 | 46300 | 3155 | 4.3 | 4.2 | Federally-Regulated Commercial & Industrial Equipment | 05/01/2015 |  | 03/23/2020
Florida Heat Pump | Bosch | LV024-3VT/CF/HZ*-***T/A*B |  | Water-Source | WBAHP: Heat Pump Packaged Unit | Heat Pump | 230 | 3 |  |  |  | Single-Speed |  |  |  | 23800 | 1664 | 14.3 | 12 | 26200 | 1669 | 4.6 | 4.2 | Federally-Regulated Commercial & Industrial Equipment | 05/01/2015 |  | 03/23/2020
Florida Heat Pump | Geomaster, LLC | EP012-2HZ/VT |  | Water-Source | WBAHP: Heat Pump Packaged Unit | Heat Pump | 265 | 1 |  |  | No Match | Single-Speed | 799 | 33 |  | 12200 | 819 | 14.9 | 11.2 | 16500 | 948 | 5.1 | 4.2 | Federally-Regulated Commercial & Industrial Equipment | 08/23/2011 |  | 03/23/2020
Florida Heat Pump | Florida Heat Pump | SV042-1VT/CF/HZ*-***T/A*A |  | Water-Source | WBAHP: Heat Pump Packaged Unit | Heat Pump | 230 | 1 |  |  | No Match | Single-Speed |  |  |  | 40900 | 2901 | 14.1 | 12 | 45300 | 3017 | 4.4 | 4.2 | Federally-Regulated Commercial & Industrial Equipment | 01/09/2014 |  | 03/23/2020
Florida Heat Pump | Bosch | EC015-1CF/HZ/VT |  | Water-Source | WBAHP: Heat Pump Packaged Unit | Heat Pump | 230 | 1 |  |  |  | Single-Speed |  |  |  | 14000 | 1076 | 13 | 11.2 | 18000 | 1146 | 4.6 | 4.2 | Federally-Regulated Commercial & Industrial Equipment | 04/22/2015 |  | 03/23/2020
Florida Heat Pump | Florida Heat Pump | SV042-1VT/CF/HZ*-***P*A |  | Water-Source | WBAHP: Heat Pump Packaged Unit | Heat Pump | 230 | 1 |  |  | No Match | Single-Speed |  |  |  | 40000 | 3175 | 12.6 | 12 | 46300 | 3231 | 4.2 | 4.2 | Federally-Regulated Commercial & Industrial Equipment | 01/09/2014 |  | 03/23/2020
Florida Heat Pump | Bosch | LV060-5VT/CF/HZ*-***P |  | Water-Source | WBAHP: Heat Pump Packaged Unit | Heat Pump | 575 | 3 |  |  |  | Single-Speed |  |  |  | 57900 | 4386 | 13.2 | 12 | 67200 | 4689 | 4.2 | 4.2 | Federally-Regulated Commercial & Industrial Equipment | 04/22/2015 |  | 03/23/2020
Florida Heat Pump | Geomaster, LLC | RD048-3VT/CF/HZ*-***P*B |  | Water-Source | WBAHP: Heat Pump Packaged Unit | Heat Pump | 208 | 3 |  |  |  | Single-Speed |  |  |  | 45900 | 3530 | 13 | 12 | 56400 | 3844 | 4.3 | 4.2 | Federally-Regulated Commercial & Industrial Equipment | 05/01/2015 |  | 03/23/2020
Florida Heat Pump | Florida Heat Pump | ES035-3CF/HZ/VT |  | Water-Source | WBAHP: Heat Pump Packaged Unit | Heat Pump | 208 | 3 |  |  |  | Dual-Speed |  |  |  | 36000 | 2465 | 14.6 | 12 | 43000 | 2625 | 4.8 | 4.2 | Federally-Regulated Commercial & Industrial Equipment | 04/29/2015 |  | 03/23/2020
Florida Heat Pump | Carrier Corp. | 50PCV060J/K**5/EA |  | Water-Source | WBAHP: Heat Pump Packaged Unit | Heat Pump | 208 | 3 |  |  |  | Single-Speed |  |  |  | 59000 | 4125 | 14.3 | 12 | 66400 | 4525 | 4.3 | 4.2 | Federally-Regulated Commercial & Industrial Equipment | 05/01/2015 |  | 03/23/2020
Florida Heat Pump | Florida Heat Pump | LV060-5VT/CF/HZ*-***P*B |  | Water-Source | WBAHP: Heat Pump Packaged Unit | Heat Pump | 575 | 3 |  |  |  | Single-Speed |  |  |  | 57900 | 4453 | 13 | 12 | 67200 | 4580 | 4.3 | 4.2 | Federally-Regulated Commercial & Industrial Equipment | 05/01/2015 |  | 03/23/2020
Florida Heat Pump | Carrier Corp. | 50PCV048L/R**5/EA |  | Water-Source | WBAHP: Heat Pump Packaged Unit | Heat Pump | 208 | 3 |  |  |  | Single-Speed |  |  |  | 45900 | 3530 | 13 | 12 | 56400 | 3844 | 4.3 | 4.2 | Federally-Regulated Commercial & Industrial Equipment | 05/01/2015 |  | 03/23/2020
Florida Heat Pump | Bosch | LV041-3VT/CF*-***P |  | Water-Source | WBAHP: Heat Pump Packaged Unit | Heat Pump | 208 | 3 |  |  |  | Single-Speed |  |  |  | 39500 | 2904 | 13.6 | 12 | 44600 | 3112 | 4.2 | 4.2 | Federally-Regulated Commercial & Industrial Equipment | 04/22/2015 |  | 03/23/2020
Florida Heat Pump | Geomaster, LLC | RD024-4VT/CF/HZ*-***T |  | Water-Source | WBAHP: Heat Pump Packaged Unit | Heat Pump | 460 | 3 |  |  | No Match | Single-Speed |  |  |  | 23800 | 1664 | 14.3 | 12 | 26200 | 1669 | 4.6 | 4.2 | Federally-Regulated Commercial & Industrial Equipment | 04/21/2014 |  | 03/23/2020
Florida Heat Pump | Carrier Corp. | 50PCV024J/K**5/EA |  | Water-Source | WBAHP: Heat Pump Packaged Unit | Heat Pump | 230 | 3 |  |  |  | Single-Speed |  |  |  | 23800 | 1664 | 14.3 | 12 | 26200 | 1669 | 4.6 | 4.2 | Federally-Regulated Commercial & Industrial Equipment | 05/01/2015 |  | 03/23/2020
Florida Heat Pump | Geomaster, LLC | RD120-3HZ/VT |  | Water-Source | WBAHP: Heat Pump Packaged Unit | Heat Pump | 230 | 3 |  |  | No Match | Single-Speed | 9061 | 1460 | 1 | 124000 | 9394 | 13.2 | 12 | 158000 | 10524 | 4.4 | 4.2 | Federally-Regulated Commercial & Industrial Equipment | 04/21/2014 |  | 03/23/2020
Florida Heat Pump | Carrier Corp. | 50PCV024L/R**5/EA |  | Water-Source | WBAHP: Heat Pump Packaged Unit | Heat Pump | 230 | 3 |  |  |  | Single-Speed |  |  |  | 23400 | 1746 | 13.4 | 12 | 26600 | 1771 | 4.4 | 4.2 | Federally-Regulated Commercial & Industrial Equipment | 05/01/2015 |  | 03/23/2020
Florida Heat Pump | Bosch | EC042-1CF/HZ/VT |  | Water-Source | WBAHP: Heat Pump Packaged Unit | Heat Pump | 230 | 1 |  |  |  | Single-Speed |  |  |  | 42000 | 3230 | 13 | 12 | 53000 | 3698 | 4.2 | 4.2 | Federally-Regulated Commercial & Industrial Equipment | 04/22/2015 |  | 03/23/2020
Florida Heat Pump | Carrier Corp. | 50PCH042N/P/W/Y**3/CA |  | Water-Source | WBAHP: Heat Pump Packaged Unit | Heat Pump | 230 | 1 |  |  |  | Single-Speed |  |  |  | 40900 | 2900 | 14.1 | 12 | 45300 | 3017 | 4.4 | 4.2 | Federally-Regulated Commercial & Industrial Equipment | 05/01/2015 |  | 03/23/2020
Florida Heat Pump | Bosch | LV070-4VT/CF/HZ*-***T/A*B |  | Water-Source | WBAHP: Heat Pump Packaged Unit | Heat Pump | 460 | 3 |  |  |  | Single-Speed | 4027 | 819 |  | 65200 | 4465 | 14.6 | 11.9 | 71800 | 4574 | 4.6 | 4.2 | Federally-Regulated Commercial & Industrial Equipment | 05/01/2015 |  | 03/23/2020
Florida Heat Pump | Geomaster, LLC | RD042-4VT/CF/HZ*-***T/A*B |  | Water-Source | WBAHP: Heat Pump Packaged Unit | Heat Pump | 460 | 3 |  |  |  | Single-Speed |  |  |  | 40900 | 2900 | 14.1 | 12 | 45300 | 3017 | 4.4 | 4.2 | Federally-Regulated Commercial & Industrial Equipment | 05/01/2015 |  | 03/23/2020
Florida Heat Pump | Bosch | LV048-1VT/CF/HZ*-***T/A*B |  | Water-Source | WBAHP: Heat Pump Packaged Unit | Heat Pump | 230 | 1 |  |  |  | Single-Speed |  |  |  | 46800 | 3295 | 14.2 | 12 | 55600 | 3621 | 4.5 | 4.2 | Federally-Regulated Commercial & Industrial Equipment | 05/01/2015 |  | 03/23/2020
Florida Heat Pump | Florida Heat Pump | EP060-1HZ/VT |  | Water-Source | WBAHP: Heat Pump Packaged Unit | Heat Pump | 208 | 1 |  |  | No Match | Single-Speed |  |  |  | 60400 | 3728 | 16.2 | 12 | 71500 | 3676 | 5.7 | 4.2 | Federally-Regulated Commercial & Industrial Equipment | 04/21/2014 |  | 03/23/2020
Florida Heat Pump | Bosch | LV024-2VT/CF/HZ*-***A |  | Water-Source | WBAHP: Heat Pump Packaged Unit | Heat Pump | 265 | 1 |  |  |  | Single-Speed |  |  |  | 23800 | 1664 | 14.3 | 12 | 26200 | 1669 | 4.6 | 4.2 | Federally-Regulated Commercial & Industrial Equipment | 04/22/2015 |  | 03/23/2020
Florida Heat Pump | Bosch | LV015-1VT/CF/HZ*-***P |  | Water-Source | WBAHP: Heat Pump Packaged Unit | Heat Pump | 230 | 1 |  |  |  | Single-Speed |  |  |  | 13400 | 1107 | 12.1 | 11.2 | 16100 | 1123 | 4.2 | 4.2 | Federally-Regulated Commercial & Industrial Equipment | 04/22/2015 |  | 03/23/2020
Florida Heat Pump | Bosch | AP035-3CF/HZ/VT |  | Water-Source | WBAHP: Heat Pump Packaged Unit | Heat Pump | 230 | 3 |  |  |  | Dual-Speed |  |  |  | 36600 | 2287 | 16 | 12 | 43000 | 2471 | 5.1 | 4.2 | Federally-Regulated Commercial & Industrial Equipment | 05/01/2015 |  | 03/23/2020
Florida Heat Pump | Bosch | SV036-3VT/CF/HZ*-***P*A |  | Water-Source | WBAHP: Heat Pump Packaged Unit | Heat Pump | 208 | 3 |  |  |  | Single-Speed |  |  |  | 37900 | 2578 | 14.7 | 12 | 41800 | 2663 | 4.6 | 4.2 | Federally-Regulated Commercial & Industrial Equipment | 04/22/2015 |  | 03/23/2020
Florida Heat Pump | Bosch | EC120-4HZ/VT |  | Water-Source | WBAHP: Heat Pump Packaged Unit | Heat Pump | 460 | 3 |  |  |  | Single-Speed | 9101 | 1460 |  | 124000 | 9394 | 13.2 | 11.9 | 158000 | 10524 | 4.4 | 4.2 | Federally-Regulated Commercial & Industrial Equipment | 04/22/2015 |  | 03/23/2020
Florida Heat Pump | Bosch | LV042-1VT/CF/HZ*-***A |  | Water-Source | WBAHP: Heat Pump Packaged Unit | Heat Pump | 208 | 1 |  |  |  | Single-Speed |  |  |  | 40900 | 2901 | 14.1 | 12 | 45300 | 3017 | 4.4 | 4.2 | Federally-Regulated Commercial & Industrial Equipment | 04/22/2015 |  | 03/23/2020
Florida Heat Pump | Geomaster, LLC | RD030-1VT/CF/HZ*-***P |  | Water-Source | WBAHP: Heat Pump Packaged Unit | Heat Pump | 230 | 1 |  |  | No Match | Single-Speed |  |  |  | 29200 | 2229 | 13.1 | 12 | 33400 | 2276 | 4.3 | 4.2 | Federally-Regulated Commercial & Industrial Equipment | 04/21/2014 |  | 03/23/2020
Florida Heat Pump | Bosch | SV041-1VT/CF*-***P*A |  | Water-Source | WBAHP: Heat Pump Packaged Unit | Heat Pump | 208 | 1 |  |  |  | Single-Speed |  |  |  | 39500 | 2904 | 13.6 | 12 | 44600 | 3112 | 4.2 | 4.2 | Federally-Regulated Commercial & Industrial Equipment | 04/22/2015 |  | 03/23/2020
Florida Heat Pump | Bosch | SV024-3VT/CF/HZ*-***T/A*B |  | Water-Source | WBAHP: Heat Pump Packaged Unit | Heat Pump | 230 | 3 |  |  |  | Single-Speed |  |  |  | 23800 | 1664 | 14.3 | 12 | 26200 | 1669 | 4.6 | 4.2 | Federally-Regulated Commercial & Industrial Equipment | 05/01/2015 |  | 03/23/2020
Florida Heat Pump | Bosch | EP048-3HZ/VT |  | Water-Source | WBAHP: Heat Pump Packaged Unit | Heat Pump | 230 | 3 |  |  |  | Single-Speed |  |  |  | 47400 | 2756 | 17.2 | 12 | 50000 | 2765 | 5.3 | 4.2 | Federally-Regulated Commercial & Industrial Equipment | 04/22/2015 |  | 03/23/2020
Florida Heat Pump | Bosch | LV018-2VT/CF/HZ*-***P |  | Water-Source | WBAHP: Heat Pump Packaged Unit | Heat Pump | 265 | 1 |  |  |  | Single-Speed |  |  |  | 19400 | 1448 | 13.4 | 12 | 22200 | 1414 | 4.6 | 4.2 | Federally-Regulated Commercial & Industrial Equipment | 04/22/2015 |  | 03/23/2020
Florida Heat Pump | Florida Heat Pump | LV024-1VT/CF/HZ*-***T/A*B |  | Water-Source | WBAHP: Heat Pump Packaged Unit | Heat Pump | 230 | 1 |  |  |  | Single-Speed |  |  |  | 23800 | 1664 | 14.3 | 12 | 26200 | 1669 | 4.6 | 4.2 | Federally-Regulated Commercial & Industrial Equipment | 05/01/2015 |  | 03/23/2020
Florida Heat Pump | Geomaster, LLC | RD030-1VT/CF/HZ*-***A |  | Water-Source | WBAHP: Heat Pump Packaged Unit | Heat Pump | 230 | 1 |  |  | No Match | Single-Speed |  |  |  | 30000 | 2027 | 14.8 | 12 | 32800 | 2090 | 4.6 | 4.2 | Federally-Regulated Commercial & Industrial Equipment | 04/21/2014 |  | 03/23/2020
Florida Heat Pump | Bosch | LV024-4VT/CF/HZ*-***P |  | Water-Source | WBAHP: Heat Pump Packaged Unit | Heat Pump | 460 | 3 |  |  |  | Single-Speed |  |  |  | 23400 | 1746 | 13.4 | 12 | 26600 | 1772 | 4.4 | 4.2 | Federally-Regulated Commercial & Industrial Equipment | 04/22/2015 |  | 03/23/2020
Florida Heat Pump | Geomaster, LLC | EP024-2HZ/VT |  | Water-Source | WBAHP: Heat Pump Packaged Unit | Heat Pump | 265 | 1 |  |  | No Match | Single-Speed | 1307 | 50 |  | 24500 | 1346 | 18.2 | 12 | 28500 | 1465 | 5.7 | 4.2 | Federally-Regulated Commercial & Industrial Equipment | 08/23/2011 |  | 03/23/2020
Florida Heat Pump | Geomaster, LLC | ES049-3CF/HZ/VT |  | Water-Source | WBAHP: Heat Pump Packaged Unit | Heat Pump | 208 | 3 |  |  | No Match | Single-Speed |  |  |  | 48000 | 3810 | 12.6 | 12 | 58000 | 3541 | 4.8 | 4.2 | Federally-Regulated Commercial & Industrial Equipment | 11/30/2011 |  | 03/23/2020
Florida Heat Pump | Geomaster, LLC | EP060-4HZ/VT |  | Water-Source | WBAHP: Heat Pump Packaged Unit | Heat Pump | 460 | 3 |  |  | No Match | Single-Speed |  |  |  | 60400 | 3728 | 16.2 | 12 | 71500 | 3676 | 5.7 | 4.2 | Federally-Regulated Commercial & Industrial Equipment | 04/21/2014 |  | 03/23/2020
Florida Heat Pump | Bosch | ES035-3CF/HZ/VT |  | Water-Source | WBAHP: Heat Pump Packaged Unit | Heat Pump | 230 | 3 |  |  |  | Dual-Speed |  |  |  | 36000 | 2465 | 14.6 | 12 | 43000 | 2625 | 4.8 | 4.2 | Federally-Regulated Commercial & Industrial Equipment | 04/29/2015 |  | 03/23/2020
Florida Heat Pump | Bosch | LV036-4VT/CF/HZ*-***P |  | Water-Source | WBAHP: Heat Pump Packaged Unit | Heat Pump | 460 | 3 |  |  |  | Single-Speed |  |  |  | 37900 | 2578 | 14.7 | 12 | 41800 | 2663 | 4.6 | 4.2 | Federally-Regulated Commercial & Industrial Equipment | 04/22/2015 |  | 03/23/2020
Florida Heat Pump | Bosch | LV070-3VT/CF/HZ*-***P |  | Water-Source | WBAHP: Heat Pump Packaged Unit | Heat Pump | 208 | 3 |  |  |  | Single-Speed |  |  |  | 64000 | 4812 | 13.3 | 12 | 72800 | 4849 | 4.4 | 4.2 | Federally-Regulated Commercial & Industrial Equipment | 04/22/2015 |  | 03/23/2020
Florida Heat Pump | Geomaster, LLC | RD070-5VT/CF/HZ*-***P*B |  | Water-Source | WBAHP: Heat Pump Packaged Unit | Heat Pump | 575 | 3 |  |  |  | Single-Speed |  |  |  | 64000 | 4812 | 13.3 | 12 | 72800 | 4849 | 4.4 | 4.2 | Federally-Regulated Commercial & Industrial Equipment | 05/01/2015 |  | 03/23/2020
Florida Heat Pump | Carrier Corp. | 50PCV070J/K**6/FA |  | Water-Source | WBAHP: Heat Pump Packaged Unit | Heat Pump | 460 | 3 |  |  |  | Single-Speed | 4027 | 819 |  | 65200 | 4465 | 14.6 | 11.9 | 71800 | 4574 | 4.6 | 4.2 | Federally-Regulated Commercial & Industrial Equipment | 05/01/2015 |  | 03/23/2020
Florida Heat Pump | Bosch | LV041-1VT/CF*-***A |  | Water-Source | WBAHP: Heat Pump Packaged Unit | Heat Pump | 208 | 1 |  |  |  | Single-Speed |  |  |  | 40500 | 2580 | 15.7 | 12 | 43700 | 2911 | 4.4 | 4.2 | Federally-Regulated Commercial & Industrial Equipment | 04/22/2015 |  | 03/23/2020
Florida Heat Pump | Geomaster, LLC | EP009-1HZ/VT |  | Water-Source | WBAHP: Heat Pump Packaged Unit | Heat Pump | 208 | 1 |  |  | No Match | Single-Speed | 539 | 43 |  | 9000 | 556 | 16.2 | 11.2 | 11200 | 597 | 5.5 | 4.2 | Federally-Regulated Commercial & Industrial Equipment | 08/23/2011 |  | 03/23/2020
Florida Heat Pump | Geomaster, LLC | EP070-3HZ/VT |  | Water-Source | WBAHP: Heat Pump Packaged Unit | Heat Pump | 208 | 3 |  |  | No Match | Single-Speed | 4235 | 413 |  | 68000 | 4198 | 16.2 | 12 | 86000 | 4501 | 5.6 | 4.2 | Federally-Regulated Commercial & Industrial Equipment | 08/23/2011 |  | 03/23/2020
Florida Heat Pump | Geomaster, LLC | EP030-2HZ/VT |  | Water-Source | WBAHP: Heat Pump Packaged Unit | Heat Pump | 265 | 1 |  |  | No Match | Single-Speed | 1629 | 113 |  | 27000 | 1627 | 16.6 | 12 | 31000 | 1540 | 5.9 | 4.2 | Federally-Regulated Commercial & Industrial Equipment | 08/23/2011 |  | 03/23/2020
Florida Heat Pump | Florida Heat Pump | LV060-1VT/CF/HZ*-***P*B |  | Water-Source | WBAHP: Heat Pump Packaged Unit | Heat Pump | 230 | 1 |  |  |  | Single-Speed |  |  |  | 57900 | 4453 | 13 | 12 | 67200 | 4580 | 4.3 | 4.2 | Federally-Regulated Commercial & Industrial Equipment | 05/01/2015 |  | 03/23/2020
Florida Heat Pump | Bosch | SV024-3CF/VT/HZ*-***P*A |  | Water-Source | WBAHP: Heat Pump Packaged Unit | Heat Pump | 230 | 3 |  |  |  | Single-Speed |  |  |  | 23400 | 1746 | 13.4 | 12 | 26600 | 1772 | 4.4 | 4.2 | Federally-Regulated Commercial & Industrial Equipment | 04/22/2015 |  | 03/23/2020
Florida Heat Pump | Geomaster, LLC | EP060-1HZ/VT |  | Water-Source | WBAHP: Heat Pump Packaged Unit | Heat Pump | 230 | 1 |  |  | No Match | Single-Speed |  |  |  | 60400 | 3728 | 16.2 | 12 | 71500 | 3676 | 5.7 | 4.2 | Federally-Regulated Commercial & Industrial Equipment | 04/21/2014 |  | 03/23/2020
Florida Heat Pump | Carrier Corp. | 50PCH070N/P/W/Y**5/EA |  | Water-Source | WBAHP: Heat Pump Packaged Unit | Heat Pump | 208 | 3 |  |  |  | Single-Speed |  |  |  | 64000 | 4812 | 13.3 | 12 | 72800 | 4849 | 4.4 | 4.2 | Federally-Regulated Commercial & Industrial Equipment | 05/01/2015 |  | 03/23/2020
Florida Heat Pump | Carrier Corp. | 50PCH024N/P/W/Y**5/EA |  | Water-Source | WBAHP: Heat Pump Packaged Unit | Heat Pump | 208 | 3 |  |  |  | Single-Speed |  |  |  | 23800 | 1664 | 14.3 | 12 | 26200 | 1669 | 4.6 | 4.2 | Federally-Regulated Commercial & Industrial Equipment | 05/01/2015 |  | 03/23/2020
Florida Heat Pump | Carrier Corp. | 50PCH070Z/B/S/E**1/AA |  | Water-Source | WBAHP: Heat Pump Packaged Unit | Heat Pump | 575 | 3 |  |  |  | Single-Speed |  |  |  | 64000 | 4812 | 13.3 | 12 | 72800 | 4849 | 4.4 | 4.2 | Federally-Regulated Commercial & Industrial Equipment | 05/01/2015 |  | 03/23/2020
Florida Heat Pump | Geomaster, LLC | LV024-4VT/CF/HZ*-***T |  | Water-Source | WBAHP: Heat Pump Packaged Unit | Heat Pump | 460 | 3 |  |  |  | Single-Speed |  |  |  | 23800 | 1664 | 14.3 | 12 | 26200 | 1669 | 4.6 | 4.2 | Federally-Regulated Commercial & Industrial Equipment | 06/19/2015 |  | 03/23/2020
Florida Heat Pump | Florida Heat Pump | LV024-4VT/CF/HZ*-***T/A*B |  | Water-Source | WBAHP: Heat Pump Packaged Unit | Heat Pump | 460 | 3 |  |  |  | Single-Speed |  |  |  | 23800 | 1664 | 14.3 | 12 | 26200 | 1669 | 4.6 | 4.2 | Federally-Regulated Commercial & Industrial Equipment | 05/01/2015 |  | 03/23/2020
Florida Heat Pump | Bosch | EC036-2CF/HZ/VT |  | Water-Source | WBAHP: Heat Pump Packaged Unit | Heat Pump | 265 | 1 |  |  |  | Single-Speed |  |  |  | 36000 | 2608 | 13.8 | 12 | 46000 | 2995 | 4.5 | 4.2 | Federally-Regulated Commercial & Industrial Equipment | 04/22/2015 |  | 03/23/2020
Florida Heat Pump | Geomaster, LLC | RD042-1VT/CF/HZ*-***T/A*B |  | Water-Source | WBAHP: Heat Pump Packaged Unit | Heat Pump | 230 | 1 |  |  |  | Single-Speed |  |  |  | 40900 | 2900 | 14.1 | 12 | 45300 | 3017 | 4.4 | 4.2 | Federally-Regulated Commercial & Industrial Equipment | 05/01/2015 |  | 03/23/2020
Florida Heat Pump | Bosch | LV012-2VT/CF/HZ*-***P |  | Water-Source | WBAHP: Heat Pump Packaged Unit | Heat Pump | 265 | 1 |  |  |  | Single-Speed |  |  |  | 10900 | 924 | 11.8 | 11.2 | 13000 | 886 | 4.3 | 4.2 | Federally-Regulated Commercial & Industrial Equipment | 04/22/2015 |  | 03/23/2020
Florida Heat Pump | Geomaster, LLC | RD072-1HZ/VT |  | Water-Source | WBAHP: Heat Pump Packaged Unit | Heat Pump | 208 | 1 |  |  | No Match | Single-Speed | 5150 | 840 | 1 | 72000 | 5538 | 13 | 12 | 92000 | 5992 | 4.5 | 4.2 | Federally-Regulated Commercial & Industrial Equipment | 04/21/2014 |  | 03/23/2020
Florida Heat Pump | Bosch | LV070-1VT/CF/HZ*-***P |  | Water-Source | WBAHP: Heat Pump Packaged Unit | Heat Pump | 230 | 1 |  |  |  | Single-Speed |  |  |  | 64000 | 4812 | 13.3 | 12 | 72800 | 4849 | 4.4 | 4.2 | Federally-Regulated Commercial & Industrial Equipment | 04/22/2015 |  | 03/23/2020
Florida Heat Pump | Bosch | SV009-1CF/VT/HZ*-***P*A |  | Water-Source | WBAHP: Heat Pump Packaged Unit | Heat Pump | 208 | 1 |  |  |  | Single-Speed |  |  |  | 8200 | 661 | 12.4 | 11.2 | 9900 | 617 | 4.7 | 4.2 | Federally-Regulated Commercial & Industrial Equipment | 04/22/2015 |  | 03/23/2020
Florida Heat Pump | Bosch | SV015-1CF/VT/HZ*-***T/A*A |  | Water-Source | WBAHP: Heat Pump Packaged Unit | Heat Pump | 230 | 1 |  |  |  | Single-Speed |  |  |  | 13700 | 979 | 14 | 11.2 | 15500 | 1032 | 4.4 | 4.2 | Federally-Regulated Commercial & Industrial Equipment | 04/22/2015 |  | 03/23/2020
Florida Heat Pump | Bosch | SV030-4VT/CF/HZ*-***P*A |  | Water-Source | WBAHP: Heat Pump Packaged Unit | Heat Pump | 460 | 3 |  |  |  | Single-Speed |  |  |  | 29200 | 2229 | 13.1 | 12 | 33400 | 2276 | 4.3 | 4.2 | Federally-Regulated Commercial & Industrial Equipment | 04/22/2015 |  | 03/23/2020
Florida Heat Pump | Florida Heat Pump | SV009-2CF/VT/HZ*-***P*A |  | Water-Source | WBAHP: Heat Pump Packaged Unit | Heat Pump | 265 | 1 |  |  | No Match | Single-Speed |  |  |  | 8200 | 661 | 12.4 | 11.2 | 9900 | 617 | 4.7 | 4.2 | Federally-Regulated Commercial & Industrial Equipment | 01/09/2014 |  | 03/23/2020
Florida Heat Pump | Florida Heat Pump | LV042-4VT/CF/HZ*-***P*B |  | Water-Source | WBAHP: Heat Pump Packaged Unit | Heat Pump | 460 | 3 |  |  |  | Single-Speed |  |  |  | 40000 | 2919 | 13.7 | 12 | 46300 | 3155 | 4.3 | 4.2 | Federally-Regulated Commercial & Industrial Equipment | 05/01/2015 |  | 03/23/2020
Florida Heat Pump | Carrier Corp. | 50PCH048N/P/W/Y**5/EA |  | Water-Source | WBAHP: Heat Pump Packaged Unit | Heat Pump | 208 | 3 |  |  |  | Single-Speed |  |  |  | 46800 | 3295 | 14.2 | 12 | 55600 | 3621 | 4.5 | 4.2 | Federally-Regulated Commercial & Industrial Equipment | 05/01/2015 |  | 03/23/2020
Florida Heat Pump | Bosch | EC030-3CF/HZ/VT |  | Water-Source | WBAHP: Heat Pump Packaged Unit | Heat Pump | 208 | 3 |  |  |  | Single-Speed |  |  |  | 29000 | 2230 | 13 | 12 | 35000 | 2385 | 4.3 | 4.2 | Federally-Regulated Commercial & Industrial Equipment | 04/22/2015 |  | 03/23/2020
Florida Heat Pump | Bosch | TA035-1CF/HZ/VT |  | Water-Source | WBAHP: Heat Pump Packaged Unit | Heat Pump | 230 | 1 |  |  |  | Dual-Speed |  |  |  | 36600 | 2287 | 16 | 12 | 43000 | 2471 | 5.1 | 4.2 | Federally-Regulated Commercial & Industrial Equipment | 04/22/2015 |  | 03/23/2020
Florida Heat Pump | Carrier Corp. | 50PCV024J/K**3/CA |  | Water-Source | WBAHP: Heat Pump Packaged Unit | Heat Pump | 208 | 1 |  |  |  | Single-Speed |  |  |  | 23800 | 1664 | 14.3 | 12 | 26200 | 1669 | 4.6 | 4.2 | Federally-Regulated Commercial & Industrial Equipment | 05/01/2015 |  | 03/23/2020
Florida Heat Pump | Geomaster, LLC | RD024-3VT/CF/HZ*-***P*B |  | Water-Source | WBAHP: Heat Pump Packaged Unit | Heat Pump | 208 | 3 |  |  |  | Single-Speed |  |  |  | 23400 | 1746 | 13.4 | 12 | 26600 | 1771 | 4.4 | 4.2 | Federally-Regulated Commercial & Industrial Equipment | 05/01/2015 |  | 03/23/2020
Florida Heat Pump | Bosch | LV042-1VT/CF/HZ*-***P |  | Water-Source | WBAHP: Heat Pump Packaged Unit | Heat Pump | 208 | 1 |  |  |  | Single-Speed |  |  |  | 40000 | 3175 | 12.6 | 12 | 46300 | 3231 | 4.2 | 4.2 | Federally-Regulated Commercial & Industrial Equipment | 04/22/2015 |  | 03/23/2020
Florida Heat Pump | Bosch | LV048-3VT/HF/HZ*-***T |  | Water-Source | WBAHP: Heat Pump Packaged Unit | Heat Pump | 230 | 3 |  |  |  | Single-Speed |  |  |  | 46800 | 3319 | 14.1 | 12 | 55600 | 3621 | 4.5 | 4.2 | Federally-Regulated Commercial & Industrial Equipment | 04/22/2015 |  | 03/23/2020
Florida Heat Pump | Bosch | LV024-2VT/CF/HZ*-***P*B |  | Water-Source | WBAHP: Heat Pump Packaged Unit | Heat Pump | 265 | 1 |  |  |  | Single-Speed |  |  |  | 23400 | 1746 | 13.4 | 12 | 26600 | 1771 | 4.4 | 4.2 | Federally-Regulated Commercial & Industrial Equipment | 05/01/2015 |  | 03/23/2020
Florida Heat Pump | Bosch | EC041-1CF/HZ/VT |  | Water-Source | WBAHP: Heat Pump Packaged Unit | Heat Pump | 230 | 1 |  |  |  | Single-Speed |  |  |  | 38000 | 3040 | 12.5 | 12 | 49000 | 3419 | 4.2 | 4.2 | Federally-Regulated Commercial & Industrial Equipment | 04/22/2015 |  | 03/23/2020
Florida Heat Pump | Florida Heat Pump | SV024-1CF/VT/HZ*-***P*A |  | Water-Source | WBAHP: Heat Pump Packaged Unit | Heat Pump | 230 | 1 |  |  | No Match | Single-Speed |  |  |  | 23400 | 1746 | 13.4 | 12 | 26600 | 1772 | 4.4 | 4.2 | Federally-Regulated Commercial & Industrial Equipment | 01/09/2014 |  | 03/23/2020
Florida Heat Pump | Geomaster, LLC | RD036-4VT/CF/HZ*-***T |  | Water-Source | WBAHP: Heat Pump Packaged Unit | Heat Pump | 460 | 3 |  |  | No Match | Single-Speed |  |  |  | 38200 | 2481 | 15.4 | 12 | 41400 | 2582 | 4.7 | 4.2 | Federally-Regulated Commercial & Industrial Equipment | 04/21/2014 |  | 03/23/2020
Florida Heat Pump | Bosch | LV048-3VT/CF/HZ*-***T/A*B |  | Water-Source | WBAHP: Heat Pump Packaged Unit | Heat Pump | 230 | 3 |  |  |  | Single-Speed |  |  |  | 46800 | 3295 | 14.2 | 12 | 55600 | 3621 | 4.5 | 4.2 | Federally-Regulated Commercial & Industrial Equipment | 05/01/2015 |  | 03/23/2020
Florida Heat Pump | Florida Heat Pump | EP012-2HZ/VT |  | Water-Source | WBAHP: Heat Pump Packaged Unit | Heat Pump | 265 | 1 |  |  | No Match | Single-Speed |  |  |  | 12200 | 818 | 14.9 | 11.2 | 16500 | 948 | 5.1 | 4.2 | Federally-Regulated Commercial & Industrial Equipment | 06/14/2011 |  | 03/23/2020
Florida Heat Pump | Bosch | EC007-2CF/HZ/VT |  | Water-Source | WBAHP: Heat Pump Packaged Unit | Heat Pump | 265 | 1 |  |  |  | Single-Speed |  |  |  | 6200 | 496 | 12.5 | 11.2 | 8000 | 459 | 5.1 | 4.2 | Federally-Regulated Commercial & Industrial Equipment | 04/22/2015 |  | 03/23/2020
Florida Heat Pump | Carrier Corp. | 50PCV041L/R**5/EA |  | Water-Source | WBAHP: Heat Pump Packaged Unit | Heat Pump | 208 | 3 |  |  |  | Single-Speed |  |  |  | 39500 | 3015 | 13.1 | 12 | 44600 | 3039 | 4.3 | 4.2 | Federally-Regulated Commercial & Industrial Equipment | 05/01/2015 |  | 03/23/2020
Florida Heat Pump | Bosch | BP009-1HZ/VT |  | Water-Source | WBAHP: Heat Pump Packaged Unit | Heat Pump | 230 | 1 |  |  |  | Single-Speed |  |  |  | 9000 | 556 | 16.2 | 11.2 | 11200 | 597 | 5.5 | 4.2 | Federally-Regulated Commercial & Industrial Equipment | 04/22/2015 |  | 03/23/2020
Florida Heat Pump | Bosch | SV024-3CF/VT/HZ*-***T/A*A |  | Water-Source | WBAHP: Heat Pump Packaged Unit | Heat Pump | 230 | 3 |  |  |  | Single-Speed |  |  |  | 23800 | 1664 | 14.3 | 12 | 26200 | 1669 | 4.6 | 4.2 | Federally-Regulated Commercial & Industrial Equipment | 04/22/2015 |  | 03/23/2020
Florida Heat Pump | Bosch | LV060-1VT/CF/HZ*-***A |  | Water-Source | WBAHP: Heat Pump Packaged Unit | Heat Pump | 230 | 1 |  |  |  | Single-Speed |  |  |  | 59000 | 4097 | 14.4 | 12 | 66400 | 4633 | 4.2 | 4.2 | Federally-Regulated Commercial & Industrial Equipment | 04/22/2015 |  | 03/23/2020
Florida Heat Pump | Florida Heat Pump | EP015-1HZ/VT |  | Water-Source | WBAHP: Heat Pump Packaged Unit | Heat Pump | 208 | 1 |  |  | No Match | Single-Speed |  |  |  | 15200 | 868 | 17.5 | 11.2 | 17500 | 915 | 5.6 | 4.2 | Federally-Regulated Commercial & Industrial Equipment | 06/14/2011 |  | 03/23/2020
Florida Heat Pump | Bosch | SV048-4VT/CF/HZ*-***P*B |  | Water-Source | WBAHP: Heat Pump Packaged Unit | Heat Pump | 460 | 3 |  |  |  | Single-Speed |  |  |  | 45900 | 3530 | 13 | 12 | 56400 | 3844 | 4.3 | 4.2 | Federally-Regulated Commercial & Industrial Equipment | 05/01/2015 |  | 03/23/2020
Florida Heat Pump | Florida Heat Pump | LV024-1VT/CF/HZ*-***P*B |  | Water-Source | WBAHP: Heat Pump Packaged Unit | Heat Pump | 230 | 1 |  |  |  | Single-Speed |  |  |  | 23400 | 1746 | 13.4 | 12 | 26600 | 1771 | 4.4 | 4.2 | Federally-Regulated Commercial & Industrial Equipment | 05/01/2015 |  | 03/23/2020
Florida Heat Pump | Bosch | LV036-2VT/CF/HZ*-***A |  | Water-Source | WBAHP: Heat Pump Packaged Unit | Heat Pump | 265 | 1 |  |  |  | Single-Speed |  |  |  | 38200 | 2481 | 15.4 | 12 | 41400 | 2582 | 4.7 | 4.2 | Federally-Regulated Commercial & Industrial Equipment | 04/22/2015 |  | 03/23/2020
Florida Heat Pump | Florida Heat Pump | EP036-3HZ/VT |  | Water-Source | WBAHP: Heat Pump Packaged Unit | Heat Pump | 230 | 3 |  |  | No Match | Single-Speed |  |  |  | 36000 | 2093 | 17.2 | 12 | 41000 | 2146 | 5.6 | 4.2 | Federally-Regulated Commercial & Industrial Equipment | 04/21/2014 |  | 03/23/2020
Florida Heat Pump | Bosch | SV041-4VT/CF*-***P*A |  | Water-Source | WBAHP: Heat Pump Packaged Unit | Heat Pump | 460 | 3 |  |  |  | Single-Speed |  |  |  | 39500 | 2904 | 13.6 | 12 | 44600 | 3112 | 4.2 | 4.2 | Federally-Regulated Commercial & Industrial Equipment | 04/22/2015 |  | 03/23/2020
Florida Heat Pump | Bosch | AP071-1CF/HZ/VT |  | Water-Source | WBAHP: Heat Pump Packaged Unit | Heat Pump | 208 | 1 |  |  |  | Single-Speed | 4175 | 840 |  | 72000 | 4500 | 16 | 11.9 | 89000 | 5016 | 5.2 | 4.2 | Federally-Regulated Commercial & Industrial Equipment | 05/01/2015 |  | 03/23/2020
Florida Heat Pump | Bosch | EP060-1HZ/VT |  | Water-Source | WBAHP: Heat Pump Packaged Unit | Heat Pump | 230 | 1 |  |  |  | Single-Speed |  |  |  | 60400 | 3728 | 16.2 | 12 | 71500 | 3676 | 5.7 | 4.2 | Federally-Regulated Commercial & Industrial Equipment | 04/22/2015 |  | 03/23/2020
Florida Heat Pump | Bosch | LV070-4VT/CF/HZ*-***A |  | Water-Source | WBAHP: Heat Pump Packaged Unit | Heat Pump | 460 | 3 |  |  |  | Single-Speed | 4027 | 781 |  | 65200 | 4466 | 14.6 | 11.9 | 71800 | 4575 | 4.6 | 4.2 | Federally-Regulated Commercial & Industrial Equipment | 04/22/2015 |  | 03/23/2020
Florida Heat Pump | Carrier Corp. | 50PCV042L/R**3/CA |  | Water-Source | WBAHP: Heat Pump Packaged Unit | Heat Pump | 230 | 1 |  |  |  | Single-Speed |  |  |  | 40000 | 2919 | 13.7 | 12 | 46300 | 3155 | 4.3 | 4.2 | Federally-Regulated Commercial & Industrial Equipment | 05/01/2015 |  | 03/23/2020
Florida Heat Pump | Bosch | LV024-2VT/CF/HZ*-***T/A*B |  | Water-Source | WBAHP: Heat Pump Packaged Unit | Heat Pump | 265 | 1 |  |  |  | Single-Speed |  |  |  | 23800 | 1664 | 14.3 | 12 | 26200 | 1669 | 4.6 | 4.2 | Federally-Regulated Commercial & Industrial Equipment | 05/01/2015 |  | 03/23/2020
Florida Heat Pump | Bosch | LV041-1VT/CF*-***P |  | Water-Source | WBAHP: Heat Pump Packaged Unit | Heat Pump | 208 | 1 |  |  |  | Single-Speed |  |  |  | 39500 | 2904 | 13.6 | 12 | 44600 | 3112 | 4.2 | 4.2 | Federally-Regulated Commercial & Industrial Equipment | 04/22/2015 |  | 03/23/2020
Florida Heat Pump | Bosch | SV048-1VT/CF/HZ*-***T/A*A |  | Water-Source | WBAHP: Heat Pump Packaged Unit | Heat Pump | 230 | 1 |  |  |  | Single-Speed |  |  |  | 46800 | 3319 | 14.1 | 12 | 55600 | 3621 | 4.5 | 4.2 | Federally-Regulated Commercial & Industrial Equipment | 04/22/2015 |  | 03/23/2020
Florida Heat Pump | Florida Heat Pump | SV036-1VT/CF/HZ*-***T/A*A |  | Water-Source | WBAHP: Heat Pump Packaged Unit | Heat Pump | 208 | 1 |  |  | No Match | Single-Speed |  |  |  | 38200 | 2481 | 15.4 | 12 | 41400 | 2582 | 4.7 | 4.2 | Federally-Regulated Commercial & Industrial Equipment | 01/09/2014 |  | 03/23/2020
Florida Heat Pump | Bosch | ES035-4CF/HZ/VT |  | Water-Source | WBAHP: Heat Pump Packaged Unit | Heat Pump | 460 | 3 |  |  |  | Dual-Speed |  |  |  | 36000 | 2465 | 14.6 | 12 | 43000 | 2625 | 4.8 | 4.2 | Federally-Regulated Commercial & Industrial Equipment | 04/29/2015 |  | 03/23/2020
Florida Heat Pump | Geomaster, LLC | RD018-1VT/CF/HZ*-***P |  | Water-Source | WBAHP: Heat Pump Packaged Unit | Heat Pump | 230 | 1 |  |  | No Match | Single-Speed |  |  |  | 19400 | 1448 | 13.4 | 12 | 22200 | 1414 | 4.6 | 4.2 | Federally-Regulated Commercial & Industrial Equipment | 04/21/2014 |  | 03/23/2020
Florida Heat Pump | Florida Heat Pump | LM024-4CF/HZ/VT*-*****A |  | Water-Source | WBAHP: Heat Pump Packaged Unit | Heat Pump | 460 | 1 |  |  | No Match | Dual-Speed |  |  |  | 25500 | 1466 | 17.4 | 12 | 29200 | 1528 | 5.6 | 4.2 | Federally-Regulated Commercial & Industrial Equipment | 01/09/2014 |  | 03/23/2020
Florida Heat Pump | Florida Heat Pump | EP012-1HZ/VT |  | Water-Source | WBAHP: Heat Pump Packaged Unit | Heat Pump | 230 | 1 |  |  | No Match | Single-Speed |  |  |  | 12200 | 818 | 14.9 | 11.2 | 16500 | 948 | 5.1 | 4.2 | Federally-Regulated Commercial & Industrial Equipment | 06/14/2011 |  | 03/23/2020
Florida Heat Pump | Florida Heat Pump | SV018-1CF/VT/HZ*-***T/A*A |  | Water-Source | WBAHP: Heat Pump Packaged Unit | Heat Pump | 208 | 1 |  |  |  | Single-Speed |  |  |  | 19700 | 1387 | 14.2 | 12 | 21900 | 1365 | 4.7 | 4.2 | Federally-Regulated Commercial & Industrial Equipment | 04/22/2015 |  | 03/23/2020
Florida Heat Pump | Bosch | CE025-1CF/HZ/VT |  | Water-Source | WBAHP: Heat Pump Packaged Unit | Heat Pump | 230 | 1 |  |  |  | Dual-Speed |  |  |  | 26000 | 1625 | 16 | 12 | 30000 | 1758 | 5 | 4.2 | Federally-Regulated Commercial & Industrial Equipment | 04/22/2015 |  | 03/23/2020
Florida Heat Pump | Bosch | SV024-1CF/VT/HZ*-***P*A |  | Water-Source | WBAHP: Heat Pump Packaged Unit | Heat Pump | 208 | 1 |  |  |  | Single-Speed |  |  |  | 23400 | 1746 | 13.4 | 12 | 26600 | 1772 | 4.4 | 4.2 | Federally-Regulated Commercial & Industrial Equipment | 04/22/2015 |  | 03/23/2020
Florida Heat Pump | Carrier Corp. | 50H/VQP120***5A |  | Water-Source | WBAHP: Heat Pump Packaged Unit | Heat Pump | 208 | 3 |  |  | No Match | Single-Speed | 9061 | 1460 | 1 | 124000 | 9394 | 13.2 | 12 | 158000 | 10521 | 4.4 | 4.2 | Federally-Regulated Commercial & Industrial Equipment | 08/15/2014 |  | 03/23/2020
Florida Heat Pump | Geomaster, LLC | RD007-2VT/CF/HZ*-***P |  | Water-Source | WBAHP: Heat Pump Packaged Unit | Heat Pump | 265 | 1 |  |  | No Match | Single-Speed |  |  |  | 6100 | 500 | 12.2 | 11.2 | 7800 | 431 | 5.3 | 4.2 | Federally-Regulated Commercial & Industrial Equipment | 04/21/2014 |  | 03/23/2020
Florida Heat Pump | Bosch | LV070-3VT/CF/HZ*-***T |  | Water-Source | WBAHP: Heat Pump Packaged Unit | Heat Pump | 208 | 3 |  |  |  | Single-Speed | 4027 | 819 |  | 65200 | 4466 | 14.6 | 11.9 | 71800 | 4575 | 4.6 | 4.2 | Federally-Regulated Commercial & Industrial Equipment | 04/22/2015 |  | 03/23/2020
Florida Heat Pump | Florida Heat Pump | LV070-4VT/CF/HZ*-***P*B |  | Water-Source | WBAHP: Heat Pump Packaged Unit | Heat Pump | 460 | 3 |  |  |  | Single-Speed |  |  |  | 64000 | 4812 | 13.3 | 12 | 72800 | 4849 | 4.4 | 4.2 | Federally-Regulated Commercial & Industrial Equipment | 05/01/2015 |  | 03/23/2020
Florida Heat Pump | Bosch | SV041-3VT/CF*-***T/A*A |  | Water-Source | WBAHP: Heat Pump Packaged Unit | Heat Pump | 208 | 3 |  |  |  | Single-Speed |  |  |  | 40500 | 2580 | 15.7 | 12 | 43700 | 2911 | 4.4 | 4.2 | Federally-Regulated Commercial & Industrial Equipment | 04/22/2015 |  | 03/23/2020
Florida Heat Pump | Bosch | LV041-3VT/CF*-***T |  | Water-Source | WBAHP: Heat Pump Packaged Unit | Heat Pump | 208 | 3 |  |  |  | Single-Speed |  |  |  | 40500 | 2580 | 15.7 | 12 | 43700 | 2911 | 4.4 | 4.2 | Federally-Regulated Commercial & Industrial Equipment | 04/22/2015 |  | 03/23/2020
Florida Heat Pump | Geomaster, LLC | RD024-3VT/CF/HZ*-***T |  | Water-Source | WBAHP: Heat Pump Packaged Unit | Heat Pump | 208 | 3 |  |  | No Match | Single-Speed |  |  |  | 23800 | 1664 | 14.3 | 12 | 26200 | 1669 | 4.6 | 4.2 | Federally-Regulated Commercial & Industrial Equipment | 04/21/2014 |  | 03/23/2020
Florida Heat Pump | Florida Heat Pump | EP018-2HZ/VT |  | Water-Source | WBAHP: Heat Pump Packaged Unit | Heat Pump | 265 | 1 |  |  | No Match | Single-Speed |  |  |  | 19500 | 1189 | 16.4 | 12 | 23500 | 1299 | 5.3 | 4.2 | Federally-Regulated Commercial & Industrial Equipment | 01/24/2011 |  | 03/23/2020
Florida Heat Pump | Bosch | SV024-2CF/VT/HZ*-***P*A |  | Water-Source | WBAHP: Heat Pump Packaged Unit | Heat Pump | 265 | 1 |  |  |  | Single-Speed |  |  |  | 23400 | 1746 | 13.4 | 12 | 26600 | 1772 | 4.4 | 4.2 | Federally-Regulated Commercial & Industrial Equipment | 04/22/2015 |  | 03/23/2020
Florida Heat Pump | Geomaster, LLC | RD070-1VT/CF/HZ*-***T/A*B |  | Water-Source | WBAHP: Heat Pump Packaged Unit | Heat Pump | 208 | 1 |  |  |  | Single-Speed | 4027 | 819 |  | 65200 | 4465 | 14.6 | 11.9 | 71800 | 4574 | 4.6 | 4.2 | Federally-Regulated Commercial & Industrial Equipment | 05/01/2015 |  | 03/23/2020
Florida Heat Pump | Bosch | LV048-3VT/HF/HZ*-***A |  | Water-Source | WBAHP: Heat Pump Packaged Unit | Heat Pump | 208 | 3 |  |  |  | Single-Speed |  |  |  | 46800 | 3319 | 14.1 | 12 | 55600 | 3621 | 4.5 | 4.2 | Federally-Regulated Commercial & Industrial Equipment | 04/22/2015 |  | 03/23/2020
Florida Heat Pump | Florida Heat Pump | LV060-3VT/CF/HZ*-***T/A*B |  | Water-Source | WBAHP: Heat Pump Packaged Unit | Heat Pump | 208 | 3 |  |  |  | Single-Speed |  |  |  | 59000 | 4125 | 14.3 | 12 | 66400 | 4525 | 4.3 | 4.2 | Federally-Regulated Commercial & Industrial Equipment | 05/01/2015 |  | 03/23/2020
Florida Heat Pump | Florida Heat Pump | LV018-2VT/CF/HZ*-***P |  | Water-Source | WBAHP: Heat Pump Packaged Unit | Heat Pump | 265 | 1 |  |  |  | Single-Speed |  |  |  | 19400 | 1447 | 13.4 | 12 | 22200 | 1414 | 4.6 | 4.2 | Federally-Regulated Commercial & Industrial Equipment | 04/22/2015 |  | 03/23/2020
Florida Heat Pump | Bosch | LV060-3VT/CF/HZ*-***A |  | Water-Source | WBAHP: Heat Pump Packaged Unit | Heat Pump | 230 | 3 |  |  |  | Single-Speed |  |  |  | 59000 | 4097 | 14.4 | 12 | 66400 | 4633 | 4.2 | 4.2 | Federally-Regulated Commercial & Industrial Equipment | 04/22/2015 |  | 03/23/2020
Florida Heat Pump | Florida Heat Pump | SV012-2CF/VT/HZ*-***P*A |  | Water-Source | WBAHP: Heat Pump Packaged Unit | Heat Pump | 265 | 1 |  |  | No Match | Single-Speed |  |  |  | 10900 | 924 | 11.8 | 11.2 | 13000 | 886 | 4.3 | 4.2 | Federally-Regulated Commercial & Industrial Equipment | 01/09/2014 |  | 03/23/2020
Florida Heat Pump | Bosch | LV060-3VT/CF/HZ*-***T |  | Water-Source | WBAHP: Heat Pump Packaged Unit | Heat Pump | 230 | 3 |  |  |  | Single-Speed |  |  |  | 59000 | 4097 | 14.4 | 12 | 66400 | 4633 | 4.2 | 4.2 | Federally-Regulated Commercial & Industrial Equipment | 04/22/2015 |  | 03/23/2020
Florida Heat Pump | Bosch | SV015-2CF/VT/HZ*-***T/A*A |  | Water-Source | WBAHP: Heat Pump Packaged Unit | Heat Pump | 265 | 1 |  |  |  | Single-Speed |  |  |  | 13700 | 979 | 14 | 11.2 | 15500 | 1032 | 4.4 | 4.2 | Federally-Regulated Commercial & Industrial Equipment | 04/22/2015 |  | 03/23/2020
Florida Heat Pump | Geomaster, LLC | RD048-1VT/CF/HZ*-***T/A*B |  | Water-Source | WBAHP: Heat Pump Packaged Unit | Heat Pump | 208 | 1 |  |  |  | Single-Speed |  |  |  | 46800 | 3295 | 14.2 | 12 | 55600 | 3621 | 4.5 | 4.2 | Federally-Regulated Commercial & Industrial Equipment | 05/01/2015 |  | 03/23/2020
Florida Heat Pump | Bosch | LV060-4VT/CF/HZ*-***T |  | Water-Source | WBAHP: Heat Pump Packaged Unit | Heat Pump | 460 | 3 |  |  |  | Single-Speed |  |  |  | 59000 | 4184 | 14.1 | 12 | 66400 | 4633 | 4.2 | 4.2 | Federally-Regulated Commercial & Industrial Equipment | 04/22/2015 |  | 03/23/2020
Florida Heat Pump | Bosch | LV030-3VT/CF/HZ*-***A |  | Water-Source | WBAHP: Heat Pump Packaged Unit | Heat Pump | 230 | 3 |  |  |  | Single-Speed |  |  |  | 30000 | 2027 | 14.8 | 12 | 32800 | 2090 | 4.6 | 4.2 | Federally-Regulated Commercial & Industrial Equipment | 04/22/2015 |  | 03/23/2020
Florida Heat Pump | Florida Heat Pump | EP048-3HZ/VT |  | Water-Source | WBAHP: Heat Pump Packaged Unit | Heat Pump | 230 | 3 |  |  | No Match | Single-Speed |  |  |  | 47400 | 2756 | 17.2 | 12 | 50000 | 2765 | 5.3 | 4.2 | Federally-Regulated Commercial & Industrial Equipment | 04/21/2014 |  | 03/23/2020
Florida Heat Pump | Bosch | CE061-1CF/HZ/VT |  | Water-Source | WBAHP: Heat Pump Packaged Unit | Heat Pump | 230 | 1 |  |  |  | Dual-Speed |  |  |  | 60000 | 4286 | 14 | 12 | 72000 | 4490 | 4.7 | 4.2 | Federally-Regulated Commercial & Industrial Equipment | 04/22/2015 |  | 03/23/2020
Florida Heat Pump | Bosch | BP007-1HZ/VT |  | Water-Source | WBAHP: Heat Pump Packaged Unit | Heat Pump | 230 | 1 |  |  |  | Single-Speed |  |  |  | 6800 | 433 | 15.7 | 11.2 | 8800 | 452 | 5.7 | 4.2 | Federally-Regulated Commercial & Industrial Equipment | 04/22/2015 |  | 03/23/2020
Florida Heat Pump | Geomaster, LLC | RD060-1VT/CF/HZ*-***T/A*B |  | Water-Source | WBAHP: Heat Pump Packaged Unit | Heat Pump | 230 | 1 |  |  |  | Single-Speed |  |  |  | 59000 | 4125 | 14.3 | 12 | 66400 | 4525 | 4.3 | 4.2 | Federally-Regulated Commercial & Industrial Equipment | 05/01/2015 |  | 03/23/2020
Florida Heat Pump | Florida Heat Pump | SV036-4VT/CF/HZ*-***T/A*A |  | Water-Source | WBAHP: Heat Pump Packaged Unit | Heat Pump | 460 | 3 |  |  | No Match | Single-Speed |  |  |  | 38200 | 2481 | 15.4 | 12 | 41400 | 2582 | 4.7 | 4.2 | Federally-Regulated Commercial & Industrial Equipment | 01/09/2014 |  | 03/23/2020
Florida Heat Pump | Florida Heat Pump | ES035-4CF/HZ/VT |  | Water-Source | WBAHP: Heat Pump Packaged Unit | Heat Pump | 460 | 3 |  |  |  | Dual-Speed |  |  |  | 36000 | 2465 | 14.6 | 12 | 43000 | 2625 | 4.8 | 4.2 | Federally-Regulated Commercial & Industrial Equipment | 04/29/2015 |  | 03/23/2020
Florida Heat Pump | Florida Heat Pump | LV070-4VT/CF/HZ*-***T/A*B |  | Water-Source | WBAHP: Heat Pump Packaged Unit | Heat Pump | 460 | 3 |  |  |  | Single-Speed | 4027 | 819 |  | 65200 | 4465 | 14.6 | 11.9 | 71800 | 4574 | 4.6 | 4.2 | Federally-Regulated Commercial & Industrial Equipment | 05/01/2015 |  | 03/23/2020
Florida Heat Pump | Bosch | ES025-1CF/HZ/VT |  | Water-Source | WBAHP: Heat Pump Packaged Unit | Heat Pump | 230 | 1 |  |  |  | Single-Speed |  |  |  | 26000 | 1625 | 16 | 12 | 30000 | 1758 | 5 | 4.2 | Federally-Regulated Commercial & Industrial Equipment | 04/22/2015 |  | 03/23/2020
Florida Heat Pump | Geomaster, LLC | RD060-4VT/CF/HZ*-***T/A*B |  | Water-Source | WBAHP: Heat Pump Packaged Unit | Heat Pump | 460 | 3 |  |  |  | Single-Speed |  |  |  | 59000 | 4125 | 14.3 | 12 | 66400 | 4525 | 4.3 | 4.2 | Federally-Regulated Commercial & Industrial Equipment | 05/01/2015 |  | 03/23/2020
Florida Heat Pump | Florida Heat Pump | SV030-2VT/CF/HZ*-***T/A*A |  | Water-Source | WBAHP: Heat Pump Packaged Unit | Heat Pump | 265 | 1 |  |  | No Match | Single-Speed |  |  |  | 30000 | 2027 | 14.8 | 12 | 32800 | 2090 | 4.6 | 4.2 | Federally-Regulated Commercial & Industrial Equipment | 01/09/2014 |  | 03/23/2020
Florida Heat Pump | Carrier Corp. | 50PCV070L/R**5/EA |  | Water-Source | WBAHP: Heat Pump Packaged Unit | Heat Pump | 208 | 3 |  |  |  | Single-Speed |  |  |  | 64000 | 4812 | 13.3 | 12 | 72800 | 4849 | 4.4 | 4.2 | Federally-Regulated Commercial & Industrial Equipment | 05/01/2015 |  | 03/23/2020
Florida Heat Pump | Carrier Corp. | 50PCH060N/P/W/Y**3/CA |  | Water-Source | WBAHP: Heat Pump Packaged Unit | Heat Pump | 208 | 1 |  |  |  | Single-Speed |  |  |  | 59000 | 4125 | 14.3 | 12 | 66400 | 4525 | 4.3 | 4.2 | Federally-Regulated Commercial & Industrial Equipment | 05/01/2015 |  | 03/23/2020
Florida Heat Pump | Geomaster, LLC | ES061-4CF/HZ/VT |  | Water-Source | WBAHP: Heat Pump Packaged Unit | Heat Pump | 460 | 3 |  |  | No Match | Single-Speed |  |  |  | 60000 | 4286 | 14 | 12 | 72000 | 4490 | 4.7 | 4.2 | Federally-Regulated Commercial & Industrial Equipment | 06/14/2011 |  | 03/23/2020
Florida Heat Pump | Bosch | SV070-4VT/CF/HZ*-***P*A |  | Water-Source | WBAHP: Heat Pump Packaged Unit | Heat Pump | 460 | 3 |  |  |  | Single-Speed |  |  |  | 64000 | 4812 | 13.3 | 12 | 72800 | 4849 | 4.4 | 4.2 | Federally-Regulated Commercial & Industrial Equipment | 04/22/2015 |  | 03/23/2020
Florida Heat Pump | Bosch | SV030-1VT/CF/HZ*-***P*A |  | Water-Source | WBAHP: Heat Pump Packaged Unit | Heat Pump | 230 | 1 |  |  |  | Single-Speed |  |  |  | 29200 | 2229 | 13.1 | 12 | 33400 | 2276 | 4.3 | 4.2 | Federally-Regulated Commercial & Industrial Equipment | 04/22/2015 |  | 03/23/2020
Florida Heat Pump | Bosch | SV048-1VT/CF/HZ*-***P*B |  | Water-Source | WBAHP: Heat Pump Packaged Unit | Heat Pump | 230 | 1 |  |  |  | Single-Speed |  |  |  | 45900 | 3530 | 13 | 12 | 56400 | 3844 | 4.3 | 4.2 | Federally-Regulated Commercial & Industrial Equipment | 05/01/2015 |  | 03/23/2020
Florida Heat Pump | Geomaster, LLC | RD072-4HZ/VT |  | Water-Source | WBAHP: Heat Pump Packaged Unit | Heat Pump | 460 | 3 |  |  | No Match | Single-Speed | 5150 | 840 | 1 | 72000 | 5538 | 13 | 12 | 92000 | 5992 | 4.5 | 4.2 | Federally-Regulated Commercial & Industrial Equipment | 04/21/2014 |  | 03/23/2020
Florida Heat Pump | Bosch | SV060-3VT/CF/HZ*-***P*B |  | Water-Source | WBAHP: Heat Pump Packaged Unit | Heat Pump | 230 | 3 |  |  |  | Single-Speed |  |  |  | 57900 | 4453 | 13 | 12 | 67200 | 4580 | 4.3 | 4.2 | Federally-Regulated Commercial & Industrial Equipment | 05/01/2015 |  | 03/23/2020
Florida Heat Pump | Bosch | EP024-3HZ/VT |  | Water-Source | WBAHP: Heat Pump Packaged Unit | Heat Pump | 208 | 3 |  |  |  | Single-Speed |  |  |  | 24500 | 1346 | 18.2 | 12 | 28500 | 1465 | 5.7 | 4.2 | Federally-Regulated Commercial & Industrial Equipment | 04/22/2015 |  | 03/23/2020
Florida Heat Pump | Bosch | SV030-3VT/CF/HZ*-***T/A*A |  | Water-Source | WBAHP: Heat Pump Packaged Unit | Heat Pump | 230 | 3 |  |  |  | Single-Speed |  |  |  | 30000 | 2027 | 14.8 | 12 | 32800 | 2090 | 4.6 | 4.2 | Federally-Regulated Commercial & Industrial Equipment | 04/22/2015 |  | 03/23/2020
Florida Heat Pump | Carrier Corp. | 50PCV042L/R**5/EA |  | Water-Source | WBAHP: Heat Pump Packaged Unit | Heat Pump | 230 | 3 |  |  |  | Single-Speed |  |  |  | 40000 | 2919 | 13.7 | 12 | 46300 | 3155 | 4.3 | 4.2 | Federally-Regulated Commercial & Industrial Equipment | 05/01/2015 |  | 03/23/2020
Florida Heat Pump | Geomaster, LLC | RD070-4VT/CF/HZ*-***P*B |  | Water-Source | WBAHP: Heat Pump Packaged Unit | Heat Pump | 460 | 3 |  |  |  | Single-Speed |  |  |  | 64000 | 4812 | 13.3 | 12 | 72800 | 4849 | 4.4 | 4.2 | Federally-Regulated Commercial & Industrial Equipment | 05/01/2015 |  | 03/23/2020
Florida Heat Pump | Bosch | EP012-1HZ/VT |  | Water-Source | WBAHP: Heat Pump Packaged Unit | Heat Pump | 208 | 1 |  |  |  | Single-Speed |  |  |  | 12200 | 819 | 14.9 | 11.2 | 16500 | 948 | 5.1 | 4.2 | Federally-Regulated Commercial & Industrial Equipment | 04/22/2015 |  | 03/23/2020
Florida Heat Pump | Florida Heat Pump | LV048-1VT/CF/HZ*-***T/A*B |  | Water-Source | WBAHP: Heat Pump Packaged Unit | Heat Pump | 230 | 1 |  |  |  | Single-Speed |  |  |  | 46800 | 3295 | 14.2 | 12 | 55600 | 3621 | 4.5 | 4.2 | Federally-Regulated Commercial & Industrial Equipment | 05/01/2015 |  | 03/23/2020
Florida Heat Pump | Bosch | LV024-4VT/CF/HZ*-***T/A*B |  | Water-Source | WBAHP: Heat Pump Packaged Unit | Heat Pump | 460 | 3 |  |  |  | Single-Speed |  |  |  | 23800 | 1664 | 14.3 | 12 | 26200 | 1669 | 4.6 | 4.2 | Federally-Regulated Commercial & Industrial Equipment | 05/01/2015 |  | 03/23/2020
Florida Heat Pump | Bosch | LV042-3VT/CF/HZ*-***P*B |  | Water-Source | WBAHP: Heat Pump Packaged Unit | Heat Pump | 208 | 3 |  |  |  | Single-Speed |  |  |  | 40000 | 2919 | 13.7 | 12 | 46300 | 3155 | 4.3 | 4.2 | Federally-Regulated Commercial & Industrial Equipment | 05/01/2015 |  | 03/23/2020
Florida Heat Pump | Geomaster, LLC | RD015-2VT/CF/HZ*-***A |  | Water-Source | WBAHP: Heat Pump Packaged Unit | Heat Pump | 265 | 1 |  |  | No Match | Single-Speed |  |  |  | 13700 | 979 | 14 | 11.2 | 15500 | 1032 | 4.4 | 4.2 | Federally-Regulated Commercial & Industrial Equipment | 04/21/2014 |  | 03/23/2020
Florida Heat Pump | Carrier Corp. | 50PCH024Z/B/S/E**3/CA |  | Water-Source | WBAHP: Heat Pump Packaged Unit | Heat Pump | 230 | 1 |  |  |  | Single-Speed |  |  |  | 23400 | 1746 | 13.4 | 12 | 26600 | 1771 | 4.4 | 4.2 | Federally-Regulated Commercial & Industrial Equipment | 05/01/2015 |  | 03/23/2020
Florida Heat Pump | Bosch | SV036-2VT/CF/HZ*-***P*A |  | Water-Source | WBAHP: Heat Pump Packaged Unit | Heat Pump | 265 | 1 |  |  |  | Single-Speed |  |  |  | 37900 | 2578 | 14.7 | 12 | 41800 | 2663 | 4.6 | 4.2 | Federally-Regulated Commercial & Industrial Equipment | 04/22/2015 |  | 03/23/2020
Florida Heat Pump | Florida Heat Pump | CE025-1CF/HZ/VT |  | Water-Source | WBAHP: Heat Pump Packaged Unit | Heat Pump | 208 | 1 |  |  | No Match | Dual-Speed |  |  |  | 26000 | 1625 | 16 | 12 | 30000 | 1758 | 5 | 4.2 | Federally-Regulated Commercial & Industrial Equipment | 06/14/2011 |  | 03/23/2020
Florida Heat Pump | Bosch | SV048-5VT/CF/HZ*-***P*B |  | Water-Source | WBAHP: Heat Pump Packaged Unit | Heat Pump | 575 | 3 |  |  |  | Single-Speed |  |  |  | 45900 | 3530 | 13 | 12 | 56400 | 3844 | 4.3 | 4.2 | Federally-Regulated Commercial & Industrial Equipment | 05/01/2015 |  | 03/23/2020
Florida Heat Pump | Bosch | LV030-3VT/CF/HZ*-***T |  | Water-Source | WBAHP: Heat Pump Packaged Unit | Heat Pump | 230 | 3 |  |  |  | Single-Speed |  |  |  | 30000 | 2027 | 14.8 | 12 | 32800 | 2090 | 4.6 | 4.2 | Federally-Regulated Commercial & Industrial Equipment | 04/22/2015 |  | 03/23/2020
Florida Heat Pump | Bosch | SV042-1VT/CF/HZ*-***T/A*A |  | Water-Source | WBAHP: Heat Pump Packaged Unit | Heat Pump | 230 | 1 |  |  |  | Single-Speed |  |  |  | 40900 | 2901 | 14.1 | 12 | 45300 | 3017 | 4.4 | 4.2 | Federally-Regulated Commercial & Industrial Equipment | 04/22/2015 |  | 03/23/2020
Florida Heat Pump | Florida Heat Pump | SV030-1VT/CF/HZ*-***P*A |  | Water-Source | WBAHP: Heat Pump Packaged Unit | Heat Pump | 208 | 1 |  |  | No Match | Single-Speed |  |  |  | 29200 | 2229 | 13.1 | 12 | 33400 | 2276 | 4.3 | 4.2 | Federally-Regulated Commercial & Industrial Equipment | 01/09/2014 |  | 03/23/2020
Florida Heat Pump | Bosch | ES049-3CF/HZ/VT |  | Water-Source | WBAHP: Heat Pump Packaged Unit | Heat Pump | 230 | 3 |  |  |  | Single-Speed |  |  |  | 48000 | 3810 | 12.6 | 12 | 58000 | 3541 | 4.8 | 4.2 | Federally-Regulated Commercial & Industrial Equipment | 04/22/2015 |  | 03/23/2020
Florida Heat Pump | Florida Heat Pump | SV036-3VT/CF/HZ*-***P*A |  | Water-Source | WBAHP: Heat Pump Packaged Unit | Heat Pump | 230 | 3 |  |  | No Match | Single-Speed |  |  |  | 37900 | 2578 | 14.7 | 12 | 41800 | 2663 | 4.6 | 4.2 | Federally-Regulated Commercial & Industrial Equipment | 01/09/2014 |  | 03/23/2020
Florida Heat Pump | Bosch | SV070-5VT/CF/HZ*-***P*B |  | Water-Source | WBAHP: Heat Pump Packaged Unit | Heat Pump | 575 | 3 |  |  |  | Single-Speed |  |  |  | 64000 | 4812 | 13.3 | 12 | 72800 | 4849 | 4.4 | 4.2 | Federally-Regulated Commercial & Industrial Equipment | 05/01/2015 |  | 03/23/2020
Florida Heat Pump | Florida Heat Pump | LV024-3VT/CF/HZ*-***T/A*B |  | Water-Source | WBAHP: Heat Pump Packaged Unit | Heat Pump | 230 | 3 |  |  |  | Single-Speed |  |  |  | 23800 | 1664 | 14.3 | 12 | 26200 | 1669 | 4.6 | 4.2 | Federally-Regulated Commercial & Industrial Equipment | 05/01/2015 |  | 03/23/2020
Florida Heat Pump | Bosch | LV042-1VT/CF/HZ*-***P*B |  | Water-Source | WBAHP: Heat Pump Packaged Unit | Heat Pump | 230 | 1 |  |  |  | Single-Speed |  |  |  | 40000 | 2919 | 13.7 | 12 | 46300 | 3155 | 4.3 | 4.2 | Federally-Regulated Commercial & Industrial Equipment | 05/01/2015 |  | 03/23/2020
Florida Heat Pump | Bosch | LV048-1VT/HF/HZ*-***T |  | Water-Source | WBAHP: Heat Pump Packaged Unit | Heat Pump | 208 | 1 |  |  |  | Single-Speed |  |  |  | 46800 | 3319 | 14.1 | 12 | 55600 | 3621 | 4.5 | 4.2 | Federally-Regulated Commercial & Industrial Equipment | 04/22/2015 |  | 03/23/2020
Florida Heat Pump | Bosch | EP012-2HZ/VT |  | Water-Source | WBAHP: Heat Pump Packaged Unit | Heat Pump | 265 | 1 |  |  |  | Single-Speed |  |  |  | 12200 | 819 | 14.9 | 11.2 | 16500 | 948 | 5.1 | 4.2 | Federally-Regulated Commercial & Industrial Equipment | 04/22/2015 |  | 03/23/2020
Florida Heat Pump | Bosch | LV012-1VT/CF/HZ*-***P |  | Water-Source | WBAHP: Heat Pump Packaged Unit | Heat Pump | 208 | 1 |  |  |  | Single-Speed |  |  |  | 10900 | 924 | 11.8 | 11.2 | 13000 | 886 | 4.3 | 4.2 | Federally-Regulated Commercial & Industrial Equipment | 04/22/2015 |  | 03/23/2020
Florida Heat Pump | Bosch | LV041-1VT/CF*-***T |  | Water-Source | WBAHP: Heat Pump Packaged Unit | Heat Pump | 208 | 1 |  |  |  | Single-Speed |  |  |  | 40500 | 2580 | 15.7 | 12 | 43700 | 2911 | 4.4 | 4.2 | Federally-Regulated Commercial & Industrial Equipment | 04/22/2015 |  | 03/23/2020
Florida Heat Pump | Carrier Corp. | 50PCV060L/R**6/FA |  | Water-Source | WBAHP: Heat Pump Packaged Unit | Heat Pump | 460 | 3 |  |  |  | Single-Speed |  |  |  | 57900 | 4453 | 13 | 12 | 67200 | 4580 | 4.3 | 4.2 | Federally-Regulated Commercial & Industrial Equipment | 05/01/2015 |  | 03/23/2020
Florida Heat Pump | Florida Heat Pump | SV048-3VT/CF/HZ*-***P*A |  | Water-Source | WBAHP: Heat Pump Packaged Unit | Heat Pump | 230 | 3 |  |  | No Match | Single-Speed |  |  |  | 45900 | 3558 | 12.9 | 12 | 56400 | 3844 | 4.3 | 4.2 | Federally-Regulated Commercial & Industrial Equipment | 01/09/2014 |  | 03/23/2020
Florida Heat Pump | Bosch | SV070-1VT/CF/HZ*-***T/A*B |  | Water-Source | WBAHP: Heat Pump Packaged Unit | Heat Pump | 230 | 1 |  |  |  | Single-Speed | 4027 | 819 |  | 65200 | 4465 | 14.6 | 11.9 | 71800 | 4574 | 4.6 | 4.2 | Federally-Regulated Commercial & Industrial Equipment | 05/01/2015 |  | 03/23/2020
Florida Heat Pump | Florida Heat Pump | SV070-4VT/CF/HZ*-***P*A |  | Water-Source | WBAHP: Heat Pump Packaged Unit | Heat Pump | 460 | 3 |  |  | No Match | Single-Speed |  |  |  | 64000 | 4812 | 13.3 | 12 | 72800 | 4849 | 4.4 | 4.2 | Federally-Regulated Commercial & Industrial Equipment | 01/09/2014 |  | 03/23/2020
Florida Heat Pump | Bosch | LV036-2VT/CF/HZ*-***T |  | Water-Source | WBAHP: Heat Pump Packaged Unit | Heat Pump | 265 | 1 |  |  |  | Single-Speed |  |  |  | 38200 | 2481 | 15.4 | 12 | 41400 | 2582 | 4.7 | 4.2 | Federally-Regulated Commercial & Industrial Equipment | 04/22/2015 |  | 03/23/2020
Florida Heat Pump | Carrier Corp. | 50PCV048L/R**3/CA |  | Water-Source | WBAHP: Heat Pump Packaged Unit | Heat Pump | 208 | 1 |  |  |  | Single-Speed |  |  |  | 45900 | 3530 | 13 | 12 | 56400 | 3844 | 4.3 | 4.2 | Federally-Regulated Commercial & Industrial Equipment | 05/01/2015 |  | 03/23/2020
Florida Heat Pump | Geomaster, LLC | RD030-2VT/CF/HZ*-***T |  | Water-Source | WBAHP: Heat Pump Packaged Unit | Heat Pump | 265 | 1 |  |  | No Match | Single-Speed |  |  |  | 30000 | 2027 | 14.8 | 12 | 32800 | 2090 | 4.6 | 4.2 | Federally-Regulated Commercial & Industrial Equipment | 04/21/2014 |  | 03/23/2020
Florida Heat Pump | Bosch | LV041-4VT/CF*-***A |  | Water-Source | WBAHP: Heat Pump Packaged Unit | Heat Pump | 460 | 3 |  |  |  | Single-Speed |  |  |  | 40500 | 2580 | 15.7 | 12 | 43700 | 2911 | 4.4 | 4.2 | Federally-Regulated Commercial & Industrial Equipment | 04/22/2015 |  | 03/23/2020
Florida Heat Pump | Bosch | EC042-4CF/HZ/VT |  | Water-Source | WBAHP: Heat Pump Packaged Unit | Heat Pump | 460 | 3 |  |  |  | Single-Speed |  |  |  | 42000 | 3230 | 13 | 12 | 53000 | 3698 | 4.2 | 4.2 | Federally-Regulated Commercial & Industrial Equipment | 04/22/2015 |  | 03/23/2020
Florida Heat Pump | Geomaster, LLC | RD048-3VT/CF/HZ*-***T/A*B |  | Water-Source | WBAHP: Heat Pump Packaged Unit | Heat Pump | 208 | 3 |  |  |  | Single-Speed |  |  |  | 46800 | 3295 | 14.2 | 12 | 55600 | 3621 | 4.5 | 4.2 | Federally-Regulated Commercial & Industrial Equipment | 05/01/2015 |  | 03/23/2020
Florida Heat Pump | Bosch | EP048-1HZ/VT |  | Water-Source | WBAHP: Heat Pump Packaged Unit | Heat Pump | 230 | 1 |  |  |  | Single-Speed |  |  |  | 47400 | 2756 | 17.2 | 12 | 50000 | 2765 | 5.3 | 4.2 | Federally-Regulated Commercial & Industrial Equipment | 04/22/2015 |  | 03/23/2020
Florida Heat Pump | Florida Heat Pump | SV024-2CF/VT/HZ*-***T/A*A |  | Water-Source | WBAHP: Heat Pump Packaged Unit | Heat Pump | 265 | 1 |  |  | No Match | Single-Speed |  |  |  | 23800 | 1664 | 14.3 | 12 | 26200 | 1669 | 4.6 | 4.2 | Federally-Regulated Commercial & Industrial Equipment | 01/09/2014 |  | 03/23/2020
Florida Heat Pump | Geomaster, LLC | RD030-1VT/CF/HZ*-***T |  | Water-Source | WBAHP: Heat Pump Packaged Unit | Heat Pump | 230 | 1 |  |  | No Match | Single-Speed |  |  |  | 30000 | 2027 | 14.8 | 12 | 32800 | 2090 | 4.6 | 4.2 | Federally-Regulated Commercial & Industrial Equipment | 04/21/2014 |  | 03/23/2020
Florida Heat Pump | Bosch | LM024-3CF/HZ/VT*-*****A |  | Water-Source | WBAHP: Heat Pump Packaged Unit | Heat Pump | 208 | 3 |  |  |  | Dual-Speed |  |  |  | 25500 | 1466 | 17.4 | 12 | 29200 | 1528 | 5.6 | 4.2 | Federally-Regulated Commercial & Industrial Equipment | 04/22/2015 |  | 03/23/2020
Florida Heat Pump | Bosch | SV042-4VT/CF/HZ*-****A |  | Water-Source | WBAHP: Heat Pump Packaged Unit | Heat Pump | 460 | 3 |  |  |  | Single-Speed |  |  |  | 40000 | 3175 | 12.6 | 12 | 46300 | 3231 | 4.2 | 4.2 | Federally-Regulated Commercial & Industrial Equipment | 04/22/2015 |  | 03/23/2020
Florida Heat Pump | Bosch | EC030-4CF/HZ/VT |  | Water-Source | WBAHP: Heat Pump Packaged Unit | Heat Pump | 460 | 3 |  |  |  | Single-Speed |  |  |  | 29000 | 2230 | 13 | 12 | 35000 | 2385 | 4.3 | 4.2 | Federally-Regulated Commercial & Industrial Equipment | 04/22/2015 |  | 03/23/2020
Florida Heat Pump | Bosch | SV060-4VT/CF/HZ*-***P*A |  | Water-Source | WBAHP: Heat Pump Packaged Unit | Heat Pump | 460 | 3 |  |  |  | Single-Speed |  |  |  | 57900 | 4386 | 13.2 | 12 | 67200 | 4689 | 4.2 | 4.2 | Federally-Regulated Commercial & Industrial Equipment | 04/22/2015 |  | 03/23/2020
Florida Heat Pump | Carrier Corp. | 50PCH060N/P/W/Y**6/FA |  | Water-Source | WBAHP: Heat Pump Packaged Unit | Heat Pump | 460 | 3 |  |  |  | Single-Speed |  |  |  | 59000 | 4125 | 14.3 | 12 | 66400 | 4525 | 4.3 | 4.2 | Federally-Regulated Commercial & Industrial Equipment | 05/01/2015 |  | 03/23/2020
Florida Heat Pump | Florida Heat Pump | SV070-1VT/CF/HZ*-***P*A |  | Water-Source | WBAHP: Heat Pump Packaged Unit | Heat Pump | 230 | 1 |  |  | No Match | Single-Speed |  |  |  | 64000 | 4812 | 13.3 | 12 | 72800 | 4849 | 4.4 | 4.2 | Federally-Regulated Commercial & Industrial Equipment | 01/09/2014 |  | 03/23/2020
Florida Heat Pump | Florida Heat Pump | EP060-3HZ/VT |  | Water-Source | WBAHP: Heat Pump Packaged Unit | Heat Pump | 208 | 3 |  |  | No Match | Single-Speed |  |  |  | 60400 | 3728 | 16.2 | 12 | 71500 | 3676 | 5.7 | 4.2 | Federally-Regulated Commercial & Industrial Equipment | 04/21/2014 |  | 03/23/2020
Florida Heat Pump | Bosch | LV070-1VT/CF/HZ*-***T/A*B |  | Water-Source | WBAHP: Heat Pump Packaged Unit | Heat Pump | 230 | 1 |  |  |  | Single-Speed | 4027 | 819 |  | 65200 | 4465 | 14.6 | 11.9 | 71800 | 4574 | 4.6 | 4.2 | Federally-Regulated Commercial & Industrial Equipment | 05/01/2015 |  | 03/23/2020
Florida Heat Pump | Bosch | EC070-4CF/HZ/VT |  | Water-Source | WBAHP: Heat Pump Packaged Unit | Heat Pump | 460 | 3 |  |  |  | Single-Speed | 4406 | 803 |  | 68000 | 5037 | 13.5 | 11.9 | 80000 | 5210 | 4.5 | 4.2 | Federally-Regulated Commercial & Industrial Equipment | 04/22/2015 |  | 03/23/2020
Florida Heat Pump | Bosch | EC096-1HZ/VT |  | Water-Source | WBAHP: Heat Pump Packaged Unit | Heat Pump | 208 | 1 |  |  |  | Single-Speed | 6059 | 1022 |  | 96000 | 6857 | 14 | 11.9 | 116000 | 7083 | 4.8 | 4.2 | Federally-Regulated Commercial & Industrial Equipment | 04/22/2015 |  | 03/23/2020
Florida Heat Pump | Geomaster, LLC | EP030-4HZ/VT |  | Water-Source | WBAHP: Heat Pump Packaged Unit | Heat Pump | 460 | 3 |  |  | No Match | Single-Speed | 1629 | 113 |  | 27000 | 1627 | 16.6 | 12 | 31000 | 1540 | 5.9 | 4.2 | Federally-Regulated Commercial & Industrial Equipment | 08/23/2011 |  | 03/23/2020
Florida Heat Pump | Carrier Corp. | 50PCH048Z/B/S/E**6/FA |  | Water-Source | WBAHP: Heat Pump Packaged Unit | Heat Pump | 460 | 3 |  |  |  | Single-Speed |  |  |  | 45900 | 3530 | 13 | 12 | 56400 | 3844 | 4.3 | 4.2 | Federally-Regulated Commercial & Industrial Equipment | 05/01/2015 |  | 03/23/2020
Florida Heat Pump | Geomaster, LLC | RD018-2VT/CF/HZ*-***P |  | Water-Source | WBAHP: Heat Pump Packaged Unit | Heat Pump | 265 | 1 |  |  | No Match | Single-Speed |  |  |  | 19400 | 1448 | 13.4 | 12 | 22200 | 1414 | 4.6 | 4.2 | Federally-Regulated Commercial & Industrial Equipment | 04/21/2014 |  | 03/23/2020
Florida Heat Pump | Bosch | SV018-1CF/VT/HZ*-***P*A |  | Water-Source | WBAHP: Heat Pump Packaged Unit | Heat Pump | 208 | 1 |  |  |  | Single-Speed |  |  |  | 19400 | 1448 | 13.4 | 12 | 22200 | 1414 | 4.6 | 4.2 | Federally-Regulated Commercial & Industrial Equipment | 04/22/2015 |  | 03/23/2020
Florida Heat Pump | Florida Heat Pump | SV030-4VT/CF/HZ*-***T/A*A |  | Water-Source | WBAHP: Heat Pump Packaged Unit | Heat Pump | 460 | 3 |  |  | No Match | Single-Speed |  |  |  | 30000 | 2027 | 14.8 | 12 | 32800 | 2090 | 4.6 | 4.2 | Federally-Regulated Commercial & Industrial Equipment | 01/09/2014 |  | 03/23/2020
Florida Heat Pump | Carrier Corp. | 50PCV060L/R**5/EA |  | Water-Source | WBAHP: Heat Pump Packaged Unit | Heat Pump | 208 | 3 |  |  |  | Single-Speed |  |  |  | 57900 | 4453 | 13 | 12 | 67200 | 4580 | 4.3 | 4.2 | Federally-Regulated Commercial & Industrial Equipment | 05/01/2015 |  | 03/23/2020
Florida Heat Pump | Carrier Corp. | 50PCV042L/R**6/FA |  | Water-Source | WBAHP: Heat Pump Packaged Unit | Heat Pump | 460 | 3 |  |  |  | Single-Speed |  |  |  | 40000 | 2919 | 13.7 | 12 | 46300 | 3155 | 4.3 | 4.2 | Federally-Regulated Commercial & Industrial Equipment | 05/01/2015 |  | 03/23/2020
Florida Heat Pump | Florida Heat Pump | SV041-4VT/CF*-***T/A*A |  | Water-Source | WBAHP: Heat Pump Packaged Unit | Heat Pump | 460 | 3 |  |  | No Match | Single-Speed |  |  |  | 40500 | 2580 | 15.7 | 12 | 43700 | 2911 | 4.4 | 4.2 | Federally-Regulated Commercial & Industrial Equipment | 01/09/2014 |  | 03/23/2020
Florida Heat Pump | Bosch | SV070-1VT/CF/HZ*-***T/A*A |  | Water-Source | WBAHP: Heat Pump Packaged Unit | Heat Pump | 230 | 1 |  |  |  | Single-Speed | 4027 | 781 |  | 65200 | 4466 | 14.6 | 11.9 | 71800 | 4575 | 4.6 | 4.2 | Federally-Regulated Commercial & Industrial Equipment | 04/22/2015 |  | 03/23/2020
Florida Heat Pump | Geomaster, LLC | RD070-1VT/CF/HZ*-***P*B |  | Water-Source | WBAHP: Heat Pump Packaged Unit | Heat Pump | 208 | 1 |  |  |  | Single-Speed |  |  |  | 64000 | 4812 | 13.3 | 12 | 72800 | 4849 | 4.4 | 4.2 | Federally-Regulated Commercial & Industrial Equipment | 05/01/2015 |  | 03/23/2020
Florida Heat Pump | Bosch | LV024-2VT/CF/HZ*-***P |  | Water-Source | WBAHP: Heat Pump Packaged Unit | Heat Pump | 265 | 1 |  |  |  | Single-Speed |  |  |  | 23400 | 1746 | 13.4 | 12 | 26600 | 1772 | 4.4 | 4.2 | Federally-Regulated Commercial & Industrial Equipment | 04/22/2015 |  | 03/23/2020
Florida Heat Pump | Bosch | LV030-4VT/CF/HZ*-***A |  | Water-Source | WBAHP: Heat Pump Packaged Unit | Heat Pump | 460 | 3 |  |  |  | Single-Speed |  |  |  | 30000 | 2027 | 14.8 | 12 | 32800 | 2090 | 4.6 | 4.2 | Federally-Regulated Commercial & Industrial Equipment | 04/22/2015 |  | 03/23/2020
Florida Heat Pump | Bosch | SV024-2CF/VT/HZ*-***T/A*A |  | Water-Source | WBAHP: Heat Pump Packaged Unit | Heat Pump | 265 | 1 |  |  |  | Single-Speed |  |  |  | 23800 | 1664 | 14.3 | 12 | 26200 | 1669 | 4.6 | 4.2 | Federally-Regulated Commercial & Industrial Equipment | 04/22/2015 |  | 03/23/2020
Florida Heat Pump | Bosch | ES035-1CF/HZ/VT |  | Water-Source | WBAHP: Heat Pump Packaged Unit | Heat Pump | 230 | 1 |  |  |  | Single-Speed |  |  |  | 36000 | 2465 | 14.6 | 12 | 43000 | 2625 | 4.8 | 4.2 | Federally-Regulated Commercial & Industrial Equipment | 04/29/2015 |  | 03/23/2020
Florida Heat Pump | Bosch | SV048-3VT/CF/HZ*-***T/A*B |  | Water-Source | WBAHP: Heat Pump Packaged Unit | Heat Pump | 230 | 3 |  |  |  | Single-Speed |  |  |  | 46800 | 3295 | 14.2 | 12 | 55600 | 3621 | 4.5 | 4.2 | Federally-Regulated Commercial & Industrial Equipment | 05/01/2015 |  | 03/23/2020
Florida Heat Pump | Florida Heat Pump | LV018-2VT/CF/HZ*-***A |  | Water-Source | WBAHP: Heat Pump Packaged Unit | Heat Pump | 265 | 1 |  |  |  | Single-Speed |  |  |  | 19700 | 1387 | 14.2 | 12 | 21900 | 1365 | 4.7 | 4.2 | Federally-Regulated Commercial & Industrial Equipment | 04/22/2015 |  | 03/23/2020
Florida Heat Pump | Florida Heat Pump | LV060-4VT/CF/HZ*-***P*B |  | Water-Source | WBAHP: Heat Pump Packaged Unit | Heat Pump | 460 | 3 |  |  |  | Single-Speed |  |  |  | 57900 | 4453 | 13 | 12 | 67200 | 4580 | 4.3 | 4.2 | Federally-Regulated Commercial & Industrial Equipment | 05/01/2015 |  | 03/23/2020
Florida Heat Pump | Bosch | EC007-0CF/HZ/VT |  | Water-Source | WBAHP: Heat Pump Packaged Unit | Heat Pump | 115 | 1 |  |  |  | Single-Speed |  |  |  | 6200 | 496 | 12.5 | 11.2 | 8000 | 459 | 5.1 | 4.2 | Federally-Regulated Commercial & Industrial Equipment | 04/22/2015 |  | 03/23/2020
Florida Heat Pump | Carrier Corp. | 50PCV041J/K**6/FA |  | Water-Source | WBAHP: Heat Pump Packaged Unit | Heat Pump | 460 | 3 |  |  |  | Single-Speed |  |  |  | 40500 | 2977 | 13.6 | 12 | 43700 | 2910 | 4.4 | 4.2 | Federally-Regulated Commercial & Industrial Equipment | 05/01/2015 |  | 03/23/2020
Florida Heat Pump | Bosch | SV042-3VT/CF/HZ*-***T/A*B |  | Water-Source | WBAHP: Heat Pump Packaged Unit | Heat Pump | 230 | 3 |  |  |  | Single-Speed |  |  |  | 40900 | 2900 | 14.1 | 12 | 45300 | 3017 | 4.4 | 4.2 | Federally-Regulated Commercial & Industrial Equipment | 05/01/2015 |  | 03/23/2020
Florida Heat Pump | Bosch | SV024-1VT/CF/HZ*-***P*B |  | Water-Source | WBAHP: Heat Pump Packaged Unit | Heat Pump | 208 | 1 |  |  |  | Single-Speed |  |  |  | 23400 | 1746 | 13.4 | 12 | 26600 | 1771 | 4.4 | 4.2 | Federally-Regulated Commercial & Industrial Equipment | 05/01/2015 |  | 03/23/2020
Florida Heat Pump | Bosch | EC060-1CF/HZ/VT |  | Water-Source | WBAHP: Heat Pump Packaged Unit | Heat Pump | 208 | 1 |  |  |  | Single-Speed |  |  |  | 62000 | 4696 | 13.2 | 12 | 79000 | 5262 | 4.4 | 4.2 | Federally-Regulated Commercial & Industrial Equipment | 04/22/2015 |  | 03/23/2020
Florida Heat Pump | Bosch | EP024-4HZ/VT |  | Water-Source | WBAHP: Heat Pump Packaged Unit | Heat Pump | 460 | 3 |  |  |  | Single-Speed |  |  |  | 24500 | 1346 | 18.2 | 12 | 28500 | 1465 | 5.7 | 4.2 | Federally-Regulated Commercial & Industrial Equipment | 04/22/2015 |  | 03/23/2020
Florida Heat Pump | Bosch | LV015-2VT/CF/HZ*-***T |  | Water-Source | WBAHP: Heat Pump Packaged Unit | Heat Pump | 265 | 1 |  |  |  | Single-Speed |  |  |  | 13700 | 979 | 14 | 11.2 | 15500 | 1032 | 4.4 | 4.2 | Federally-Regulated Commercial & Industrial Equipment | 04/22/2015 |  | 03/23/2020
Florida Heat Pump | Geomaster, LLC | RD048-4VT/CF/HZ*-***T/A*B |  | Water-Source | WBAHP: Heat Pump Packaged Unit | Heat Pump | 460 | 3 |  |  |  | Single-Speed |  |  |  | 46800 | 3295 | 14.2 | 12 | 55600 | 3621 | 4.5 | 4.2 | Federally-Regulated Commercial & Industrial Equipment | 05/01/2015 |  | 03/23/2020
Florida Heat Pump | Bosch | LV070-5VT/CF/HZ*-***P*B |  | Water-Source | WBAHP: Heat Pump Packaged Unit | Heat Pump | 575 | 3 |  |  |  | Single-Speed |  |  |  | 64000 | 4812 | 13.3 | 12 | 72800 | 4849 | 4.4 | 4.2 | Federally-Regulated Commercial & Industrial Equipment | 05/01/2015 |  | 03/23/2020
Florida Heat Pump | Geomaster, LLC | EP009-0HZ/VT |  | Water-Source | WBAHP: Heat Pump Packaged Unit | Heat Pump | 115 | 1 |  |  | No Match | Single-Speed | 539 | 43 |  | 9000 | 556 | 16.2 | 11.2 | 11200 | 597 | 5.5 | 4.2 | Federally-Regulated Commercial & Industrial Equipment | 08/23/2011 |  | 03/23/2020
Florida Heat Pump | Bosch | EC009-2CF/HZ/VT |  | Water-Source | WBAHP: Heat Pump Packaged Unit | Heat Pump | 265 | 1 |  |  |  | Single-Speed |  |  |  | 7800 | 569 | 13.7 | 11.2 | 11400 | 710 | 4.7 | 4.2 | Federally-Regulated Commercial & Industrial Equipment | 04/22/2015 |  | 03/23/2020
Florida Heat Pump | Bosch | SV041-3VT/CF*-***P*A |  | Water-Source | WBAHP: Heat Pump Packaged Unit | Heat Pump | 230 | 3 |  |  |  | Single-Speed |  |  |  | 39500 | 2904 | 13.6 | 12 | 44600 | 3112 | 4.2 | 4.2 | Federally-Regulated Commercial & Industrial Equipment | 04/22/2015 |  | 03/23/2020
Florida Heat Pump | Florida Heat Pump | ES060-4CF/HZ/VT |  | Water-Source | WBAHP: Heat Pump Packaged Unit | Heat Pump | 460 | 3 |  |  | No Match | Single-Speed |  |  |  | 61000 | 4357 | 14 | 12 | 72000 | 4396 | 4.8 | 4.2 | Federally-Regulated Commercial & Industrial Equipment | 06/14/2011 |  | 03/23/2020
Florida Heat Pump | Bosch | SV024-2VT/CF/HZ*-***P*B |  | Water-Source | WBAHP: Heat Pump Packaged Unit | Heat Pump | 265 | 1 |  |  |  | Single-Speed |  |  |  | 23400 | 1746 | 13.4 | 12 | 26600 | 1771 | 4.4 | 4.2 | Federally-Regulated Commercial & Industrial Equipment | 05/01/2015 |  | 03/23/2020
Florida Heat Pump | Florida Heat Pump | LV042-1VT/CF/HZ*-***T/A*B |  | Water-Source | WBAHP: Heat Pump Packaged Unit | Heat Pump | 208 | 1 |  |  |  | Single-Speed |  |  |  | 40900 | 2900 | 14.1 | 12 | 45300 | 3017 | 4.4 | 4.2 | Federally-Regulated Commercial & Industrial Equipment | 05/01/2015 |  | 03/23/2020
Florida Heat Pump | Florida Heat Pump | LV070-5VT/CF/HZ*-***P*B |  | Water-Source | WBAHP: Heat Pump Packaged Unit | Heat Pump | 575 | 3 |  |  |  | Single-Speed |  |  |  | 64000 | 4812 | 13.3 | 12 | 72800 | 4849 | 4.4 | 4.2 | Federally-Regulated Commercial & Industrial Equipment | 05/01/2015 |  | 03/23/2020
Florida Heat Pump | Florida Heat Pump | SV048-1VT/CF/HZ*-***P*A |  | Water-Source | WBAHP: Heat Pump Packaged Unit | Heat Pump | 208 | 1 |  |  | No Match | Single-Speed |  |  |  | 45900 | 3558 | 12.9 | 12 | 56400 | 3844 | 4.3 | 4.2 | Federally-Regulated Commercial & Industrial Equipment | 01/09/2014 |  | 03/23/2020
Florida Heat Pump | Carrier Corp. | 50PCH042Z/B/S/E**6/FA |  | Water-Source | WBAHP: Heat Pump Packaged Unit | Heat Pump | 460 | 3 |  |  |  | Single-Speed |  |  |  | 40000 | 2919 | 13.7 | 12 | 46300 | 3155 | 4.3 | 4.2 | Federally-Regulated Commercial & Industrial Equipment | 05/01/2015 |  | 03/23/2020
Florida Heat Pump | Florida Heat Pump | LV024-3VT/CF/HZ*-***P*B |  | Water-Source | WBAHP: Heat Pump Packaged Unit | Heat Pump | 208 | 3 |  |  |  | Single-Speed |  |  |  | 23400 | 1746 | 13.4 | 12 | 26600 | 1771 | 4.4 | 4.2 | Federally-Regulated Commercial & Industrial Equipment | 05/01/2015 |  | 03/23/2020
Florida Heat Pump | Geomaster, LLC | RD024-4VT/CF/HZ*-***P |  | Water-Source | WBAHP: Heat Pump Packaged Unit | Heat Pump | 460 | 3 |  |  | No Match | Single-Speed |  |  |  | 23400 | 1746 | 13.4 | 12 | 26600 | 1772 | 4.4 | 4.2 | Federally-Regulated Commercial & Industrial Equipment | 04/21/2014 |  | 03/23/2020
Florida Heat Pump | Florida Heat Pump | SV070-3VT/CF/HZ*-***P*A |  | Water-Source | WBAHP: Heat Pump Packaged Unit | Heat Pump | 230 | 3 |  |  | No Match | Single-Speed |  |  |  | 64000 | 4812 | 13.3 | 12 | 72800 | 4849 | 4.4 | 4.2 | Federally-Regulated Commercial & Industrial Equipment | 01/09/2014 |  | 03/23/2020
Florida Heat Pump | Geomaster, LLC | RD036-3VT/CF/HZ*-***A |  | Water-Source | WBAHP: Heat Pump Packaged Unit | Heat Pump | 208 | 3 |  |  | No Match | Single-Speed |  |  |  | 38200 | 2481 | 15.4 | 12 | 41400 | 2582 | 4.7 | 4.2 | Federally-Regulated Commercial & Industrial Equipment | 04/21/2014 |  | 03/23/2020
Florida Heat Pump | Florida Heat Pump | SV015-1CF/VT/HZ*-***T/A*A |  | Water-Source | WBAHP: Heat Pump Packaged Unit | Heat Pump | 230 | 1 |  |  | No Match | Single-Speed |  |  |  | 13700 | 979 | 14 | 11.2 | 15500 | 1032 | 4.4 | 4.2 | Federally-Regulated Commercial & Industrial Equipment | 01/09/2014 |  | 03/23/2020
Florida Heat Pump | Geomaster, LLC | EP007-0HZ/VT |  | Water-Source | WBAHP: Heat Pump Packaged Unit | Heat Pump | 115 | 1 |  |  | No Match | Single-Speed |  |  |  | 6800 | 433 | 15.7 | 11.2 | 8800 | 452 | 5.7 | 4.2 | Federally-Regulated Commercial & Industrial Equipment | 11/30/2011 |  | 03/23/2020
Florida Heat Pump | Bosch | SV009-2CF/VT/HZ*-***P*A |  | Water-Source | WBAHP: Heat Pump Packaged Unit | Heat Pump | 265 | 1 |  |  |  | Single-Speed |  |  |  | 8200 | 661 | 12.4 | 11.2 | 9900 | 617 | 4.7 | 4.2 | Federally-Regulated Commercial & Industrial Equipment | 04/22/2015 |  | 03/23/2020
Florida Heat Pump | Bosch | LV048-1VT/HF/HZ*-***P |  | Water-Source | WBAHP: Heat Pump Packaged Unit | Heat Pump | 230 | 1 |  |  |  | Single-Speed |  |  |  | 45900 | 3558 | 12.9 | 12 | 56400 | 3844 | 4.3 | 4.2 | Federally-Regulated Commercial & Industrial Equipment | 04/22/2015 |  | 03/23/2020
Florida Heat Pump | Bosch | EP024-2HZ/VT |  | Water-Source | WBAHP: Heat Pump Packaged Unit | Heat Pump | 265 | 1 |  |  |  | Single-Speed |  |  |  | 24500 | 1346 | 18.2 | 12 | 28500 | 1465 | 5.7 | 4.2 | Federally-Regulated Commercial & Industrial Equipment | 04/22/2015 |  | 03/23/2020
Florida Heat Pump | Geomaster, LLC | RD060-4VT/CF/HZ*-***P*B |  | Water-Source | WBAHP: Heat Pump Packaged Unit | Heat Pump | 460 | 3 |  |  |  | Single-Speed |  |  |  | 57900 | 4453 | 13 | 12 | 67200 | 4580 | 4.3 | 4.2 | Federally-Regulated Commercial & Industrial Equipment | 05/01/2015 |  | 03/23/2020
Florida Heat Pump | Carrier Corp. | 50H/VQP120***6A |  | Water-Source | WBAHP: Heat Pump Packaged Unit | Heat Pump | 460 | 3 |  |  | No Match | Single-Speed | 9101 | 1460 | 1 | 124000 | 9394 | 13.2 | 12 | 158000 | 10521 | 4.4 | 4.2 | Federally-Regulated Commercial & Industrial Equipment | 08/15/2014 |  | 03/23/2020
Florida Heat Pump | Florida Heat Pump | SV024-2CF/VT/HZ*-***P*A |  | Water-Source | WBAHP: Heat Pump Packaged Unit | Heat Pump | 265 | 1 |  |  | No Match | Single-Speed |  |  |  | 23400 | 1746 | 13.4 | 12 | 26600 | 1772 | 4.4 | 4.2 | Federally-Regulated Commercial & Industrial Equipment | 01/09/2014 |  | 03/23/2020
Florida Heat Pump | Florida Heat Pump | SV030-4VT/CF/HZ*-***P*A |  | Water-Source | WBAHP: Heat Pump Packaged Unit | Heat Pump | 460 | 3 |  |  | No Match | Single-Speed |  |  |  | 29200 | 2229 | 13.1 | 12 | 33400 | 2276 | 4.3 | 4.2 | Federally-Regulated Commercial & Industrial Equipment | 01/09/2014 |  | 03/23/2020
Florida Heat Pump | Bosch | LV007-1VT/CF/HZ*-***P |  | Water-Source | WBAHP: Heat Pump Packaged Unit | Heat Pump | 208 | 1 |  |  |  | Single-Speed |  |  |  | 6100 | 500 | 12.2 | 11.2 | 7800 | 431 | 5.3 | 4.2 | Federally-Regulated Commercial & Industrial Equipment | 04/22/2015 |  | 03/23/2020
Florida Heat Pump | Carrier Corp. | 50PCH024Z/B/S/E**4/DA |  | Water-Source | WBAHP: Heat Pump Packaged Unit | Heat Pump | 265 | 1 |  |  |  | Single-Speed |  |  |  | 23400 | 1746 | 13.4 | 12 | 26600 | 1771 | 4.4 | 4.2 | Federally-Regulated Commercial & Industrial Equipment | 05/01/2015 |  | 03/23/2020
Florida Heat Pump | Carrier Corp. | 50H/VQP096***3A |  | Water-Source | WBAHP: Heat Pump Packaged Unit | Heat Pump | 230 | 1 |  |  | No Match | Single-Speed | 6059 | 1022 | 1 | 96000 | 6857 | 14 | 12 | 116000 | 7081 | 4.8 | 4.2 | Federally-Regulated Commercial & Industrial Equipment | 08/15/2014 |  | 03/23/2020
Florida Heat Pump | Carrier Corp. | 50H/VQP096***5A |  | Water-Source | WBAHP: Heat Pump Packaged Unit | Heat Pump | 230 | 3 |  |  | No Match | Single-Speed | 6059 | 1022 | 1 | 96000 | 6857 | 14 | 12 | 116000 | 7081 | 4.8 | 4.2 | Federally-Regulated Commercial & Industrial Equipment | 08/15/2014 |  | 03/23/2020
Florida Heat Pump | Bosch | SV024-2VT/CF/HZ*-***T/A*B |  | Water-Source | WBAHP: Heat Pump Packaged Unit | Heat Pump | 265 | 1 |  |  |  | Single-Speed |  |  |  | 23800 | 1664 | 14.3 | 12 | 26200 | 1669 | 4.6 | 4.2 | Federally-Regulated Commercial & Industrial Equipment | 05/01/2015 |  | 03/23/2020
Florida Heat Pump | Florida Heat Pump | SV015-2CF/VT/HZ*-***P*A |  | Water-Source | WBAHP: Heat Pump Packaged Unit | Heat Pump | 265 | 1 |  |  | No Match | Single-Speed |  |  |  | 13400 | 1107 | 12.1 | 11.2 | 16100 | 1123 | 4.2 | 4.2 | Federally-Regulated Commercial & Industrial Equipment | 01/09/2014 |  | 03/23/2020
Florida Heat Pump | Florida Heat Pump | LV048-4VT/CF/HZ*-***T/A*B |  | Water-Source | WBAHP: Heat Pump Packaged Unit | Heat Pump | 460 | 3 |  |  |  | Single-Speed |  |  |  | 46800 | 3295 | 14.2 | 12 | 55600 | 3621 | 4.5 | 4.2 | Federally-Regulated Commercial & Industrial Equipment | 05/01/2015 |  | 03/23/2020
Florida Heat Pump | Bosch | SV018-1CF/VT/HZ*-***T/A*A |  | Water-Source | WBAHP: Heat Pump Packaged Unit | Heat Pump | 230 | 1 |  |  |  | Single-Speed |  |  |  | 19700 | 1387 | 14.2 | 12 | 21900 | 1366 | 4.7 | 4.2 | Federally-Regulated Commercial & Industrial Equipment | 04/22/2015 |  | 03/23/2020
Florida Heat Pump | Carrier Corp. | 50PCH024N/P/W/Y**6/FA |  | Water-Source | WBAHP: Heat Pump Packaged Unit | Heat Pump | 460 | 3 |  |  |  | Single-Speed |  |  |  | 23800 | 1664 | 14.3 | 12 | 26200 | 1669 | 4.6 | 4.2 | Federally-Regulated Commercial & Industrial Equipment | 05/01/2015 |  | 03/23/2020
Florida Heat Pump | Bosch | SV060-3VT/CF/HZ*-***P*A |  | Water-Source | WBAHP: Heat Pump Packaged Unit | Heat Pump | 208 | 3 |  |  |  | Single-Speed |  |  |  | 57900 | 4386 | 13.2 | 12 | 67200 | 4689 | 4.2 | 4.2 | Federally-Regulated Commercial & Industrial Equipment | 04/22/2015 |  | 03/23/2020
Florida Heat Pump | Geomaster, LLC | RD036-4VT/CF/HZ*-***P |  | Water-Source | WBAHP: Heat Pump Packaged Unit | Heat Pump | 460 | 3 |  |  | No Match | Single-Speed |  |  |  | 37900 | 2578 | 14.7 | 12 | 41800 | 2663 | 4.6 | 4.2 | Federally-Regulated Commercial & Industrial Equipment | 04/21/2014 |  | 03/23/2020
Florida Heat Pump | Geomaster, LLC | RD024-2VT/CF/HZ*-***P*B |  | Water-Source | WBAHP: Heat Pump Packaged Unit | Heat Pump | 265 | 1 |  |  |  | Single-Speed |  |  |  | 23400 | 1746 | 13.4 | 12 | 26600 | 1771 | 4.4 | 4.2 | Federally-Regulated Commercial & Industrial Equipment | 05/01/2015 |  | 03/23/2020
Florida Heat Pump | Geomaster, LLC | RD012-2VT/CF/HZ*-***P |  | Water-Source | WBAHP: Heat Pump Packaged Unit | Heat Pump | 265 | 1 |  |  | No Match | Single-Speed |  |  |  | 10900 | 924 | 11.8 | 11.2 | 13000 | 886 | 4.3 | 4.2 | Federally-Regulated Commercial & Industrial Equipment | 04/21/2014 |  | 03/23/2020
Florida Heat Pump | Carrier Corp. | 50PCV060J/K**6/FA |  | Water-Source | WBAHP: Heat Pump Packaged Unit | Heat Pump | 460 | 3 |  |  |  | Single-Speed |  |  |  | 59000 | 4125 | 14.3 | 12 | 66400 | 4525 | 4.3 | 4.2 | Federally-Regulated Commercial & Industrial Equipment | 05/01/2015 |  | 03/23/2020
Florida Heat Pump | Geomaster, LLC | EP048-4HZ/VT |  | Water-Source | WBAHP: Heat Pump Packaged Unit | Heat Pump | 460 | 3 |  |  | No Match | Single-Speed |  |  |  | 47400 | 2756 | 17.2 | 12 | 50000 | 2765 | 5.3 | 4.2 | Federally-Regulated Commercial & Industrial Equipment | 04/21/2014 |  | 03/23/2020
Florida Heat Pump | Bosch | LV070-5VT/CF/HZ*-***P |  | Water-Source | WBAHP: Heat Pump Packaged Unit | Heat Pump | 575 | 3 |  |  |  | Single-Speed |  |  |  | 64000 | 4812 | 13.3 | 12 | 72800 | 4849 | 4.4 | 4.2 | Federally-Regulated Commercial & Industrial Equipment | 04/22/2015 |  | 03/23/2020
Florida Heat Pump | Bosch | SV030-4VT/CF/HZ*-***T/A*A |  | Water-Source | WBAHP: Heat Pump Packaged Unit | Heat Pump | 460 | 3 |  |  |  | Single-Speed |  |  |  | 30000 | 2027 | 14.8 | 12 | 32800 | 2090 | 4.6 | 4.2 | Federally-Regulated Commercial & Industrial Equipment | 04/22/2015 |  | 03/23/2020
Florida Heat Pump | Carrier Corp. | 50PCH070Z/B/S/E**5/EA |  | Water-Source | WBAHP: Heat Pump Packaged Unit | Heat Pump | 208 | 3 |  |  |  | Single-Speed |  |  |  | 64000 | 4812 | 13.3 | 12 | 72800 | 4849 | 4.4 | 4.2 | Federally-Regulated Commercial & Industrial Equipment | 05/01/2015 |  | 03/23/2020
Florida Heat Pump | Carrier Corp. | 50PCV060L/R**1/AA |  | Water-Source | WBAHP: Heat Pump Packaged Unit | Heat Pump | 575 | 3 |  |  |  | Single-Speed |  |  |  | 57900 | 4453 | 13 | 12 | 67200 | 4580 | 4.3 | 4.2 | Federally-Regulated Commercial & Industrial Equipment | 05/01/2015 |  | 03/23/2020
Florida Heat Pump | Bosch | LM024-2CF/HZ/VT*-*****A |  | Water-Source | WBAHP: Heat Pump Packaged Unit | Heat Pump | 265 | 1 |  |  |  | Dual-Speed |  |  |  | 25500 | 1466 | 17.4 | 12 | 29200 | 1528 | 5.6 | 4.2 | Federally-Regulated Commercial & Industrial Equipment | 04/22/2015 |  | 03/23/2020
Florida Heat Pump | Florida Heat Pump | SV041-4VT/CF*-***P*A |  | Water-Source | WBAHP: Heat Pump Packaged Unit | Heat Pump | 460 | 3 |  |  | No Match | Single-Speed |  |  |  | 39500 | 2904 | 13.6 | 12 | 44600 | 3112 | 4.2 | 4.2 | Federally-Regulated Commercial & Industrial Equipment | 01/09/2014 |  | 03/23/2020
Florida Heat Pump | Florida Heat Pump | EP007-0HZ/VT |  | Water-Source | WBAHP: Heat Pump Packaged Unit | Heat Pump | 115 | 1 |  |  | No Match | Single-Speed |  |  |  | 6800 | 433 | 15.7 | 11.2 | 8800 | 452 | 5.7 | 4.2 | Federally-Regulated Commercial & Industrial Equipment | 11/30/2011 |  | 03/23/2020
Florida Heat Pump | Bosch | LV030-2VT/CF/HZ*-***A |  | Water-Source | WBAHP: Heat Pump Packaged Unit | Heat Pump | 265 | 1 |  |  |  | Single-Speed |  |  |  | 30000 | 2027 | 14.8 | 12 | 32800 | 2090 | 4.6 | 4.2 | Federally-Regulated Commercial & Industrial Equipment | 04/22/2015 |  | 03/23/2020
Florida Heat Pump | Florida Heat Pump | SV060-4VT/CF/HZ*-***T/A*A |  | Water-Source | WBAHP: Heat Pump Packaged Unit | Heat Pump | 460 | 3 |  |  | No Match | Single-Speed |  |  |  | 59000 | 4184 | 14.1 | 12 | 66400 | 4633 | 4.2 | 4.2 | Federally-Regulated Commercial & Industrial Equipment | 01/09/2014 |  | 03/23/2020
Florida Heat Pump | Bosch | EC041-4CF/HZ/VT |  | Water-Source | WBAHP: Heat Pump Packaged Unit | Heat Pump | 460 | 3 |  |  |  | Single-Speed |  |  |  | 38000 | 3040 | 12.5 | 12 | 49000 | 3419 | 4.2 | 4.2 | Federally-Regulated Commercial & Industrial Equipment | 04/22/2015 |  | 03/23/2020
Florida Heat Pump | Bosch | LV048-5VT/HF/HZ*-***P |  | Water-Source | WBAHP: Heat Pump Packaged Unit | Heat Pump | 575 | 3 |  |  |  | Single-Speed |  |  |  | 45900 | 3558 | 12.9 | 12 | 56400 | 3844 | 4.3 | 4.2 | Federally-Regulated Commercial & Industrial Equipment | 04/22/2015 |  | 03/23/2020
Florida Heat Pump | Bosch | SV048-4VT/CF/HZ*-***P*A |  | Water-Source | WBAHP: Heat Pump Packaged Unit | Heat Pump | 460 | 3 |  |  |  | Single-Speed |  |  |  | 45900 | 3558 | 12.9 | 12 | 56400 | 3844 | 4.3 | 4.2 | Federally-Regulated Commercial & Industrial Equipment | 04/22/2015 |  | 03/23/2020
Florida Heat Pump | Bosch | LV070-4VT/CF/HZ*-***P |  | Water-Source | WBAHP: Heat Pump Packaged Unit | Heat Pump | 460 | 3 |  |  |  | Single-Speed |  |  |  | 64000 | 4812 | 13.3 | 12 | 72800 | 4849 | 4.4 | 4.2 | Federally-Regulated Commercial & Industrial Equipment | 04/22/2015 |  | 03/23/2020
Florida Heat Pump | Geomaster, LLC | RD048-5VT/CF/HZ*-***P*B |  | Water-Source | WBAHP: Heat Pump Packaged Unit | Heat Pump | 575 | 3 |  |  |  | Single-Speed |  |  |  | 45900 | 3530 | 13 | 12 | 56400 | 3844 | 4.3 | 4.2 | Federally-Regulated Commercial & Industrial Equipment | 05/01/2015 |  | 03/23/2020
Florida Heat Pump | Geomaster, LLC | EP070-4HZ/VT |  | Water-Source | WBAHP: Heat Pump Packaged Unit | Heat Pump | 460 | 3 |  |  | No Match | Single-Speed | 4235 | 413 |  | 68000 | 4198 | 16.2 | 12 | 86000 | 4501 | 5.6 | 4.2 | Federally-Regulated Commercial & Industrial Equipment | 08/23/2011 |  | 03/23/2020
Florida Heat Pump | Florida Heat Pump | SV036-2VT/CF/HZ*-***P*A |  | Water-Source | WBAHP: Heat Pump Packaged Unit | Heat Pump | 265 | 1 |  |  | No Match | Single-Speed |  |  |  | 37900 | 2578 | 14.7 | 12 | 41800 | 2663 | 4.6 | 4.2 | Federally-Regulated Commercial & Industrial Equipment | 01/09/2014 |  | 03/23/2020
Florida Heat Pump | Geomaster, LLC | RD036-4VT/CF/HZ*-***A |  | Water-Source | WBAHP: Heat Pump Packaged Unit | Heat Pump | 460 | 3 |  |  | No Match | Single-Speed |  |  |  | 38200 | 2481 | 15.4 | 12 | 41400 | 2582 | 4.7 | 4.2 | Federally-Regulated Commercial & Industrial Equipment | 04/21/2014 |  | 03/23/2020
Florida Heat Pump | Florida Heat Pump | LV048-4VT/CF/HZ*-***P*B |  | Water-Source | WBAHP: Heat Pump Packaged Unit | Heat Pump | 460 | 3 |  |  |  | Single-Speed |  |  |  | 45900 | 3530 | 13 | 12 | 56400 | 3844 | 4.3 | 4.2 | Federally-Regulated Commercial & Industrial Equipment | 05/01/2015 |  | 03/23/2020
Florida Heat Pump | Florida Heat Pump | SV048-4VT/CF/HZ*-***T/A*A |  | Water-Source | WBAHP: Heat Pump Packaged Unit | Heat Pump | 460 | 3 |  |  | No Match | Single-Speed |  |  |  | 46800 | 3319 | 14.1 | 12 | 55600 | 3621 | 4.5 | 4.2 | Federally-Regulated Commercial & Industrial Equipment | 01/09/2014 |  | 03/23/2020
Florida Heat Pump | Geomaster, LLC | EP018-2HZ/VT |  | Water-Source | WBAHP: Heat Pump Packaged Unit | Heat Pump | 265 | 1 |  |  | No Match | Single-Speed | 1154 | 26 |  | 19500 | 1189 | 16.4 | 12 | 23500 | 1299 | 5.3 | 4.2 | Federally-Regulated Commercial & Industrial Equipment | 08/23/2011 |  | 03/23/2020
Florida Heat Pump | Carrier Corp. | 50H/VQP096***6A |  | Water-Source | WBAHP: Heat Pump Packaged Unit | Heat Pump | 460 | 3 |  |  | No Match | Single-Speed | 6059 | 1022 | 1 | 96000 | 6857 | 14 | 12 | 116000 | 7081 | 4.8 | 4.2 | Federally-Regulated Commercial & Industrial Equipment | 08/15/2014 |  | 03/23/2020
Florida Heat Pump | Florida Heat Pump | SM070-1CS*-*****A | DX071-1CC/UC* | Water-Source | WBAHP-C: Heat Pump Split Syste | Heat Pump | 230 | 1 |  |  | No Match | Dual-Speed |  |  |  | 63400 | 4915 | 12.9 | 12 | 82300 | 5360 | 4.5 | 4.2 | Federally-Regulated Commercial & Industrial Equipment | 04/21/2014 |  | 03/23/2020
Florida Heat Pump | Florida Heat Pump | SM048-1CS*-*****A | DX049-1CC/UC* | Water-Source | WBAHP-C: Heat Pump Split Syste | Heat Pump | 208 | 1 |  |  | No Match | Dual-Speed |  |  |  | 46500 | 3229 | 14.4 | 12 | 57600 | 3310 | 5.1 | 4.2 | Federally-Regulated Commercial & Industrial Equipment | 04/21/2014 |  | 03/23/2020
Florida Heat Pump | Bosch | EC030-4CS | EC030-4AH/AV | Water-Source | WBAHP-CB: Heat Pump Split Syst | Heat Pump | 460 | 3 |  |  |  | Single-Speed |  |  |  | 28500 | 2244 | 12.7 | 12 | 34300 | 2393 | 4.2 | 4.2 | Federally-Regulated Commercial & Industrial Equipment | 04/22/2015 |  | 03/23/2020
Florida Heat Pump | Bosch | EC036-1CS | EC036-1AH/AV | Water-Source | WBAHP-CB: Heat Pump Split Syst | Heat Pump | 208 | 1 |  |  |  | Single-Speed |  |  |  | 35300 | 2576 | 13.7 | 12 | 45000 | 2997 | 4.4 | 4.2 | Federally-Regulated Commercial & Industrial Equipment | 04/22/2015 |  | 03/23/2020
Florida Heat Pump | Geomaster, LLC | ES025-1CS | ES025-1AV/AH | Water-Source | WBAHP-CB: Heat Pump Split Syst | Heat Pump | 208 | 1 |  |  | No Match | Dual-Speed |  |  |  | 25000 | 1592 | 15.7 | 12 | 29400 | 1758 | 4.9 | 4.2 | Federally-Regulated Commercial & Industrial Equipment | 11/30/2011 |  | 03/23/2020
Florida Heat Pump | Bosch | TA025-1CS | TA025-1AH/AV | Water-Source | WBAHP-CB: Heat Pump Split Syst | Heat Pump | 230 | 1 |  |  |  | Dual-Speed |  |  |  | 27000 | 1677 | 16.1 | 12 | 32500 | 1831 | 5.2 | 4.2 | Federally-Regulated Commercial & Industrial Equipment | 04/22/2015 |  | 03/23/2020
Florida Heat Pump | Geomaster, LLC | RD120-3CS | RD120-1AH/AV | Water-Source | WBAHP-CB: Heat Pump Split Syst | Heat Pump | 230 | 3 |  |  | No Match | Single-Speed | 9102 | 1460 | 1 | 122000 | 9457 | 12.9 | 12 | 155000 | 10564 | 4.3 | 4.2 | Federally-Regulated Commercial & Industrial Equipment | 04/21/2014 |  | 03/23/2020
Florida Heat Pump | Geomaster, LLC | RD120-1CS | RD120-1AH/AV | Water-Source | WBAHP-CB: Heat Pump Split Syst | Heat Pump | 208 | 1 |  |  | No Match | Single-Speed | 9102 | 1460 | 1 | 122000 | 9457 | 12.9 | 12 | 155000 | 10564 | 4.3 | 4.2 | Federally-Regulated Commercial & Industrial Equipment | 04/21/2014 |  | 03/23/2020
Florida Heat Pump | Bosch | EC024-3CS | EC024-1AH/AV | Water-Source | WBAHP-CB: Heat Pump Split Syst | Heat Pump | 230 | 3 |  |  |  | Single-Speed |  |  |  | 24500 | 1814 | 13.5 | 12 | 29400 | 1958 | 4.4 | 4.2 | Federally-Regulated Commercial & Industrial Equipment | 04/22/2015 |  | 03/23/2020
Florida Heat Pump | Florida Heat Pump | SV060-1CS*-*****A | SV060-1AV/AH*-***T/A*A | Water-Source | WBAHP-CB: Heat Pump Split Syst | Heat Pump | 230 | 1 | False |  | No Match | Single-Speed |  |  |  | 54300 | 4177 | 13 | 12 | 64100 | 4369 | 4.3 | 4.2 | Federally-Regulated Commercial & Industrial Equipment | 04/01/2015 |  | 03/23/2020
Florida Heat Pump | Bosch | EC048-1CS | EC048-1AH/AV | Water-Source | WBAHP-CB: Heat Pump Split Syst | Heat Pump | 208 | 1 |  |  |  | Single-Speed |  |  |  | 47000 | 3430 | 13.7 | 12 | 56800 | 3541 | 4.7 | 4.2 | Federally-Regulated Commercial & Industrial Equipment | 04/22/2015 |  | 03/23/2020
Florida Heat Pump | Bosch | ES060-3CS | ES060-1AV/AH | Water-Source | WBAHP-CB: Heat Pump Split Syst | Heat Pump | 230 | 3 |  |  |  | Single-Speed |  |  |  | 61000 | 4388 | 13.9 | 12 | 72000 | 4396 | 4.8 | 4.2 | Federally-Regulated Commercial & Industrial Equipment | 04/22/2015 |  | 03/23/2020
Florida Heat Pump | Bosch | ES060-1CS | ES060-1AV/AH | Water-Source | WBAHP-CB: Heat Pump Split Syst | Heat Pump | 208 | 1 |  |  |  | Single-Speed |  |  |  | 61000 | 4388 | 13.9 | 12 | 72000 | 4396 | 4.8 | 4.2 | Federally-Regulated Commercial & Industrial Equipment | 04/22/2015 |  | 03/23/2020
Florida Heat Pump | Bosch | ES042-1CS | ES042-1AV/AH | Water-Source | WBAHP-CB: Heat Pump Split Syst | Heat Pump | 208 | 1 |  |  |  | Single-Speed |  |  |  | 43000 | 3006 | 14.3 | 12 | 49000 | 2991 | 4.8 | 4.2 | Federally-Regulated Commercial & Industrial Equipment | 04/22/2015 |  | 03/23/2020
Florida Heat Pump | Bosch | AP025-1CS | AP025-1AV/AH | Water-Source | WBAHP-CB: Heat Pump Split Syst | Heat Pump | 208 | 1 |  |  |  | Dual-Speed |  |  |  | 27000 | 1677 | 16.1 | 12 | 32500 | 1831 | 5.2 | 4.2 | Federally-Regulated Commercial & Industrial Equipment | 04/22/2015 |  | 03/23/2020
Florida Heat Pump | Bosch | ES018-1CS | ES018-1AV/AH | Water-Source | WBAHP-CB: Heat Pump Split Syst | Heat Pump | 208 | 1 |  |  |  | Single-Speed |  |  |  | 19000 | 1210 | 15.7 | 12 | 22500 | 1292 | 5.1 | 4.2 | Federally-Regulated Commercial & Industrial Equipment | 04/22/2015 |  | 03/23/2020
Florida Heat Pump | Bosch | EC018-2CS | EC018-2AH/AV | Water-Source | WBAHP-CB: Heat Pump Split Syst | Heat Pump | 265 | 1 |  |  |  | Single-Speed |  |  |  | 18000 | 1463 | 12.3 | 12 | 23500 | 1639 | 4.2 | 4.2 | Federally-Regulated Commercial & Industrial Equipment | 04/22/2015 |  | 03/23/2020
Florida Heat Pump | Florida Heat Pump | SV070-3CS*-*****A | SV070-1AV/AH*-***T/A*A | Water-Source | WBAHP-CB: Heat Pump Split Syst | Heat Pump | 230 | 3 | False |  | No Match | Single-Speed |  |  |  | 62100 | 4566 | 13.6 | 12 | 70400 | 4798 | 4.3 | 4.2 | Federally-Regulated Commercial & Industrial Equipment | 04/01/2015 |  | 03/23/2020
Florida Heat Pump | Bosch | EC036-2CS | EC036-2AH/AV | Water-Source | WBAHP-CB: Heat Pump Split Syst | Heat Pump | 265 | 1 |  |  |  | Single-Speed |  |  |  | 35300 | 2576 | 13.7 | 12 | 45000 | 2997 | 4.4 | 4.2 | Federally-Regulated Commercial & Industrial Equipment | 04/22/2015 |  | 03/23/2020
Florida Heat Pump | Florida Heat Pump | SV060-3CS*-*****A | SV060-1AV/AH*-***T/A*A | Water-Source | WBAHP-CB: Heat Pump Split Syst | Heat Pump | 208 | 3 | False |  | No Match | Single-Speed |  |  |  | 54300 | 4177 | 13 | 12 | 64100 | 4369 | 4.3 | 4.2 | Federally-Regulated Commercial & Industrial Equipment | 04/01/2015 |  | 03/23/2020
Florida Heat Pump | Florida Heat Pump | SV070-4CS*-*****A | SV070-2AV/AH*-***A*A | Water-Source | WBAHP-CB: Heat Pump Split Syst | Heat Pump | 460 | 3 | False |  | No Match | Single-Speed |  |  |  | 62100 | 4566 | 13.6 | 12 | 70400 | 4798 | 4.3 | 4.2 | Federally-Regulated Commercial & Industrial Equipment | 04/01/2015 |  | 03/23/2020
Florida Heat Pump | Geomaster, LLC | ES049-1CS | ES049-1AV/AH | Water-Source | WBAHP-CB: Heat Pump Split Syst | Heat Pump | 230 | 1 |  |  | No Match | Dual-Speed |  |  |  | 47000 | 3534 | 13.3 | 12 | 57000 | 3554 | 4.7 | 4.2 | Federally-Regulated Commercial & Industrial Equipment | 03/02/2012 |  | 03/23/2020
Florida Heat Pump | Bosch | AP061-1CS | AP061-1AV/AH | Water-Source | WBAHP-CB: Heat Pump Split Syst | Heat Pump | 230 | 1 | False |  |  | Dual-Speed |  |  |  | 64000 | 3975 | 16.1 | 12 | 78500 | 4340 | 5.3 | 4.2 | Federally-Regulated Commercial & Industrial Equipment | 06/19/2015 |  | 03/23/2020
Florida Heat Pump | Bosch | EC036-4CS | EC036-4AH/AV | Water-Source | WBAHP-CB: Heat Pump Split Syst | Heat Pump | 460 | 3 |  |  |  | Single-Speed |  |  |  | 35300 | 2576 | 13.7 | 12 | 45000 | 2997 | 4.4 | 4.2 | Federally-Regulated Commercial & Industrial Equipment | 04/22/2015 |  | 03/23/2020
Florida Heat Pump | Bosch | EC060-1CS | EC060-1AH/AV | Water-Source | WBAHP-CB: Heat Pump Split Syst | Heat Pump | 230 | 1 |  |  |  | Single-Speed |  |  |  | 61000 | 4728 | 12.9 | 12 | 77500 | 5282 | 4.3 | 4.2 | Federally-Regulated Commercial & Industrial Equipment | 04/22/2015 |  | 03/23/2020
Florida Heat Pump | Bosch | EC042-2CS | EC042-2AH/AV | Water-Source | WBAHP-CB: Heat Pump Split Syst | Heat Pump | 265 | 1 |  |  |  | Single-Speed |  |  |  | 41000 | 3203 | 12.8 | 12 | 52000 | 3628 | 4.2 | 4.2 | Federally-Regulated Commercial & Industrial Equipment | 04/22/2015 |  | 03/23/2020
Florida Heat Pump | Bosch | EC041-4CS | EC041-4AH/AV | Water-Source | WBAHP-CB: Heat Pump Split Syst | Heat Pump | 460 | 3 |  |  |  | Single-Speed |  |  |  | 37000 | 3008 | 12.3 | 12 | 48000 | 3349 | 4.2 | 4.2 | Federally-Regulated Commercial & Industrial Equipment | 04/22/2015 |  | 03/23/2020
Florida Heat Pump | Florida Heat Pump | ES025-1CS | ES025-1AV/AH | Water-Source | WBAHP-CB: Heat Pump Split Syst | Heat Pump | 208 | 1 |  |  | No Match | Dual-Speed |  |  |  | 25000 | 1592 | 15.7 | 12 | 29400 | 1758 | 4.9 | 4.2 | Federally-Regulated Commercial & Industrial Equipment | 01/10/2012 |  | 03/23/2020
Florida Heat Pump | Bosch | EC041-1CS | EC041-1AH/AV | Water-Source | WBAHP-CB: Heat Pump Split Syst | Heat Pump | 208 | 1 |  |  |  | Single-Speed |  |  |  | 37000 | 3008 | 12.3 | 12 | 48000 | 3349 | 4.2 | 4.2 | Federally-Regulated Commercial & Industrial Equipment | 04/22/2015 |  | 03/23/2020
Florida Heat Pump | Florida Heat Pump | SV070-1CS*-*****A | SV070-1AV/AH*-***T/A*A | Water-Source | WBAHP-CB: Heat Pump Split Syst | Heat Pump | 230 | 1 | False |  | No Match | Single-Speed |  |  |  | 62100 | 4566 | 13.6 | 12 | 70400 | 4798 | 4.3 | 4.2 | Federally-Regulated Commercial & Industrial Equipment | 04/01/2015 |  | 03/23/2020
Florida Heat Pump | Bosch | EC041-2CS | EC041-2AH/AV | Water-Source | WBAHP-CB: Heat Pump Split Syst | Heat Pump | 265 | 1 |  |  |  | Single-Speed |  |  |  | 37000 | 3008 | 12.3 | 12 | 48000 | 3349 | 4.2 | 4.2 | Federally-Regulated Commercial & Industrial Equipment | 04/22/2015 |  | 03/23/2020
Florida Heat Pump | Bosch | EC041-3CS | EC041-1AH/AV | Water-Source | WBAHP-CB: Heat Pump Split Syst | Heat Pump | 208 | 3 |  |  |  | Single-Speed |  |  |  | 37000 | 3008 | 12.3 | 12 | 48000 | 3349 | 4.2 | 4.2 | Federally-Regulated Commercial & Industrial Equipment | 04/22/2015 |  | 03/23/2020
Florida Heat Pump | Bosch | CA012-2 |  | Water-Source | WBAHP-O: Heat Pump Packaged Un | Heat Pump | 265 | 1 |  |  |  | Single-Speed |  |  |  | 10500 | 875 | 12 | 11.2 | 12400 | 845 | 4.3 | 4.2 | Federally-Regulated Commercial & Industrial Equipment | 04/22/2015 |  | 03/23/2020
Florida Heat Pump | Bosch | CA012-1 |  | Water-Source | WBAHP-O: Heat Pump Packaged Un | Heat Pump | 230 | 1 |  |  |  | Single-Speed |  |  |  | 10500 | 875 | 12 | 11.2 | 12400 | 845 | 4.3 | 4.2 | Federally-Regulated Commercial & Industrial Equipment | 04/22/2015 |  | 03/23/2020
Florida Heat Pump | Geomaster, LLC | CU009-1 |  | Water-Source | WBAHP-O: Heat Pump Packaged Un | Heat Pump | 208 | 1 |  |  | No Match | Single-Speed |  |  |  | 8200 | 636 | 12.9 | 11.2 | 9400 | 599 | 4.6 | 4.2 | Federally-Regulated Commercial & Industrial Equipment | 04/21/2014 |  | 03/23/2020
Florida Heat Pump | Bosch | CA015-2 |  | Water-Source | WBAHP-O: Heat Pump Packaged Un | Heat Pump | 265 | 1 |  |  |  | Single-Speed |  |  |  | 14400 | 1083 | 13.3 | 11.2 | 15000 | 1022 | 4.3 | 4.2 | Federally-Regulated Commercial & Industrial Equipment | 04/22/2015 |  | 03/23/2020
Florida Heat Pump | Florida Heat Pump | LM036-1VT/CF/HZ*-*****A |  | Ground-Source | WBAHP: Heat Pump Packaged Unit | Both Heat Pump and Electric Re | 230 | 1 |  |  | No Match | Dual-Speed |  |  |  | 40800 | 1855 | 22 | 13.4 | 28400 | 1936 | 4.3 | 3.1 | Non Federally-Regulated | 01/09/2014 |  | 03/23/2020
Florida Heat Pump | Bosch | LM060-1VT/CF/HZ*-*****A |  | Ground-Source | WBAHP: Heat Pump Packaged Unit | Both Heat Pump and Electric Re | 208 | 1 |  |  |  | Dual-Speed | 2831 | 613 |  | 65100 | 3444 | 18.9 | 13.4 | 48000 | 3607 | 3.9 | 3.1 | Non Federally-Regulated | 04/22/2015 |  | 03/23/2020
Florida Heat Pump | Geomaster, LLC | RZ036-1VT/CF/HZ*-*****A |  | Ground-Source | WBAHP: Heat Pump Packaged Unit | Both Heat Pump and Electric Re | 230 | 1 |  |  | No Match | Dual-Speed |  |  |  | 40800 | 1855 | 22 | 13.4 | 28400 | 1936 | 4.3 | 3.1 | Non Federally-Regulated | 04/21/2014 |  | 03/23/2020
Florida Heat Pump | Bosch | SM070-1CF/HZ/VT |  | Ground-Source | WBAHP: Heat Pump Packaged Unit | Both Heat Pump and Electric Re | 230 | 1 |  |  |  | Dual-Speed | 3702 | 844 |  | 73700 | 3984 | 18.5 | 13.4 | 55300 | 4265 | 3.8 | 3.1 | Non Federally-Regulated | 04/22/2015 |  | 03/23/2020
Florida Heat Pump | Bosch | SM024-1CF/HZ/VT |  | Ground-Source | WBAHP: Heat Pump Packaged Unit | Both Heat Pump and Electric Re | 208 | 1 |  |  |  | Dual-Speed |  |  |  | 26600 | 1337 | 19.9 | 13.4 | 18000 | 1287 | 4.1 | 3.1 | Non Federally-Regulated | 04/22/2015 |  | 03/23/2020
Florida Heat Pump | Bosch | LM048-1VT/CF/HZ*-*****A |  | Ground-Source | WBAHP: Heat Pump Packaged Unit | Both Heat Pump and Electric Re | 208 | 1 |  |  |  | Dual-Speed |  |  |  | 51300 | 2658 | 19.3 | 13.4 | 36900 | 2704 | 4 | 3.1 | Non Federally-Regulated | 04/22/2015 |  | 03/23/2020
Florida Heat Pump | Florida Heat Pump | LM048-1VT/CF/HZ*-*****A |  | Ground-Source | WBAHP: Heat Pump Packaged Unit | Both Heat Pump and Electric Re | 230 | 1 |  |  | No Match | Dual-Speed |  |  |  | 51300 | 2658 | 19.3 | 13.4 | 36900 | 2704 | 4 | 3.1 | Non Federally-Regulated | 01/09/2014 |  | 03/23/2020
Florida Heat Pump | Florida Heat Pump | LM048-4VT/CF/HZ*-*****A |  | Ground-Source | WBAHP: Heat Pump Packaged Unit | Both Heat Pump and Electric Re | 460 | 3 |  |  | No Match | Dual-Speed |  |  |  | 51300 | 2658 | 19.3 | 13.4 | 36900 | 2704 | 4 | 3.1 | Non Federally-Regulated | 01/09/2014 |  | 03/23/2020
Florida Heat Pump | Bosch | LM070-3VT/CF/HZ*-*****A |  | Ground-Water-Source | WBAHP: Heat Pump Packaged Unit | Both Heat Pump and Electric Re | 230 | 3 |  |  |  | Dual-Speed | 2562 | 844 |  | 78700 | 3407 | 23.1 | 16.2 | 70000 | 4559 | 4.5 | 3.6 | Non Federally-Regulated | 04/22/2015 |  | 03/23/2020
Florida Heat Pump | Bosch | SM060-1CF/HZ/VT |  | Ground-Water-Source | WBAHP: Heat Pump Packaged Unit | Both Heat Pump and Electric Re | 230 | 1 |  |  |  | Dual-Speed | 2666 | 613 |  | 70200 | 2877 | 24.4 | 16.2 | 60300 | 3842 | 4.6 | 3.6 | Non Federally-Regulated | 04/22/2015 |  | 03/23/2020
Florida Heat Pump | Bosch | SM048-1CF/HZ/VT |  | Ground-Water-Source | WBAHP: Heat Pump Packaged Unit | Both Heat Pump and Electric Re | 208 | 1 |  |  |  | Dual-Speed |  |  |  | 55300 | 2186 | 25.3 | 16.2 | 46300 | 2887 | 4.7 | 3.6 | Non Federally-Regulated | 04/22/2015 |  | 03/23/2020
Florida Heat Pump | Florida Heat Pump | SM024-1CF/HZ/VT |  | Ground-Water-Source | WBAHP: Heat Pump Packaged Unit | Both Heat Pump and Electric Re | 208 | 1 |  |  | No Match | Dual-Speed |  |  |  | 29000 | 1094 | 26.5 | 16.2 | 23500 | 1406 | 4.9 | 3.6 | Non Federally-Regulated | 12/12/2012 |  | 03/23/2020
Florida Heat Pump | Bosch | LM048-3VT/CF/HZ*-*****A |  | Ground-Water-Source | WBAHP: Heat Pump Packaged Unit | Both Heat Pump and Electric Re | 208 | 3 |  |  |  | Dual-Speed |  |  |  | 55300 | 2186 | 25.3 | 16.2 | 46300 | 2887 | 4.7 | 3.6 | Non Federally-Regulated | 04/22/2015 |  | 03/23/2020
Florida Heat Pump | Florida Heat Pump | LM036-3VT/CF/HZ*-*****A |  | Ground-Water-Source | WBAHP: Heat Pump Packaged Unit | Both Heat Pump and Electric Re | 208 | 3 |  |  | No Match | Dual-Speed |  |  |  | 43300 | 1546 | 28 | 16.2 | 35900 | 2063 | 5.1 | 3.6 | Non Federally-Regulated | 01/09/2014 |  | 03/23/2020
Florida Heat Pump | Bosch | LM070-1VT/CF/HZ*-*****A |  | Ground-Water-Source | WBAHP: Heat Pump Packaged Unit | Both Heat Pump and Electric Re | 208 | 1 |  |  |  | Dual-Speed | 2562 | 844 |  | 78700 | 3407 | 23.1 | 16.2 | 70000 | 4559 | 4.5 | 3.6 | Non Federally-Regulated | 04/22/2015 |  | 03/23/2020
Florida Heat Pump | Florida Heat Pump | LM036-2VT/CF/HZ*-*****A |  | Ground-Water-Source | WBAHP: Heat Pump Packaged Unit | Both Heat Pump and Electric Re | 265 | 1 |  |  | No Match | Dual-Speed |  |  |  | 43300 | 1546 | 28 | 16.2 | 35900 | 2063 | 5.1 | 3.6 | Non Federally-Regulated | 01/09/2014 |  | 03/23/2020
Florida Heat Pump | Bosch | LM036-1VT/CF/HZ*-*****A |  | Ground-Water-Source | WBAHP: Heat Pump Packaged Unit | Both Heat Pump and Electric Re | 230 | 1 |  |  |  | Dual-Speed |  |  |  | 43300 | 1546 | 28 | 16.2 | 35900 | 2063 | 5.1 | 3.6 | Non Federally-Regulated | 04/22/2015 |  | 03/23/2020
Florida Heat Pump | Bosch | LM060-4VT/CF/HZ*-*****A |  | Ground-Water-Source | WBAHP: Heat Pump Packaged Unit | Both Heat Pump and Electric Re | 460 | 3 |  |  |  | Dual-Speed | 2264 | 613 |  | 70200 | 2877 | 24.4 | 16.2 | 60300 | 3842 | 4.6 | 3.6 | Non Federally-Regulated | 04/22/2015 |  | 03/23/2020
Florida Heat Pump | Bosch | LM048-2VT/CF/HZ*-*****A |  | Ground-Water-Source | WBAHP: Heat Pump Packaged Unit | Both Heat Pump and Electric Re | 265 | 1 |  |  |  | Dual-Speed |  |  |  | 55300 | 2185 | 25.3 | 16.2 | 46300 | 2887 | 4.7 | 3.6 | Non Federally-Regulated | 05/01/2015 |  | 03/23/2020
Florida Heat Pump | Bosch | LM048-4VT/CF/HZ*-*****A |  | Ground-Water-Source | WBAHP: Heat Pump Packaged Unit | Both Heat Pump and Electric Re | 460 | 3 |  |  |  | Dual-Speed |  |  |  | 55300 | 2186 | 25.3 | 16.2 | 46300 | 2887 | 4.7 | 3.6 | Non Federally-Regulated | 04/22/2015 |  | 03/23/2020
Florida Heat Pump | Florida Heat Pump | SM048-1CF/HZ/VT |  | Ground-Water-Source | WBAHP: Heat Pump Packaged Unit | Both Heat Pump and Electric Re | 208 | 1 |  |  | No Match | Dual-Speed |  |  |  | 55300 | 2186 | 25.3 | 16.2 | 46300 | 2887 | 4.7 | 3.6 | Non Federally-Regulated | 12/12/2012 |  | 03/23/2020
Florida Heat Pump | Bosch | LM060-2VT/CF/HZ*-*****A |  | Ground-Water-Source | WBAHP: Heat Pump Packaged Unit | Both Heat Pump and Electric Re | 265 | 1 |  |  |  | Dual-Speed | 2264 | 613 |  | 70200 | 2877 | 24.4 | 16.2 | 60300 | 3841 | 4.6 | 3.6 | Non Federally-Regulated | 05/01/2015 |  | 03/23/2020
Florida Heat Pump | Bosch | TA049-1CS | DX049 | Ground-Source | WBAHP-CB: Heat Pump Split Syst | Both Heat Pump and Electric Re | 230 | 1 |  |  |  | Dual-Speed |  |  |  | 52000 | 2587 | 20.1 | 13.4 | 39500 | 2756 | 4.2 | 3.1 | Non Federally-Regulated | 04/22/2015 |  | 03/23/2020
Florida Heat Pump | Bosch | TA061-1CS | DX061 | Ground-Source | WBAHP-CB: Heat Pump Split Syst | Both Heat Pump and Electric Re | 230 | 1 | False |  |  | Dual-Speed |  |  |  | 63000 | 3913 | 16.1 | 13.4 | 48500 | 3948 | 3.6 | 3.1 | Non Federally-Regulated | 06/19/2015 |  | 03/23/2020
Florida Heat Pump | Florida Heat Pump | CE025-1CS*-*****A | SM024-1AV/AH*-***A*A | Ground-Source | WBAHP-CB: Heat Pump Split Syst | Both Heat Pump and Electric Re | 208 | 1 | False |  | No Match | Dual-Speed |  |  |  | 26000 | 1436 | 18.1 | 13.4 | 17500 | 1465 | 3.5 | 3.1 | Non Federally-Regulated | 04/01/2015 |  | 03/23/2020
Florida Heat Pump | Florida Heat Pump | CE061-1CS*-*****A | SM060-1AV/AH*-***A*A | Ground-Source | WBAHP-CB: Heat Pump Split Syst | Both Heat Pump and Electric Re | 230 | 1 | False |  | No Match | Dual-Speed |  |  |  | 60100 | 3954 | 15.2 | 13.4 | 47500 | 3977 | 3.5 | 3.1 | Non Federally-Regulated | 04/01/2015 |  | 03/23/2020
Florida Heat Pump | Geomaster, LLC | RZ024-1CS*-*****A | RZ024-1AV/AH*-***A*A | Ground-Water-Source | WBAHP-CB: Heat Pump Split Syst | Both Heat Pump and Electric Re | 208 | 1 |  |  | No Match | Dual-Speed |  |  |  | 28500 | 1145 | 24.9 | 16.2 | 22200 | 1446 | 4.5 | 3.6 | Non Federally-Regulated | 04/21/2014 |  | 03/23/2020
Florida Heat Pump | Florida Heat Pump | CE049-1CS*-*****A | SM048-1AV/AH*-***A*A | Ground-Water-Source | WBAHP-CB: Heat Pump Split Syst | Both Heat Pump and Electric Re | 230 | 1 | False |  | No Match | Dual-Speed |  |  |  | 50400 | 2695 | 18.7 | 16.2 | 46400 | 3317 | 4.1 | 3.6 | Non Federally-Regulated | 04/01/2015 |  | 03/23/2020
Florida Heat Pump | Florida Heat Pump | SM024-1CS*-*****A | DX035-1VTX | Ground-Water-Source | WBAHP-CB: Heat Pump Split Syst | Both Heat Pump and Electric Re | 230 | 1 |  |  | No Match | Dual-Speed |  |  |  | 29100 | 1098 | 26.5 | 16.2 | 23900 | 1401 | 5 | 3.6 | Non Federally-Regulated | 04/21/2014 |  | 03/23/2020
Florida Heat Pump | Geomaster, LLC | RZ060-1CS*-*****A | RZ060-1AV/AH*-***A*A | Ground-Water-Source | WBAHP-CB: Heat Pump Split Syst | Both Heat Pump and Electric Re | 230 | 1 |  |  | No Match | Dual-Speed |  |  |  | 64500 | 3146 | 20.5 | 16.2 | 60500 | 4030 | 4.4 | 3.6 | Non Federally-Regulated | 04/21/2014 |  | 03/23/2020
Florida Heat Pump | Florida Heat Pump | LM024-3CF/HZ/VT*-*****A |  | Ground-Source | WBAHP: Heat Pump Packaged Unit | Heat Pump | 230 | 3 |  |  | No Match | Dual-Speed |  |  |  | 26600 | 1337 | 19.9 | 13.4 | 18000 | 1287 | 4.1 | 3.1 | Non Federally-Regulated | 01/09/2014 |  | 03/23/2020
Florida Heat Pump | Florida Heat Pump | EP042-1HZ/VT |  | Ground-Source | WBAHP: Heat Pump Packaged Unit | Heat Pump | 208 | 1 |  |  | No Match | Single-Speed |  |  |  | 42200 | 1945 | 21.7 | 13.4 | 26800 | 1916 | 4.1 | 3.1 | Non Federally-Regulated | 04/21/2014 |  | 03/23/2020
Florida Heat Pump | Bosch | EC072-1HZ/VT |  | Ground-Source | WBAHP: Heat Pump Packaged Unit | Heat Pump | 208 | 1 |  |  |  | Single-Speed | 4178 | 840 |  | 75600 | 5324 | 14.2 | 13.4 | 54800 | 5019 | 3.2 | 3.1 | Non Federally-Regulated | 04/22/2015 |  | 03/23/2020
Florida Heat Pump | Bosch | ES030-3CF/HZ/VT |  | Ground-Source | WBAHP: Heat Pump Packaged Unit | Heat Pump | 230 | 3 |  |  |  | Single-Speed |  |  |  | 30500 | 1694 | 18 | 13.4 | 22500 | 1735 | 3.8 | 3.1 | Non Federally-Regulated | 04/22/2015 |  | 03/23/2020
Florida Heat Pump | Carrier Corp. | 50PCV041J/K**3/CA |  | Ground-Source | WBAHP: Heat Pump Packaged Unit | Heat Pump | 208 | 1 |  |  |  | Single-Speed |  |  |  | 42200 | 2654 | 15.9 | 13.4 | 28500 | 2320 | 3.6 | 3.1 | Non Federally-Regulated | 05/01/2015 |  | 03/23/2020
Florida Heat Pump | Florida Heat Pump | LV070-1VT/CF/HZ*-***P*B |  | Ground-Source | WBAHP: Heat Pump Packaged Unit | Heat Pump | 208 | 1 |  |  |  | Single-Speed | 3624 | 981 |  | 66400 | 4426 | 15 | 13.4 | 50800 | 4378 | 3.4 | 3.1 | Non Federally-Regulated | 05/01/2015 |  | 03/23/2020
Florida Heat Pump | Bosch | EP030-1HZ/VT |  | Ground-Source | WBAHP: Heat Pump Packaged Unit | Heat Pump | 208 | 1 |  |  |  | Single-Speed |  |  |  | 28500 | 1469 | 19.4 | 13.4 | 20500 | 1397 | 4.3 | 3.1 | Non Federally-Regulated | 04/22/2015 |  | 03/23/2020
Florida Heat Pump | Geomaster, LLC | EP018-1HZ/VT |  | Ground-Source | WBAHP: Heat Pump Packaged Unit | Heat Pump | 208 | 1 |  |  | No Match | Single-Speed | 1070 | 26 |  | 20500 | 1079 | 19 | 13.4 | 14800 | 1141 | 3.8 | 3.1 | Non Federally-Regulated | 08/23/2011 |  | 03/23/2020
Florida Heat Pump | Bosch | SV024-4VT/CF/HZ*-***P*B |  | Ground-Source | WBAHP: Heat Pump Packaged Unit | Heat Pump | 460 | 3 |  |  |  | Single-Speed |  |  |  | 25000 | 1612 | 15.5 | 13.4 | 17000 | 1465 | 3.4 | 3.1 | Non Federally-Regulated | 05/01/2015 |  | 03/23/2020
Florida Heat Pump | Carrier Corp. | 50PCH060N/P/W/Y**5/EA |  | Ground-Source | WBAHP: Heat Pump Packaged Unit | Heat Pump | 208 | 3 |  |  |  | Single-Speed |  |  |  | 61100 | 3725 | 16.4 | 13.4 | 46200 | 4103 | 3.3 | 3.1 | Non Federally-Regulated | 05/01/2015 |  | 03/23/2020
Florida Heat Pump | Florida Heat Pump | CE035-1CF/HZ/VT |  | Ground-Source | WBAHP: Heat Pump Packaged Unit | Heat Pump | 230 | 1 |  |  | No Match | Dual-Speed |  |  |  | 38000 | 2209 | 17.2 | 13.4 | 28000 | 2159 | 3.8 | 3.1 | Non Federally-Regulated | 06/14/2011 |  | 03/23/2020
Florida Heat Pump | Bosch | SV048-3VT/CF/HZ*-***P*A |  | Ground-Source | WBAHP: Heat Pump Packaged Unit | Heat Pump | 230 | 3 |  |  |  | Single-Speed |  |  |  | 48800 | 3275 | 14.9 | 13.4 | 35400 | 3051 | 3.4 | 3.1 | Non Federally-Regulated | 04/22/2015 |  | 03/23/2020
Florida Heat Pump | Florida Heat Pump | LV048-5VT/CF/HZ*-***T/A*B |  | Ground-Source | WBAHP: Heat Pump Packaged Unit | Heat Pump | 575 | 3 |  |  |  | Single-Speed |  |  |  | 49600 | 3042 | 16.3 | 13.4 | 34600 | 2816 | 3.6 | 3.1 | Non Federally-Regulated | 05/01/2015 |  | 03/23/2020
Florida Heat Pump | Carrier Corp. | 50PCV060J/K**3/CA |  | Ground-Source | WBAHP: Heat Pump Packaged Unit | Heat Pump | 230 | 1 |  |  |  | Single-Speed |  |  |  | 61100 | 3725 | 16.4 | 13.4 | 46200 | 4103 | 3.3 | 3.1 | Non Federally-Regulated | 05/01/2015 |  | 03/23/2020
Florida Heat Pump | Geomaster, LLC | ES071-1CF/HZ/VT |  | Ground-Source | WBAHP: Heat Pump Packaged Unit | Heat Pump | 230 | 1 |  |  | No Match | Single-Speed | 3394 | 803 | 1 | 74000 | 4540 | 16.3 | 13.4 | 53000 | 4197 | 3.5 | 3.1 | Non Federally-Regulated | 01/25/2011 |  | 03/23/2020
Florida Heat Pump | Florida Heat Pump | LV042-3VT/CF/HZ*-***T/A*B |  | Ground-Source | WBAHP: Heat Pump Packaged Unit | Heat Pump | 230 | 3 |  |  |  | Single-Speed |  |  |  | 43500 | 2668 | 16.3 | 13.4 | 30100 | 2520 | 3.5 | 3.1 | Non Federally-Regulated | 05/01/2015 |  | 03/23/2020
Florida Heat Pump | Bosch | SV042-1VT/CF/HZ*-***T/A*B |  | Ground-Source | WBAHP: Heat Pump Packaged Unit | Heat Pump | 208 | 1 |  |  |  | Single-Speed |  |  |  | 43500 | 2668 | 16.3 | 13.4 | 30100 | 2520 | 3.5 | 3.1 | Non Federally-Regulated | 05/01/2015 |  | 03/23/2020
Florida Heat Pump | Florida Heat Pump | SV024-4CF/VT/HZ*-***P*A |  | Ground-Source | WBAHP: Heat Pump Packaged Unit | Heat Pump | 460 | 3 |  |  | No Match | Single-Speed |  |  |  | 25000 | 1613 | 15.5 | 13.4 | 17000 | 1465 | 3.4 | 3.1 | Non Federally-Regulated | 01/09/2014 |  | 03/23/2020
Florida Heat Pump | Bosch | EP024-1HZ/VT |  | Ground-Source | WBAHP: Heat Pump Packaged Unit | Heat Pump | 208 | 1 |  |  |  | Single-Speed |  |  |  | 26000 | 1232 | 21.1 | 13.4 | 18000 | 1319 | 4 | 3.1 | Non Federally-Regulated | 04/22/2015 |  | 03/23/2020
Florida Heat Pump | Bosch | LV048-5VT/CF/HZ*-***P*B |  | Ground-Source | WBAHP: Heat Pump Packaged Unit | Heat Pump | 575 | 3 |  |  |  | Single-Speed |  |  |  | 48800 | 3275 | 14.9 | 13.4 | 35400 | 3051 | 3.4 | 3.1 | Non Federally-Regulated | 05/01/2015 |  | 03/23/2020
Florida Heat Pump | Florida Heat Pump | LV024-2VT/CF/HZ*-***P*B |  | Ground-Source | WBAHP: Heat Pump Packaged Unit | Heat Pump | 265 | 1 |  |  |  | Single-Speed |  |  |  | 25000 | 1612 | 15.5 | 13.4 | 17000 | 1465 | 3.4 | 3.1 | Non Federally-Regulated | 05/01/2015 |  | 03/23/2020
Florida Heat Pump | Geomaster, LLC | RD024-1VT/CF/HZ*-***P |  | Ground-Source | WBAHP: Heat Pump Packaged Unit | Heat Pump | 208 | 1 |  |  | No Match | Single-Speed |  |  |  | 25000 | 1613 | 15.5 | 13.4 | 17000 | 1465 | 3.4 | 3.1 | Non Federally-Regulated | 04/21/2014 |  | 03/23/2020
Florida Heat Pump | Bosch | SV024-3VT/CF/HZ*-***P*B |  | Ground-Source | WBAHP: Heat Pump Packaged Unit | Heat Pump | 230 | 3 |  |  |  | Single-Speed |  |  |  | 25000 | 1612 | 15.5 | 13.4 | 17000 | 1465 | 3.4 | 3.1 | Non Federally-Regulated | 05/01/2015 |  | 03/23/2020
Florida Heat Pump | Bosch | LV036-3VT/CF/HZ*-***T |  | Ground-Source | WBAHP: Heat Pump Packaged Unit | Heat Pump | 230 | 3 |  |  |  | Single-Speed |  |  |  | 40200 | 2271 | 17.7 | 13.4 | 26500 | 2157 | 3.6 | 3.1 | Non Federally-Regulated | 04/22/2015 |  | 03/23/2020
Florida Heat Pump | Bosch | TA049-1CF/HZ/VT |  | Ground-Source | WBAHP: Heat Pump Packaged Unit | Heat Pump | 208 | 1 |  |  |  | Dual-Speed |  |  |  | 52000 | 2736 | 19 | 13.4 | 38000 | 2716 | 4.1 | 3.1 | Non Federally-Regulated | 04/22/2015 |  | 03/23/2020
Florida Heat Pump | Florida Heat Pump | BP060-1HZ/VT |  | Ground-Source | WBAHP: Heat Pump Packaged Unit | Heat Pump | 208 | 1 |  |  | No Match | Single-Speed |  |  |  | 61500 | 3324 | 18.5 | 13.4 | 47000 | 3280 | 4.2 | 3.1 | Non Federally-Regulated | 04/21/2014 |  | 03/23/2020
Florida Heat Pump | Bosch | LV030-2VT/CF/HZ*-***T |  | Ground-Source | WBAHP: Heat Pump Packaged Unit | Heat Pump | 265 | 1 |  |  |  | Single-Speed |  |  |  | 31600 | 1816 | 17.4 | 13.4 | 20400 | 1758 | 3.4 | 3.1 | Non Federally-Regulated | 04/22/2015 |  | 03/23/2020
Florida Heat Pump | Carrier Corp. | 50PCH024Z/B/S/E**6/FA |  | Ground-Source | WBAHP: Heat Pump Packaged Unit | Heat Pump | 460 | 3 |  |  |  | Single-Speed |  |  |  | 25000 | 1612 | 15.5 | 13.4 | 17000 | 1465 | 3.4 | 3.1 | Non Federally-Regulated | 05/01/2015 |  | 03/23/2020
Florida Heat Pump | Bosch | LV042-4VT/CF/HZ*-***P |  | Ground-Source | WBAHP: Heat Pump Packaged Unit | Heat Pump | 460 | 3 |  |  |  | Single-Speed |  |  |  | 42600 | 2938 | 14.5 | 13.4 | 31000 | 2839 | 3.2 | 3.1 | Non Federally-Regulated | 04/22/2015 |  | 03/23/2020
Florida Heat Pump | Geomaster, LLC | RD015-2VT/CF/HZ*-***P |  | Ground-Source | WBAHP: Heat Pump Packaged Unit | Heat Pump | 265 | 1 |  |  | No Match | Single-Speed |  |  |  | 14200 | 1014 | 14 | 13.4 | 11300 | 1068 | 3.1 | 3.1 | Non Federally-Regulated | 04/21/2014 |  | 03/23/2020
Florida Heat Pump | Bosch | EC030-1CF/HZ/VT |  | Ground-Source | WBAHP: Heat Pump Packaged Unit | Heat Pump | 230 | 1 |  |  |  | Single-Speed |  |  |  | 31000 | 2152 | 14.4 | 13.4 | 21000 | 1865 | 3.3 | 3.1 | Non Federally-Regulated | 04/22/2015 |  | 03/23/2020
Florida Heat Pump | Florida Heat Pump | BP042-1HZ/VT |  | Ground-Source | WBAHP: Heat Pump Packaged Unit | Heat Pump | 208 | 1 |  |  | No Match | Single-Speed |  |  |  | 42200 | 1945 | 21.7 | 13.4 | 26800 | 1916 | 4.1 | 3.1 | Non Federally-Regulated | 04/21/2014 |  | 03/23/2020
Florida Heat Pump | Carrier Corp. | 50PCV024L/R**3/CA |  | Ground-Source | WBAHP: Heat Pump Packaged Unit | Heat Pump | 230 | 1 |  |  |  | Single-Speed |  |  |  | 25000 | 1612 | 15.5 | 13.4 | 17000 | 1465 | 3.4 | 3.1 | Non Federally-Regulated | 05/01/2015 |  | 03/23/2020
Florida Heat Pump | Bosch | LV024-4VT/CF/HZ*-***T |  | Ground-Source | WBAHP: Heat Pump Packaged Unit | Heat Pump | 460 | 3 |  |  |  | Single-Speed |  |  |  | 25400 | 1539 | 16.5 | 13.4 | 16700 | 1398 | 3.5 | 3.1 | Non Federally-Regulated | 04/22/2015 |  | 03/23/2020
Florida Heat Pump | Geomaster, LLC | RZ024-1CF/HZ/VT*-*****A |  | Ground-Source | WBAHP: Heat Pump Packaged Unit | Heat Pump | 208 | 1 |  |  | No Match | Dual-Speed |  |  |  | 26600 | 1337 | 19.9 | 13.4 | 18000 | 1287 | 4.1 | 3.1 | Non Federally-Regulated | 04/21/2014 |  | 03/23/2020
Florida Heat Pump | Carrier Corp. | 50PCH070N/P/W/Y**6/FA |  | Ground-Source | WBAHP: Heat Pump Packaged Unit | Heat Pump | 460 | 3 |  |  |  | Single-Speed | 3624 | 819 |  | 67600 | 4072 | 16.6 | 13.4 | 50000 | 4186 | 3.5 | 3.1 | Non Federally-Regulated | 05/01/2015 |  | 03/23/2020
Florida Heat Pump | Bosch | ES042-1CF/HZ/VT |  | Ground-Source | WBAHP: Heat Pump Packaged Unit | Heat Pump | 208 | 1 |  |  |  | Single-Speed |  |  |  | 45500 | 2708 | 16.8 | 13.4 | 33500 | 2727 | 3.6 | 3.1 | Non Federally-Regulated | 04/22/2015 |  | 03/23/2020
Florida Heat Pump | Bosch | EP042-4HZ/VT |  | Ground-Source | WBAHP: Heat Pump Packaged Unit | Heat Pump | 460 | 3 |  |  |  | Single-Speed |  |  |  | 42200 | 2000 | 21.1 | 13.4 | 26800 | 1916 | 4.1 | 3.1 | Non Federally-Regulated | 04/22/2015 |  | 03/23/2020
Florida Heat Pump | Bosch | EC024-2CF/HZ/VT |  | Ground-Source | WBAHP: Heat Pump Packaged Unit | Heat Pump | 265 | 1 |  |  |  | Single-Speed |  |  |  | 26500 | 1743 | 15.2 | 13.4 | 17900 | 1589 | 3.3 | 3.1 | Non Federally-Regulated | 04/22/2015 |  | 03/23/2020
Florida Heat Pump | Geomaster, LLC | EP030-3HZ/VT |  | Ground-Source | WBAHP: Heat Pump Packaged Unit | Heat Pump | 208 | 3 |  |  | No Match | Single-Speed | 1504 | 113 |  | 28500 | 1469 | 19.4 | 13.4 | 20500 | 1397 | 4.3 | 3.1 | Non Federally-Regulated | 08/23/2011 |  | 03/23/2020
Florida Heat Pump | Bosch | BP070-1HZ/VT |  | Ground-Source | WBAHP: Heat Pump Packaged Unit | Heat Pump | 208 | 1 |  |  |  | Single-Speed | 3931 | 413 |  | 70500 | 3811 | 18.5 | 13.4 | 56500 | 3943 | 4.2 | 3.1 | Non Federally-Regulated | 04/22/2015 |  | 03/23/2020
Florida Heat Pump | Florida Heat Pump | EP024-2HZ/VT |  | Ground-Source | WBAHP: Heat Pump Packaged Unit | Heat Pump | 265 | 1 |  |  | No Match | Single-Speed |  |  |  | 26000 | 1232 | 21.1 | 13.4 | 18000 | 1319 | 4 | 3.1 | Non Federally-Regulated | 01/24/2011 |  | 03/23/2020
Florida Heat Pump | Florida Heat Pump | SV030-3VT/CF/HZ*-***P*A |  | Ground-Source | WBAHP: Heat Pump Packaged Unit | Heat Pump | 208 | 3 |  |  | No Match | Single-Speed |  |  |  | 31000 | 2026 | 15.3 | 13.4 | 20900 | 1914 | 3.2 | 3.1 | Non Federally-Regulated | 01/09/2014 |  | 03/23/2020
Florida Heat Pump | Geomaster, LLC | RD048-4VT/CF/HZ*-***P*B |  | Ground-Source | WBAHP: Heat Pump Packaged Unit | Heat Pump | 460 | 3 |  |  |  | Single-Speed |  |  |  | 48800 | 3275 | 14.9 | 13.4 | 35400 | 3051 | 3.4 | 3.1 | Non Federally-Regulated | 05/01/2015 |  | 03/23/2020
Florida Heat Pump | Carrier Corp. | 50PCH024Z/B/S/E**5/EA |  | Ground-Source | WBAHP: Heat Pump Packaged Unit | Heat Pump | 230 | 3 |  |  |  | Single-Speed |  |  |  | 25000 | 1612 | 15.5 | 13.4 | 17000 | 1465 | 3.4 | 3.1 | Non Federally-Regulated | 05/01/2015 |  | 03/23/2020
Florida Heat Pump | Bosch | LV018-1VT/CF/HZ*-***T |  | Ground-Source | WBAHP: Heat Pump Packaged Unit | Heat Pump | 208 | 1 |  |  |  | Single-Speed |  |  |  | 21500 | 1265 | 17 | 13.4 | 14100 | 1148 | 3.6 | 3.1 | Non Federally-Regulated | 04/22/2015 |  | 03/23/2020
Florida Heat Pump | Florida Heat Pump | SV024-3CF/VT/HZ*-***P*A |  | Ground-Source | WBAHP: Heat Pump Packaged Unit | Heat Pump | 208 | 3 |  |  | No Match | Single-Speed |  |  |  | 25000 | 1613 | 15.5 | 13.4 | 17000 | 1465 | 3.4 | 3.1 | Non Federally-Regulated | 01/09/2014 |  | 03/23/2020
Florida Heat Pump | Bosch | BP030-1HZ/VT |  | Ground-Source | WBAHP: Heat Pump Packaged Unit | Heat Pump | 230 | 1 |  |  |  | Single-Speed |  |  |  | 28500 | 1469 | 19.4 | 13.4 | 20500 | 1397 | 4.3 | 3.1 | Non Federally-Regulated | 04/22/2015 |  | 03/23/2020
Florida Heat Pump | Florida Heat Pump | SV012-1CF/VT/HZ*-***P*A |  | Ground-Source | WBAHP: Heat Pump Packaged Unit | Heat Pump | 208 | 1 |  |  | No Match | Single-Speed |  |  |  | 11800 | 843 | 14 | 13.4 | 8700 | 822 | 3.1 | 3.1 | Non Federally-Regulated | 01/09/2014 |  | 03/23/2020
Florida Heat Pump | Florida Heat Pump | SV060-3VT/CF/HZ*-***T/A*A |  | Ground-Source | WBAHP: Heat Pump Packaged Unit | Heat Pump | 208 | 3 |  |  | No Match | Single-Speed |  |  |  | 61100 | 3726 | 16.4 | 13.4 | 46200 | 4103 | 3.3 | 3.1 | Non Federally-Regulated | 01/09/2014 |  | 03/23/2020
Florida Heat Pump | Florida Heat Pump | BP018-1HZ/VT |  | Ground-Source | WBAHP: Heat Pump Packaged Unit | Heat Pump | 208 | 1 |  |  | No Match | Single-Speed |  |  |  | 20500 | 1078 | 19 | 13.4 | 14800 | 1141 | 3.8 | 3.1 | Non Federally-Regulated | 06/14/2011 |  | 03/23/2020
Florida Heat Pump | Bosch | LV042-3VT/CF/HZ*-***T |  | Ground-Source | WBAHP: Heat Pump Packaged Unit | Heat Pump | 208 | 3 |  |  |  | Single-Speed |  |  |  | 43500 | 2669 | 16.3 | 13.4 | 30100 | 2520 | 3.5 | 3.1 | Non Federally-Regulated | 04/22/2015 |  | 03/23/2020
Florida Heat Pump | Bosch | SV070-4VT/CF/HZ*-***T/A*A |  | Ground-Source | WBAHP: Heat Pump Packaged Unit | Heat Pump | 460 | 3 |  |  |  | Single-Speed | 3624 | 781 |  | 67600 | 4072 | 16.6 | 13.4 | 50000 | 4187 | 3.5 | 3.1 | Non Federally-Regulated | 04/22/2015 |  | 03/23/2020
Florida Heat Pump | Geomaster, LLC | RD024-3VT/CF/HZ*-***T/A*B |  | Ground-Source | WBAHP: Heat Pump Packaged Unit | Heat Pump | 230 | 3 |  |  |  | Single-Speed |  |  |  | 25400 | 1539 | 16.5 | 13.4 | 16700 | 1398 | 3.5 | 3.1 | Non Federally-Regulated | 05/01/2015 |  | 03/23/2020
Florida Heat Pump | Bosch | LV036-2VT/CF/HZ*-***P |  | Ground-Source | WBAHP: Heat Pump Packaged Unit | Heat Pump | 265 | 1 |  |  |  | Single-Speed |  |  |  | 39900 | 2361 | 16.9 | 13.4 | 26900 | 2252 | 3.5 | 3.1 | Non Federally-Regulated | 04/22/2015 |  | 03/23/2020
Florida Heat Pump | Carrier Corp. | 50PCH048Z/B/S/E**5/EA |  | Ground-Source | WBAHP: Heat Pump Packaged Unit | Heat Pump | 208 | 3 |  |  |  | Single-Speed |  |  |  | 48800 | 3275 | 14.9 | 13.4 | 35400 | 3051 | 3.4 | 3.1 | Non Federally-Regulated | 05/01/2015 |  | 03/23/2020
Florida Heat Pump | Geomaster, LLC | EP036-1HZ/VT |  | Ground-Source | WBAHP: Heat Pump Packaged Unit | Heat Pump | 230 | 1 |  |  | No Match | Single-Speed |  |  |  | 37500 | 1904 | 19.7 | 13.4 | 26000 | 1859 | 4.1 | 3.1 | Non Federally-Regulated | 04/21/2014 |  | 03/23/2020
Florida Heat Pump | Bosch | LV018-1VT/CF/HZ*-***A |  | Ground-Source | WBAHP: Heat Pump Packaged Unit | Heat Pump | 230 | 1 |  |  |  | Single-Speed |  |  |  | 21500 | 1265 | 17 | 13.4 | 14100 | 1148 | 3.6 | 3.1 | Non Federally-Regulated | 04/22/2015 |  | 03/23/2020
Florida Heat Pump | Bosch | LV048-4VT/HF/HZ*-***A |  | Ground-Source | WBAHP: Heat Pump Packaged Unit | Heat Pump | 460 | 3 |  |  |  | Single-Speed |  |  |  | 49600 | 3062 | 16.2 | 13.4 | 34600 | 2817 | 3.6 | 3.1 | Non Federally-Regulated | 04/22/2015 |  | 03/23/2020
Florida Heat Pump | Florida Heat Pump | SV060-1VT/CF/HZ*-***T/A*A |  | Ground-Source | WBAHP: Heat Pump Packaged Unit | Heat Pump | 208 | 1 |  |  | No Match | Single-Speed |  |  |  | 61100 | 3726 | 16.4 | 13.4 | 46200 | 4103 | 3.3 | 3.1 | Non Federally-Regulated | 01/09/2014 |  | 03/23/2020
Florida Heat Pump | Bosch | LV015-2VT/CF/HZ*-***A |  | Ground-Source | WBAHP: Heat Pump Packaged Unit | Heat Pump | 265 | 1 |  |  |  | Single-Speed |  |  |  | 14400 | 889 | 16.2 | 13.4 | 10700 | 950 | 3.3 | 3.1 | Non Federally-Regulated | 04/22/2015 |  | 03/23/2020
Florida Heat Pump | Florida Heat Pump | EP030-3HZ/VT |  | Ground-Source | WBAHP: Heat Pump Packaged Unit | Heat Pump | 208 | 3 |  |  | No Match | Single-Speed |  |  |  | 28500 | 1469 | 19.4 | 13.4 | 20500 | 1397 | 4.3 | 3.1 | Non Federally-Regulated | 01/24/2011 |  | 03/23/2020
Florida Heat Pump | Bosch | LV041-3VT/CF*-***A |  | Ground-Source | WBAHP: Heat Pump Packaged Unit | Heat Pump | 230 | 3 |  |  |  | Single-Speed |  |  |  | 42200 | 2384 | 17.7 | 13.4 | 28500 | 2320 | 3.6 | 3.1 | Non Federally-Regulated | 04/22/2015 |  | 03/23/2020
Florida Heat Pump | Bosch | SV012-2CF/VT/HZ*-***P*A |  | Ground-Source | WBAHP: Heat Pump Packaged Unit | Heat Pump | 265 | 1 |  |  |  | Single-Speed |  |  |  | 11800 | 843 | 14 | 13.4 | 8700 | 822 | 3.1 | 3.1 | Non Federally-Regulated | 04/22/2015 |  | 03/23/2020
Florida Heat Pump | Florida Heat Pump | SV018-2CF/VT/HZ*-***P*A |  | Ground-Source | WBAHP: Heat Pump Packaged Unit | Heat Pump | 265 | 1 |  |  |  | Single-Speed |  |  |  | 21200 | 1437 | 14.8 | 13.4 | 14300 | 1197 | 3.5 | 3.1 | Non Federally-Regulated | 04/22/2015 |  | 03/23/2020
Florida Heat Pump | Bosch | EC024-3CF/HZ/VT |  | Ground-Source | WBAHP: Heat Pump Packaged Unit | Heat Pump | 208 | 3 |  |  |  | Single-Speed |  |  |  | 26500 | 1743 | 15.2 | 13.4 | 17900 | 1589 | 3.3 | 3.1 | Non Federally-Regulated | 04/22/2015 |  | 03/23/2020
Florida Heat Pump | Florida Heat Pump | LV048-1VT/CF/HZ*-***P*B |  | Ground-Source | WBAHP: Heat Pump Packaged Unit | Heat Pump | 208 | 1 |  |  |  | Single-Speed |  |  |  | 48800 | 3275 | 14.9 | 13.4 | 35400 | 3051 | 3.4 | 3.1 | Non Federally-Regulated | 05/01/2015 |  | 03/23/2020
Florida Heat Pump | Bosch | EP015-1HZ/VT |  | Ground-Source | WBAHP: Heat Pump Packaged Unit | Heat Pump | 208 | 1 |  |  |  | Single-Speed |  |  |  | 16200 | 786 | 20.6 | 13.4 | 11000 | 827 | 3.9 | 3.1 | Non Federally-Regulated | 04/22/2015 |  | 03/23/2020
Florida Heat Pump | Geomaster, LLC | ES035-1CF/HZ/VT |  | Ground-Source | WBAHP: Heat Pump Packaged Unit | Heat Pump | 208 | 1 |  |  |  | Single-Speed |  |  |  | 38000 | 2209 | 17.2 | 13.4 | 28000 | 2159 | 3.8 | 3.1 | Non Federally-Regulated | 04/29/2015 |  | 03/23/2020
Florida Heat Pump | Florida Heat Pump | SV042-3VT/CF/HZ*-***T/A*A |  | Ground-Source | WBAHP: Heat Pump Packaged Unit | Heat Pump | 230 | 3 |  |  | No Match | Single-Speed |  |  |  | 43500 | 2669 | 16.3 | 13.4 | 30100 | 2520 | 3.5 | 3.1 | Non Federally-Regulated | 01/09/2014 |  | 03/23/2020
Florida Heat Pump | Bosch | BP060-1HZ/VT |  | Ground-Source | WBAHP: Heat Pump Packaged Unit | Heat Pump | 208 | 1 |  |  |  | Single-Speed |  |  |  | 61500 | 3324 | 18.5 | 13.4 | 47000 | 3280 | 4.2 | 3.1 | Non Federally-Regulated | 04/22/2015 |  | 03/23/2020
Florida Heat Pump | Bosch | SV060-4VT/CF/HZ*-***P*B |  | Ground-Source | WBAHP: Heat Pump Packaged Unit | Heat Pump | 460 | 3 |  |  |  | Single-Speed |  |  |  | 60100 | 4262 | 14.1 | 13.4 | 46900 | 4295 | 3.2 | 3.1 | Non Federally-Regulated | 05/01/2015 |  | 03/23/2020
Florida Heat Pump | Bosch | EC070-3CF/HZ/VT |  | Ground-Source | WBAHP: Heat Pump Packaged Unit | Heat Pump | 230 | 3 |  |  |  | Single-Speed | 4050 | 803 |  | 70000 | 4605 | 15.2 | 13.4 | 53000 | 4706 | 3.3 | 3.1 | Non Federally-Regulated | 04/22/2015 |  | 03/23/2020
Florida Heat Pump | Bosch | AP049-3CF/HZ/VT |  | Ground-Source | WBAHP: Heat Pump Packaged Unit | Heat Pump | 230 | 3 |  |  |  | Dual-Speed |  |  |  | 52000 | 2736 | 19 | 13.4 | 38000 | 2716 | 4.1 | 3.1 | Non Federally-Regulated | 04/22/2015 |  | 03/23/2020
Florida Heat Pump | Carrier Corp. | 50PCV070J/K**3/CA |  | Ground-Source | WBAHP: Heat Pump Packaged Unit | Heat Pump | 208 | 1 |  |  |  | Single-Speed | 3624 | 819 |  | 67600 | 4072 | 16.6 | 13.4 | 50000 | 4186 | 3.5 | 3.1 | Non Federally-Regulated | 05/01/2015 |  | 03/23/2020
Florida Heat Pump | Bosch | LV041-4VT/CF*-***P |  | Ground-Source | WBAHP: Heat Pump Packaged Unit | Heat Pump | 460 | 3 |  |  |  | Single-Speed |  |  |  | 41200 | 2641 | 15.6 | 13.4 | 29400 | 2611 | 3.3 | 3.1 | Non Federally-Regulated | 04/22/2015 |  | 03/23/2020
Florida Heat Pump | Bosch | LV030-2VT/CF/HZ*-***P |  | Ground-Source | WBAHP: Heat Pump Packaged Unit | Heat Pump | 265 | 1 |  |  |  | Single-Speed |  |  |  | 31000 | 2026 | 15.3 | 13.4 | 20900 | 1914 | 3.2 | 3.1 | Non Federally-Regulated | 04/22/2015 |  | 03/23/2020
Florida Heat Pump | Geomaster, LLC | RD096-4HZ/VT |  | Ground-Source | WBAHP: Heat Pump Packaged Unit | Heat Pump | 460 | 3 |  |  | No Match | Single-Speed | 5139 | 1022 | 1 | 104000 | 6753 | 15.4 | 13.4 | 73600 | 6163 | 3.5 | 3.1 | Non Federally-Regulated | 04/21/2014 |  | 03/23/2020
Florida Heat Pump | Florida Heat Pump | BP024-1HZ/VT |  | Ground-Source | WBAHP: Heat Pump Packaged Unit | Heat Pump | 208 | 1 |  |  | No Match | Single-Speed |  |  |  | 26000 | 1232 | 21.1 | 13.4 | 18000 | 1318 | 4 | 3.1 | Non Federally-Regulated | 06/14/2011 |  | 03/23/2020
Florida Heat Pump | Bosch | ES061-3CF/HZ/VT |  | Ground-Source | WBAHP: Heat Pump Packaged Unit | Heat Pump | 208 | 3 |  |  |  | Single-Speed |  |  |  | 62000 | 3949 | 15.7 | 13.4 | 49000 | 3989 | 3.6 | 3.1 | Non Federally-Regulated | 04/22/2015 |  | 03/23/2020
Florida Heat Pump | Geomaster, LLC | RD120-1VT |  | Ground-Source | WBAHP: Heat Pump Packaged Unit | Heat Pump | 230 | 1 |  |  | No Match | Single-Speed | 7696 | 1460 | 1 | 127000 | 8639 | 14.7 | 13.4 | 100000 | 9159 | 3.2 | 3.1 | Non Federally-Regulated | 04/21/2014 |  | 03/23/2020
Florida Heat Pump | Bosch | LV009-1VT/CF/HZ*-***P |  | Ground-Source | WBAHP: Heat Pump Packaged Unit | Heat Pump | 230 | 1 |  |  |  | Single-Speed |  |  |  | 8700 | 596 | 14.6 | 13.4 | 5700 | 522 | 3.2 | 3.1 | Non Federally-Regulated | 04/22/2015 |  | 03/23/2020
Florida Heat Pump | Bosch | SV042-1VT/CF/HZ*-***P*A |  | Ground-Source | WBAHP: Heat Pump Packaged Unit | Heat Pump | 208 | 1 |  |  |  | Single-Speed |  |  |  | 42600 | 2938 | 14.5 | 13.4 | 31000 | 2839 | 3.2 | 3.1 | Non Federally-Regulated | 04/22/2015 |  | 03/23/2020
Florida Heat Pump | Bosch | LV042-3VT/CF/HZ*-***A |  | Ground-Source | WBAHP: Heat Pump Packaged Unit | Heat Pump | 208 | 3 |  |  |  | Single-Speed |  |  |  | 43500 | 2669 | 16.3 | 13.4 | 30100 | 2520 | 3.5 | 3.1 | Non Federally-Regulated | 04/22/2015 |  | 03/23/2020
Florida Heat Pump | Bosch | ES018-2CF/HZ/VT |  | Ground-Source | WBAHP: Heat Pump Packaged Unit | Heat Pump | 265 | 1 |  |  |  | Single-Speed |  |  |  | 19000 | 1021 | 18.6 | 13.4 | 14500 | 1148 | 3.7 | 3.1 | Non Federally-Regulated | 04/22/2015 |  | 03/23/2020
Florida Heat Pump | Bosch | ES024-1CF/HZ/VT |  | Ground-Source | WBAHP: Heat Pump Packaged Unit | Heat Pump | 208 | 1 |  |  |  | Single-Speed |  |  |  | 26000 | 1614 | 16.1 | 13.4 | 20000 | 1674 | 3.5 | 3.1 | Non Federally-Regulated | 05/01/2015 |  | 03/23/2020
Florida Heat Pump | Geomaster, LLC | ES035-4CF/HZ/VT |  | Ground-Source | WBAHP: Heat Pump Packaged Unit | Heat Pump | 460 | 3 |  |  |  | Dual-Speed |  |  |  | 38000 | 2209 | 17.2 | 13.4 | 28000 | 2159 | 3.8 | 3.1 | Non Federally-Regulated | 04/29/2015 |  | 03/23/2020
Florida Heat Pump | Florida Heat Pump | SV042-4VT/CF/HZ*-***T/A*A |  | Ground-Source | WBAHP: Heat Pump Packaged Unit | Heat Pump | 460 | 3 |  |  | No Match | Single-Speed |  |  |  | 43500 | 2669 | 16.3 | 13.4 | 30100 | 2520 | 3.5 | 3.1 | Non Federally-Regulated | 01/09/2014 |  | 03/23/2020
Florida Heat Pump | Geomaster, LLC | RD015-1VT/CF/HZ*-***A |  | Ground-Source | WBAHP: Heat Pump Packaged Unit | Heat Pump | 208 | 1 |  |  | No Match | Single-Speed |  |  |  | 14400 | 889 | 16.2 | 13.4 | 10700 | 950 | 3.3 | 3.1 | Non Federally-Regulated | 04/21/2014 |  | 03/23/2020
Florida Heat Pump | Florida Heat Pump | LM024-2CF/HZ/VT*-*****A |  | Ground-Source | WBAHP: Heat Pump Packaged Unit | Heat Pump | 265 | 1 |  |  | No Match | Dual-Speed |  |  |  | 26600 | 1337 | 19.9 | 13.4 | 18000 | 1287 | 4.1 | 3.1 | Non Federally-Regulated | 01/09/2014 |  | 03/23/2020
Florida Heat Pump | Bosch | SV042-4VT/CF/HZ*-***P*A |  | Ground-Source | WBAHP: Heat Pump Packaged Unit | Heat Pump | 460 | 3 |  |  |  | Single-Speed |  |  |  | 42600 | 2938 | 14.5 | 13.4 | 31000 | 2839 | 3.2 | 3.1 | Non Federally-Regulated | 04/22/2015 |  | 03/23/2020
Florida Heat Pump | Carrier Corp. | 50PCV070J/K**5/EA |  | Ground-Source | WBAHP: Heat Pump Packaged Unit | Heat Pump | 230 | 3 |  |  |  | Single-Speed | 3624 | 981 |  | 66400 | 4426 | 15 | 13.4 | 50800 | 4378 | 3.4 | 3.1 | Non Federally-Regulated | 05/01/2015 |  | 03/23/2020
Florida Heat Pump | Florida Heat Pump | EP007-2HZ/VT |  | Ground-Source | WBAHP: Heat Pump Packaged Unit | Heat Pump | 265 | 1 |  |  | No Match | Single-Speed |  |  |  | 7400 | 400 | 18.5 | 13.4 | 5100 | 415 | 3.6 | 3.1 | Non Federally-Regulated | 11/30/2011 |  | 03/23/2020
Florida Heat Pump | Florida Heat Pump | EP009-2HZ/VT |  | Ground-Source | WBAHP: Heat Pump Packaged Unit | Heat Pump | 265 | 1 |  |  | No Match | Single-Speed |  |  |  | 9500 | 492 | 19.3 | 13.4 | 6800 | 553 | 3.6 | 3.1 | Non Federally-Regulated | 06/14/2011 |  | 03/23/2020
Florida Heat Pump | Florida Heat Pump | LV070-3VT/CF/HZ*-***P*B |  | Ground-Source | WBAHP: Heat Pump Packaged Unit | Heat Pump | 230 | 3 |  |  |  | Single-Speed | 3624 | 981 |  | 66400 | 4426 | 15 | 13.4 | 50800 | 4378 | 3.4 | 3.1 | Non Federally-Regulated | 05/01/2015 |  | 03/23/2020
Florida Heat Pump | Bosch | EP009-0HZ/VT |  | Ground-Source | WBAHP: Heat Pump Packaged Unit | Heat Pump | 115 | 1 |  |  |  | Single-Speed |  |  |  | 9500 | 492 | 19.3 | 13.4 | 6800 | 554 | 3.6 | 3.1 | Non Federally-Regulated | 04/22/2015 |  | 03/23/2020
Florida Heat Pump | Bosch | LV070-3VT/CF/HZ*-***P*B |  | Ground-Source | WBAHP: Heat Pump Packaged Unit | Heat Pump | 208 | 3 |  |  |  | Single-Speed | 3624 | 981 |  | 66400 | 4426 | 15 | 13.4 | 50800 | 4378 | 3.4 | 3.1 | Non Federally-Regulated | 05/01/2015 |  | 03/23/2020
Florida Heat Pump | Bosch | LV030-4VT/CF/HZ*-***P |  | Ground-Source | WBAHP: Heat Pump Packaged Unit | Heat Pump | 460 | 3 |  |  |  | Single-Speed |  |  |  | 31000 | 2026 | 15.3 | 13.4 | 20900 | 1914 | 3.2 | 3.1 | Non Federally-Regulated | 04/22/2015 |  | 03/23/2020
Florida Heat Pump | Florida Heat Pump | LV048-5VT/CF/HZ*-***P*B |  | Ground-Source | WBAHP: Heat Pump Packaged Unit | Heat Pump | 575 | 3 |  |  |  | Single-Speed |  |  |  | 48800 | 3275 | 14.9 | 13.4 | 35400 | 3051 | 3.4 | 3.1 | Non Federally-Regulated | 05/01/2015 |  | 03/23/2020
Florida Heat Pump | Florida Heat Pump | SV060-1VT/CF/HZ*-***P*A |  | Ground-Source | WBAHP: Heat Pump Packaged Unit | Heat Pump | 208 | 1 |  |  | No Match | Single-Speed |  |  |  | 60100 | 4007 | 15 | 13.4 | 46900 | 4295 | 3.2 | 3.1 | Non Federally-Regulated | 01/09/2014 |  | 03/23/2020
Florida Heat Pump | Bosch | LV070-1VT/CF/HZ*-***T |  | Ground-Source | WBAHP: Heat Pump Packaged Unit | Heat Pump | 208 | 1 |  |  |  | Single-Speed | 3624 | 819 |  | 67600 | 4072 | 16.6 | 13.4 | 50000 | 4187 | 3.5 | 3.1 | Non Federally-Regulated | 04/22/2015 |  | 03/23/2020
Florida Heat Pump | Bosch | EP060-3HZ/VT |  | Ground-Source | WBAHP: Heat Pump Packaged Unit | Heat Pump | 230 | 3 |  |  |  | Single-Speed |  |  |  | 61500 | 3324 | 18.5 | 13.4 | 47000 | 3280 | 4.2 | 3.1 | Non Federally-Regulated | 04/22/2015 |  | 03/23/2020
Florida Heat Pump | Geomaster, LLC | RD024-2VT/CF/HZ*-***T/A*B |  | Ground-Source | WBAHP: Heat Pump Packaged Unit | Heat Pump | 265 | 1 |  |  |  | Single-Speed |  |  |  | 25400 | 1539 | 16.5 | 13.4 | 16700 | 1398 | 3.5 | 3.1 | Non Federally-Regulated | 05/01/2015 |  | 03/23/2020
Florida Heat Pump | Florida Heat Pump | LV018-1VT/CF/HZ*-***A |  | Ground-Source | WBAHP: Heat Pump Packaged Unit | Heat Pump | 208 | 1 |  |  |  | Single-Speed |  |  |  | 21500 | 1356 | 15.9 | 13.4 | 14100 | 1147 | 3.6 | 3.1 | Non Federally-Regulated | 04/22/2015 |  | 03/23/2020
Florida Heat Pump | Bosch | LV060-4VT/CF/HZ*-***A |  | Ground-Source | WBAHP: Heat Pump Packaged Unit | Heat Pump | 460 | 3 |  |  |  | Single-Speed |  |  |  | 61100 | 3726 | 16.4 | 13.4 | 46200 | 4103 | 3.3 | 3.1 | Non Federally-Regulated | 04/22/2015 |  | 03/23/2020
Florida Heat Pump | Carrier Corp. | 50PCH048Z/B/S/E**3/CA |  | Ground-Source | WBAHP: Heat Pump Packaged Unit | Heat Pump | 230 | 1 |  |  |  | Single-Speed |  |  |  | 48800 | 3275 | 14.9 | 13.4 | 35400 | 3051 | 3.4 | 3.1 | Non Federally-Regulated | 05/01/2015 |  | 03/23/2020
Florida Heat Pump | Florida Heat Pump | SV036-2VT/CF/HZ*-***T/A*A |  | Ground-Source | WBAHP: Heat Pump Packaged Unit | Heat Pump | 265 | 1 |  |  | No Match | Single-Speed |  |  |  | 40200 | 2271 | 17.7 | 13.4 | 26500 | 2157 | 3.6 | 3.1 | Non Federally-Regulated | 01/09/2014 |  | 03/23/2020
Florida Heat Pump | Geomaster, LLC | RD024-1VT/CF/HZ*-***T/A*B |  | Ground-Source | WBAHP: Heat Pump Packaged Unit | Heat Pump | 208 | 1 |  |  |  | Single-Speed |  |  |  | 25400 | 1539 | 16.5 | 13.4 | 16700 | 1398 | 3.5 | 3.1 | Non Federally-Regulated | 05/01/2015 |  | 03/23/2020
Florida Heat Pump | Florida Heat Pump | SV030-2VT/CF/HZ*-***P*A |  | Ground-Source | WBAHP: Heat Pump Packaged Unit | Heat Pump | 265 | 1 |  |  | No Match | Single-Speed |  |  |  | 31000 | 2026 | 15.3 | 13.4 | 20900 | 1914 | 3.2 | 3.1 | Non Federally-Regulated | 01/09/2014 |  | 03/23/2020
Florida Heat Pump | Florida Heat Pump | LV018-1VT/CF/HZ*-***P |  | Ground-Source | WBAHP: Heat Pump Packaged Unit | Heat Pump | 230 | 1 |  |  |  | Single-Speed |  |  |  | 21200 | 1437 | 14.8 | 13.4 | 14300 | 1197 | 3.5 | 3.1 | Non Federally-Regulated | 04/22/2015 |  | 03/23/2020
Florida Heat Pump | Bosch | EP042-1HZ/VT |  | Ground-Source | WBAHP: Heat Pump Packaged Unit | Heat Pump | 230 | 1 |  |  |  | Single-Speed |  |  |  | 42200 | 2000 | 21.1 | 13.4 | 26800 | 1916 | 4.1 | 3.1 | Non Federally-Regulated | 04/22/2015 |  | 03/23/2020
Florida Heat Pump | Bosch | LV030-4VT/CF/HZ*-***T |  | Ground-Source | WBAHP: Heat Pump Packaged Unit | Heat Pump | 460 | 3 |  |  |  | Single-Speed |  |  |  | 31600 | 1816 | 17.4 | 13.4 | 20400 | 1758 | 3.4 | 3.1 | Non Federally-Regulated | 04/22/2015 |  | 03/23/2020
Florida Heat Pump | Bosch | SV070-1VT/CF/HZ*-***P*B |  | Ground-Source | WBAHP: Heat Pump Packaged Unit | Heat Pump | 208 | 1 |  |  |  | Single-Speed | 3624 | 981 |  | 66400 | 4426 | 15 | 13.4 | 50800 | 4378 | 3.4 | 3.1 | Non Federally-Regulated | 05/01/2015 |  | 03/23/2020
Florida Heat Pump | Geomaster, LLC | RD018-2VT/CF/HZ*-***A |  | Ground-Source | WBAHP: Heat Pump Packaged Unit | Heat Pump | 265 | 1 |  |  | No Match | Single-Speed |  |  |  | 21500 | 1265 | 17 | 13.4 | 14100 | 1148 | 3.6 | 3.1 | Non Federally-Regulated | 04/21/2014 |  | 03/23/2020
Florida Heat Pump | Florida Heat Pump | SV030-3VT/CF/HZ*-***T/A*A |  | Ground-Source | WBAHP: Heat Pump Packaged Unit | Heat Pump | 208 | 3 |  |  | No Match | Single-Speed |  |  |  | 31600 | 1816 | 17.4 | 13.4 | 20400 | 1758 | 3.4 | 3.1 | Non Federally-Regulated | 01/09/2014 |  | 03/23/2020
Florida Heat Pump | Florida Heat Pump | EP048-1HZ/VT |  | Ground-Source | WBAHP: Heat Pump Packaged Unit | Heat Pump | 208 | 1 |  |  | No Match | Single-Speed |  |  |  | 49500 | 2475 | 20 | 13.4 | 33400 | 2646 | 3.7 | 3.1 | Non Federally-Regulated | 04/21/2014 |  | 03/23/2020
Florida Heat Pump | Bosch | LV036-4VT/CF/HZ*-***A |  | Ground-Source | WBAHP: Heat Pump Packaged Unit | Heat Pump | 460 | 3 |  |  |  | Single-Speed |  |  |  | 40200 | 2271 | 17.7 | 13.4 | 26500 | 2157 | 3.6 | 3.1 | Non Federally-Regulated | 04/22/2015 |  | 03/23/2020
Florida Heat Pump | Bosch | SV070-4VT/CF/HZ*-***T/A*B |  | Ground-Source | WBAHP: Heat Pump Packaged Unit | Heat Pump | 460 | 3 |  |  |  | Single-Speed | 3624 | 819 |  | 67600 | 4072 | 16.6 | 13.4 | 50000 | 4186 | 3.5 | 3.1 | Non Federally-Regulated | 05/01/2015 |  | 03/23/2020
Florida Heat Pump | Florida Heat Pump | LV048-3VT/CF/HZ*-***P*B |  | Ground-Source | WBAHP: Heat Pump Packaged Unit | Heat Pump | 230 | 3 |  |  |  | Single-Speed |  |  |  | 48800 | 3275 | 14.9 | 13.4 | 35400 | 3051 | 3.4 | 3.1 | Non Federally-Regulated | 05/01/2015 |  | 03/23/2020
Florida Heat Pump | Geomaster, LLC | EP015-1HZ/VT |  | Ground-Source | WBAHP: Heat Pump Packaged Unit | Heat Pump | 230 | 1 |  |  | No Match | Single-Speed | 807 | 23 |  | 16200 | 786 | 20.6 | 13.4 | 11000 | 827 | 3.9 | 3.1 | Non Federally-Regulated | 08/23/2011 |  | 03/23/2020
Florida Heat Pump | Geomaster, LLC | EP060-3HZ/VT |  | Ground-Source | WBAHP: Heat Pump Packaged Unit | Heat Pump | 230 | 3 |  |  | No Match | Single-Speed |  |  |  | 61500 | 3324 | 18.5 | 13.4 | 47000 | 3280 | 4.2 | 3.1 | Non Federally-Regulated | 04/21/2014 |  | 03/23/2020
Florida Heat Pump | Carrier Corp. | 50VQP120***3A |  | Ground-Source | WBAHP: Heat Pump Packaged Unit | Heat Pump | 230 | 1 |  |  | No Match | Single-Speed | 7696 | 1460 | 1 | 127000 | 8639 | 14.7 | 13.4 | 100000 | 9156 | 3.2 | 3.1 | Non Federally-Regulated | 08/15/2014 |  | 03/23/2020
Florida Heat Pump | Geomaster, LLC | RD036-3VT/CF/HZ*-***T |  | Ground-Source | WBAHP: Heat Pump Packaged Unit | Heat Pump | 230 | 3 |  |  | No Match | Single-Speed |  |  |  | 40200 | 2271 | 17.7 | 13.4 | 26500 | 2157 | 3.6 | 3.1 | Non Federally-Regulated | 04/21/2014 |  | 03/23/2020
Florida Heat Pump | Geomaster, LLC | RD015-2VT/CF/HZ*-***T |  | Ground-Source | WBAHP: Heat Pump Packaged Unit | Heat Pump | 265 | 1 |  |  | No Match | Single-Speed |  |  |  | 14400 | 889 | 16.2 | 13.4 | 10700 | 950 | 3.3 | 3.1 | Non Federally-Regulated | 04/21/2014 |  | 03/23/2020
Florida Heat Pump | Geomaster, LLC | RD036-2VT/CF/HZ*-***A |  | Ground-Source | WBAHP: Heat Pump Packaged Unit | Heat Pump | 265 | 1 |  |  | No Match | Single-Speed |  |  |  | 40200 | 2271 | 17.7 | 13.4 | 26500 | 2157 | 3.6 | 3.1 | Non Federally-Regulated | 04/21/2014 |  | 03/23/2020
Florida Heat Pump | Bosch | LV042-1VT/CF/HZ*-***T/A*B |  | Ground-Source | WBAHP: Heat Pump Packaged Unit | Heat Pump | 208 | 1 |  |  |  | Single-Speed |  |  |  | 43500 | 2668 | 16.3 | 13.4 | 30100 | 2520 | 3.5 | 3.1 | Non Federally-Regulated | 05/01/2015 |  | 03/23/2020
Florida Heat Pump | Bosch | LV036-1VT/CF/HZ*-***P |  | Ground-Source | WBAHP: Heat Pump Packaged Unit | Heat Pump | 230 | 1 |  |  |  | Single-Speed |  |  |  | 39900 | 2361 | 16.9 | 13.4 | 26900 | 2252 | 3.5 | 3.1 | Non Federally-Regulated | 04/22/2015 |  | 03/23/2020
Florida Heat Pump | Geomaster, LLC | RD036-2VT/CF/HZ*-***P |  | Ground-Source | WBAHP: Heat Pump Packaged Unit | Heat Pump | 265 | 1 |  |  | No Match | Single-Speed |  |  |  | 39900 | 2361 | 16.9 | 13.4 | 26900 | 2252 | 3.5 | 3.1 | Non Federally-Regulated | 04/21/2014 |  | 03/23/2020
Florida Heat Pump | Bosch | SV048-3VT/CF/HZ*-***P*B |  | Ground-Source | WBAHP: Heat Pump Packaged Unit | Heat Pump | 208 | 3 |  |  |  | Single-Speed |  |  |  | 48800 | 3275 | 14.9 | 13.4 | 35400 | 3051 | 3.4 | 3.1 | Non Federally-Regulated | 05/01/2015 |  | 03/23/2020
Florida Heat Pump | Bosch | EP060-4HZ/VT |  | Ground-Source | WBAHP: Heat Pump Packaged Unit | Heat Pump | 460 | 3 |  |  |  | Single-Speed |  |  |  | 61500 | 3324 | 18.5 | 13.4 | 47000 | 3280 | 4.2 | 3.1 | Non Federally-Regulated | 04/22/2015 |  | 03/23/2020
Florida Heat Pump | Bosch | BP012-1HZ/VT |  | Ground-Source | WBAHP: Heat Pump Packaged Unit | Heat Pump | 230 | 1 |  |  |  | Single-Speed |  |  |  | 13000 | 743 | 17.5 | 13.4 | 10000 | 814 | 3.6 | 3.1 | Non Federally-Regulated | 04/22/2015 |  | 03/23/2020
Florida Heat Pump | Florida Heat Pump | LV024-2VT/CF/HZ*-***T/A*B |  | Ground-Source | WBAHP: Heat Pump Packaged Unit | Heat Pump | 265 | 1 |  |  |  | Single-Speed |  |  |  | 25400 | 1539 | 16.5 | 13.4 | 16700 | 1398 | 3.5 | 3.1 | Non Federally-Regulated | 05/01/2015 |  | 03/23/2020
Florida Heat Pump | Geomaster, LLC | EP036-3HZ/VT |  | Ground-Source | WBAHP: Heat Pump Packaged Unit | Heat Pump | 208 | 3 |  |  | No Match | Single-Speed |  |  |  | 37500 | 1904 | 19.7 | 13.4 | 26000 | 1859 | 4.1 | 3.1 | Non Federally-Regulated | 04/21/2014 |  | 03/23/2020
Florida Heat Pump | Bosch | LV024-1VT/CF/HZ*-***A |  | Ground-Source | WBAHP: Heat Pump Packaged Unit | Heat Pump | 230 | 1 |  |  |  | Single-Speed |  |  |  | 25400 | 1539 | 16.5 | 13.4 | 16700 | 1398 | 3.5 | 3.1 | Non Federally-Regulated | 04/22/2015 |  | 03/23/2020
Florida Heat Pump | Bosch | EC120-1VT |  | Ground-Source | WBAHP: Heat Pump Packaged Unit | Heat Pump | 230 | 1 |  |  |  | Single-Speed | 7696 | 1460 |  | 127000 | 8639 | 14.7 | 13.4 | 100000 | 9159 | 3.2 | 3.1 | Non Federally-Regulated | 04/22/2015 |  | 03/23/2020
Florida Heat Pump | Bosch | EC060-3CF/HZ/VT |  | Ground-Source | WBAHP: Heat Pump Packaged Unit | Heat Pump | 230 | 3 |  |  |  | Single-Speed |  |  |  | 63600 | 4326 | 14.7 | 13.4 | 50000 | 4440 | 3.3 | 3.1 | Non Federally-Regulated | 04/22/2015 |  | 03/23/2020
Florida Heat Pump | Bosch | LV048-4VT/HF/HZ*-***P |  | Ground-Source | WBAHP: Heat Pump Packaged Unit | Heat Pump | 460 | 3 |  |  |  | Single-Speed |  |  |  | 48800 | 3275 | 14.9 | 13.4 | 35400 | 3051 | 3.4 | 3.1 | Non Federally-Regulated | 04/22/2015 |  | 03/23/2020
Florida Heat Pump | Florida Heat Pump | SV018-2CF/VT/HZ*-***T/A*A |  | Ground-Source | WBAHP: Heat Pump Packaged Unit | Heat Pump | 265 | 1 |  |  |  | Single-Speed |  |  |  | 21500 | 1356 | 15.9 | 13.4 | 14100 | 1147 | 3.6 | 3.1 | Non Federally-Regulated | 04/22/2015 |  | 03/23/2020
Florida Heat Pump | Bosch | EP009-2HZ/VT |  | Ground-Source | WBAHP: Heat Pump Packaged Unit | Heat Pump | 265 | 1 |  |  |  | Single-Speed |  |  |  | 9500 | 492 | 19.3 | 13.4 | 6800 | 554 | 3.6 | 3.1 | Non Federally-Regulated | 04/22/2015 |  | 03/23/2020
Florida Heat Pump | Bosch | LV070-3VT/CF/HZ*-***A |  | Ground-Source | WBAHP: Heat Pump Packaged Unit | Heat Pump | 208 | 3 |  |  |  | Single-Speed | 3624 | 781 |  | 67600 | 4072 | 16.6 | 13.4 | 50000 | 4187 | 3.5 | 3.1 | Non Federally-Regulated | 04/22/2015 |  | 03/23/2020
Florida Heat Pump | Carrier Corp. | 50PCH042Z/B/S/E**5/EA |  | Ground-Source | WBAHP: Heat Pump Packaged Unit | Heat Pump | 230 | 3 |  |  |  | Single-Speed |  |  |  | 42600 | 2878 | 14.8 | 13.4 | 31000 | 2753 | 3.3 | 3.1 | Non Federally-Regulated | 05/01/2015 |  | 03/23/2020
Florida Heat Pump | Bosch | LV036-3VT/CF/HZ*-***A |  | Ground-Source | WBAHP: Heat Pump Packaged Unit | Heat Pump | 230 | 3 |  |  |  | Single-Speed |  |  |  | 40200 | 2271 | 17.7 | 13.4 | 26500 | 2157 | 3.6 | 3.1 | Non Federally-Regulated | 04/22/2015 |  | 03/23/2020
Florida Heat Pump | Bosch | LV060-3VT/CF/HZ*-***T/A*B |  | Ground-Source | WBAHP: Heat Pump Packaged Unit | Heat Pump | 208 | 3 |  |  |  | Single-Speed |  |  |  | 61100 | 3725 | 16.4 | 13.4 | 46200 | 4103 | 3.3 | 3.1 | Non Federally-Regulated | 05/01/2015 |  | 03/23/2020
Florida Heat Pump | Bosch | CP024-1HZ/VT |  | Ground-Source | WBAHP: Heat Pump Packaged Unit | Heat Pump | 208 | 1 |  |  |  | Single-Speed |  |  |  | 26000 | 1232 | 21.1 | 13.4 | 18000 | 1318 | 4 | 3.1 | Non Federally-Regulated | 05/01/2015 |  | 03/23/2020
Florida Heat Pump | Florida Heat Pump | LV060-3VT/CF/HZ*-***P*B |  | Ground-Source | WBAHP: Heat Pump Packaged Unit | Heat Pump | 208 | 3 |  |  |  | Single-Speed |  |  |  | 60100 | 4262 | 14.1 | 13.4 | 46900 | 4295 | 3.2 | 3.1 | Non Federally-Regulated | 05/01/2015 |  | 03/23/2020
Florida Heat Pump | Bosch | LV015-1VT/CF/HZ*-***A |  | Ground-Source | WBAHP: Heat Pump Packaged Unit | Heat Pump | 208 | 1 |  |  |  | Single-Speed |  |  |  | 14400 | 889 | 16.2 | 13.4 | 10700 | 950 | 3.3 | 3.1 | Non Federally-Regulated | 04/22/2015 |  | 03/23/2020
Florida Heat Pump | Bosch | EP007-1HZ/VT |  | Ground-Source | WBAHP: Heat Pump Packaged Unit | Heat Pump | 230 | 1 |  |  |  | Single-Speed |  |  |  | 7400 | 400 | 18.5 | 13.4 | 5100 | 415 | 3.6 | 3.1 | Non Federally-Regulated | 04/22/2015 |  | 03/23/2020
Florida Heat Pump | Bosch | SV048-3VT/CF/HZ*-***T/A*A |  | Ground-Source | WBAHP: Heat Pump Packaged Unit | Heat Pump | 230 | 3 |  |  |  | Single-Speed |  |  |  | 49600 | 3062 | 16.2 | 13.4 | 34600 | 2817 | 3.6 | 3.1 | Non Federally-Regulated | 04/22/2015 |  | 03/23/2020
Florida Heat Pump | Carrier Corp. | 50H/VQP072***5A |  | Ground-Source | WBAHP: Heat Pump Packaged Unit | Heat Pump | 208 | 3 |  |  | No Match | Single-Speed | 4178 | 840 | 1 | 75600 | 5324 | 14.2 | 13.4 | 54800 | 5018 | 3.2 | 3.1 | Non Federally-Regulated | 08/15/2014 |  | 03/23/2020
Florida Heat Pump | Florida Heat Pump | BP015-1HZ/VT |  | Ground-Source | WBAHP: Heat Pump Packaged Unit | Heat Pump | 208 | 1 |  |  | No Match | Single-Speed |  |  |  | 16200 | 786 | 20.6 | 13.4 | 11000 | 826 | 3.9 | 3.1 | Non Federally-Regulated | 06/14/2011 |  | 03/23/2020
Florida Heat Pump | Bosch | LV024-3VT/CF/HZ*-***P |  | Ground-Source | WBAHP: Heat Pump Packaged Unit | Heat Pump | 230 | 3 |  |  |  | Single-Speed |  |  |  | 25000 | 1613 | 15.5 | 13.4 | 17000 | 1465 | 3.4 | 3.1 | Non Federally-Regulated | 04/22/2015 |  | 03/23/2020
Florida Heat Pump | Florida Heat Pump | SV060-4VT/CF/HZ*-***P*A |  | Ground-Source | WBAHP: Heat Pump Packaged Unit | Heat Pump | 460 | 3 |  |  | No Match | Single-Speed |  |  |  | 60100 | 4007 | 15 | 13.4 | 46900 | 4295 | 3.2 | 3.1 | Non Federally-Regulated | 01/09/2014 |  | 03/23/2020
Florida Heat Pump | Carrier Corp. | 50PCV041J/K**5/EA |  | Ground-Source | WBAHP: Heat Pump Packaged Unit | Heat Pump | 208 | 3 |  |  |  | Single-Speed |  |  |  | 42200 | 2654 | 15.9 | 13.4 | 28500 | 2320 | 3.6 | 3.1 | Non Federally-Regulated | 05/01/2015 |  | 03/23/2020
Florida Heat Pump | Bosch | EC096-3HZ/VT |  | Ground-Source | WBAHP: Heat Pump Packaged Unit | Heat Pump | 208 | 3 |  |  |  | Single-Speed | 5139 | 1022 |  | 104000 | 6753 | 15.4 | 13.4 | 73600 | 6163 | 3.5 | 3.1 | Non Federally-Regulated | 04/22/2015 |  | 03/23/2020
Florida Heat Pump | Bosch | SV060-5VT/CF/HZ*-***P*B |  | Ground-Source | WBAHP: Heat Pump Packaged Unit | Heat Pump | 575 | 3 |  |  |  | Single-Speed |  |  |  | 60100 | 4262 | 14.1 | 13.4 | 46900 | 4295 | 3.2 | 3.1 | Non Federally-Regulated | 05/01/2015 |  | 03/23/2020
Florida Heat Pump | Bosch | ES018-1CF/HZ/VT |  | Ground-Source | WBAHP: Heat Pump Packaged Unit | Heat Pump | 208 | 1 |  |  |  | Single-Speed |  |  |  | 19000 | 1021 | 18.6 | 13.4 | 14500 | 1148 | 3.7 | 3.1 | Non Federally-Regulated | 04/22/2015 |  | 03/23/2020
Florida Heat Pump | Carrier Corp. | 50PCV060L/R**3/CA |  | Ground-Source | WBAHP: Heat Pump Packaged Unit | Heat Pump | 208 | 1 |  |  |  | Single-Speed |  |  |  | 60100 | 4262 | 14.1 | 13.4 | 46900 | 4295 | 3.2 | 3.1 | Non Federally-Regulated | 05/01/2015 |  | 03/23/2020
Florida Heat Pump | Carrier Corp. | 50PCH070Z/B/S/E**3/CA |  | Ground-Source | WBAHP: Heat Pump Packaged Unit | Heat Pump | 230 | 1 |  |  |  | Single-Speed | 3624 | 981 |  | 66400 | 4426 | 15 | 13.4 | 50800 | 4378 | 3.4 | 3.1 | Non Federally-Regulated | 05/01/2015 |  | 03/23/2020
Florida Heat Pump | Bosch | LV060-1VT/CF/HZ*-***T/A*B |  | Ground-Source | WBAHP: Heat Pump Packaged Unit | Heat Pump | 208 | 1 |  |  |  | Single-Speed |  |  |  | 61100 | 3725 | 16.4 | 13.4 | 46200 | 4103 | 3.3 | 3.1 | Non Federally-Regulated | 05/01/2015 |  | 03/23/2020
Florida Heat Pump | Bosch | LV042-1VT/CF/HZ*-***T |  | Ground-Source | WBAHP: Heat Pump Packaged Unit | Heat Pump | 230 | 1 |  |  |  | Single-Speed |  |  |  | 43500 | 2669 | 16.3 | 13.4 | 30100 | 2520 | 3.5 | 3.1 | Non Federally-Regulated | 04/22/2015 |  | 03/23/2020
Florida Heat Pump | Bosch | LV070-3VT/CF/HZ*-***T/A*B |  | Ground-Source | WBAHP: Heat Pump Packaged Unit | Heat Pump | 208 | 3 |  |  |  | Single-Speed | 3624 | 819 |  | 67600 | 4072 | 16.6 | 13.4 | 50000 | 4186 | 3.5 | 3.1 | Non Federally-Regulated | 05/01/2015 |  | 03/23/2020
Florida Heat Pump | Carrier Corp. | 50PCH042N/P/W/Y**5/EA |  | Ground-Source | WBAHP: Heat Pump Packaged Unit | Heat Pump | 208 | 3 |  |  |  | Single-Speed |  |  |  | 43500 | 2668 | 16.3 | 13.4 | 30100 | 2520 | 3.5 | 3.1 | Non Federally-Regulated | 05/01/2015 |  | 03/23/2020
Florida Heat Pump | Bosch | SV012-1CF/VT/HZ*-***P*A |  | Ground-Source | WBAHP: Heat Pump Packaged Unit | Heat Pump | 230 | 1 |  |  |  | Single-Speed |  |  |  | 11800 | 843 | 14 | 13.4 | 8700 | 822 | 3.1 | 3.1 | Non Federally-Regulated | 04/22/2015 |  | 03/23/2020
Florida Heat Pump | Geomaster, LLC | EP030-1HZ/VT |  | Ground-Source | WBAHP: Heat Pump Packaged Unit | Heat Pump | 208 | 1 |  |  | No Match | Single-Speed | 1504 | 113 |  | 28500 | 1469 | 19.4 | 13.4 | 20500 | 1397 | 4.3 | 3.1 | Non Federally-Regulated | 08/23/2011 |  | 03/23/2020
Florida Heat Pump | Geomaster, LLC | RD030-3VT/CF/HZ*-***P |  | Ground-Source | WBAHP: Heat Pump Packaged Unit | Heat Pump | 230 | 3 |  |  | No Match | Single-Speed |  |  |  | 31000 | 2026 | 15.3 | 13.4 | 20900 | 1914 | 3.2 | 3.1 | Non Federally-Regulated | 04/21/2014 |  | 03/23/2020
Florida Heat Pump | Carrier Corp. | 50PCH048N/P/W/Y**6/FA |  | Ground-Source | WBAHP: Heat Pump Packaged Unit | Heat Pump | 460 | 3 |  |  |  | Single-Speed |  |  |  | 49600 | 3042 | 16.3 | 13.4 | 34600 | 2816 | 3.6 | 3.1 | Non Federally-Regulated | 05/01/2015 |  | 03/23/2020
Florida Heat Pump | Florida Heat Pump | SV041-1VT/CF*-***T/A*A |  | Ground-Source | WBAHP: Heat Pump Packaged Unit | Heat Pump | 208 | 1 |  |  | No Match | Single-Speed |  |  |  | 42200 | 2384 | 17.7 | 13.4 | 28500 | 2320 | 3.6 | 3.1 | Non Federally-Regulated | 01/09/2014 |  | 03/23/2020
Florida Heat Pump | Bosch | SV060-1VT/CF/HZ*-***P*A |  | Ground-Source | WBAHP: Heat Pump Packaged Unit | Heat Pump | 230 | 1 |  |  |  | Single-Speed |  |  |  | 60100 | 4007 | 15 | 13.4 | 46900 | 4295 | 3.2 | 3.1 | Non Federally-Regulated | 04/22/2015 |  | 03/23/2020
Florida Heat Pump | Bosch | ES060-1CF/HZ/VT |  | Ground-Source | WBAHP: Heat Pump Packaged Unit | Heat Pump | 230 | 1 |  |  |  | Single-Speed |  |  |  | 64000 | 3926 | 16.3 | 13.4 | 50000 | 3960 | 3.7 | 3.1 | Non Federally-Regulated | 04/22/2015 |  | 03/23/2020
Florida Heat Pump | Bosch | LV060-3VT/CF/HZ*-***P*B |  | Ground-Source | WBAHP: Heat Pump Packaged Unit | Heat Pump | 230 | 3 |  |  |  | Single-Speed |  |  |  | 60100 | 4262 | 14.1 | 13.4 | 46900 | 4295 | 3.2 | 3.1 | Non Federally-Regulated | 05/01/2015 |  | 03/23/2020
Florida Heat Pump | Bosch | LV060-4VT/CF/HZ*-***P |  | Ground-Source | WBAHP: Heat Pump Packaged Unit | Heat Pump | 460 | 3 |  |  |  | Single-Speed |  |  |  | 60100 | 4007 | 15 | 13.4 | 46900 | 4295 | 3.2 | 3.1 | Non Federally-Regulated | 04/22/2015 |  | 03/23/2020
Florida Heat Pump | Geomaster, LLC | EP007-2HZ/VT |  | Ground-Source | WBAHP: Heat Pump Packaged Unit | Heat Pump | 265 | 1 |  |  | No Match | Single-Speed |  |  |  | 7400 | 400 | 18.5 | 13.4 | 5100 | 415 | 3.6 | 3.1 | Non Federally-Regulated | 11/30/2011 |  | 03/23/2020
Florida Heat Pump | Bosch | EC018-2CF/HZ/VT |  | Ground-Source | WBAHP: Heat Pump Packaged Unit | Heat Pump | 265 | 1 |  |  |  | Single-Speed |  |  |  | 19800 | 1404 | 14.1 | 13.4 | 13400 | 1190 | 3.3 | 3.1 | Non Federally-Regulated | 04/22/2015 |  | 03/23/2020
Florida Heat Pump | Florida Heat Pump | CE049-1CF/HZ/VT |  | Ground-Source | WBAHP: Heat Pump Packaged Unit | Heat Pump | 208 | 1 |  |  | No Match | Dual-Speed |  |  |  | 49000 | 3161 | 15.5 | 13.4 | 38000 | 3093 | 3.6 | 3.1 | Non Federally-Regulated | 06/14/2011 |  | 03/23/2020
Florida Heat Pump | Geomaster, LLC | RD030-4VT/CF/HZ*-***A |  | Ground-Source | WBAHP: Heat Pump Packaged Unit | Heat Pump | 460 | 3 |  |  | No Match | Single-Speed |  |  |  | 31600 | 1816 | 17.4 | 13.4 | 20400 | 1758 | 3.4 | 3.1 | Non Federally-Regulated | 04/21/2014 |  | 03/23/2020
Florida Heat Pump | Florida Heat Pump | CE071-1CF/HZ/VT |  | Ground-Source | WBAHP: Heat Pump Packaged Unit | Heat Pump | 208 | 1 |  |  | No Match | Dual-Speed | 3941 | 803 | 1 | 74000 | 4540 | 16.3 | 13.4 | 53000 | 4438 | 3.5 | 3.1 | Non Federally-Regulated | 01/10/2012 |  | 03/23/2020
Florida Heat Pump | Carrier Corp. | 50PCV070L/R**3/CA |  | Ground-Source | WBAHP: Heat Pump Packaged Unit | Heat Pump | 208 | 1 |  |  |  | Single-Speed | 3624 | 981 |  | 66400 | 4426 | 15 | 13.4 | 50800 | 4378 | 3.4 | 3.1 | Non Federally-Regulated | 05/01/2015 |  | 03/23/2020
Florida Heat Pump | Geomaster, LLC | RD030-3VT/CF/HZ*-***A |  | Ground-Source | WBAHP: Heat Pump Packaged Unit | Heat Pump | 208 | 3 |  |  | No Match | Single-Speed |  |  |  | 31600 | 1816 | 17.4 | 13.4 | 20400 | 1758 | 3.4 | 3.1 | Non Federally-Regulated | 04/21/2014 |  | 03/23/2020
Florida Heat Pump | Carrier Corp. | 50PCH060Z/B/S/E**3/CA |  | Ground-Source | WBAHP: Heat Pump Packaged Unit | Heat Pump | 230 | 1 |  |  |  | Single-Speed |  |  |  | 60100 | 4262 | 14.1 | 13.4 | 46900 | 4295 | 3.2 | 3.1 | Non Federally-Regulated | 05/01/2015 |  | 03/23/2020
Florida Heat Pump | Bosch | SV007-1CF/VT/HZ*-***P*A |  | Ground-Source | WBAHP: Heat Pump Packaged Unit | Heat Pump | 230 | 1 |  |  |  | Single-Speed |  |  |  | 6800 | 450 | 15.1 | 13.4 | 4900 | 422 | 3.4 | 3.1 | Non Federally-Regulated | 04/22/2015 |  | 03/23/2020
Florida Heat Pump | Bosch | EC012-2CF/HZ/VT |  | Ground-Source | WBAHP: Heat Pump Packaged Unit | Heat Pump | 265 | 1 |  |  |  | Single-Speed |  |  |  | 11500 | 793 | 14.5 | 13.4 | 8700 | 822 | 3.1 | 3.1 | Non Federally-Regulated | 05/01/2015 |  | 03/23/2020
Florida Heat Pump | Bosch | ES049-1CF/HZ/VT |  | Ground-Source | WBAHP: Heat Pump Packaged Unit | Heat Pump | 208 | 1 |  |  |  | Single-Speed |  |  |  | 49000 | 3161 | 15.5 | 13.4 | 38000 | 3094 | 3.6 | 3.1 | Non Federally-Regulated | 04/22/2015 |  | 03/23/2020
Florida Heat Pump | Bosch | LV036-1VT/CF/HZ*-***A |  | Ground-Source | WBAHP: Heat Pump Packaged Unit | Heat Pump | 230 | 1 |  |  |  | Single-Speed |  |  |  | 40200 | 2271 | 17.7 | 13.4 | 26500 | 2157 | 3.6 | 3.1 | Non Federally-Regulated | 04/22/2015 |  | 03/23/2020
Florida Heat Pump | Bosch | EC072-4HZ/VT |  | Ground-Source | WBAHP: Heat Pump Packaged Unit | Heat Pump | 460 | 3 |  |  |  | Single-Speed | 4178 | 840 |  | 75600 | 5324 | 14.2 | 13.4 | 54800 | 5019 | 3.2 | 3.1 | Non Federally-Regulated | 04/22/2015 |  | 03/23/2020
Florida Heat Pump | Bosch | SV015-2CF/VT/HZ*-***P*A |  | Ground-Source | WBAHP: Heat Pump Packaged Unit | Heat Pump | 265 | 1 |  |  |  | Single-Speed |  |  |  | 14200 | 1014 | 14 | 13.4 | 11300 | 1068 | 3.1 | 3.1 | Non Federally-Regulated | 04/22/2015 |  | 03/23/2020
Florida Heat Pump | Carrier Corp. | 50PCH024N/P/W/Y**3/CA |  | Ground-Source | WBAHP: Heat Pump Packaged Unit | Heat Pump | 230 | 1 |  |  |  | Single-Speed |  |  |  | 25400 | 1539 | 16.5 | 13.4 | 16700 | 1398 | 3.5 | 3.1 | Non Federally-Regulated | 05/01/2015 |  | 03/23/2020
Florida Heat Pump | Bosch | EC051-3CF/HZ/VT |  | Ground-Source | WBAHP: Heat Pump Packaged Unit | Heat Pump | 208 | 3 |  |  |  | Single-Speed |  |  |  | 51000 | 3290 | 15.5 | 13.4 | 37800 | 3077 | 3.6 | 3.1 | Non Federally-Regulated | 04/22/2015 |  | 03/23/2020
Florida Heat Pump | Bosch | EC036-4CF/HZ/VT |  | Ground-Source | WBAHP: Heat Pump Packaged Unit | Heat Pump | 460 | 3 |  |  |  | Single-Speed |  |  |  | 37800 | 2438 | 15.5 | 13.4 | 27400 | 2433 | 3.3 | 3.1 | Non Federally-Regulated | 04/22/2015 |  | 03/23/2020
Florida Heat Pump | Bosch | LV048-4VT/CF/HZ*-***T/A*B |  | Ground-Source | WBAHP: Heat Pump Packaged Unit | Heat Pump | 460 | 3 |  |  |  | Single-Speed |  |  |  | 49600 | 3042 | 16.3 | 13.4 | 34600 | 2816 | 3.6 | 3.1 | Non Federally-Regulated | 05/01/2015 |  | 03/23/2020
Florida Heat Pump | Bosch | LV024-3VT/CF/HZ*-***P*B |  | Ground-Source | WBAHP: Heat Pump Packaged Unit | Heat Pump | 208 | 3 |  |  |  | Single-Speed |  |  |  | 25000 | 1612 | 15.5 | 13.4 | 17000 | 1465 | 3.4 | 3.1 | Non Federally-Regulated | 05/01/2015 |  | 03/23/2020
Florida Heat Pump | Geomaster, LLC | RD030-3VT/CF/HZ*-***T |  | Ground-Source | WBAHP: Heat Pump Packaged Unit | Heat Pump | 208 | 3 |  |  | No Match | Single-Speed |  |  |  | 31600 | 1816 | 17.4 | 13.4 | 20400 | 1758 | 3.4 | 3.1 | Non Federally-Regulated | 04/21/2014 |  | 03/23/2020
Florida Heat Pump | Florida Heat Pump | LV018-1VT/CF/HZ*-***T |  | Ground-Source | WBAHP: Heat Pump Packaged Unit | Heat Pump | 230 | 1 |  |  |  | Single-Speed |  |  |  | 21500 | 1356 | 15.9 | 13.4 | 14100 | 1147 | 3.6 | 3.1 | Non Federally-Regulated | 04/22/2015 |  | 03/23/2020
Florida Heat Pump | Bosch | SV060-1VT/CF/HZ*-***T/A*B |  | Ground-Source | WBAHP: Heat Pump Packaged Unit | Heat Pump | 208 | 1 |  |  |  | Single-Speed |  |  |  | 61100 | 3725 | 16.4 | 13.4 | 46200 | 4103 | 3.3 | 3.1 | Non Federally-Regulated | 05/01/2015 |  | 03/23/2020
Florida Heat Pump | Bosch | TA061-1CF/HZ/VT |  | Ground-Source | WBAHP: Heat Pump Packaged Unit | Heat Pump | 208 | 1 |  |  |  | Dual-Speed | 3079 | 730 |  | 67000 | 3621 | 18.5 | 13.4 | 49000 | 3502 | 4.1 | 3.1 | Non Federally-Regulated | 05/01/2015 |  | 03/23/2020
Florida Heat Pump | Bosch | CP048-1HZ/VT |  | Ground-Source | WBAHP: Heat Pump Packaged Unit | Heat Pump | 208 | 1 |  |  |  | Single-Speed |  |  |  | 50200 | 2535 | 19.8 | 13.4 | 33400 | 2645 | 3.7 | 3.1 | Non Federally-Regulated | 05/01/2015 |  | 03/23/2020
Florida Heat Pump | Bosch | SV042-4VT/CF/HZ*-***T/A*A |  | Ground-Source | WBAHP: Heat Pump Packaged Unit | Heat Pump | 460 | 3 |  |  |  | Single-Speed |  |  |  | 43500 | 2669 | 16.3 | 13.4 | 30100 | 2520 | 3.5 | 3.1 | Non Federally-Regulated | 04/22/2015 |  | 03/23/2020
Florida Heat Pump | Bosch | EC048-1CF/HZ/VT |  | Ground-Source | WBAHP: Heat Pump Packaged Unit | Heat Pump | 230 | 1 |  |  |  | Single-Speed |  |  |  | 52000 | 3376 | 15.4 | 13.4 | 36800 | 3081 | 3.5 | 3.1 | Non Federally-Regulated | 04/22/2015 |  | 03/23/2020
Florida Heat Pump | Florida Heat Pump | EP048-4HZ/VT |  | Ground-Source | WBAHP: Heat Pump Packaged Unit | Heat Pump | 460 | 3 |  |  | No Match | Single-Speed |  |  |  | 49500 | 2475 | 20 | 13.4 | 33400 | 2646 | 3.7 | 3.1 | Non Federally-Regulated | 04/21/2014 |  | 03/23/2020
Florida Heat Pump | Bosch | LV036-1VT/CF/HZ*-***T |  | Ground-Source | WBAHP: Heat Pump Packaged Unit | Heat Pump | 208 | 1 |  |  |  | Single-Speed |  |  |  | 40200 | 2271 | 17.7 | 13.4 | 26500 | 2157 | 3.6 | 3.1 | Non Federally-Regulated | 04/22/2015 |  | 03/23/2020
Florida Heat Pump | Bosch | ES049-4CF/HZ/VT |  | Ground-Source | WBAHP: Heat Pump Packaged Unit | Heat Pump | 460 | 3 |  |  |  | Single-Speed |  |  |  | 49000 | 3161 | 15.5 | 13.4 | 38000 | 3094 | 3.6 | 3.1 | Non Federally-Regulated | 04/22/2015 |  | 03/23/2020
Florida Heat Pump | Florida Heat Pump | SV018-1CF/VT/HZ*-***P*A |  | Ground-Source | WBAHP: Heat Pump Packaged Unit | Heat Pump | 208 | 1 |  |  |  | Single-Speed |  |  |  | 21200 | 1437 | 14.8 | 13.4 | 14300 | 1197 | 3.5 | 3.1 | Non Federally-Regulated | 04/22/2015 |  | 03/23/2020
Florida Heat Pump | Bosch | EP030-4HZ/VT |  | Ground-Source | WBAHP: Heat Pump Packaged Unit | Heat Pump | 460 | 3 |  |  |  | Single-Speed |  |  |  | 28500 | 1469 | 19.4 | 13.4 | 20500 | 1397 | 4.3 | 3.1 | Non Federally-Regulated | 04/22/2015 |  | 03/23/2020
Florida Heat Pump | Bosch | EC024-4CF/HZ/VT |  | Ground-Source | WBAHP: Heat Pump Packaged Unit | Heat Pump | 460 | 3 |  |  |  | Single-Speed |  |  |  | 26500 | 1743 | 15.2 | 13.4 | 17900 | 1589 | 3.3 | 3.1 | Non Federally-Regulated | 04/22/2015 |  | 03/23/2020
Florida Heat Pump | Florida Heat Pump | SV015-1CF/VT/HZ*-***P*A |  | Ground-Source | WBAHP: Heat Pump Packaged Unit | Heat Pump | 208 | 1 |  |  | No Match | Single-Speed |  |  |  | 14200 | 1014 | 14 | 13.4 | 11300 | 1068 | 3.1 | 3.1 | Non Federally-Regulated | 01/09/2014 |  | 03/23/2020
Florida Heat Pump | Florida Heat Pump | EP018-1HZ/VT |  | Ground-Source | WBAHP: Heat Pump Packaged Unit | Heat Pump | 208 | 1 |  |  | No Match | Single-Speed |  |  |  | 20500 | 1079 | 19 | 13.4 | 14800 | 1141 | 3.8 | 3.1 | Non Federally-Regulated | 08/23/2011 |  | 03/23/2020
Florida Heat Pump | Bosch | EC041-3CF/HZ/VT |  | Ground-Source | WBAHP: Heat Pump Packaged Unit | Heat Pump | 230 | 3 |  |  |  | Single-Speed |  |  |  | 39200 | 2780 | 14.1 | 13.4 | 28500 | 2694 | 3.1 | 3.1 | Non Federally-Regulated | 04/22/2015 |  | 03/23/2020
Florida Heat Pump | Bosch | SV036-1VT/CF/HZ*-***T/A*A |  | Ground-Source | WBAHP: Heat Pump Packaged Unit | Heat Pump | 208 | 1 |  |  |  | Single-Speed |  |  |  | 40200 | 2271 | 17.7 | 13.4 | 26500 | 2157 | 3.6 | 3.1 | Non Federally-Regulated | 04/22/2015 |  | 03/23/2020
Florida Heat Pump | Florida Heat Pump | SV041-1VT/CF*-***P*A |  | Ground-Source | WBAHP: Heat Pump Packaged Unit | Heat Pump | 230 | 1 |  |  | No Match | Single-Speed |  |  |  | 41200 | 2641 | 15.6 | 13.4 | 29400 | 2611 | 3.3 | 3.1 | Non Federally-Regulated | 01/09/2014 |  | 03/23/2020
Florida Heat Pump | Bosch | LV024-1VT/CF/HZ*-***P |  | Ground-Source | WBAHP: Heat Pump Packaged Unit | Heat Pump | 230 | 1 |  |  |  | Single-Speed |  |  |  | 25000 | 1613 | 15.5 | 13.4 | 17000 | 1465 | 3.4 | 3.1 | Non Federally-Regulated | 04/22/2015 |  | 03/23/2020
Florida Heat Pump | Geomaster, LLC | RD060-1VT/CF/HZ*-***P*B |  | Ground-Source | WBAHP: Heat Pump Packaged Unit | Heat Pump | 230 | 1 |  |  |  | Single-Speed |  |  |  | 60100 | 4262 | 14.1 | 13.4 | 46900 | 4295 | 3.2 | 3.1 | Non Federally-Regulated | 05/01/2015 |  | 03/23/2020
Florida Heat Pump | Florida Heat Pump | LV048-3VT/CF/HZ*-***T/A*B |  | Ground-Source | WBAHP: Heat Pump Packaged Unit | Heat Pump | 230 | 3 |  |  |  | Single-Speed |  |  |  | 49600 | 3042 | 16.3 | 13.4 | 34600 | 2816 | 3.6 | 3.1 | Non Federally-Regulated | 05/01/2015 |  | 03/23/2020
Florida Heat Pump | Bosch | SV030-3VT/CF/HZ*-***P*A |  | Ground-Source | WBAHP: Heat Pump Packaged Unit | Heat Pump | 230 | 3 |  |  |  | Single-Speed |  |  |  | 31000 | 2026 | 15.3 | 13.4 | 20900 | 1914 | 3.2 | 3.1 | Non Federally-Regulated | 04/22/2015 |  | 03/23/2020
Florida Heat Pump | Bosch | SV024-4CF/VT/HZ*-***P*A |  | Ground-Source | WBAHP: Heat Pump Packaged Unit | Heat Pump | 460 | 3 |  |  |  | Single-Speed |  |  |  | 25000 | 1613 | 15.5 | 13.4 | 17000 | 1465 | 3.4 | 3.1 | Non Federally-Regulated | 04/22/2015 |  | 03/23/2020
Florida Heat Pump | Bosch | SV018-2CF/VT/HZ*-***P*A |  | Ground-Source | WBAHP: Heat Pump Packaged Unit | Heat Pump | 265 | 1 |  |  |  | Single-Speed |  |  |  | 21200 | 1342 | 15.8 | 13.4 | 14300 | 1197 | 3.5 | 3.1 | Non Federally-Regulated | 04/22/2015 |  | 03/23/2020
Florida Heat Pump | Bosch | EP015-2HZ/VT |  | Ground-Source | WBAHP: Heat Pump Packaged Unit | Heat Pump | 265 | 1 |  |  |  | Single-Speed |  |  |  | 16200 | 786 | 20.6 | 13.4 | 11000 | 827 | 3.9 | 3.1 | Non Federally-Regulated | 04/22/2015 |  | 03/23/2020
Florida Heat Pump | Bosch | SV048-1VT/CF/HZ*-***T/A*B |  | Ground-Source | WBAHP: Heat Pump Packaged Unit | Heat Pump | 230 | 1 |  |  |  | Single-Speed |  |  |  | 49600 | 3042 | 16.3 | 13.4 | 34600 | 2816 | 3.6 | 3.1 | Non Federally-Regulated | 05/01/2015 |  | 03/23/2020
Florida Heat Pump | Bosch | LV024-1VT/CF/HZ*-***T |  | Ground-Source | WBAHP: Heat Pump Packaged Unit | Heat Pump | 230 | 1 |  |  |  | Single-Speed |  |  |  | 25400 | 1539 | 16.5 | 13.4 | 16700 | 1398 | 3.5 | 3.1 | Non Federally-Regulated | 04/22/2015 |  | 03/23/2020
Florida Heat Pump | Florida Heat Pump | SV048-1VT/CF/HZ*-***T/A*A |  | Ground-Source | WBAHP: Heat Pump Packaged Unit | Heat Pump | 208 | 1 |  |  | No Match | Single-Speed |  |  |  | 49600 | 3062 | 16.2 | 13.4 | 34600 | 2817 | 3.6 | 3.1 | Non Federally-Regulated | 01/09/2014 |  | 03/23/2020
Florida Heat Pump | Geomaster, LLC | RD015-1VT/CF/HZ*-***T |  | Ground-Source | WBAHP: Heat Pump Packaged Unit | Heat Pump | 230 | 1 |  |  | No Match | Single-Speed |  |  |  | 14400 | 889 | 16.2 | 13.4 | 10700 | 950 | 3.3 | 3.1 | Non Federally-Regulated | 04/21/2014 |  | 03/23/2020
Florida Heat Pump | Geomaster, LLC | RD070-3VT/CF/HZ*-***T/A*B |  | Ground-Source | WBAHP: Heat Pump Packaged Unit | Heat Pump | 230 | 3 |  |  |  | Single-Speed | 3624 | 819 |  | 67600 | 4072 | 16.6 | 13.4 | 50000 | 4186 | 3.5 | 3.1 | Non Federally-Regulated | 05/01/2015 |  | 03/23/2020
Florida Heat Pump | Florida Heat Pump | EP060-4HZ/VT |  | Ground-Source | WBAHP: Heat Pump Packaged Unit | Heat Pump | 460 | 3 |  |  | No Match | Single-Speed |  |  |  | 61500 | 3324 | 18.5 | 13.4 | 47000 | 3280 | 4.2 | 3.1 | Non Federally-Regulated | 04/21/2014 |  | 03/23/2020
Florida Heat Pump | Geomaster, LLC | RD024-2VT/CF/HZ*-***P |  | Ground-Source | WBAHP: Heat Pump Packaged Unit | Heat Pump | 265 | 1 |  |  | No Match | Single-Speed |  |  |  | 25000 | 1613 | 15.5 | 13.4 | 17000 | 1465 | 3.4 | 3.1 | Non Federally-Regulated | 04/21/2014 |  | 03/23/2020
Florida Heat Pump | Bosch | LV048-3VT/CF/HZ*-***P*B |  | Ground-Source | WBAHP: Heat Pump Packaged Unit | Heat Pump | 230 | 3 |  |  |  | Single-Speed |  |  |  | 48800 | 3275 | 14.9 | 13.4 | 35400 | 3051 | 3.4 | 3.1 | Non Federally-Regulated | 05/01/2015 |  | 03/23/2020
Florida Heat Pump | Florida Heat Pump | SV041-3VT/CF*-***T/A*A |  | Ground-Source | WBAHP: Heat Pump Packaged Unit | Heat Pump | 230 | 3 |  |  | No Match | Single-Speed |  |  |  | 42200 | 2384 | 17.7 | 13.4 | 28500 | 2320 | 3.6 | 3.1 | Non Federally-Regulated | 01/09/2014 |  | 03/23/2020
Florida Heat Pump | Bosch | SV030-2VT/CF/HZ*-***T/A*A |  | Ground-Source | WBAHP: Heat Pump Packaged Unit | Heat Pump | 265 | 1 |  |  |  | Single-Speed |  |  |  | 31600 | 1816 | 17.4 | 13.4 | 20400 | 1758 | 3.4 | 3.1 | Non Federally-Regulated | 04/22/2015 |  | 03/23/2020
Florida Heat Pump | Florida Heat Pump | SV007-1CF/VT/HZ*-***P*A |  | Ground-Source | WBAHP: Heat Pump Packaged Unit | Heat Pump | 230 | 1 |  |  | No Match | Single-Speed |  |  |  | 6800 | 450 | 15.1 | 13.4 | 4900 | 422 | 3.4 | 3.1 | Non Federally-Regulated | 01/09/2014 |  | 03/23/2020
Florida Heat Pump | Carrier Corp. | 50PCV048J/K**5/EA |  | Ground-Source | WBAHP: Heat Pump Packaged Unit | Heat Pump | 230 | 3 |  |  |  | Single-Speed |  |  |  | 49600 | 3042 | 16.3 | 13.4 | 34600 | 2816 | 3.6 | 3.1 | Non Federally-Regulated | 05/01/2015 |  | 03/23/2020
Florida Heat Pump | Bosch | SV041-1VT/CF*-***T/A*A |  | Ground-Source | WBAHP: Heat Pump Packaged Unit | Heat Pump | 208 | 1 |  |  |  | Single-Speed |  |  |  | 42200 | 2384 | 17.7 | 13.4 | 28500 | 2320 | 3.6 | 3.1 | Non Federally-Regulated | 04/22/2015 |  | 03/23/2020
Florida Heat Pump | Geomaster, LLC | RD042-3VT/CF/HZ*-***P*B |  | Ground-Source | WBAHP: Heat Pump Packaged Unit | Heat Pump | 208 | 3 |  |  |  | Single-Speed |  |  |  | 42600 | 2878 | 14.8 | 13.4 | 31000 | 2753 | 3.3 | 3.1 | Non Federally-Regulated | 05/01/2015 |  | 03/23/2020
Florida Heat Pump | Bosch | LV041-4VT/CF*-***T |  | Ground-Source | WBAHP: Heat Pump Packaged Unit | Heat Pump | 460 | 3 |  |  |  | Single-Speed |  |  |  | 42200 | 2384 | 17.7 | 13.4 | 28500 | 2320 | 3.6 | 3.1 | Non Federally-Regulated | 04/22/2015 |  | 03/23/2020
Florida Heat Pump | Geomaster, LLC | EP048-3HZ/VT |  | Ground-Source | WBAHP: Heat Pump Packaged Unit | Heat Pump | 230 | 3 |  |  | No Match | Single-Speed |  |  |  | 49500 | 2475 | 20 | 13.4 | 33400 | 2646 | 3.7 | 3.1 | Non Federally-Regulated | 04/21/2014 |  | 03/23/2020
Florida Heat Pump | Bosch | LV060-3VT/CF/HZ*-***P |  | Ground-Source | WBAHP: Heat Pump Packaged Unit | Heat Pump | 230 | 3 |  |  |  | Single-Speed |  |  |  | 60100 | 4007 | 15 | 13.4 | 46900 | 4295 | 3.2 | 3.1 | Non Federally-Regulated | 04/22/2015 |  | 03/23/2020
Florida Heat Pump | Geomaster, LLC | RD024-3VT/CF/HZ*-***A |  | Ground-Source | WBAHP: Heat Pump Packaged Unit | Heat Pump | 208 | 3 |  |  | No Match | Single-Speed |  |  |  | 25400 | 1539 | 16.5 | 13.4 | 16700 | 1398 | 3.5 | 3.1 | Non Federally-Regulated | 04/21/2014 |  | 03/23/2020
Florida Heat Pump | Geomaster, LLC | RD024-1VT/CF/HZ*-***A |  | Ground-Source | WBAHP: Heat Pump Packaged Unit | Heat Pump | 208 | 1 |  |  | No Match | Single-Speed |  |  |  | 25400 | 1539 | 16.5 | 13.4 | 16700 | 1398 | 3.5 | 3.1 | Non Federally-Regulated | 04/21/2014 |  | 03/23/2020
Florida Heat Pump | Bosch | LV036-4VT/CF/HZ*-***T |  | Ground-Source | WBAHP: Heat Pump Packaged Unit | Heat Pump | 460 | 3 |  |  |  | Single-Speed |  |  |  | 40200 | 2271 | 17.7 | 13.4 | 26500 | 2157 | 3.6 | 3.1 | Non Federally-Regulated | 04/22/2015 |  | 03/23/2020
Florida Heat Pump | Carrier Corp. | 50PCV024J/K**6/FA |  | Ground-Source | WBAHP: Heat Pump Packaged Unit | Heat Pump | 460 | 3 |  |  |  | Single-Speed |  |  |  | 25400 | 1539 | 16.5 | 13.4 | 16700 | 1398 | 3.5 | 3.1 | Non Federally-Regulated | 05/01/2015 |  | 03/23/2020
Florida Heat Pump | Florida Heat Pump | LV070-1VT/CF/HZ*-***T/A*B |  | Ground-Source | WBAHP: Heat Pump Packaged Unit | Heat Pump | 208 | 1 |  |  |  | Single-Speed | 3624 | 819 |  | 67600 | 4072 | 16.6 | 13.4 | 50000 | 4186 | 3.5 | 3.1 | Non Federally-Regulated | 05/01/2015 |  | 03/23/2020
Florida Heat Pump | Bosch | SV042-2VT/CF/HZ*-***P*A |  | Ground-Source | WBAHP: Heat Pump Packaged Unit | Heat Pump | 265 | 1 |  |  |  | Single-Speed |  |  |  | 42600 | 2938 | 14.5 | 13.4 | 31000 | 2839 | 3.2 | 3.1 | Non Federally-Regulated | 04/22/2015 |  | 03/23/2020
Florida Heat Pump | Bosch | ES036-1CF/HZ/VT |  | Ground-Source | WBAHP: Heat Pump Packaged Unit | Heat Pump | 208 | 1 |  |  |  | Single-Speed |  |  |  | 35500 | 2017 | 17.6 | 13.4 | 26500 | 2043 | 3.8 | 3.1 | Non Federally-Regulated | 04/22/2015 |  | 03/23/2020
Florida Heat Pump | Bosch | SV060-3VT/CF/HZ*-***T/A*A |  | Ground-Source | WBAHP: Heat Pump Packaged Unit | Heat Pump | 208 | 3 |  |  |  | Single-Speed |  |  |  | 61100 | 3726 | 16.4 | 13.4 | 46200 | 4103 | 3.3 | 3.1 | Non Federally-Regulated | 04/22/2015 |  | 03/23/2020
Florida Heat Pump | Geomaster, LLC | EP042-3HZ/VT |  | Ground-Source | WBAHP: Heat Pump Packaged Unit | Heat Pump | 230 | 3 |  |  | No Match | Single-Speed |  |  |  | 42200 | 1945 | 21.7 | 13.4 | 26800 | 1916 | 4.1 | 3.1 | Non Federally-Regulated | 04/21/2014 |  | 03/23/2020
Florida Heat Pump | Bosch | SV036-3VT/CF/HZ*-***T/A*A |  | Ground-Source | WBAHP: Heat Pump Packaged Unit | Heat Pump | 230 | 3 |  |  |  | Single-Speed |  |  |  | 40200 | 2271 | 17.7 | 13.4 | 26500 | 2157 | 3.6 | 3.1 | Non Federally-Regulated | 04/22/2015 |  | 03/23/2020
Florida Heat Pump | Carrier Corp. | 50PCV024L/R**4/DA |  | Ground-Source | WBAHP: Heat Pump Packaged Unit | Heat Pump | 265 | 1 |  |  |  | Single-Speed |  |  |  | 25000 | 1612 | 15.5 | 13.4 | 17000 | 1465 | 3.4 | 3.1 | Non Federally-Regulated | 05/01/2015 |  | 03/23/2020
Florida Heat Pump | Carrier Corp. | 50PCV042J/K**5/EA |  | Ground-Source | WBAHP: Heat Pump Packaged Unit | Heat Pump | 230 | 3 |  |  |  | Single-Speed |  |  |  | 43500 | 2668 | 16.3 | 13.4 | 30100 | 2520 | 3.5 | 3.1 | Non Federally-Regulated | 05/01/2015 |  | 03/23/2020
Florida Heat Pump | Bosch | EC096-4HZ/VT |  | Ground-Source | WBAHP: Heat Pump Packaged Unit | Heat Pump | 460 | 3 |  |  |  | Single-Speed | 5139 | 1022 |  | 104000 | 6753 | 15.4 | 13.4 | 73600 | 6163 | 3.5 | 3.1 | Non Federally-Regulated | 04/22/2015 |  | 03/23/2020
Florida Heat Pump | Geomaster, LLC | EP042-1HZ/VT |  | Ground-Source | WBAHP: Heat Pump Packaged Unit | Heat Pump | 208 | 1 |  |  | No Match | Single-Speed |  |  |  | 42200 | 1945 | 21.7 | 13.4 | 26800 | 1916 | 4.1 | 3.1 | Non Federally-Regulated | 04/21/2014 |  | 03/23/2020
Florida Heat Pump | Bosch | LV024-4VT/CF/HZ*-***P*B |  | Ground-Source | WBAHP: Heat Pump Packaged Unit | Heat Pump | 460 | 3 |  |  |  | Single-Speed |  |  |  | 25000 | 1612 | 15.5 | 13.4 | 17000 | 1465 | 3.4 | 3.1 | Non Federally-Regulated | 05/01/2015 |  | 03/23/2020
Florida Heat Pump | Geomaster, LLC | RD009-1VT/CF/HZ*-***P |  | Ground-Source | WBAHP: Heat Pump Packaged Unit | Heat Pump | 208 | 1 |  |  | No Match | Single-Speed |  |  |  | 8700 | 596 | 14.6 | 13.4 | 5700 | 522 | 3.2 | 3.1 | Non Federally-Regulated | 04/21/2014 |  | 03/23/2020
Florida Heat Pump | Bosch | EP030-2HZ/VT |  | Ground-Source | WBAHP: Heat Pump Packaged Unit | Heat Pump | 265 | 1 |  |  |  | Single-Speed |  |  |  | 28500 | 1469 | 19.4 | 13.4 | 20500 | 1397 | 4.3 | 3.1 | Non Federally-Regulated | 04/22/2015 |  | 03/23/2020
Florida Heat Pump | Bosch | AP025-1CF/HZ/VT |  | Ground-Source | WBAHP: Heat Pump Packaged Unit | Heat Pump | 230 | 1 |  |  |  | Single-Speed |  |  |  | 28500 | 1484 | 19.2 | 13.4 | 20400 | 1458 | 4.1 | 3.1 | Non Federally-Regulated | 04/22/2015 |  | 03/23/2020
Florida Heat Pump | Bosch | EP007-0HZ/VT |  | Ground-Source | WBAHP: Heat Pump Packaged Unit | Heat Pump | 115 | 1 |  |  |  | Single-Speed |  |  |  | 7400 | 400 | 18.5 | 13.4 | 5100 | 415 | 3.6 | 3.1 | Non Federally-Regulated | 04/22/2015 |  | 03/23/2020
Florida Heat Pump | Florida Heat Pump | SV042-4VT/CF/HZ*-***P*A |  | Ground-Source | WBAHP: Heat Pump Packaged Unit | Heat Pump | 460 | 3 |  |  | No Match | Single-Speed |  |  |  | 42600 | 2938 | 14.5 | 13.4 | 31000 | 2839 | 3.2 | 3.1 | Non Federally-Regulated | 01/09/2014 |  | 03/23/2020
Florida Heat Pump | Bosch | LV036-3VT/CF/HZ*-***P |  | Ground-Source | WBAHP: Heat Pump Packaged Unit | Heat Pump | 230 | 3 |  |  |  | Single-Speed |  |  |  | 39900 | 2361 | 16.9 | 13.4 | 26900 | 2252 | 3.5 | 3.1 | Non Federally-Regulated | 04/22/2015 |  | 03/23/2020
Florida Heat Pump | Bosch | LV009-2VT/CF/HZ*-***P |  | Ground-Source | WBAHP: Heat Pump Packaged Unit | Heat Pump | 265 | 1 |  |  |  | Single-Speed |  |  |  | 8700 | 596 | 14.6 | 13.4 | 5700 | 522 | 3.2 | 3.1 | Non Federally-Regulated | 04/22/2015 |  | 03/23/2020
Florida Heat Pump | Geomaster, LLC | RD007-1VT/CF/HZ*-***P |  | Ground-Source | WBAHP: Heat Pump Packaged Unit | Heat Pump | 208 | 1 |  |  | No Match | Single-Speed |  |  |  | 6800 | 450 | 15.1 | 13.4 | 4900 | 422 | 3.4 | 3.1 | Non Federally-Regulated | 04/21/2014 |  | 03/23/2020
Florida Heat Pump | Bosch | SV042-1VT/CF/HZ*-***P*B |  | Ground-Source | WBAHP: Heat Pump Packaged Unit | Heat Pump | 230 | 1 |  |  |  | Single-Speed |  |  |  | 42600 | 2878 | 14.8 | 13.4 | 31000 | 2753 | 3.3 | 3.1 | Non Federally-Regulated | 05/01/2015 |  | 03/23/2020
Florida Heat Pump | Florida Heat Pump | EP030-2HZ/VT |  | Ground-Source | WBAHP: Heat Pump Packaged Unit | Heat Pump | 265 | 1 |  |  | No Match | Single-Speed |  |  |  | 28500 | 1469 | 19.4 | 13.4 | 20500 | 1397 | 4.3 | 3.1 | Non Federally-Regulated | 01/24/2011 |  | 03/23/2020
Florida Heat Pump | Bosch | LV048-1VT/HF/HZ*-***A |  | Ground-Source | WBAHP: Heat Pump Packaged Unit | Heat Pump | 208 | 1 |  |  |  | Single-Speed |  |  |  | 49600 | 3062 | 16.2 | 13.4 | 34600 | 2817 | 3.6 | 3.1 | Non Federally-Regulated | 04/22/2015 |  | 03/23/2020
Florida Heat Pump | Florida Heat Pump | SV009-1CF/VT/HZ*-***P*A |  | Ground-Source | WBAHP: Heat Pump Packaged Unit | Heat Pump | 230 | 1 |  |  | No Match | Single-Speed |  |  |  | 8700 | 596 | 14.6 | 13.4 | 5700 | 522 | 3.2 | 3.1 | Non Federally-Regulated | 01/09/2014 |  | 03/23/2020
Florida Heat Pump | Carrier Corp. | 50PCV024J/K**4/DA |  | Ground-Source | WBAHP: Heat Pump Packaged Unit | Heat Pump | 265 | 1 |  |  |  | Single-Speed |  |  |  | 25400 | 1539 | 16.5 | 13.4 | 16700 | 1398 | 3.5 | 3.1 | Non Federally-Regulated | 05/01/2015 |  | 03/23/2020
Florida Heat Pump | Carrier Corp. | 50H/VQP072***3A |  | Ground-Source | WBAHP: Heat Pump Packaged Unit | Heat Pump | 230 | 1 |  |  | No Match | Single-Speed | 4178 | 840 | 1 | 75600 | 5324 | 14.2 | 13.4 | 54800 | 5018 | 3.2 | 3.1 | Non Federally-Regulated | 08/15/2014 |  | 03/23/2020
Florida Heat Pump | Bosch | SV030-1VT/CF/HZ*-***T/A*A |  | Ground-Source | WBAHP: Heat Pump Packaged Unit | Heat Pump | 230 | 1 |  |  |  | Single-Speed |  |  |  | 31600 | 1816 | 17.4 | 13.4 | 20400 | 1758 | 3.4 | 3.1 | Non Federally-Regulated | 04/22/2015 |  | 03/23/2020
Florida Heat Pump | Bosch | LV042-4VT/CF/HZ*-***T |  | Ground-Source | WBAHP: Heat Pump Packaged Unit | Heat Pump | 460 | 3 |  |  |  | Single-Speed |  |  |  | 43500 | 2669 | 16.3 | 13.4 | 30100 | 2520 | 3.5 | 3.1 | Non Federally-Regulated | 04/22/2015 |  | 03/23/2020
Florida Heat Pump | Bosch | SV048-4VT/CF/HZ*-***T/A*B |  | Ground-Source | WBAHP: Heat Pump Packaged Unit | Heat Pump | 460 | 3 |  |  |  | Single-Speed |  |  |  | 49600 | 3042 | 16.3 | 13.4 | 34600 | 2816 | 3.6 | 3.1 | Non Federally-Regulated | 05/01/2015 |  | 03/23/2020
Florida Heat Pump | Florida Heat Pump | SV036-4VT/CF/HZ*-***P*A |  | Ground-Source | WBAHP: Heat Pump Packaged Unit | Heat Pump | 460 | 3 |  |  | No Match | Single-Speed |  |  |  | 39900 | 2361 | 16.9 | 13.4 | 26900 | 2252 | 3.5 | 3.1 | Non Federally-Regulated | 01/09/2014 |  | 03/23/2020
Florida Heat Pump | Bosch | LV030-1VT/CF/HZ*-***P |  | Ground-Source | WBAHP: Heat Pump Packaged Unit | Heat Pump | 208 | 1 |  |  |  | Single-Speed |  |  |  | 31000 | 2026 | 15.3 | 13.4 | 20900 | 1914 | 3.2 | 3.1 | Non Federally-Regulated | 04/22/2015 |  | 03/23/2020
Florida Heat Pump | Florida Heat Pump | LV060-4VT/CF/HZ*-***T/A*B |  | Ground-Source | WBAHP: Heat Pump Packaged Unit | Heat Pump | 460 | 3 |  |  |  | Single-Speed |  |  |  | 61100 | 3725 | 16.4 | 13.4 | 46200 | 4103 | 3.3 | 3.1 | Non Federally-Regulated | 05/01/2015 |  | 03/23/2020
Florida Heat Pump | Bosch | LV070-1VT/CF/HZ*-***A |  | Ground-Source | WBAHP: Heat Pump Packaged Unit | Heat Pump | 230 | 1 |  |  |  | Single-Speed | 3624 | 819 |  | 67600 | 4072 | 16.6 | 13.4 | 50000 | 4187 | 3.5 | 3.1 | Non Federally-Regulated | 04/22/2015 |  | 03/23/2020
Florida Heat Pump | Geomaster, LLC | RD018-2VT/CF/HZ*-***T |  | Ground-Source | WBAHP: Heat Pump Packaged Unit | Heat Pump | 265 | 1 |  |  | No Match | Single-Speed |  |  |  | 21500 | 1265 | 17 | 13.4 | 14100 | 1148 | 3.6 | 3.1 | Non Federally-Regulated | 04/21/2014 |  | 03/23/2020
Florida Heat Pump | Geomaster, LLC | RD024-1VT/CF/HZ*-***T |  | Ground-Source | WBAHP: Heat Pump Packaged Unit | Heat Pump | 230 | 1 |  |  | No Match | Single-Speed |  |  |  | 25400 | 1539 | 16.5 | 13.4 | 16700 | 1398 | 3.5 | 3.1 | Non Federally-Regulated | 04/21/2014 |  | 03/23/2020
Florida Heat Pump | Bosch | SV015-1CF/VT/HZ*-***P*A |  | Ground-Source | WBAHP: Heat Pump Packaged Unit | Heat Pump | 208 | 1 |  |  |  | Single-Speed |  |  |  | 14200 | 1014 | 14 | 13.4 | 11300 | 1068 | 3.1 | 3.1 | Non Federally-Regulated | 04/22/2015 |  | 03/23/2020
Florida Heat Pump | Carrier Corp. | 50PCV041L/R**3/CA |  | Ground-Source | WBAHP: Heat Pump Packaged Unit | Heat Pump | 230 | 1 |  |  |  | Single-Speed |  |  |  | 41200 | 2881 | 14.3 | 13.4 | 29400 | 2692 | 3.2 | 3.1 | Non Federally-Regulated | 05/01/2015 |  | 03/23/2020
Florida Heat Pump | Bosch | SV060-4VT/CF/HZ*-***T/A*A |  | Ground-Source | WBAHP: Heat Pump Packaged Unit | Heat Pump | 460 | 3 |  |  |  | Single-Speed |  |  |  | 61100 | 3726 | 16.4 | 13.4 | 46200 | 4103 | 3.3 | 3.1 | Non Federally-Regulated | 04/22/2015 |  | 03/23/2020
Florida Heat Pump | Bosch | LV048-3VT/HF/HZ*-***P |  | Ground-Source | WBAHP: Heat Pump Packaged Unit | Heat Pump | 208 | 3 |  |  |  | Single-Speed |  |  |  | 48800 | 3275 | 14.9 | 13.4 | 35400 | 3051 | 3.4 | 3.1 | Non Federally-Regulated | 04/22/2015 |  | 03/23/2020
Florida Heat Pump | Bosch | SV024-4VT/CF/HZ*-***T/A*B |  | Ground-Source | WBAHP: Heat Pump Packaged Unit | Heat Pump | 460 | 3 |  |  |  | Single-Speed |  |  |  | 25400 | 1539 | 16.5 | 13.4 | 16700 | 1398 | 3.5 | 3.1 | Non Federally-Regulated | 05/01/2015 |  | 03/23/2020
Florida Heat Pump | Florida Heat Pump | LV042-3VT/CF/HZ*-***P*B |  | Ground-Source | WBAHP: Heat Pump Packaged Unit | Heat Pump | 230 | 3 |  |  |  | Single-Speed |  |  |  | 42600 | 2878 | 14.8 | 13.4 | 31000 | 2753 | 3.3 | 3.1 | Non Federally-Regulated | 05/01/2015 |  | 03/23/2020
Florida Heat Pump | Florida Heat Pump | SV030-1VT/CF/HZ*-***T/A*A |  | Ground-Source | WBAHP: Heat Pump Packaged Unit | Heat Pump | 230 | 1 |  |  | No Match | Single-Speed |  |  |  | 31600 | 1816 | 17.4 | 13.4 | 20400 | 1758 | 3.4 | 3.1 | Non Federally-Regulated | 01/09/2014 |  | 03/23/2020
Florida Heat Pump | Florida Heat Pump | SV036-3VT/CF/HZ*-***T/A*A |  | Ground-Source | WBAHP: Heat Pump Packaged Unit | Heat Pump | 208 | 3 |  |  | No Match | Single-Speed |  |  |  | 40200 | 2271 | 17.7 | 13.4 | 26500 | 2157 | 3.6 | 3.1 | Non Federally-Regulated | 01/09/2014 |  | 03/23/2020
Florida Heat Pump | Florida Heat Pump | LV060-1VT/CF/HZ*-***T/A*B |  | Ground-Source | WBAHP: Heat Pump Packaged Unit | Heat Pump | 208 | 1 |  |  |  | Single-Speed |  |  |  | 61100 | 3725 | 16.4 | 13.4 | 46200 | 4103 | 3.3 | 3.1 | Non Federally-Regulated | 05/01/2015 |  | 03/23/2020
Florida Heat Pump | Bosch | LV042-3VT/CF/HZ*-***P |  | Ground-Source | WBAHP: Heat Pump Packaged Unit | Heat Pump | 230 | 3 |  |  |  | Single-Speed |  |  |  | 42600 | 2938 | 14.5 | 13.4 | 31000 | 2839 | 3.2 | 3.1 | Non Federally-Regulated | 04/22/2015 |  | 03/23/2020
Florida Heat Pump | Bosch | LV060-5VT/CF/HZ*-***P*B |  | Ground-Source | WBAHP: Heat Pump Packaged Unit | Heat Pump | 575 | 3 |  |  |  | Single-Speed |  |  |  | 60100 | 4262 | 14.1 | 13.4 | 46900 | 4295 | 3.2 | 3.1 | Non Federally-Regulated | 05/01/2015 |  | 03/23/2020
Florida Heat Pump | Bosch | EC061-1CF/HZ/VT |  | Ground-Source | WBAHP: Heat Pump Packaged Unit | Heat Pump | 230 | 1 |  |  |  | Single-Speed |  |  |  | 61000 | 3860 | 15.8 | 13.4 | 44600 | 3734 | 3.5 | 3.1 | Non Federally-Regulated | 04/22/2015 |  | 03/23/2020
Florida Heat Pump | Bosch | SV070-3VT/CF/HZ*-***T/A*A |  | Ground-Source | WBAHP: Heat Pump Packaged Unit | Heat Pump | 208 | 3 |  |  |  | Single-Speed | 3624 | 781 |  | 67600 | 4072 | 16.6 | 13.4 | 50000 | 4187 | 3.5 | 3.1 | Non Federally-Regulated | 04/22/2015 |  | 03/23/2020
Florida Heat Pump | Bosch | LV015-1VT/CF/HZ*-***T |  | Ground-Source | WBAHP: Heat Pump Packaged Unit | Heat Pump | 208 | 1 |  |  |  | Single-Speed |  |  |  | 14400 | 889 | 16.2 | 13.4 | 10700 | 950 | 3.3 | 3.1 | Non Federally-Regulated | 04/22/2015 |  | 03/23/2020
Florida Heat Pump | Florida Heat Pump | SV036-1VT/CF/HZ*-***P*A |  | Ground-Source | WBAHP: Heat Pump Packaged Unit | Heat Pump | 208 | 1 |  |  | No Match | Single-Speed |  |  |  | 39900 | 2361 | 16.9 | 13.4 | 26900 | 2252 | 3.5 | 3.1 | Non Federally-Regulated | 01/09/2014 |  | 03/23/2020
Florida Heat Pump | Florida Heat Pump | SV060-3VT/CF/HZ*-***P*A |  | Ground-Source | WBAHP: Heat Pump Packaged Unit | Heat Pump | 208 | 3 |  |  | No Match | Single-Speed |  |  |  | 60100 | 4007 | 15 | 13.4 | 46900 | 4295 | 3.2 | 3.1 | Non Federally-Regulated | 01/09/2014 |  | 03/23/2020
Florida Heat Pump | Bosch | SV070-4VT/CF/HZ*-***P*B |  | Ground-Source | WBAHP: Heat Pump Packaged Unit | Heat Pump | 460 | 3 |  |  |  | Single-Speed | 3624 | 981 |  | 66400 | 4426 | 15 | 13.4 | 50800 | 4378 | 3.4 | 3.1 | Non Federally-Regulated | 05/01/2015 |  | 03/23/2020
Florida Heat Pump | Geomaster, LLC | RD042-4VT/CF/HZ*-***P*B |  | Ground-Source | WBAHP: Heat Pump Packaged Unit | Heat Pump | 460 | 3 |  |  |  | Single-Speed |  |  |  | 42600 | 2878 | 14.8 | 13.4 | 31000 | 2753 | 3.3 | 3.1 | Non Federally-Regulated | 05/01/2015 |  | 03/23/2020
Florida Heat Pump | Florida Heat Pump | EP042-4HZ/VT |  | Ground-Source | WBAHP: Heat Pump Packaged Unit | Heat Pump | 460 | 3 |  |  | No Match | Single-Speed |  |  |  | 42200 | 1945 | 21.7 | 13.4 | 26800 | 1916 | 4.1 | 3.1 | Non Federally-Regulated | 04/21/2014 |  | 03/23/2020
Florida Heat Pump | Geomaster, LLC | RD030-2VT/CF/HZ*-***A |  | Ground-Source | WBAHP: Heat Pump Packaged Unit | Heat Pump | 265 | 1 |  |  | No Match | Single-Speed |  |  |  | 31600 | 1816 | 17.4 | 13.4 | 20400 | 1758 | 3.4 | 3.1 | Non Federally-Regulated | 04/21/2014 |  | 03/23/2020
Florida Heat Pump | Florida Heat Pump | LV042-5VT/CF/HZ*-***P*B |  | Ground-Source | WBAHP: Heat Pump Packaged Unit | Heat Pump | 575 | 3 |  |  |  | Single-Speed |  |  |  | 42600 | 2878 | 14.8 | 13.4 | 31000 | 2753 | 3.3 | 3.1 | Non Federally-Regulated | 05/01/2015 |  | 03/23/2020
Florida Heat Pump | Bosch | SV048-4VT/CF/HZ*-***T/A*A |  | Ground-Source | WBAHP: Heat Pump Packaged Unit | Heat Pump | 460 | 3 |  |  |  | Single-Speed |  |  |  | 49600 | 3062 | 16.2 | 13.4 | 34600 | 2817 | 3.6 | 3.1 | Non Federally-Regulated | 04/22/2015 |  | 03/23/2020
Florida Heat Pump | Bosch | LV070-1VT/CF/HZ*-***P*B |  | Ground-Source | WBAHP: Heat Pump Packaged Unit | Heat Pump | 208 | 1 |  |  |  | Single-Speed | 3624 | 981 |  | 66400 | 4426 | 15 | 13.4 | 50800 | 4378 | 3.4 | 3.1 | Non Federally-Regulated | 05/01/2015 |  | 03/23/2020
Florida Heat Pump | Geomaster, LLC | RD024-4VT/CF/HZ*-***A |  | Ground-Source | WBAHP: Heat Pump Packaged Unit | Heat Pump | 460 | 3 |  |  | No Match | Single-Speed |  |  |  | 25400 | 1539 | 16.5 | 13.4 | 16700 | 1398 | 3.5 | 3.1 | Non Federally-Regulated | 04/21/2014 |  | 03/23/2020
Florida Heat Pump | Carrier Corp. | 50PCH070N/P/W/Y**3/CA |  | Ground-Source | WBAHP: Heat Pump Packaged Unit | Heat Pump | 208 | 1 |  |  |  | Single-Speed | 3624 | 819 |  | 67600 | 4072 | 16.6 | 13.4 | 50000 | 4186 | 3.5 | 3.1 | Non Federally-Regulated | 05/01/2015 |  | 03/23/2020
Florida Heat Pump | Bosch | EP018-2HZ/VT |  | Ground-Source | WBAHP: Heat Pump Packaged Unit | Heat Pump | 265 | 1 |  |  |  | Single-Speed |  |  |  | 20500 | 1079 | 19 | 13.4 | 14800 | 1141 | 3.8 | 3.1 | Non Federally-Regulated | 04/22/2015 |  | 03/23/2020
Florida Heat Pump | Geomaster, LLC | RD096-3HZ/VT |  | Ground-Source | WBAHP: Heat Pump Packaged Unit | Heat Pump | 208 | 3 |  |  | No Match | Single-Speed | 5139 | 1022 | 1 | 104000 | 6753 | 15.4 | 13.4 | 73600 | 6163 | 3.5 | 3.1 | Non Federally-Regulated | 04/21/2014 |  | 03/23/2020
Florida Heat Pump | Carrier Corp. | 50H/VQP072***6A |  | Ground-Source | WBAHP: Heat Pump Packaged Unit | Heat Pump | 460 | 3 |  |  | No Match | Single-Speed | 4178 | 840 | 1 | 75600 | 5324 | 14.2 | 13.4 | 54800 | 5018 | 3.2 | 3.1 | Non Federally-Regulated | 08/15/2014 |  | 03/23/2020
Florida Heat Pump | Bosch | LV042-4VT/CF/HZ*-***T/A*B |  | Ground-Source | WBAHP: Heat Pump Packaged Unit | Heat Pump | 460 | 3 |  |  |  | Single-Speed |  |  |  | 43500 | 2668 | 16.3 | 13.4 | 30100 | 2520 | 3.5 | 3.1 | Non Federally-Regulated | 05/01/2015 |  | 03/23/2020
Florida Heat Pump | Bosch | LV060-1VT/CF/HZ*-***T |  | Ground-Source | WBAHP: Heat Pump Packaged Unit | Heat Pump | 208 | 1 |  |  |  | Single-Speed |  |  |  | 61100 | 3726 | 16.4 | 13.4 | 46200 | 4103 | 3.3 | 3.1 | Non Federally-Regulated | 04/22/2015 |  | 03/23/2020
Florida Heat Pump | Bosch | LV060-1VT/CF/HZ*-***P |  | Ground-Source | WBAHP: Heat Pump Packaged Unit | Heat Pump | 230 | 1 |  |  |  | Single-Speed |  |  |  | 60100 | 4007 | 15 | 13.4 | 46900 | 4295 | 3.2 | 3.1 | Non Federally-Regulated | 04/22/2015 |  | 03/23/2020
Florida Heat Pump | Bosch | LV070-4VT/CF/HZ*-***T |  | Ground-Source | WBAHP: Heat Pump Packaged Unit | Heat Pump | 460 | 3 |  |  |  | Single-Speed | 3624 | 819 |  | 67600 | 4072 | 16.6 | 13.4 | 50000 | 4187 | 3.5 | 3.1 | Non Federally-Regulated | 04/22/2015 |  | 03/23/2020
Florida Heat Pump | Florida Heat Pump | EP042-3HZ/VT |  | Ground-Source | WBAHP: Heat Pump Packaged Unit | Heat Pump | 208 | 3 |  |  | No Match | Single-Speed |  |  |  | 42200 | 1945 | 21.7 | 13.4 | 26800 | 1916 | 4.1 | 3.1 | Non Federally-Regulated | 04/21/2014 |  | 03/23/2020
Florida Heat Pump | Carrier Corp. | 50PCH060Z/B/S/E**5/EA |  | Ground-Source | WBAHP: Heat Pump Packaged Unit | Heat Pump | 230 | 3 |  |  |  | Single-Speed |  |  |  | 60100 | 4262 | 14.1 | 13.4 | 46900 | 4295 | 3.2 | 3.1 | Non Federally-Regulated | 05/01/2015 |  | 03/23/2020
Florida Heat Pump | Carrier Corp. | 50PCV042J/K**3/CA |  | Ground-Source | WBAHP: Heat Pump Packaged Unit | Heat Pump | 230 | 1 |  |  |  | Single-Speed |  |  |  | 43500 | 2668 | 16.3 | 13.4 | 30100 | 2520 | 3.5 | 3.1 | Non Federally-Regulated | 05/01/2015 |  | 03/23/2020
Florida Heat Pump | Carrier Corp. | 50PCV070L/R**1/AA |  | Ground-Source | WBAHP: Heat Pump Packaged Unit | Heat Pump | 575 | 3 |  |  |  | Single-Speed | 3624 | 981 |  | 66400 | 4426 | 15 | 13.4 | 50800 | 4378 | 3.4 | 3.1 | Non Federally-Regulated | 05/01/2015 |  | 03/23/2020
Florida Heat Pump | Bosch | LV042-4VT/CF/HZ*-***A |  | Ground-Source | WBAHP: Heat Pump Packaged Unit | Heat Pump | 460 | 3 |  |  |  | Single-Speed |  |  |  | 43500 | 2669 | 16.3 | 13.4 | 30100 | 2520 | 3.5 | 3.1 | Non Federally-Regulated | 04/22/2015 |  | 03/23/2020
Florida Heat Pump | Bosch | LV048-4VT/HF/HZ*-***T |  | Ground-Source | WBAHP: Heat Pump Packaged Unit | Heat Pump | 460 | 3 |  |  |  | Single-Speed |  |  |  | 49600 | 3062 | 16.2 | 13.4 | 34600 | 2817 | 3.6 | 3.1 | Non Federally-Regulated | 04/22/2015 |  | 03/23/2020
Florida Heat Pump | Bosch | SV060-3VT/CF/HZ*-***T/A*B |  | Ground-Source | WBAHP: Heat Pump Packaged Unit | Heat Pump | 208 | 3 |  |  |  | Single-Speed |  |  |  | 61100 | 3725 | 16.4 | 13.4 | 46200 | 4103 | 3.3 | 3.1 | Non Federally-Regulated | 05/01/2015 |  | 03/23/2020
Florida Heat Pump | Geomaster, LLC | RD036-3VT/CF/HZ*-***P |  | Ground-Source | WBAHP: Heat Pump Packaged Unit | Heat Pump | 230 | 3 |  |  | No Match | Single-Speed |  |  |  | 39900 | 2361 | 16.9 | 13.4 | 26900 | 2252 | 3.5 | 3.1 | Non Federally-Regulated | 04/21/2014 |  | 03/23/2020
Florida Heat Pump | Carrier Corp. | 50PCV048J/K**3/CA |  | Ground-Source | WBAHP: Heat Pump Packaged Unit | Heat Pump | 208 | 1 |  |  |  | Single-Speed |  |  |  | 49600 | 3042 | 16.3 | 13.4 | 34600 | 2816 | 3.6 | 3.1 | Non Federally-Regulated | 05/01/2015 |  | 03/23/2020
Florida Heat Pump | Geomaster, LLC | RD096-1HZ/VT |  | Ground-Source | WBAHP: Heat Pump Packaged Unit | Heat Pump | 230 | 1 |  |  | No Match | Single-Speed | 5139 | 1022 | 1 | 104000 | 6753 | 15.4 | 13.4 | 73600 | 6163 | 3.5 | 3.1 | Non Federally-Regulated | 04/21/2014 |  | 03/23/2020
Florida Heat Pump | Florida Heat Pump | EP015-2HZ/VT |  | Ground-Source | WBAHP: Heat Pump Packaged Unit | Heat Pump | 265 | 1 |  |  | No Match | Single-Speed |  |  |  | 16200 | 786 | 20.6 | 13.4 | 11000 | 827 | 3.9 | 3.1 | Non Federally-Regulated | 01/24/2011 |  | 03/23/2020
Florida Heat Pump | Bosch | SV024-1CF/VT/HZ*-***T/A*A |  | Ground-Source | WBAHP: Heat Pump Packaged Unit | Heat Pump | 208 | 1 |  |  |  | Single-Speed |  |  |  | 25400 | 1539 | 16.5 | 13.4 | 16700 | 1398 | 3.5 | 3.1 | Non Federally-Regulated | 04/22/2015 |  | 03/23/2020
Florida Heat Pump | Bosch | SV070-3VT/CF/HZ*-***P*B |  | Ground-Source | WBAHP: Heat Pump Packaged Unit | Heat Pump | 230 | 3 |  |  |  | Single-Speed | 3624 | 981 |  | 66400 | 4426 | 15 | 13.4 | 50800 | 4378 | 3.4 | 3.1 | Non Federally-Regulated | 05/01/2015 |  | 03/23/2020
Florida Heat Pump | Loop Group, Inc. | ES048-1CF/HZ/VT |  | Ground-Source | WBAHP: Heat Pump Packaged Unit | Heat Pump | 230 | 1 |  |  | No Match | Single-Speed |  |  |  | 51000 | 2849 | 17 | 13.4 | 38000 | 3010 | 3.7 | 3.1 | Non Federally-Regulated | 07/06/2011 |  | 03/23/2020
Florida Heat Pump | Geomaster, LLC | RD024-2VT/CF/HZ*-***A |  | Ground-Source | WBAHP: Heat Pump Packaged Unit | Heat Pump | 265 | 1 |  |  | No Match | Single-Speed |  |  |  | 25400 | 1539 | 16.5 | 13.4 | 16700 | 1398 | 3.5 | 3.1 | Non Federally-Regulated | 04/21/2014 |  | 03/23/2020
Florida Heat Pump | Bosch | LV030-1VT/CF/HZ*-***A |  | Ground-Source | WBAHP: Heat Pump Packaged Unit | Heat Pump | 230 | 1 |  |  |  | Single-Speed |  |  |  | 31600 | 1816 | 17.4 | 13.4 | 20400 | 1758 | 3.4 | 3.1 | Non Federally-Regulated | 04/22/2015 |  | 03/23/2020
Florida Heat Pump | Geomaster, LLC | RD042-3VT/CF/HZ*-***T/A*B |  | Ground-Source | WBAHP: Heat Pump Packaged Unit | Heat Pump | 208 | 3 |  |  |  | Single-Speed |  |  |  | 43500 | 2668 | 16.3 | 13.4 | 30100 | 2520 | 3.5 | 3.1 | Non Federally-Regulated | 05/01/2015 |  | 03/23/2020
Florida Heat Pump | Florida Heat Pump | ES049-3CF/HZ/VT |  | Ground-Source | WBAHP: Heat Pump Packaged Unit | Heat Pump | 230 | 3 |  |  | No Match | Single-Speed |  |  |  | 49000 | 3161 | 15.5 | 13.4 | 38000 | 3093 | 3.6 | 3.1 | Non Federally-Regulated | 06/23/2011 |  | 03/23/2020
Florida Heat Pump | Bosch | LV048-4VT/CF/HZ*-***P*B |  | Ground-Source | WBAHP: Heat Pump Packaged Unit | Heat Pump | 460 | 3 |  |  |  | Single-Speed |  |  |  | 48800 | 3275 | 14.9 | 13.4 | 35400 | 3051 | 3.4 | 3.1 | Non Federally-Regulated | 05/01/2015 |  | 03/23/2020
Florida Heat Pump | Geomaster, LLC | RD009-2VT/CF/HZ*-***P |  | Ground-Source | WBAHP: Heat Pump Packaged Unit | Heat Pump | 265 | 1 |  |  | No Match | Single-Speed |  |  |  | 8700 | 596 | 14.6 | 13.4 | 5700 | 522 | 3.2 | 3.1 | Non Federally-Regulated | 04/21/2014 |  | 03/23/2020
Florida Heat Pump | Geomaster, LLC | RD018-1VT/CF/HZ*-***T |  | Ground-Source | WBAHP: Heat Pump Packaged Unit | Heat Pump | 208 | 1 |  |  | No Match | Single-Speed |  |  |  | 21500 | 1265 | 17 | 13.4 | 14100 | 1148 | 3.6 | 3.1 | Non Federally-Regulated | 04/21/2014 |  | 03/23/2020
Florida Heat Pump | Geomaster, LLC | EP015-2HZ/VT |  | Ground-Source | WBAHP: Heat Pump Packaged Unit | Heat Pump | 265 | 1 |  |  | No Match | Single-Speed | 807 | 23 |  | 16200 | 786 | 20.6 | 13.4 | 11000 | 827 | 3.9 | 3.1 | Non Federally-Regulated | 08/23/2011 |  | 03/23/2020
Florida Heat Pump | Bosch | SV036-4VT/CF/HZ*-***T/A*A |  | Ground-Source | WBAHP: Heat Pump Packaged Unit | Heat Pump | 460 | 3 |  |  |  | Single-Speed |  |  |  | 40200 | 2271 | 17.7 | 13.4 | 26500 | 2157 | 3.6 | 3.1 | Non Federally-Regulated | 04/22/2015 |  | 03/23/2020
Florida Heat Pump | Florida Heat Pump | LV042-4VT/CF/HZ*-***T/A*B |  | Ground-Source | WBAHP: Heat Pump Packaged Unit | Heat Pump | 460 | 3 |  |  |  | Single-Speed |  |  |  | 43500 | 2668 | 16.3 | 13.4 | 30100 | 2520 | 3.5 | 3.1 | Non Federally-Regulated | 05/01/2015 |  | 03/23/2020
Florida Heat Pump | Florida Heat Pump | SV024-1CF/VT/HZ*-***T/A*A |  | Ground-Source | WBAHP: Heat Pump Packaged Unit | Heat Pump | 230 | 1 |  |  | No Match | Single-Speed |  |  |  | 25400 | 1539 | 16.5 | 13.4 | 16700 | 1398 | 3.5 | 3.1 | Non Federally-Regulated | 01/09/2014 |  | 03/23/2020
Florida Heat Pump | Geomaster, LLC | RD015-1VT/CF/HZ*-***P |  | Ground-Source | WBAHP: Heat Pump Packaged Unit | Heat Pump | 208 | 1 |  |  | No Match | Single-Speed |  |  |  | 14200 | 1014 | 14 | 13.4 | 11300 | 1068 | 3.1 | 3.1 | Non Federally-Regulated | 04/21/2014 |  | 03/23/2020
Florida Heat Pump | Geomaster, LLC | RD070-3VT/CF/HZ*-***P*B |  | Ground-Source | WBAHP: Heat Pump Packaged Unit | Heat Pump | 230 | 3 |  |  |  | Single-Speed | 3624 | 981 |  | 66400 | 4426 | 15 | 13.4 | 50800 | 4378 | 3.4 | 3.1 | Non Federally-Regulated | 05/01/2015 |  | 03/23/2020
Florida Heat Pump | Bosch | TA071-1CF/HZ/VT |  | Ground-Source | WBAHP: Heat Pump Packaged Unit | Heat Pump | 208 | 1 |  |  |  | Dual-Speed | 3711 | 840 |  | 74000 | 4111 | 18 | 13.4 | 58000 | 4358 | 3.9 | 3.1 | Non Federally-Regulated | 05/01/2015 |  | 03/23/2020
Florida Heat Pump | Bosch | SV018-2CF/VT/HZ*-***T/A*A |  | Ground-Source | WBAHP: Heat Pump Packaged Unit | Heat Pump | 265 | 1 |  |  |  | Single-Speed |  |  |  | 21500 | 1265 | 17 | 13.4 | 14100 | 1148 | 3.6 | 3.1 | Non Federally-Regulated | 04/22/2015 |  | 03/23/2020
Florida Heat Pump | Bosch | LV007-2VT/CF/HZ*-***P |  | Ground-Source | WBAHP: Heat Pump Packaged Unit | Heat Pump | 265 | 1 |  |  |  | Single-Speed |  |  |  | 6800 | 450 | 15.1 | 13.4 | 4900 | 422 | 3.4 | 3.1 | Non Federally-Regulated | 04/22/2015 |  | 03/23/2020
Florida Heat Pump | Geomaster, LLC | RD024-4VT/CF/HZ*-***T/A*B |  | Ground-Source | WBAHP: Heat Pump Packaged Unit | Heat Pump | 460 | 3 |  |  |  | Single-Speed |  |  |  | 25400 | 1539 | 16.5 | 13.4 | 16700 | 1398 | 3.5 | 3.1 | Non Federally-Regulated | 05/01/2015 |  | 03/23/2020
Florida Heat Pump | Bosch | BP036-1HZ/VT |  | Ground-Source | WBAHP: Heat Pump Packaged Unit | Heat Pump | 208 | 1 |  |  |  | Single-Speed |  |  |  | 37500 | 1904 | 19.7 | 13.4 | 26000 | 1859 | 4.1 | 3.1 | Non Federally-Regulated | 04/22/2015 |  | 03/23/2020
Florida Heat Pump | Bosch | EC060-4CF/HZ/VT |  | Ground-Source | WBAHP: Heat Pump Packaged Unit | Heat Pump | 460 | 3 |  |  |  | Single-Speed |  |  |  | 63600 | 4326 | 14.7 | 13.4 | 50000 | 4440 | 3.3 | 3.1 | Non Federally-Regulated | 04/22/2015 |  | 03/23/2020
Florida Heat Pump | Bosch | LV042-4VT/CF/HZ*-***P*B |  | Ground-Source | WBAHP: Heat Pump Packaged Unit | Heat Pump | 460 | 3 |  |  |  | Single-Speed |  |  |  | 42600 | 2878 | 14.8 | 13.4 | 31000 | 2753 | 3.3 | 3.1 | Non Federally-Regulated | 05/01/2015 |  | 03/23/2020
Florida Heat Pump | Geomaster, LLC | RD030-4VT/CF/HZ*-***P |  | Ground-Source | WBAHP: Heat Pump Packaged Unit | Heat Pump | 460 | 3 |  |  | No Match | Single-Speed |  |  |  | 31000 | 2026 | 15.3 | 13.4 | 20900 | 1914 | 3.2 | 3.1 | Non Federally-Regulated | 04/21/2014 |  | 03/23/2020
Florida Heat Pump | Bosch | SV024-4CF/VT/HZ*-***T/A*A |  | Ground-Source | WBAHP: Heat Pump Packaged Unit | Heat Pump | 460 | 3 |  |  |  | Single-Speed |  |  |  | 25400 | 1539 | 16.5 | 13.4 | 16700 | 1398 | 3.5 | 3.1 | Non Federally-Regulated | 04/22/2015 |  | 03/23/2020
Florida Heat Pump | Geomaster, LLC | EP042-4HZ/VT |  | Ground-Source | WBAHP: Heat Pump Packaged Unit | Heat Pump | 460 | 3 |  |  | No Match | Single-Speed |  |  |  | 42200 | 1945 | 21.7 | 13.4 | 26800 | 1916 | 4.1 | 3.1 | Non Federally-Regulated | 04/21/2014 |  | 03/23/2020
Florida Heat Pump | Florida Heat Pump | ES049-4CF/HZ/VT |  | Ground-Source | WBAHP: Heat Pump Packaged Unit | Heat Pump | 460 | 3 |  |  | No Match | Single-Speed |  |  |  | 49000 | 3161 | 15.5 | 13.4 | 38000 | 3093 | 3.6 | 3.1 | Non Federally-Regulated | 06/23/2011 |  | 03/23/2020
Florida Heat Pump | Carrier Corp. | 50PCV048L/R**6/FA |  | Ground-Source | WBAHP: Heat Pump Packaged Unit | Heat Pump | 460 | 3 |  |  |  | Single-Speed |  |  |  | 48800 | 3275 | 14.9 | 13.4 | 35400 | 3051 | 3.4 | 3.1 | Non Federally-Regulated | 05/01/2015 |  | 03/23/2020
Florida Heat Pump | Bosch | SV070-3VT/CF/HZ*-***T/A*B |  | Ground-Source | WBAHP: Heat Pump Packaged Unit | Heat Pump | 230 | 3 |  |  |  | Single-Speed | 3624 | 819 |  | 67600 | 4072 | 16.6 | 13.4 | 50000 | 4186 | 3.5 | 3.1 | Non Federally-Regulated | 05/01/2015 |  | 03/23/2020
Florida Heat Pump | Bosch | BP024-1HZ/VT |  | Ground-Source | WBAHP: Heat Pump Packaged Unit | Heat Pump | 208 | 1 |  |  |  | Single-Speed |  |  |  | 26000 | 1232 | 21.1 | 13.4 | 18000 | 1319 | 4 | 3.1 | Non Federally-Regulated | 04/22/2015 |  | 03/23/2020
Florida Heat Pump | Bosch | LV060-1VT/CF/HZ*-***P*B |  | Ground-Source | WBAHP: Heat Pump Packaged Unit | Heat Pump | 208 | 1 |  |  |  | Single-Speed |  |  |  | 60100 | 4262 | 14.1 | 13.4 | 46900 | 4295 | 3.2 | 3.1 | Non Federally-Regulated | 05/01/2015 |  | 03/23/2020
Florida Heat Pump | Florida Heat Pump | LV024-4VT/CF/HZ*-***P*B |  | Ground-Source | WBAHP: Heat Pump Packaged Unit | Heat Pump | 460 | 3 |  |  |  | Single-Speed |  |  |  | 25000 | 1612 | 15.5 | 13.4 | 17000 | 1465 | 3.4 | 3.1 | Non Federally-Regulated | 05/01/2015 |  | 03/23/2020
Florida Heat Pump | Carrier Corp. | 50PCV041L/R**6/FA |  | Ground-Source | WBAHP: Heat Pump Packaged Unit | Heat Pump | 460 | 3 |  |  |  | Single-Speed |  |  |  | 41200 | 2881 | 14.3 | 13.4 | 29400 | 2692 | 3.2 | 3.1 | Non Federally-Regulated | 05/01/2015 |  | 03/23/2020
Florida Heat Pump | Florida Heat Pump | LV070-3VT/CF/HZ*-***T/A*B |  | Ground-Source | WBAHP: Heat Pump Packaged Unit | Heat Pump | 208 | 3 |  |  |  | Single-Speed | 3624 | 819 |  | 67600 | 4072 | 16.6 | 13.4 | 50000 | 4186 | 3.5 | 3.1 | Non Federally-Regulated | 05/01/2015 |  | 03/23/2020
Florida Heat Pump | Bosch | SV042-3VT/CF/HZ*-***P*A |  | Ground-Source | WBAHP: Heat Pump Packaged Unit | Heat Pump | 208 | 3 |  |  |  | Single-Speed |  |  |  | 42600 | 2938 | 14.5 | 13.4 | 31000 | 2839 | 3.2 | 3.1 | Non Federally-Regulated | 04/22/2015 |  | 03/23/2020
Florida Heat Pump | Florida Heat Pump | EP036-4HZ/VT |  | Ground-Source | WBAHP: Heat Pump Packaged Unit | Heat Pump | 460 | 3 |  |  | No Match | Single-Speed |  |  |  | 37500 | 1904 | 19.7 | 13.4 | 26000 | 1859 | 4.1 | 3.1 | Non Federally-Regulated | 04/21/2014 |  | 03/23/2020
Florida Heat Pump | Bosch | LV024-4VT/CF/HZ*-***A |  | Ground-Source | WBAHP: Heat Pump Packaged Unit | Heat Pump | 460 | 3 |  |  |  | Single-Speed |  |  |  | 25400 | 1539 | 16.5 | 13.4 | 16700 | 1398 | 3.5 | 3.1 | Non Federally-Regulated | 04/22/2015 |  | 03/23/2020
Florida Heat Pump | Carrier Corp. | 50PCH060Z/B/S/E**1/AA |  | Ground-Source | WBAHP: Heat Pump Packaged Unit | Heat Pump | 575 | 3 |  |  |  | Single-Speed |  |  |  | 60100 | 4262 | 14.1 | 13.4 | 46900 | 4295 | 3.2 | 3.1 | Non Federally-Regulated | 05/01/2015 |  | 03/23/2020
Florida Heat Pump | Geomaster, LLC | RD024-4VT/CF/HZ*-***P*B |  | Ground-Source | WBAHP: Heat Pump Packaged Unit | Heat Pump | 460 | 3 |  |  |  | Single-Speed |  |  |  | 25000 | 1612 | 15.5 | 13.4 | 17000 | 1465 | 3.4 | 3.1 | Non Federally-Regulated | 05/01/2015 |  | 03/23/2020
Florida Heat Pump | Florida Heat Pump | EP030-4HZ/VT |  | Ground-Source | WBAHP: Heat Pump Packaged Unit | Heat Pump | 460 | 3 |  |  | No Match | Single-Speed |  |  |  | 28500 | 1469 | 19.4 | 13.4 | 20500 | 1397 | 4.3 | 3.1 | Non Federally-Regulated | 01/24/2011 |  | 03/23/2020
Florida Heat Pump | Florida Heat Pump | SV015-2CF/VT/HZ*-***T/A*A |  | Ground-Source | WBAHP: Heat Pump Packaged Unit | Heat Pump | 265 | 1 |  |  | No Match | Single-Speed |  |  |  | 14400 | 889 | 16.2 | 13.4 | 10700 | 950 | 3.3 | 3.1 | Non Federally-Regulated | 01/09/2014 |  | 03/23/2020
Florida Heat Pump | Carrier Corp. | 50PCV048J/K**6/FA |  | Ground-Source | WBAHP: Heat Pump Packaged Unit | Heat Pump | 460 | 3 |  |  |  | Single-Speed |  |  |  | 49600 | 3042 | 16.3 | 13.4 | 34600 | 2816 | 3.6 | 3.1 | Non Federally-Regulated | 05/01/2015 |  | 03/23/2020
Florida Heat Pump | Bosch | SV036-4VT/CF/HZ*-***P*A |  | Ground-Source | WBAHP: Heat Pump Packaged Unit | Heat Pump | 460 | 3 |  |  |  | Single-Speed |  |  |  | 39900 | 2361 | 16.9 | 13.4 | 26900 | 2252 | 3.5 | 3.1 | Non Federally-Regulated | 04/22/2015 |  | 03/23/2020
Florida Heat Pump | Geomaster, LLC | RD030-4VT/CF/HZ*-***T |  | Ground-Source | WBAHP: Heat Pump Packaged Unit | Heat Pump | 460 | 3 |  |  | No Match | Single-Speed |  |  |  | 31600 | 1816 | 17.4 | 13.4 | 20400 | 1758 | 3.4 | 3.1 | Non Federally-Regulated | 04/21/2014 |  | 03/23/2020
Florida Heat Pump | Geomaster, LLC | RD036-1VT/CF/HZ*-***A |  | Ground-Source | WBAHP: Heat Pump Packaged Unit | Heat Pump | 230 | 1 |  |  | No Match | Single-Speed |  |  |  | 40200 | 2271 | 17.7 | 13.4 | 26500 | 2157 | 3.6 | 3.1 | Non Federally-Regulated | 04/21/2014 |  | 03/23/2020
Florida Heat Pump | Carrier Corp. | 50PCH024N/P/W/Y**4/DA |  | Ground-Source | WBAHP: Heat Pump Packaged Unit | Heat Pump | 265 | 1 |  |  |  | Single-Speed |  |  |  | 25400 | 1539 | 16.5 | 13.4 | 16700 | 1398 | 3.5 | 3.1 | Non Federally-Regulated | 05/01/2015 |  | 03/23/2020
Florida Heat Pump | Geomaster, LLC | RD024-2VT/CF/HZ*-***T |  | Ground-Source | WBAHP: Heat Pump Packaged Unit | Heat Pump | 265 | 1 |  |  | No Match | Single-Speed |  |  |  | 25400 | 1539 | 16.5 | 13.4 | 16700 | 1398 | 3.5 | 3.1 | Non Federally-Regulated | 04/21/2014 |  | 03/23/2020
Florida Heat Pump | Bosch | EC041-2CF/HZ/VT |  | Ground-Source | WBAHP: Heat Pump Packaged Unit | Heat Pump | 265 | 1 |  |  |  | Single-Speed |  |  |  | 39200 | 2780 | 14.1 | 13.4 | 28500 | 2694 | 3.1 | 3.1 | Non Federally-Regulated | 04/22/2015 |  | 03/23/2020
Florida Heat Pump | Carrier Corp. | 50PCH048N/P/W/Y**3/CA |  | Ground-Source | WBAHP: Heat Pump Packaged Unit | Heat Pump | 208 | 1 |  |  |  | Single-Speed |  |  |  | 49600 | 3042 | 16.3 | 13.4 | 34600 | 2816 | 3.6 | 3.1 | Non Federally-Regulated | 05/01/2015 |  | 03/23/2020
Florida Heat Pump | Bosch | LV015-2VT/CF/HZ*-***P |  | Ground-Source | WBAHP: Heat Pump Packaged Unit | Heat Pump | 265 | 1 |  |  |  | Single-Speed |  |  |  | 14200 | 1014 | 14 | 13.4 | 11300 | 1068 | 3.1 | 3.1 | Non Federally-Regulated | 04/22/2015 |  | 03/23/2020
Florida Heat Pump | Bosch | LV018-2VT/CF/HZ*-***A |  | Ground-Source | WBAHP: Heat Pump Packaged Unit | Heat Pump | 265 | 1 |  |  |  | Single-Speed |  |  |  | 21500 | 1265 | 17 | 13.4 | 14100 | 1148 | 3.6 | 3.1 | Non Federally-Regulated | 04/22/2015 |  | 03/23/2020
Florida Heat Pump | Bosch | LV060-4VT/CF/HZ*-***P*B |  | Ground-Source | WBAHP: Heat Pump Packaged Unit | Heat Pump | 460 | 3 |  |  |  | Single-Speed |  |  |  | 60100 | 4262 | 14.1 | 13.4 | 46900 | 4295 | 3.2 | 3.1 | Non Federally-Regulated | 05/01/2015 |  | 03/23/2020
Florida Heat Pump | Geomaster, LLC | RD070-4VT/CF/HZ*-***T/A*B |  | Ground-Source | WBAHP: Heat Pump Packaged Unit | Heat Pump | 460 | 3 |  |  |  | Single-Speed | 3624 | 819 |  | 67600 | 4072 | 16.6 | 13.4 | 50000 | 4186 | 3.5 | 3.1 | Non Federally-Regulated | 05/01/2015 |  | 03/23/2020
Florida Heat Pump | Bosch | EP070-4HZ/VT |  | Ground-Source | WBAHP: Heat Pump Packaged Unit | Heat Pump | 460 | 3 |  |  |  | Single-Speed | 3931 | 413 |  | 70500 | 3811 | 18.5 | 13.4 | 56500 | 3943 | 4.2 | 3.1 | Non Federally-Regulated | 04/22/2015 |  | 03/23/2020
Florida Heat Pump | Bosch | LV024-2VT/CF/HZ*-***T |  | Ground-Source | WBAHP: Heat Pump Packaged Unit | Heat Pump | 265 | 1 |  |  |  | Single-Speed |  |  |  | 25400 | 1539 | 16.5 | 13.4 | 16700 | 1398 | 3.5 | 3.1 | Non Federally-Regulated | 04/22/2015 |  | 03/23/2020
Florida Heat Pump | Carrier Corp. | 50PCV024L/R**6/FA |  | Ground-Source | WBAHP: Heat Pump Packaged Unit | Heat Pump | 460 | 3 |  |  |  | Single-Speed |  |  |  | 25000 | 1612 | 15.5 | 13.4 | 17000 | 1465 | 3.4 | 3.1 | Non Federally-Regulated | 05/01/2015 |  | 03/23/2020
Florida Heat Pump | Geomaster, LLC | RD060-5VT/CF/HZ*-***P*B |  | Ground-Source | WBAHP: Heat Pump Packaged Unit | Heat Pump | 575 | 3 |  |  |  | Single-Speed |  |  |  | 60100 | 4262 | 14.1 | 13.4 | 46900 | 4295 | 3.2 | 3.1 | Non Federally-Regulated | 05/01/2015 |  | 03/23/2020
Florida Heat Pump | Florida Heat Pump | SV024-4CF/VT/HZ*-***T/A*A |  | Ground-Source | WBAHP: Heat Pump Packaged Unit | Heat Pump | 460 | 3 |  |  | No Match | Single-Speed |  |  |  | 25400 | 1539 | 16.5 | 13.4 | 16700 | 1398 | 3.5 | 3.1 | Non Federally-Regulated | 01/09/2014 |  | 03/23/2020
Florida Heat Pump | Bosch | TA025-1CF/HZ/VT |  | Ground-Water-Source | WBAHP: Heat Pump Packaged Unit | Heat Pump | 230 | 1 |  |  |  | Dual-Speed |  |  |  | 31000 | 1235 | 25.1 | 16.2 | 26500 | 1618 | 4.8 | 3.6 | Non Federally-Regulated | 04/22/2015 |  | 03/23/2020
Florida Heat Pump | Bosch | CP042-1HZ/VT |  | Ground-Water-Source | WBAHP: Heat Pump Packaged Unit | Heat Pump | 230 | 1 |  |  |  | Single-Speed |  |  |  | 46200 | 1797 | 25.7 | 16.2 | 35000 | 2331 | 4.4 | 3.6 | Non Federally-Regulated | 05/01/2015 |  | 03/23/2020
Florida Heat Pump | Bosch | EC061-3CF/HZ/VT |  | Ground-Water-Source | WBAHP: Heat Pump Packaged Unit | Heat Pump | 230 | 3 |  |  |  | Single-Speed |  |  |  | 63000 | 3197 | 19.7 | 16.2 | 55400 | 3960 | 4.1 | 3.6 | Non Federally-Regulated | 04/22/2015 |  | 03/23/2020
Florida Heat Pump | Bosch | ES024-3CF/HZ/VT |  | Ground-Water-Source | WBAHP: Heat Pump Packaged Unit | Heat Pump | 230 | 3 |  |  |  | Single-Speed |  |  |  | 29500 | 1347 | 21.9 | 16.2 | 26500 | 2099 | 3.7 | 3.6 | Non Federally-Regulated | 05/01/2015 |  | 03/23/2020
Florida Heat Pump | Bosch | BP048-1HZ/VT |  | Ground-Water-Source | WBAHP: Heat Pump Packaged Unit | Heat Pump | 208 | 1 |  |  |  | Single-Speed |  |  |  | 52900 | 2027 | 26.1 | 16.2 | 40500 | 2760 | 4.3 | 3.6 | Non Federally-Regulated | 04/22/2015 |  | 03/23/2020
Florida Heat Pump | Florida Heat Pump | EP012-0HZ/VT |  | Ground-Water-Source | WBAHP: Heat Pump Packaged Unit | Heat Pump | 115 | 1 |  |  | No Match | Single-Speed |  |  |  | 14600 | 643 | 22.7 | 16.2 | 13000 | 886 | 4.3 | 3.6 | Non Federally-Regulated | 06/23/2011 |  | 03/23/2020
Florida Heat Pump | Florida Heat Pump | EP024-3HZ/VT |  | Ground-Water-Source | WBAHP: Heat Pump Packaged Unit | Heat Pump | 230 | 3 |  |  | No Match | Single-Speed |  |  |  | 28400 | 1011 | 28.1 | 16.2 | 23700 | 1510 | 4.6 | 3.6 | Non Federally-Regulated | 04/21/2014 |  | 03/23/2020
Florida Heat Pump | Bosch | LM024-1CF/HZ/VT*-*****A |  | Ground-Water-Source | WBAHP: Heat Pump Packaged Unit | Heat Pump | 208 | 1 |  |  |  | Dual-Speed |  |  |  | 29000 | 1094 | 26.5 | 16.2 | 23500 | 1406 | 4.9 | 3.6 | Non Federally-Regulated | 04/22/2015 |  | 03/23/2020
Florida Heat Pump | Bosch | CE071-1CF/HZ/VT |  | Ground-Water-Source | WBAHP: Heat Pump Packaged Unit | Heat Pump | 230 | 1 |  |  |  | Dual-Speed | 3394 | 803 |  | 77000 | 3929 | 19.6 | 16.2 | 68000 | 4745 | 4.2 | 3.6 | Non Federally-Regulated | 04/22/2015 |  | 03/23/2020
Florida Heat Pump | Geomaster, LLC | EP009-2HZ/VT |  | Ground-Water-Source | WBAHP: Heat Pump Packaged Unit | Heat Pump | 265 | 1 |  |  | No Match | Single-Speed | 480 | 43 |  | 10500 | 412 | 25.5 | 16.2 | 9000 | 586 | 4.5 | 3.6 | Non Federally-Regulated | 08/23/2011 |  | 03/23/2020
Florida Heat Pump | Geomaster, LLC | EP007-1HZ/VT |  | Ground-Water-Source | WBAHP: Heat Pump Packaged Unit | Heat Pump | 230 | 1 |  |  | No Match | Single-Speed |  |  |  | 8400 | 335 | 25.1 | 16.2 | 7000 | 419 | 4.9 | 3.6 | Non Federally-Regulated | 01/10/2012 |  | 03/23/2020
Florida Heat Pump | Bosch | CP030-1HZ/VT |  | Ground-Water-Source | WBAHP: Heat Pump Packaged Unit | Heat Pump | 230 | 1 |  |  |  | Single-Speed |  |  |  | 31700 | 1174 | 27 | 16.2 | 25000 | 1409 | 5.2 | 3.6 | Non Federally-Regulated | 05/01/2015 |  | 03/23/2020
Florida Heat Pump | Bosch | ES061-1CF/HZ/VT |  | Ground-Water-Source | WBAHP: Heat Pump Packaged Unit | Heat Pump | 208 | 1 |  |  |  | Single-Speed | 3426 | 730 |  | 68000 | 3452 | 19.7 | 16.2 | 61000 | 4158 | 4.3 | 3.6 | Non Federally-Regulated | 04/22/2015 |  | 03/23/2020
Florida Heat Pump | Bosch | EC072-3HZ/VT |  | Ground-Water-Source | WBAHP: Heat Pump Packaged Unit | Heat Pump | 208 | 3 |  |  |  | Single-Speed | 4742 | 840 |  | 80400 | 4323 | 18.6 | 16.2 | 72400 | 5584 | 3.8 | 3.6 | Non Federally-Regulated | 04/22/2015 |  | 03/23/2020
Florida Heat Pump | Bosch | EP036-4HZ/VT |  | Ground-Water-Source | WBAHP: Heat Pump Packaged Unit | Heat Pump | 460 | 3 |  |  |  | Single-Speed |  |  |  | 40200 | 1552 | 25.9 | 16.2 | 34400 | 2058 | 4.9 | 3.6 | Non Federally-Regulated | 04/22/2015 |  | 03/23/2020
Florida Heat Pump | Florida Heat Pump | ES035-1CF/HZ/VT |  | Ground-Water-Source | WBAHP: Heat Pump Packaged Unit | Heat Pump | 208 | 1 |  |  |  | Single-Speed |  |  |  | 42000 | 1944 | 21.6 | 16.2 | 36000 | 2512 | 4.2 | 3.6 | Non Federally-Regulated | 04/29/2015 |  | 03/23/2020
Florida Heat Pump | Bosch | BP042-1HZ/VT |  | Ground-Water-Source | WBAHP: Heat Pump Packaged Unit | Heat Pump | 230 | 1 |  |  |  | Single-Speed |  |  |  | 45000 | 1751 | 25.7 | 16.2 | 35000 | 2011 | 5.1 | 3.6 | Non Federally-Regulated | 04/22/2015 |  | 03/23/2020
Florida Heat Pump | Bosch | EC042-2CF/HZ/VT |  | Ground-Water-Source | WBAHP: Heat Pump Packaged Unit | Heat Pump | 265 | 1 |  |  |  | Single-Speed |  |  |  | 44500 | 2405 | 18.5 | 16.2 | 42000 | 3239 | 3.8 | 3.6 | Non Federally-Regulated | 04/22/2015 |  | 03/23/2020
Florida Heat Pump | Florida Heat Pump | EP030-1HZ/VT |  | Ground-Water-Source | WBAHP: Heat Pump Packaged Unit | Heat Pump | 230 | 1 |  |  | No Match | Single-Speed |  |  |  | 31700 | 1174 | 27 | 16.2 | 25000 | 1409 | 5.2 | 3.6 | Non Federally-Regulated | 06/23/2011 |  | 03/23/2020
Florida Heat Pump | Florida Heat Pump | BP030-1HZ/VT |  | Ground-Water-Source | WBAHP: Heat Pump Packaged Unit | Heat Pump | 208 | 1 |  |  | No Match | Single-Speed |  |  |  | 31700 | 1174 | 27 | 16.2 | 25000 | 1409 | 5.2 | 3.6 | Non Federally-Regulated | 06/14/2011 |  | 03/23/2020
Florida Heat Pump | Geomaster, LLC | RD072-3HZ/VT |  | Ground-Water-Source | WBAHP: Heat Pump Packaged Unit | Heat Pump | 208 | 3 |  |  | No Match | Single-Speed | 4742 | 840 | 1 | 80400 | 4323 | 18.6 | 16.2 | 72400 | 5584 | 3.8 | 3.6 | Non Federally-Regulated | 04/21/2014 |  | 03/23/2020
Florida Heat Pump | Bosch | AP061-3CF/HZ/VT |  | Ground-Water-Source | WBAHP: Heat Pump Packaged Unit | Heat Pump | 230 | 3 |  |  |  | Dual-Speed | 3079 | 730 |  | 71000 | 2983 | 23.8 | 16.2 | 65000 | 3809 | 5 | 3.6 | Non Federally-Regulated | 05/01/2015 |  | 03/23/2020
Florida Heat Pump | Bosch | EC042-3CF/HZ/VT |  | Ground-Water-Source | WBAHP: Heat Pump Packaged Unit | Heat Pump | 208 | 3 |  |  |  | Single-Speed |  |  |  | 44500 | 2405 | 18.5 | 16.2 | 42000 | 3239 | 3.8 | 3.6 | Non Federally-Regulated | 04/22/2015 |  | 03/23/2020
Florida Heat Pump | Bosch | ES042-4CF/HZ/VT |  | Ground-Water-Source | WBAHP: Heat Pump Packaged Unit | Heat Pump | 460 | 3 |  |  |  | Single-Speed |  |  |  | 48000 | 2181 | 22 | 16.2 | 41000 | 2860 | 4.2 | 3.6 | Non Federally-Regulated | 04/22/2015 |  | 03/23/2020
Florida Heat Pump | Geomaster, LLC | EP048-1HZ/VT |  | Ground-Water-Source | WBAHP: Heat Pump Packaged Unit | Heat Pump | 230 | 1 |  |  | No Match | Single-Speed |  |  |  | 52900 | 2027 | 26.1 | 16.2 | 40500 | 2760 | 4.3 | 3.6 | Non Federally-Regulated | 04/21/2014 |  | 03/23/2020
Florida Heat Pump | Florida Heat Pump | EP007-1HZ/VT |  | Ground-Water-Source | WBAHP: Heat Pump Packaged Unit | Heat Pump | 208 | 1 |  |  | No Match | Single-Speed |  |  |  | 8400 | 335 | 25.1 | 16.2 | 7000 | 419 | 4.9 | 3.6 | Non Federally-Regulated | 01/10/2012 |  | 03/23/2020
Florida Heat Pump | Florida Heat Pump | BP007-1HZ/VT |  | Ground-Water-Source | WBAHP: Heat Pump Packaged Unit | Heat Pump | 208 | 1 |  |  | No Match | Single-Speed |  |  |  | 8400 | 335 | 25.1 | 16.2 | 7000 | 419 | 4.9 | 3.6 | Non Federally-Regulated | 11/30/2011 |  | 03/23/2020
Florida Heat Pump | Geomaster, LLC | EP070-1HZ/VT |  | Ground-Water-Source | WBAHP: Heat Pump Packaged Unit | Heat Pump | 208 | 1 |  |  | No Match | Single-Speed | 4150 | 413 |  | 71400 | 3188 | 22.4 | 16.2 | 71400 | 4185 | 5 | 3.6 | Non Federally-Regulated | 08/23/2011 |  | 03/23/2020
Florida Heat Pump | Bosch | EP042-3HZ/VT |  | Ground-Water-Source | WBAHP: Heat Pump Packaged Unit | Heat Pump | 208 | 3 |  |  |  | Single-Speed |  |  |  | 45000 | 1751 | 25.7 | 16.2 | 35000 | 2011 | 5.1 | 3.6 | Non Federally-Regulated | 04/22/2015 |  | 03/23/2020
Florida Heat Pump | Bosch | EP009-1HZ/VT |  | Ground-Water-Source | WBAHP: Heat Pump Packaged Unit | Heat Pump | 208 | 1 |  |  |  | Single-Speed |  |  |  | 10500 | 412 | 25.5 | 16.2 | 9000 | 586 | 4.5 | 3.6 | Non Federally-Regulated | 04/22/2015 |  | 03/23/2020
Florida Heat Pump | Bosch | AP025-2CF/HZ/VT |  | Ground-Water-Source | WBAHP: Heat Pump Packaged Unit | Heat Pump | 265 | 1 |  |  |  | Dual-Speed |  |  |  | 31000 | 1235 | 25.1 | 16.2 | 26500 | 1618 | 4.8 | 3.6 | Non Federally-Regulated | 04/22/2015 |  | 03/23/2020
Florida Heat Pump | Bosch | BP018-1HZ/VT |  | Ground-Water-Source | WBAHP: Heat Pump Packaged Unit | Heat Pump | 208 | 1 |  |  |  | Single-Speed |  |  |  | 21300 | 832 | 25.6 | 16.2 | 17700 | 1153 | 4.5 | 3.6 | Non Federally-Regulated | 04/22/2015 |  | 03/23/2020
Florida Heat Pump | Bosch | EP048-4HZ/VT |  | Ground-Water-Source | WBAHP: Heat Pump Packaged Unit | Heat Pump | 460 | 3 |  |  |  | Single-Speed |  |  |  | 52900 | 2027 | 26.1 | 16.2 | 40500 | 2760 | 4.3 | 3.6 | Non Federally-Regulated | 04/22/2015 |  | 03/23/2020
Florida Heat Pump | Bosch | EC012-1CF/HZ/VT |  | Ground-Water-Source | WBAHP: Heat Pump Packaged Unit | Heat Pump | 230 | 1 |  |  |  | Single-Speed |  |  |  | 12400 | 652 | 19 | 16.2 | 11500 | 936 | 3.6 | 3.6 | Non Federally-Regulated | 05/01/2015 |  | 03/23/2020
Florida Heat Pump | Bosch | EP036-1HZ/VT |  | Ground-Water-Source | WBAHP: Heat Pump Packaged Unit | Heat Pump | 230 | 1 |  |  |  | Single-Speed |  |  |  | 40200 | 1552 | 25.9 | 16.2 | 34400 | 2058 | 4.9 | 3.6 | Non Federally-Regulated | 04/22/2015 |  | 03/23/2020
Florida Heat Pump | Bosch | EC036-3CF/HZ/VT |  | Ground-Water-Source | WBAHP: Heat Pump Packaged Unit | Heat Pump | 230 | 3 |  |  |  | Single-Speed |  |  |  | 40200 | 2061 | 19.5 | 16.2 | 36200 | 2652 | 4 | 3.6 | Non Federally-Regulated | 04/22/2015 |  | 03/23/2020
Florida Heat Pump | Bosch | EP018-1HZ/VT |  | Ground-Water-Source | WBAHP: Heat Pump Packaged Unit | Heat Pump | 230 | 1 |  |  |  | Single-Speed |  |  |  | 21300 | 832 | 25.6 | 16.2 | 17700 | 1153 | 4.5 | 3.6 | Non Federally-Regulated | 04/22/2015 |  | 03/23/2020
Florida Heat Pump | Florida Heat Pump | BP036-1HZ/VT |  | Ground-Water-Source | WBAHP: Heat Pump Packaged Unit | Heat Pump | 230 | 1 |  |  | No Match | Single-Speed |  |  |  | 40200 | 1552 | 25.9 | 16.2 | 34400 | 2058 | 4.9 | 3.6 | Non Federally-Regulated | 04/21/2014 |  | 03/23/2020
Florida Heat Pump | Bosch | EP070-3HZ/VT |  | Ground-Water-Source | WBAHP: Heat Pump Packaged Unit | Heat Pump | 230 | 3 |  |  |  | Single-Speed | 4083 | 413 |  | 71400 | 3188 | 22.4 | 16.2 | 71400 | 4185 | 5 | 3.6 | Non Federally-Regulated | 04/22/2015 |  | 03/23/2020
Florida Heat Pump | Bosch | AP061-1CF/HZ/VT |  | Ground-Water-Source | WBAHP: Heat Pump Packaged Unit | Heat Pump | 208 | 1 |  |  |  | Dual-Speed | 3079 | 730 |  | 71000 | 2983 | 23.8 | 16.2 | 65000 | 3809 | 5 | 3.6 | Non Federally-Regulated | 05/01/2015 |  | 03/23/2020
Florida Heat Pump | Florida Heat Pump | BP048-1HZ/VT |  | Ground-Water-Source | WBAHP: Heat Pump Packaged Unit | Heat Pump | 208 | 1 |  |  | No Match | Single-Speed |  |  |  | 52900 | 2027 | 26.1 | 16.2 | 40500 | 2760 | 4.3 | 3.6 | Non Federally-Regulated | 04/21/2014 |  | 03/23/2020
Florida Heat Pump | Florida Heat Pump | LM024-1CF/HZ/VT*-*****A |  | Ground-Water-Source | WBAHP: Heat Pump Packaged Unit | Heat Pump | 230 | 1 |  |  | No Match | Dual-Speed |  |  |  | 29000 | 1094 | 26.5 | 16.2 | 23500 | 1406 | 4.9 | 3.6 | Non Federally-Regulated | 01/09/2014 |  | 03/23/2020
Florida Heat Pump | Florida Heat Pump | EP009-0HZ/VT |  | Ground-Water-Source | WBAHP: Heat Pump Packaged Unit | Heat Pump | 115 | 1 |  |  | No Match | Single-Speed |  |  |  | 10500 | 411 | 25.5 | 16.2 | 9000 | 586 | 4.5 | 3.6 | Non Federally-Regulated | 06/23/2011 |  | 03/23/2020
Florida Heat Pump | Bosch | CE049-1CF/HZ/VT |  | Ground-Water-Source | WBAHP: Heat Pump Packaged Unit | Heat Pump | 208 | 1 |  |  |  | Dual-Speed |  |  |  | 54000 | 2842 | 19 | 16.2 | 48000 | 3349 | 4.2 | 3.6 | Non Federally-Regulated | 04/22/2015 |  | 03/23/2020
Florida Heat Pump | Geomaster, LLC | ES035-3CF/HZ/VT |  | Ground-Water-Source | WBAHP: Heat Pump Packaged Unit | Heat Pump | 208 | 3 |  |  |  | Dual-Speed |  |  |  | 42000 | 1944 | 21.6 | 16.2 | 36000 | 2512 | 4.2 | 3.6 | Non Federally-Regulated | 04/29/2015 |  | 03/23/2020
Florida Heat Pump | Bosch | EC007-1CF/HZ/VT |  | Ground-Water-Source | WBAHP: Heat Pump Packaged Unit | Heat Pump | 230 | 1 |  |  |  | Single-Speed |  |  |  | 7200 | 360 | 20 | 16.2 | 6000 | 439 | 4 | 3.6 | Non Federally-Regulated | 04/22/2015 |  | 03/23/2020
Florida Heat Pump | Bosch | ES036-3CF/HZ/VT |  | Ground-Water-Source | WBAHP: Heat Pump Packaged Unit | Heat Pump | 230 | 3 |  |  |  | Single-Speed |  |  |  | 38500 | 1688 | 22.8 | 16.2 | 33500 | 2134 | 4.6 | 3.6 | Non Federally-Regulated | 04/22/2015 |  | 03/23/2020
Florida Heat Pump | Bosch | EC024-1CF/HZ/VT |  | Ground-Water-Source | WBAHP: Heat Pump Packaged Unit | Heat Pump | 208 | 1 |  |  |  | Single-Speed |  |  |  | 28200 | 1368 | 20.6 | 16.2 | 23800 | 1835 | 3.8 | 3.6 | Non Federally-Regulated | 04/22/2015 |  | 03/23/2020
Florida Heat Pump | Bosch | LM024-4CF/HZ/VT*-*****A |  | Ground-Water-Source | WBAHP: Heat Pump Packaged Unit | Heat Pump | 460 | 1 |  |  |  | Dual-Speed |  |  |  | 29000 | 1094 | 26.5 | 16.2 | 23500 | 1406 | 4.9 | 3.6 | Non Federally-Regulated | 04/22/2015 |  | 03/23/2020
Florida Heat Pump | Bosch | EC009-0CF/HZ/VT |  | Ground-Water-Source | WBAHP: Heat Pump Packaged Unit | Heat Pump | 115 | 1 |  |  |  | Single-Speed |  |  |  | 9000 | 450 | 20 | 16.2 | 8600 | 663 | 3.8 | 3.6 | Non Federally-Regulated | 04/22/2015 |  | 03/23/2020
Florida Heat Pump | Bosch | CE035-1CF/HZ/VT |  | Ground-Water-Source | WBAHP: Heat Pump Packaged Unit | Heat Pump | 230 | 1 |  |  |  | Dual-Speed |  |  |  | 42000 | 1944 | 21.6 | 16.2 | 36000 | 2512 | 4.2 | 3.6 | Non Federally-Regulated | 04/22/2015 |  | 03/23/2020
Florida Heat Pump | Bosch | EC051-4CF/HZ/VT |  | Ground-Water-Source | WBAHP: Heat Pump Packaged Unit | Heat Pump | 460 | 3 |  |  |  | Single-Speed |  |  |  | 58000 | 2815 | 20.6 | 16.2 | 46600 | 3251 | 4.2 | 3.6 | Non Federally-Regulated | 04/22/2015 |  | 03/23/2020
Florida Heat Pump | Florida Heat Pump | CE061-1CF/HZ/VT |  | Ground-Water-Source | WBAHP: Heat Pump Packaged Unit | Heat Pump | 230 | 1 |  |  |  | Dual-Speed | 3258 | 730 |  | 68000 | 3451 | 19.7 | 16.2 | 61000 | 4157 | 4.3 | 3.6 | Non Federally-Regulated | 04/22/2015 |  | 03/23/2020
Florida Heat Pump | Florida Heat Pump | EP024-4HZ/VT |  | Ground-Water-Source | WBAHP: Heat Pump Packaged Unit | Heat Pump | 460 | 3 |  |  | No Match | Single-Speed |  |  |  | 28400 | 1011 | 28.1 | 16.2 | 23700 | 1510 | 4.6 | 3.6 | Non Federally-Regulated | 04/21/2014 |  | 03/23/2020
Florida Heat Pump | Geomaster, LLC | RD120-4HZ/VT |  | Ground-Water-Source | WBAHP: Heat Pump Packaged Unit | Heat Pump | 460 | 3 |  |  | No Match | Single-Speed | 7781 | 1460 | 1 | 134000 | 7322 | 18.3 | 16.2 | 123000 | 9243 | 3.9 | 3.6 | Non Federally-Regulated | 04/21/2014 |  | 03/23/2020
Florida Heat Pump | Bosch | EC048-4CF/HZ/VT |  | Ground-Water-Source | WBAHP: Heat Pump Packaged Unit | Heat Pump | 460 | 3 |  |  |  | Single-Speed |  |  |  | 58000 | 2815 | 20.6 | 16.2 | 46600 | 3251 | 4.2 | 3.6 | Non Federally-Regulated | 04/22/2015 |  | 03/23/2020
Florida Heat Pump | Bosch | ES042-3CF/HZ/VT |  | Ground-Water-Source | WBAHP: Heat Pump Packaged Unit | Heat Pump | 208 | 3 |  |  |  | Single-Speed |  |  |  | 48000 | 2181 | 22 | 16.2 | 41000 | 2860 | 4.2 | 3.6 | Non Federally-Regulated | 04/22/2015 |  | 03/23/2020
Florida Heat Pump | Geomaster, LLC | EP012-1HZ/VT |  | Ground-Water-Source | WBAHP: Heat Pump Packaged Unit | Heat Pump | 230 | 1 |  |  | No Match | Single-Speed | 720 | 33 |  | 14600 | 643 | 22.7 | 16.2 | 13000 | 886 | 4.3 | 3.6 | Non Federally-Regulated | 08/23/2011 |  | 03/23/2020
Florida Heat Pump | Bosch | EC070-1CF/HZ/VT |  | Ground-Water-Source | WBAHP: Heat Pump Packaged Unit | Heat Pump | 230 | 1 |  |  |  | Single-Speed | 4178 | 803 |  | 76000 | 3838 | 19.8 | 16.2 | 68000 | 4982 | 4 | 3.6 | Non Federally-Regulated | 04/22/2015 |  | 03/23/2020
Florida Heat Pump | Florida Heat Pump | EP036-1HZ/VT |  | Ground-Water-Source | WBAHP: Heat Pump Packaged Unit | Heat Pump | 230 | 1 |  |  | No Match | Single-Speed |  |  |  | 40200 | 1552 | 25.9 | 16.2 | 34400 | 2058 | 4.9 | 3.6 | Non Federally-Regulated | 04/21/2014 |  | 03/23/2020
Florida Heat Pump | Bosch | AP035-1CF/HZ/VT |  | Ground-Water-Source | WBAHP: Heat Pump Packaged Unit | Heat Pump | 230 | 1 |  |  |  | Single-Speed |  |  |  | 41200 | 1753 | 23.5 | 16.2 | 36200 | 2257 | 4.7 | 3.6 | Non Federally-Regulated | 05/01/2015 |  | 03/23/2020
Florida Heat Pump | Bosch | EP012-0HZ/VT |  | Ground-Water-Source | WBAHP: Heat Pump Packaged Unit | Heat Pump | 115 | 1 |  |  |  | Single-Speed |  |  |  | 14600 | 643 | 22.7 | 16.2 | 13000 | 886 | 4.3 | 3.6 | Non Federally-Regulated | 04/22/2015 |  | 03/23/2020
Florida Heat Pump | Bosch | EC036-1CF/HZ/VT |  | Ground-Water-Source | WBAHP: Heat Pump Packaged Unit | Heat Pump | 208 | 1 |  |  |  | Single-Speed |  |  |  | 40200 | 2061 | 19.5 | 16.2 | 36200 | 2652 | 4 | 3.6 | Non Federally-Regulated | 04/22/2015 |  | 03/23/2020
Florida Heat Pump | Bosch | EP007-2HZ/VT |  | Ground-Water-Source | WBAHP: Heat Pump Packaged Unit | Heat Pump | 265 | 1 |  |  |  | Single-Speed |  |  |  | 8400 | 335 | 25.1 | 16.2 | 7000 | 419 | 4.9 | 3.6 | Non Federally-Regulated | 04/22/2015 |  | 03/23/2020
Florida Heat Pump | Bosch | ES024-4CF/HZ/VT |  | Ground-Water-Source | WBAHP: Heat Pump Packaged Unit | Heat Pump | 460 | 3 |  |  |  | Single-Speed |  |  |  | 27500 | 1303 | 21.1 | 16.2 | 25500 | 1822 | 4.1 | 3.6 | Non Federally-Regulated | 05/01/2015 |  | 03/23/2020
Florida Heat Pump | Bosch | EC061-4CF/HZ/VT |  | Ground-Water-Source | WBAHP: Heat Pump Packaged Unit | Heat Pump | 460 | 3 |  |  |  | Single-Speed |  |  |  | 63000 | 3197 | 19.7 | 16.2 | 55400 | 3960 | 4.1 | 3.6 | Non Federally-Regulated | 04/22/2015 |  | 03/23/2020
Florida Heat Pump | Bosch | ES030-1CF/HZ/VT |  | Ground-Water-Source | WBAHP: Heat Pump Packaged Unit | Heat Pump | 230 | 1 |  |  |  | Single-Speed |  |  |  | 33000 | 1410 | 23.4 | 16.2 | 28500 | 1815 | 4.6 | 3.6 | Non Federally-Regulated | 04/22/2015 |  | 03/23/2020
Florida Heat Pump | Bosch | AP035-4CF/HZ/VT |  | Ground-Water-Source | WBAHP: Heat Pump Packaged Unit | Heat Pump | 460 | 3 |  |  |  | Dual-Speed |  |  |  | 41200 | 1753 | 23.5 | 16.2 | 36200 | 2257 | 4.7 | 3.6 | Non Federally-Regulated | 05/01/2015 |  | 03/23/2020
Florida Heat Pump | Geomaster, LLC | EP012-0HZ/VT |  | Ground-Water-Source | WBAHP: Heat Pump Packaged Unit | Heat Pump | 115 | 1 |  |  | No Match | Single-Speed | 720 | 33 |  | 14600 | 643 | 22.7 | 16.2 | 13000 | 886 | 4.3 | 3.6 | Non Federally-Regulated | 08/23/2011 |  | 03/23/2020
Florida Heat Pump | Bosch | EC018-1CF/HZ/VT |  | Ground-Water-Source | WBAHP: Heat Pump Packaged Unit | Heat Pump | 208 | 1 |  |  |  | Single-Speed |  |  |  | 21400 | 1126 | 19 | 16.2 | 18000 | 1388 | 3.8 | 3.6 | Non Federally-Regulated | 04/22/2015 |  | 03/23/2020
Florida Heat Pump | Bosch | EC012-0CF/HZ/VT |  | Ground-Water-Source | WBAHP: Heat Pump Packaged Unit | Heat Pump | 115 | 1 |  |  |  | Single-Speed |  |  |  | 12400 | 652 | 19 | 16.2 | 11500 | 936 | 3.6 | 3.6 | Non Federally-Regulated | 05/01/2015 |  | 03/23/2020
Florida Heat Pump | Geomaster, LLC | EP024-1HZ/VT |  | Ground-Water-Source | WBAHP: Heat Pump Packaged Unit | Heat Pump | 208 | 1 |  |  | No Match | Single-Speed | 1200 | 50 |  | 28400 | 1011 | 28.1 | 16.2 | 23700 | 1510 | 4.6 | 3.6 | Non Federally-Regulated | 08/23/2011 |  | 03/23/2020
Florida Heat Pump | Bosch | ES048-4CF/HZ/VT |  | Ground-Water-Source | WBAHP: Heat Pump Packaged Unit | Heat Pump | 460 | 3 |  |  |  | Single-Speed |  |  |  | 54500 | 2477 | 22 | 16.2 | 47500 | 3163 | 4.4 | 3.6 | Non Federally-Regulated | 04/22/2015 |  | 03/23/2020
Florida Heat Pump | Florida Heat Pump | SM060-1CS*-*****A | DX061-1CC/UC* | Ground-Source | WBAHP-C: Heat Pump Split Syste | Heat Pump | 208 | 1 |  |  | No Match | Dual-Speed |  |  |  | 58600 | 3709 | 15.8 | 13.4 | 48100 | 3916 | 3.6 | 3.1 | Non Federally-Regulated | 04/21/2014 |  | 03/23/2020
Florida Heat Pump | Geomaster, LLC | RD096-1CS | RD096-1AH/AV | Ground-Source | WBAHP-CB: Heat Pump Split Syst | Heat Pump | 230 | 1 |  |  | No Match | Single-Speed | 5373 | 840 | 1 | 102000 | 6755 | 15.1 | 13.4 | 72100 | 6215 | 3.4 | 3.1 | Non Federally-Regulated | 04/21/2014 |  | 03/23/2020
Florida Heat Pump | Bosch | CE035-1CS | DX035 | Ground-Source | WBAHP-CB: Heat Pump Split Syst | Heat Pump | 208 | 1 |  |  |  | Variable-Speed |  |  |  | 38500 | 2200 | 17.5 | 13.4 | 25500 | 2135 | 3.5 | 3.1 | Non Federally-Regulated | 04/22/2015 |  | 03/23/2020
Florida Heat Pump | Geomaster, LLC | RD096-3CS | RD096-1AH/AV | Ground-Source | WBAHP-CB: Heat Pump Split Syst | Heat Pump | 208 | 3 |  |  | No Match | Single-Speed | 5373 | 840 | 1 | 102000 | 6755 | 15.1 | 13.4 | 72100 | 6215 | 3.4 | 3.1 | Non Federally-Regulated | 04/21/2014 |  | 03/23/2020
Florida Heat Pump | Bosch | EC060-3CS | EC060-1AH/AV | Ground-Source | WBAHP-CB: Heat Pump Split Syst | Heat Pump | 230 | 3 |  |  |  | Single-Speed |  |  |  | 62300 | 4326 | 14.4 | 13.4 | 49000 | 4351 | 3.3 | 3.1 | Non Federally-Regulated | 04/22/2015 |  | 03/23/2020
Florida Heat Pump | Bosch | CE025-1CS | CE025-1AH/AV | Ground-Source | WBAHP-CB: Heat Pump Split Syst | Heat Pump | 230 | 1 | False |  |  | Dual-Speed |  |  |  | 26900 | 1469 | 18.3 | 13.4 | 18600 | 1473 | 3.7 | 3.1 | Non Federally-Regulated | 06/19/2015 |  | 03/23/2020
Florida Heat Pump | Bosch | EC042-1CS | EC042-1AH/AV | Ground-Source | WBAHP-CB: Heat Pump Split Syst | Heat Pump | 208 | 1 |  |  |  | Single-Speed |  |  |  | 42900 | 3042 | 14.1 | 13.4 | 31600 | 2806 | 3.3 | 3.1 | Non Federally-Regulated | 04/22/2015 |  | 03/23/2020
Florida Heat Pump | Bosch | AP035-1CS | AP035-1AV/AH | Ground-Source | WBAHP-CB: Heat Pump Split Syst | Heat Pump | 208 | 1 | False |  |  | Dual-Speed |  |  |  | 38200 | 2087 | 18.3 | 13.4 | 28200 | 2066 | 4 | 3.1 | Non Federally-Regulated | 06/19/2015 |  | 03/23/2020
Florida Heat Pump | Bosch | ES042-3CS | ES042-1AV/AH | Ground-Source | WBAHP-CB: Heat Pump Split Syst | Heat Pump | 230 | 3 |  |  |  | Single-Speed |  |  |  | 45500 | 2740 | 16.6 | 13.4 | 33500 | 2727 | 3.6 | 3.1 | Non Federally-Regulated | 04/22/2015 |  | 03/23/2020
Florida Heat Pump | Bosch | CE049-1CS | DX049 | Ground-Source | WBAHP-CB: Heat Pump Split Syst | Heat Pump | 208 | 1 | False |  |  | Dual-Speed |  |  |  | 50500 | 2671 | 18.9 | 13.4 | 38500 | 2752 | 4.1 | 3.1 | Non Federally-Regulated | 06/19/2015 |  | 03/23/2020
Florida Heat Pump | Geomaster, LLC | RD120-4CS | RD120-4AH/AV | Ground-Source | WBAHP-CB: Heat Pump Split Syst | Heat Pump | 460 | 3 |  |  | No Match | Single-Speed | 7802 | 1460 | 1 | 125000 | 8865 | 14.1 | 13.4 | 98000 | 9265 | 3.1 | 3.1 | Non Federally-Regulated | 04/21/2014 |  | 03/23/2020
Florida Heat Pump | Bosch | ES030-1CS | ES030-1AV/AH | Ground-Source | WBAHP-CB: Heat Pump Split Syst | Heat Pump | 208 | 1 |  |  |  | Single-Speed |  |  |  | 30500 | 1713 | 17.8 | 13.4 | 22500 | 1735 | 3.8 | 3.1 | Non Federally-Regulated | 04/22/2015 |  | 03/23/2020
Florida Heat Pump | Bosch | ES035-1CS | ES035-1AV/AH | Ground-Source | WBAHP-CB: Heat Pump Split Syst | Heat Pump | 208 | 1 | False |  |  | Dual-Speed |  |  |  | 37200 | 2201 | 16.9 | 13.4 | 27400 | 2170 | 3.7 | 3.1 | Non Federally-Regulated | 04/29/2015 |  | 03/23/2020
Florida Heat Pump | Bosch | EC024-1CS | EC024-1AH/AV | Ground-Source | WBAHP-CB: Heat Pump Split Syst | Heat Pump | 208 | 1 |  |  |  | Single-Speed |  |  |  | 26000 | 1744 | 14.9 | 13.4 | 17500 | 1554 | 3.3 | 3.1 | Non Federally-Regulated | 04/22/2015 |  | 03/23/2020
Florida Heat Pump | Bosch | CE061-1CS | DX061 | Ground-Source | WBAHP-CB: Heat Pump Split Syst | Heat Pump | 230 | 1 | False |  |  | Dual-Speed |  |  |  | 63000 | 3841 | 16.4 | 13.4 | 47500 | 3977 | 3.5 | 3.1 | Non Federally-Regulated | 06/19/2015 |  | 03/23/2020
Florida Heat Pump | Bosch | ES036-3CS | ES036-3AV/AH | Ground-Source | WBAHP-CB: Heat Pump Split Syst | Heat Pump | 208 | 3 |  |  |  | Single-Speed |  |  |  | 35500 | 2040 | 17.4 | 13.4 | 26500 | 2043 | 3.8 | 3.1 | Non Federally-Regulated | 04/22/2015 |  | 03/23/2020
Florida Heat Pump | Florida Heat Pump | SV060-4CS*-*****A | SV060-2AV/AH*-***A*A | Ground-Source | WBAHP-CB: Heat Pump Split Syst | Heat Pump | 460 | 3 | False |  | No Match | Single-Speed |  |  |  | 57400 | 3852 | 14.9 | 13.4 | 44400 | 4066 | 3.2 | 3.1 | Non Federally-Regulated | 04/01/2015 |  | 03/23/2020
Florida Heat Pump | Bosch | EC042-3CS | EC042-1AH/AV | Ground-Source | WBAHP-CB: Heat Pump Split Syst | Heat Pump | 208 | 3 |  |  |  | Single-Speed |  |  |  | 42900 | 3042 | 14.1 | 13.4 | 31600 | 2806 | 3.3 | 3.1 | Non Federally-Regulated | 04/22/2015 |  | 03/23/2020
Florida Heat Pump | Bosch | EC024-2CS | EC024-2AH/AV | Ground-Source | WBAHP-CB: Heat Pump Split Syst | Heat Pump | 265 | 1 |  |  |  | Single-Speed |  |  |  | 26000 | 1744 | 14.9 | 13.4 | 17500 | 1554 | 3.3 | 3.1 | Non Federally-Regulated | 04/22/2015 |  | 03/23/2020
Florida Heat Pump | Bosch | EC030-2CS | EC030-2AH/AV | Ground-Source | WBAHP-CB: Heat Pump Split Syst | Heat Pump | 265 | 1 |  |  |  | Single-Speed |  |  |  | 30400 | 2125 | 14.3 | 13.4 | 20600 | 1829 | 3.3 | 3.1 | Non Federally-Regulated | 04/22/2015 |  | 03/23/2020
Florida Heat Pump | Bosch | EC060-4CS | EC060-4AH/AV | Ground-Source | WBAHP-CB: Heat Pump Split Syst | Heat Pump | 460 | 3 |  |  |  | Single-Speed |  |  |  | 62300 | 4326 | 14.4 | 13.4 | 49000 | 4351 | 3.3 | 3.1 | Non Federally-Regulated | 04/22/2015 |  | 03/23/2020
Florida Heat Pump | Florida Heat Pump | LV042-1CS*-*****A | LV042-1AV/AH*-***T/A*A | Ground-Source | WBAHP-CB: Heat Pump Split Syst | Heat Pump | 208 | 1 | False |  |  | Single-Speed |  |  |  | 40900 | 2763 | 14.8 | 13.4 | 27300 | 2500 | 3.2 | 3.1 | Non Federally-Regulated | 04/29/2015 |  | 03/23/2020
Florida Heat Pump | Bosch | EC036-3CS | EC036-1AH/AV | Ground-Water-Source | WBAHP-CB: Heat Pump Split Syst | Heat Pump | 230 | 3 |  |  |  | Single-Speed |  |  |  | 39400 | 2041 | 19.3 | 16.2 | 35500 | 2737 | 3.8 | 3.6 | Non Federally-Regulated | 04/22/2015 |  | 03/23/2020
Florida Heat Pump | Bosch | ES030-3CS | ES030-3AV/AH | Ground-Water-Source | WBAHP-CB: Heat Pump Split Syst | Heat Pump | 230 | 3 |  |  |  | Single-Speed |  |  |  | 33500 | 1318 | 25.4 | 16.2 | 27000 | 1930 | 4.1 | 3.6 | Non Federally-Regulated | 04/22/2015 |  | 03/23/2020
Florida Heat Pump | Florida Heat Pump | ES035-1CS | ES035-1AV/AH | Ground-Water-Source | WBAHP-CB: Heat Pump Split Syst | Heat Pump | 208 | 1 | False |  |  | Dual-Speed |  |  |  | 41200 | 1864 | 22.1 | 16.2 | 35200 | 2516 | 4.1 | 3.6 | Non Federally-Regulated | 04/29/2015 |  | 03/23/2020
Florida Heat Pump | Bosch | ES018-2CS | ES018-2AH/AV | Ground-Water-Source | WBAHP-CB: Heat Pump Split Syst | Heat Pump | 265 | 1 |  |  |  | Single-Speed |  |  |  | 20100 | 810 | 24.8 | 16.2 | 18000 | 1172 | 4.5 | 3.6 | Non Federally-Regulated | 04/22/2015 |  | 03/23/2020
Florida Heat Pump | Bosch | ES036-1CS | ES036-1AV/AH | Ground-Water-Source | WBAHP-CB: Heat Pump Split Syst | Heat Pump | 230 | 1 |  |  |  | Single-Speed |  |  |  | 38500 | 1703 | 22.6 | 16.2 | 33500 | 2134 | 4.6 | 3.6 | Non Federally-Regulated | 04/22/2015 |  | 03/23/2020
Florida Heat Pump | Geomaster, LLC | RD072-3CS | RD072-1AH/AV | Ground-Water-Source | WBAHP-CB: Heat Pump Split Syst | Heat Pump | 208 | 3 |  |  | No Match | Single-Speed | 4819 | 803 | 1 | 78800 | 4330 | 18.2 | 16.2 | 71000 | 5624 | 3.7 | 3.6 | Non Federally-Regulated | 04/21/2014 |  | 03/23/2020
Florida Heat Pump | Geomaster, LLC | ES035-1CS | ES035-1AV/AH | Ground-Water-Source | WBAHP-CB: Heat Pump Split Syst | Heat Pump | 230 | 1 | False |  |  | Dual-Speed |  |  |  | 41200 | 1864 | 22.1 | 16.2 | 35200 | 2516 | 4.1 | 3.6 | Non Federally-Regulated | 04/29/2015 |  | 03/23/2020
Florida Heat Pump | Bosch | AP049-1CS | AP049-1AV/AH | Ground-Water-Source | WBAHP-CB: Heat Pump Split Syst | Heat Pump | 230 | 1 |  |  |  | Dual-Speed |  |  |  | 56000 | 2343 | 23.9 | 16.2 | 45500 | 2837 | 4.7 | 3.6 | Non Federally-Regulated | 04/22/2015 |  | 03/23/2020
Florida Heat Pump | Bosch | EC030-3CS | EC030-1AH/AV | Ground-Water-Source | WBAHP-CB: Heat Pump Split Syst | Heat Pump | 208 | 3 |  |  |  | Single-Speed |  |  |  | 32300 | 1774 | 18.2 | 16.2 | 27800 | 2144 | 3.8 | 3.6 | Non Federally-Regulated | 04/22/2015 |  | 03/23/2020
Florida Heat Pump | Bosch | ES048-1CS | ES048-1AV/AH | Ground-Water-Source | WBAHP-CB: Heat Pump Split Syst | Heat Pump | 208 | 1 |  |  |  | Single-Speed |  |  |  | 54500 | 2500 | 21.8 | 16.2 | 47500 | 3163 | 4.4 | 3.6 | Non Federally-Regulated | 04/22/2015 |  | 03/23/2020
Florida Heat Pump | Geomaster, LLC | RD096-4CS | RD096-4AH/AV | Ground-Water-Source | WBAHP-CB: Heat Pump Split Syst | Heat Pump | 460 | 3 |  |  | No Match | Single-Speed | 5685 | 840 | 1 | 114000 | 5644 | 20.2 | 16.2 | 91300 | 6526 | 4.1 | 3.6 | Non Federally-Regulated | 04/21/2014 |  | 03/23/2020
Florida Heat Pump | Bosch | ES024-1CS | ES024-1AV/AH | Ground-Water-Source | WBAHP-CB: Heat Pump Split Syst | Heat Pump | 208 | 1 | False |  |  | Single-Speed |  |  |  | 27500 | 1315 | 20.9 | 16.2 | 25500 | 1822 | 4.1 | 3.6 | Non Federally-Regulated | 06/19/2015 |  | 03/23/2020
Florida Heat Pump | Bosch | EC042-4CS | EC042-4AH/AV | Ground-Water-Source | WBAHP-CB: Heat Pump Split Syst | Heat Pump | 460 | 3 |  |  |  | Single-Speed |  |  |  | 43600 | 2382 | 18.3 | 16.2 | 41200 | 3263 | 3.7 | 3.6 | Non Federally-Regulated | 04/22/2015 |  | 03/23/2020
Florida Heat Pump | Bosch | ES048-3CS | ES048-1AV/AH | Ground-Water-Source | WBAHP-CB: Heat Pump Split Syst | Heat Pump | 208 | 3 |  |  |  | Single-Speed |  |  |  | 54500 | 2500 | 21.8 | 16.2 | 47500 | 3163 | 4.4 | 3.6 | Non Federally-Regulated | 04/22/2015 |  | 03/23/2020
Florida Heat Pump | Geomaster, LLC | RD072-1CS | RD072-1AH/AV | Ground-Water-Source | WBAHP-CB: Heat Pump Split Syst | Heat Pump | 208 | 1 |  |  | No Match | Single-Speed | 4782 | 840 | 1 | 78800 | 4330 | 18.2 | 16.2 | 71000 | 5624 | 3.7 | 3.6 | Non Federally-Regulated | 04/21/2014 |  | 03/23/2020
Florida Heat Pump | Bosch | EC024-4CS | EC024-4AH/AV | Ground-Water-Source | WBAHP-CB: Heat Pump Split Syst | Heat Pump | 460 | 3 |  |  |  | Single-Speed |  |  |  | 27600 | 1366 | 20.2 | 16.2 | 23300 | 1845 | 3.7 | 3.6 | Non Federally-Regulated | 04/22/2015 |  | 03/23/2020
Florida Heat Pump | Bosch | EC048-3CS | EC048-1AH/AV | Ground-Water-Source | WBAHP-CB: Heat Pump Split Syst | Heat Pump | 208 | 3 |  |  |  | Single-Speed |  |  |  | 56800 | 2811 | 20.2 | 16.2 | 45700 | 3266 | 4.1 | 3.6 | Non Federally-Regulated | 04/22/2015 |  | 03/23/2020
Florida Heat Pump | Bosch | EC048-4CS | EC048-4AH/AV | Ground-Water-Source | WBAHP-CB: Heat Pump Split Syst | Heat Pump | 460 | 3 |  |  |  | Single-Speed |  |  |  | 56800 | 2811 | 20.2 | 16.2 | 45700 | 3266 | 4.1 | 3.6 | Non Federally-Regulated | 04/22/2015 |  | 03/23/2020
Florida Heat Pump | Bosch | EC018-1CS | EC018-1AH/AV | Ground-Water-Source | WBAHP-CB: Heat Pump Split Syst | Heat Pump | 230 | 1 |  |  |  | Single-Speed |  |  |  | 21000 | 1117 | 18.8 | 16.2 | 17600 | 1394 | 3.7 | 3.6 | Non Federally-Regulated | 04/22/2015 |  | 03/23/2020
Florida Heat Pump | Geomaster, LLC | RD072-4CS | RD072-4AH/AV | Ground-Water-Source | WBAHP-CB: Heat Pump Split Syst | Heat Pump | 460 | 3 |  |  | No Match | Single-Speed | 4819 | 803 | 1 | 78800 | 4330 | 18.2 | 16.2 | 71000 | 5624 | 3.7 | 3.6 | Non Federally-Regulated | 04/21/2014 |  | 03/23/2020
Florida Heat Pump | Bosch | EC030-1CS | EC030-1AH/AV | Ground-Water-Source | WBAHP-CB: Heat Pump Split Syst | Heat Pump | 230 | 1 |  |  |  | Single-Speed |  |  |  | 32300 | 1774 | 18.2 | 16.2 | 27800 | 2202 | 3.7 | 3.6 | Non Federally-Regulated | 04/22/2015 |  | 03/23/2020
Florida Heat Pump | Bosch | CA009-1 |  | Ground-Source | WBAHP-O: Heat Pump Packaged Un | Heat Pump | 230 | 1 |  |  |  | Single-Speed |  |  |  | 9000 | 562 | 16 | 13.4 | 5400 | 480 | 3.3 | 3.1 | Non Federally-Regulated | 04/22/2015 |  | 03/23/2020
Florida Heat Pump | Geomaster, LLC | CU015-1 |  | Ground-Source | WBAHP-O: Heat Pump Packaged Un | Heat Pump | 208 | 1 |  |  | No Match | Single-Speed |  |  |  | 14700 | 1014 | 14.5 | 13.4 | 9800 | 870 | 3.3 | 3.1 | Non Federally-Regulated | 04/21/2014 |  | 03/23/2020
Florida Heat Pump | Bosch | CA018-1 |  | Ground-Source | WBAHP-O: Heat Pump Packaged Un | Heat Pump | 208 | 1 |  |  |  | Single-Speed |  |  |  | 17000 | 1214 | 14 | 13.4 | 12000 | 1134 | 3.1 | 3.1 | Non Federally-Regulated | 04/22/2015 |  | 03/23/2020
Florida Heat Pump | Bosch | CA015-1 |  | Ground-Source | WBAHP-O: Heat Pump Packaged Un | Heat Pump | 230 | 1 |  |  |  | Single-Speed |  |  |  | 14700 | 1014 | 14.5 | 13.4 | 9800 | 870 | 3.3 | 3.1 | Non Federally-Regulated | 04/22/2015 |  | 03/23/2020
Florida Heat Pump | Geomaster, LLC | CU012-2 |  | Ground-Source | WBAHP-O: Heat Pump Packaged Un | Heat Pump | 265 | 1 |  |  | No Match | Single-Speed |  |  |  | 11500 | 810 | 14.2 | 13.4 | 8400 | 746 | 3.3 | 3.1 | Non Federally-Regulated | 04/21/2014 |  | 03/23/2020
Florida Heat Pump | Geomaster, LLC | CU012-1 |  | Ground-Water-Source | WBAHP-O: Heat Pump Packaged Un | Heat Pump | 230 | 1 |  |  | No Match | Single-Speed |  |  |  | 13000 | 670 | 19.4 | 16.2 | 10900 | 841 | 3.8 | 3.6 | Non Federally-Regulated | 04/21/2014 |  | 03/23/2020
Florida Heat Pump | Bosch | CA009-2 |  | Ground-Water-Source | WBAHP-O: Heat Pump Packaged Un | Heat Pump | 265 | 1 |  |  |  | Single-Speed |  |  |  | 10200 | 457 | 22.3 | 16.2 | 7400 | 571 | 3.8 | 3.6 | Non Federally-Regulated | 04/22/2015 |  | 03/23/2020
Florida Heat Pump | Geomaster, LLC | CU015-2 |  | Ground-Water-Source | WBAHP-O: Heat Pump Packaged Un | Heat Pump | 265 | 1 |  |  | No Match | Single-Speed |  |  |  | 16400 | 828 | 19.8 | 16.2 | 11800 | 961 | 3.6 | 3.6 | Non Federally-Regulated | 04/21/2014 |  | 03/23/2020
Florida Heat Pump | Geomaster, LLC | CU009-2 |  | Ground-Water-Source | WBAHP-O: Heat Pump Packaged Un | Heat Pump | 265 | 1 |  |  | No Match | Single-Speed |  |  |  | 10200 | 457 | 22.3 | 16.2 | 7400 | 571 | 3.8 | 3.6 | Non Federally-Regulated | 04/21/2014 |  | 03/23/2020
Geoflex Systems, Inc. | Geoflex Systems, Inc. | GS1T-V/H/D/M-038WACBE |  | Water-Source | WBAHP: Heat Pump Packaged Unit | Both Heat Pump and Electric Re | 230 | 3 |  |  | No Match | Dual-Speed |  |  |  | 37600 | 2293 | 16.4 | 12 | 43500 | 2361 | 5.4 | 4.2 | Federally-Regulated Commercial & Industrial Equipment | 11/30/2011 |  | 03/23/2020
Geoflex Systems, Inc. | Geoflex Systems, Inc. | GS1S-V/H/D/M-042WAABP |  | Water-Source | WBAHP: Heat Pump Packaged Unit | Both Heat Pump and Electric Re | 230 | 1 |  |  | No Match | Single-Speed |  |  |  | 38600 | 2121 | 18.2 | 12 | 45500 | 2299 | 5.8 | 4.2 | Federally-Regulated Commercial & Industrial Equipment | 11/30/2011 |  | 03/23/2020
Geoflex Systems, Inc. | Geoflex Systems, Inc. | GS1S-V/H/D/M-036WACBP |  | Water-Source | WBAHP: Heat Pump Packaged Unit | Both Heat Pump and Electric Re | 230 | 3 |  |  | No Match | Single-Speed |  |  |  | 33100 | 1780 | 18.6 | 12 | 37900 | 1851 | 6 | 4.2 | Federally-Regulated Commercial & Industrial Equipment | 11/30/2011 |  | 03/23/2020
Geoflex Systems, Inc. | Geoflex Systems, Inc. | GS1T-V/H/D/M-038WADBE |  | Water-Source | WBAHP: Heat Pump Packaged Unit | Both Heat Pump and Electric Re | 460 | 3 |  |  | No Match | Dual-Speed |  |  |  | 37600 | 2293 | 16.4 | 12 | 43500 | 2361 | 5.4 | 4.2 | Federally-Regulated Commercial & Industrial Equipment | 11/30/2011 |  | 03/23/2020
Geoflex Systems, Inc. | Geoflex Systems, Inc. | GS1S-V/H/D/M-048WAABE |  | Water-Source | WBAHP: Heat Pump Packaged Unit | Both Heat Pump and Electric Re | 208 | 1 |  |  | No Match | Single-Speed |  |  |  | 47300 | 3071 | 15.4 | 12 | 58400 | 3423 | 5 | 4.2 | Federally-Regulated Commercial & Industrial Equipment | 11/30/2011 |  | 03/23/2020
Geoflex Systems, Inc. | Geoflex Systems, Inc. | GS1T-V/H/D/M-026WAABE |  | Water-Source | WBAHP: Heat Pump Packaged Unit | Both Heat Pump and Electric Re | 208 | 1 |  |  | No Match | Dual-Speed |  |  |  | 25600 | 1600 | 16 | 12 | 30900 | 1677 | 5.4 | 4.2 | Federally-Regulated Commercial & Industrial Equipment | 11/30/2011 |  | 03/23/2020
Geoflex Systems, Inc. | Geoflex Systems, Inc. | GS1T-V/H/D/M-026WAABP |  | Water-Source | WBAHP: Heat Pump Packaged Unit | Both Heat Pump and Electric Re | 230 | 1 |  |  | No Match | Dual-Speed |  |  |  | 24900 | 1596 | 15.6 | 12 | 31800 | 1758 | 5.3 | 4.2 | Federally-Regulated Commercial & Industrial Equipment | 11/30/2011 |  | 03/23/2020
Geoflex Systems, Inc. | Geoflex Systems, Inc. | GS1T-V/H/D/M-026WADBP |  | Water-Source | WBAHP: Heat Pump Packaged Unit | Both Heat Pump and Electric Re | 460 | 3 |  |  | No Match | Dual-Speed |  |  |  | 24900 | 1596 | 15.6 | 12 | 31800 | 1758 | 5.3 | 4.2 | Federally-Regulated Commercial & Industrial Equipment | 11/30/2011 |  | 03/23/2020
Geoflex Systems, Inc. | Geoflex Systems, Inc. | GS1T-V/H/D/M-049WAEBE |  | Water-Source | WBAHP: Heat Pump Packaged Unit | Both Heat Pump and Electric Re | 575 | 3 |  |  | No Match | Dual-Speed |  |  |  | 48300 | 3057 | 15.8 | 12 | 58600 | 3303 | 5.2 | 4.2 | Federally-Regulated Commercial & Industrial Equipment | 11/30/2011 |  | 03/23/2020
Geoflex Systems, Inc. | Geoflex Systems, Inc. | GS1S-V/H/D/M-036WABBP |  | Water-Source | WBAHP: Heat Pump Packaged Unit | Both Heat Pump and Electric Re | 265 | 1 |  |  | No Match | Single-Speed |  |  |  | 33100 | 1780 | 18.6 | 12 | 37900 | 1851 | 6 | 4.2 | Federally-Regulated Commercial & Industrial Equipment | 11/30/2011 |  | 03/23/2020
Geoflex Systems, Inc. | Geoflex Systems, Inc. | GS1S-V/H/D/M-036WADBP |  | Ground-Source | WBAHP: Heat Pump Packaged Unit | Both Heat Pump and Electric Re | 460 | 3 |  |  | No Match | Single-Speed |  |  |  | 34100 | 1616 | 21.1 | 13.4 | 24400 | 1663 | 4.3 | 3.1 | Non Federally-Regulated | 11/30/2011 |  | 03/23/2020
Geoflex Systems, Inc. | Geoflex Systems, Inc. | GS1T-V/H/D/M-038WAEBE |  | Ground-Source | WBAHP: Heat Pump Packaged Unit | Both Heat Pump and Electric Re | 575 | 3 |  |  | No Match | Dual-Speed |  |  |  | 39200 | 2042 | 19.2 | 13.4 | 28000 | 2001 | 4.1 | 3.1 | Non Federally-Regulated | 11/30/2011 |  | 03/23/2020
Geoflex Systems, Inc. | Geoflex Systems, Inc. | GS1S-V/H/D/M-030WAABP |  | Ground-Source | WBAHP: Heat Pump Packaged Unit | Both Heat Pump and Electric Re | 208 | 1 |  |  | No Match | Single-Speed |  |  |  | 28300 | 1415 | 20 | 13.4 | 20800 | 1524 | 4 | 3.1 | Non Federally-Regulated | 11/30/2011 |  | 03/23/2020
Geoflex Systems, Inc. | Geoflex Systems, Inc. | GS1T-V/H/D/M-026WACBP |  | Ground-Source | WBAHP: Heat Pump Packaged Unit | Both Heat Pump and Electric Re | 200 | 3 |  |  | No Match | Dual-Speed |  |  |  | 26100 | 1434 | 18.2 | 13.4 | 20200 | 1480 | 4 | 3.1 | Non Federally-Regulated | 11/30/2011 |  | 03/23/2020
Geoflex Systems, Inc. | Geoflex Systems, Inc. | GS1S-V/H/D/M-048WADBP |  | Ground-Source | WBAHP: Heat Pump Packaged Unit | Both Heat Pump and Electric Re | 460 | 3 |  |  | No Match | Single-Speed |  |  |  | 50300 | 2634 | 19.1 | 13.4 | 37300 | 2803 | 3.9 | 3.1 | Non Federally-Regulated | 11/30/2011 |  | 03/23/2020
Geoflex Systems, Inc. | Geoflex Systems, Inc. | GS1S-V/H/D/M-030WAABE |  | Ground-Source | WBAHP: Heat Pump Packaged Unit | Both Heat Pump and Electric Re | 208 | 1 |  |  | No Match | Single-Speed |  |  |  | 26000 | 1340 | 19.4 | 13.4 | 20600 | 1589 | 3.8 | 3.1 | Non Federally-Regulated | 11/30/2011 |  | 03/23/2020
Geoflex Systems, Inc. | Geoflex Systems, Inc. | GS1T-V/H/D/M-038WAABE |  | Ground-Source | WBAHP: Heat Pump Packaged Unit | Both Heat Pump and Electric Re | 208 | 1 |  |  | No Match | Dual-Speed |  |  |  | 39200 | 2042 | 19.2 | 13.4 | 28000 | 2001 | 4.1 | 3.1 | Non Federally-Regulated | 11/30/2011 |  | 03/23/2020
Geoflex Systems, Inc. | Geoflex Systems, Inc. | GS1T-V/H/D/M-026WADBE |  | Ground-Source | WBAHP: Heat Pump Packaged Unit | Both Heat Pump and Electric Re | 460 | 3 |  |  | No Match | Dual-Speed |  |  |  | 26900 | 1446 | 18.6 | 13.4 | 19600 | 1401 | 4.1 | 3.1 | Non Federally-Regulated | 11/30/2011 |  | 03/23/2020
Geoflex Systems, Inc. | Geoflex Systems, Inc. | GS1T-V/H/D/M-038WACBP |  | Ground-Source | WBAHP: Heat Pump Packaged Unit | Both Heat Pump and Electric Re | 200 | 3 |  |  | No Match | Dual-Speed |  |  |  | 38000 | 2021 | 18.8 | 13.4 | 28800 | 2110 | 4 | 3.1 | Non Federally-Regulated | 11/30/2011 |  | 03/23/2020
Geoflex Systems, Inc. | Geoflex Systems, Inc. | GS1T-V/H/D/M-026WABBP |  | Ground-Source | WBAHP: Heat Pump Packaged Unit | Both Heat Pump and Electric Re | 265 | 1 |  |  | No Match | Dual-Speed |  |  |  | 26100 | 1434 | 18.2 | 13.4 | 20400 | 1495 | 4 | 3.1 | Non Federally-Regulated | 11/30/2011 |  | 03/23/2020
Geoflex Systems, Inc. | Geoflex Systems, Inc. | GS1S-V/H/D/M-036WAABE |  | Ground-Source | WBAHP: Heat Pump Packaged Unit | Both Heat Pump and Electric Re | 230 | 1 |  |  | No Match | Single-Speed |  |  |  | 33800 | 1742 | 19.4 | 13.4 | 24400 | 1788 | 4 | 3.1 | Non Federally-Regulated | 11/30/2011 |  | 03/23/2020
Geoflex Systems, Inc. | Geoflex Systems, Inc. | GS1S-V/H/D/M-042WABBP |  | Ground-Source | WBAHP: Heat Pump Packaged Unit | Both Heat Pump and Electric Re | 265 | 1 |  |  | No Match | Single-Speed |  |  |  | 40300 | 1947 | 20.7 | 13.4 | 28400 | 2030 | 4.1 | 3.1 | Non Federally-Regulated | 11/30/2011 |  | 03/23/2020
Geoflex Systems, Inc. | Geoflex Systems, Inc. | GS1T-V/H/D/M-049WAEBP |  | Ground-Source | WBAHP: Heat Pump Packaged Unit | Both Heat Pump and Electric Re | 575 | 3 |  |  | No Match | Dual-Speed |  |  |  | 48800 | 2773 | 17.6 | 13.4 | 38500 | 2821 | 4 | 3.1 | Non Federally-Regulated | 11/30/2011 |  | 03/23/2020
Geoflex Systems, Inc. | Geoflex Systems, Inc. | GS1T-V/H/D/M-026WABBE |  | Ground-Source | WBAHP: Heat Pump Packaged Unit | Both Heat Pump and Electric Re | 265 | 1 |  |  | No Match | Dual-Speed |  |  |  | 26900 | 1446 | 18.6 | 13.4 | 19600 | 1401 | 4.1 | 3.1 | Non Federally-Regulated | 11/30/2011 |  | 03/23/2020
Geoflex Systems, Inc. | Geoflex Systems, Inc. | GS1T-V/H/D/M-049WADBE |  | Ground-Source | WBAHP: Heat Pump Packaged Unit | Both Heat Pump and Electric Re | 460 | 3 |  |  | No Match | Dual-Speed |  |  |  | 50300 | 2794 | 18 | 13.4 | 37400 | 2673 | 4.1 | 3.1 | Non Federally-Regulated | 11/30/2011 |  | 03/23/2020
Geoflex Systems, Inc. | Geoflex Systems, Inc. | GS1S-V/H/D/M-042WAABE |  | Ground-Source | WBAHP: Heat Pump Packaged Unit | Both Heat Pump and Electric Re | 230 | 1 |  |  | No Match | Single-Speed |  |  |  | 39800 | 2095 | 19 | 13.4 | 29000 | 2237 | 3.8 | 3.1 | Non Federally-Regulated | 11/30/2011 |  | 03/23/2020
Geoflex Systems, Inc. | Geoflex Systems, Inc. | GS1T-V/H/D/M-038WAEBP |  | Ground-Source | WBAHP: Heat Pump Packaged Unit | Both Heat Pump and Electric Re | 575 | 3 |  |  | No Match | Dual-Speed |  |  |  | 38000 | 2021 | 18.8 | 13.4 | 28800 | 2110 | 4 | 3.1 | Non Federally-Regulated | 11/30/2011 |  | 03/23/2020
Geoflex Systems, Inc. | Geoflex Systems, Inc. | GS1T-V/H/D/M-049WADBP |  | Ground-Source | WBAHP: Heat Pump Packaged Unit | Both Heat Pump and Electric Re | 460 | 3 |  |  | No Match | Dual-Speed |  |  |  | 48800 | 2773 | 17.6 | 13.4 | 38500 | 2821 | 4 | 3.1 | Non Federally-Regulated | 11/30/2011 |  | 03/23/2020
Geoflex Systems, Inc. | Geoflex Systems, Inc. | GS1S-V/H/D/M-042WADBP |  | Ground-Water-Source | WBAHP: Heat Pump Packaged Unit | Both Heat Pump and Electric Re | 460 | 3 |  |  | No Match | Single-Speed |  |  |  | 44000 | 1555 | 28.3 | 16.2 | 36400 | 2092 | 5.1 | 3.6 | Non Federally-Regulated | 11/30/2011 |  | 03/23/2020
Geoflex Systems, Inc. | Geoflex Systems, Inc. | GS1S-V/H/D/M-048WACBP |  | Ground-Water-Source | WBAHP: Heat Pump Packaged Unit | Both Heat Pump and Electric Re | 230 | 3 |  |  | No Match | Single-Speed |  |  |  | 53700 | 2114 | 25.4 | 16.2 | 47400 | 2956 | 4.7 | 3.6 | Non Federally-Regulated | 11/30/2011 |  | 03/23/2020
Geoflex Systems, Inc. | Geoflex Systems, Inc. | GS1T-V/H/D/M-038WADBP |  | Ground-Water-Source | WBAHP: Heat Pump Packaged Unit | Both Heat Pump and Electric Re | 460 | 3 |  |  | No Match | Dual-Speed |  |  |  | 39100 | 1693 | 23.1 | 16.2 | 36800 | 2247 | 4.8 | 3.6 | Non Federally-Regulated | 11/30/2011 |  | 03/23/2020
Geoflex Systems, Inc. | Geoflex Systems, Inc. | GS1S-V/H/D/M-036WAABP |  | Ground-Water-Source | WBAHP: Heat Pump Packaged Unit | Both Heat Pump and Electric Re | 208 | 1 |  |  | No Match | Single-Speed |  |  |  | 36500 | 1290 | 28.3 | 16.2 | 30900 | 1742 | 5.2 | 3.6 | Non Federally-Regulated | 11/30/2011 |  | 03/23/2020
Geoflex Systems, Inc. | Geoflex Systems, Inc. | GS1S-V/H/D/M-048WAABP |  | Ground-Water-Source | WBAHP: Heat Pump Packaged Unit | Both Heat Pump and Electric Re | 208 | 1 |  |  | No Match | Single-Speed |  |  |  | 53700 | 2114 | 25.4 | 16.2 | 47400 | 2956 | 4.7 | 3.6 | Non Federally-Regulated | 11/30/2011 |  | 03/23/2020
Geoflex Systems, Inc. | Geoflex Systems, Inc. | GS1T-V/H/D/M-049WACBE |  | Ground-Water-Source | WBAHP: Heat Pump Packaged Unit | Both Heat Pump and Electric Re | 230 | 3 |  |  | No Match | Dual-Speed |  |  |  | 53900 | 2396 | 22.5 | 16.2 | 47700 | 2974 | 4.7 | 3.6 | Non Federally-Regulated | 11/30/2011 |  | 03/23/2020
Geoflex Systems, Inc. | Geoflex Systems, Inc. | GS1T-V/H/D/M-038WAABP |  | Ground-Water-Source | WBAHP: Heat Pump Packaged Unit | Both Heat Pump and Electric Re | 230 | 1 |  |  | No Match | Dual-Speed |  |  |  | 39100 | 1693 | 23.1 | 16.2 | 36800 | 2201 | 4.9 | 3.6 | Non Federally-Regulated | 11/30/2011 |  | 03/23/2020
Geoflex Systems, Inc. | Geoflex Systems, Inc. | GS1T-V/H/D/M-049WAABE |  | Ground-Water-Source | WBAHP: Heat Pump Packaged Unit | Both Heat Pump and Electric Re | 208 | 1 |  |  | No Match | Dual-Speed |  |  |  | 53900 | 2385 | 22.6 | 16.2 | 47700 | 2974 | 4.7 | 3.6 | Non Federally-Regulated | 11/30/2011 |  | 03/23/2020
Geoflex Systems, Inc. | Geoflex Systems, Inc. | GS1T-V/H/D/M-026WACBE |  | Ground-Water-Source | WBAHP: Heat Pump Packaged Unit | Both Heat Pump and Electric Re | 230 | 3 |  |  | No Match | Dual-Speed |  |  |  | 28900 | 1189 | 24.3 | 16.2 | 25500 | 1525 | 4.9 | 3.6 | Non Federally-Regulated | 11/30/2011 |  | 03/23/2020
Geoflex Systems, Inc. | Geoflex Systems, Inc. | GS1S-V/H/D/M-042WACBP |  | Ground-Water-Source | WBAHP: Heat Pump Packaged Unit | Both Heat Pump and Electric Re | 230 | 3 |  |  | No Match | Single-Speed |  |  |  | 44000 | 1555 | 28.3 | 16.2 | 36400 | 2092 | 5.1 | 3.6 | Non Federally-Regulated | 11/30/2011 |  | 03/23/2020
Geoflex Systems, Inc. | Geoflex Systems, Inc. | GS1T-V/H/D/M-049WAABP |  | Ground-Water-Source | WBAHP: Heat Pump Packaged Unit | Both Heat Pump and Electric Re | 208 | 1 |  |  | No Match | Dual-Speed |  |  |  | 52300 | 2356 | 22.2 | 16.2 | 49100 | 3128 | 4.6 | 3.6 | Non Federally-Regulated | 11/30/2011 |  | 03/23/2020
Geoflex Systems, Inc. | Geoflex Systems, Inc. | GS1T-V/H/D/M-049WACBP |  | Ground-Water-Source | WBAHP: Heat Pump Packaged Unit | Both Heat Pump and Electric Re | 200 | 3 |  |  | No Match | Dual-Speed |  |  |  | 52300 | 2356 | 22.2 | 16.2 | 49100 | 3128 | 4.6 | 3.6 | Non Federally-Regulated | 11/30/2011 |  | 03/23/2020
Geoflex Systems, Inc. | Geoflex Systems, Inc. | GS1S-V/H/D/M-030WACBP |  | Ground-Water-Source | WBAHP: Heat Pump Packaged Unit | Both Heat Pump and Electric Re | 230 | 3 |  |  | No Match | Single-Speed |  |  |  | 30300 | 1148 | 26.4 | 16.2 | 26300 | 1606 | 4.8 | 3.6 | Non Federally-Regulated | 11/30/2011 |  | 03/23/2020
Geoflex Systems, Inc. | Geoflex Systems, Inc. | GS1S-V/H/D/M-030WABBP |  | Ground-Water-Source | WBAHP: Heat Pump Packaged Unit | Both Heat Pump and Electric Re | 265 | 1 |  |  | No Match | Single-Speed |  |  |  | 30300 | 1148 | 26.4 | 16.2 | 26300 | 1606 | 4.8 | 3.6 | Non Federally-Regulated | 11/30/2011 |  | 03/23/2020
Geoflex Systems, Inc. | Geoflex Systems, Inc. | GS1S-V/H/D/M-048WABBP |  | Ground-Water-Source | WBAHP: Heat Pump Packaged Unit | Both Heat Pump and Electric Re | 265 | 1 |  |  | No Match | Single-Speed |  |  |  | 53700 | 2114 | 25.4 | 16.2 | 47400 | 2956 | 4.7 | 3.6 | Non Federally-Regulated | 11/30/2011 |  | 03/23/2020
Geoflex Systems, Inc. | Geoflex Systems, Inc. | GS1S-V/H/D/M-030WADBP |  | Ground-Water-Source | WBAHP: Heat Pump Packaged Unit | Both Heat Pump and Electric Re | 460 | 3 |  |  | No Match | Single-Speed |  |  |  | 30300 | 1148 | 26.4 | 16.2 | 26300 | 1606 | 4.8 | 3.6 | Non Federally-Regulated | 11/30/2011 |  | 03/23/2020
Gree Air Conditioning | Electrolux Home Products | RXT048C |  | Ground-Source | WBAHP: Heat Pump Packaged Unit | Heat Pump | 208 | 1 |  |  | No Match | Single-Speed |  |  |  | 49900 | 2697 | 18.5 | 13.4 | 39500 | 2756 | 4.2 | 3.1 | Non Federally-Regulated | 11/30/2011 |  | 03/23/2020
Gree Air Conditioning | Electrolux Home Products | RXT024C |  | Ground-Source | WBAHP: Heat Pump Packaged Unit | Heat Pump | 208 | 1 |  |  | No Match | Single-Speed |  |  |  | 27500 | 1256 | 21.9 | 13.4 | 19700 | 1228 | 4.7 | 3.1 | Non Federally-Regulated | 11/30/2011 |  | 03/23/2020
Gree Air Conditioning | Electrolux Home Products | RXT072B |  | Ground-Source | WBAHP: Heat Pump Packaged Unit | Heat Pump | 208 | 1 |  |  | No Match | Single-Speed | 3411 | 937 | 1 | 65400 | 4360 | 15 | 13.4 | 57000 | 4515 | 3.7 | 3.1 | Non Federally-Regulated | 11/30/2011 |  | 03/23/2020
Gree Air Conditioning | Electrolux Home Products | RXT036C |  | Ground-Source | WBAHP: Heat Pump Packaged Unit | Heat Pump | 230 | 1 |  |  | No Match | Single-Speed |  |  |  | 39300 | 1985 | 19.8 | 13.4 | 28600 | 1905 | 4.4 | 3.1 | Non Federally-Regulated | 11/30/2011 |  | 03/23/2020
Gree Air Conditioning | Electrolux Home Products | RXT060B |  | Ground-Water-Source | WBAHP: Heat Pump Packaged Unit | Heat Pump | 208 | 1 |  |  | No Match | Single-Speed | 2285 | 710 | 1 | 65400 | 2986 | 21.9 | 16.2 | 59200 | 3856 | 4.5 | 3.6 | Non Federally-Regulated | 11/30/2011 |  | 03/23/2020
Johnson Controls | Johnson Controls | VSCS18*1****0 (ECM) |  | Water-Source | WBAHP: Heat Pump Packaged Unit | Heat Pump | 230 | 1 |  |  | No Match | Single-Speed |  |  |  | 18400 | 1269 | 14.5 | 12 | 22000 | 1316 | 4.9 | 4.2 | Federally-Regulated Commercial & Industrial Equipment | 10/24/2014 |  | 03/23/2020
Johnson Controls | Johnson Controls | VSCS30*6****0 (ECM) |  | Water-Source | WBAHP: Heat Pump Packaged Unit | Heat Pump | 265 | 1 |  |  | No Match | Single-Speed |  |  |  | 30100 | 2150 | 14 | 12 | 33400 | 2039 | 4.8 | 4.2 | Federally-Regulated Commercial & Industrial Equipment | 10/24/2014 |  | 03/23/2020
Johnson Controls | Johnson Controls | VSCS36*1****0 |  | Water-Source | WBAHP: Heat Pump Packaged Unit | Heat Pump | 230 | 1 |  |  | No Match | Single-Speed |  |  |  | 34900 | 2727 | 12.8 | 12 | 36400 | 2481 | 4.3 | 4.2 | Federally-Regulated Commercial & Industrial Equipment | 10/24/2014 |  | 03/23/2020
Johnson Controls | Johnson Controls | VSCS24*6****0 |  | Water-Source | WBAHP: Heat Pump Packaged Unit | Heat Pump | 265 | 1 |  |  | No Match | Single-Speed |  |  |  | 24400 | 1821 | 13.4 | 12 | 30200 | 1924 | 4.6 | 4.2 | Federally-Regulated Commercial & Industrial Equipment | 10/24/2014 |  | 03/23/2020
Johnson Controls | Johnson Controls | VSCS09*1****0 |  | Water-Source | WBAHP: Heat Pump Packaged Unit | Heat Pump | 265 | 1 |  |  | No Match | Single-Speed |  |  |  | 8900 | 685 | 13 | 11.2 | 11800 | 736 | 4.7 | 4.2 | Federally-Regulated Commercial & Industrial Equipment | 10/24/2014 |  | 03/23/2020
Johnson Controls | Johnson Controls | VSCS12*1****0 (ECM) |  | Water-Source | WBAHP: Heat Pump Packaged Unit | Heat Pump | 230 | 1 |  |  | No Match | Single-Speed |  |  |  | 12400 | 925 | 13.4 | 11.2 | 14700 | 937 | 4.6 | 4.2 | Federally-Regulated Commercial & Industrial Equipment | 10/24/2014 |  | 03/23/2020
Johnson Controls | Johnson Controls | VSCS36*6****0 (ECM) |  | Water-Source | WBAHP: Heat Pump Packaged Unit | Heat Pump | 265 | 1 |  |  | No Match | Single-Speed |  |  |  | 35500 | 2689 | 13.2 | 12 | 35400 | 2207 | 4.7 | 4.2 | Federally-Regulated Commercial & Industrial Equipment | 10/24/2014 |  | 03/23/2020
Johnson Controls | Johnson Controls | VSCS12*6****0 |  | Water-Source | WBAHP: Heat Pump Packaged Unit | Heat Pump | 265 | 1 |  |  | No Match | Single-Speed |  |  |  | 12200 | 938 | 13 | 11.2 | 14900 | 992 | 4.4 | 4.2 | Federally-Regulated Commercial & Industrial Equipment | 10/24/2014 |  | 03/23/2020
Johnson Controls | Johnson Controls | VSCS30*6****0 |  | Water-Source | WBAHP: Heat Pump Packaged Unit | Heat Pump | 265 | 1 |  |  | No Match | Single-Speed |  |  |  | 29700 | 2233 | 13.3 | 12 | 33900 | 2258 | 4.4 | 4.2 | Federally-Regulated Commercial & Industrial Equipment | 10/24/2014 |  | 03/23/2020
Johnson Controls | Johnson Controls | VSCS36B1****0 |  | Water-Source | WBAHP: Heat Pump Packaged Unit | Heat Pump | 230 | 1 |  |  | No Match | Single-Speed |  |  |  | 34900 | 2727 | 12.8 | 12 | 36400 | 2481 | 4.3 | 4.2 | Federally-Regulated Commercial & Industrial Equipment | 03/02/2012 |  | 03/23/2020
Johnson Controls | Johnson Controls | VSCS18*1****0 |  | Ground-Source | WBAHP: Heat Pump Packaged Unit | Heat Pump | 208 | 1 |  |  | No Match | Single-Speed |  |  |  | 18800 | 1237 | 15.2 | 13.4 | 14000 | 1324 | 3.1 | 3.1 | Non Federally-Regulated | 10/24/2014 |  | 03/23/2020
Johnson Controls | Johnson Controls | VSCS12*6****0 (ECM) |  | Ground-Source | WBAHP: Heat Pump Packaged Unit | Heat Pump | 265 | 1 |  |  | No Match | Single-Speed |  |  |  | 13300 | 893 | 14.9 | 13.4 | 9400 | 835 | 3.3 | 3.1 | Non Federally-Regulated | 10/24/2014 |  | 03/23/2020
Johnson Controls | Johnson Controls | VSCS30*1****0 (ECM) |  | Ground-Source | WBAHP: Heat Pump Packaged Unit | Heat Pump | 230 | 1 |  |  | No Match | Single-Speed |  |  |  | 32200 | 2038 | 15.8 | 13.4 | 20100 | 1785 | 3.3 | 3.1 | Non Federally-Regulated | 10/24/2014 |  | 03/23/2020
Johnson Controls | Johnson Controls | VSCS36*1****0 (ECM) |  | Ground-Source | WBAHP: Heat Pump Packaged Unit | Heat Pump | 230 | 1 |  |  | No Match | Single-Speed |  |  |  | 37100 | 2559 | 14.5 | 13.4 | 21900 | 1945 | 3.3 | 3.1 | Non Federally-Regulated | 10/24/2014 |  | 03/23/2020
Johnson Controls | Johnson Controls | VSCS24*1****0 (ECM) |  | Ground-Source | WBAHP: Heat Pump Packaged Unit | Heat Pump | 230 | 1 |  |  | No Match | Single-Speed |  |  |  | 26100 | 1642 | 15.9 | 13.4 | 17900 | 1590 | 3.3 | 3.1 | Non Federally-Regulated | 10/24/2014 |  | 03/23/2020
Johnson Controls | Johnson Controls | VSCS24*1****0 |  | Ground-Source | WBAHP: Heat Pump Packaged Unit | Heat Pump | 208 | 1 |  |  | No Match | Single-Speed |  |  |  | 25900 | 1650 | 15.7 | 13.4 | 18100 | 1711 | 3.1 | 3.1 | Non Federally-Regulated | 10/24/2014 |  | 03/23/2020
Johnson Controls | Johnson Controls | VSCS09*6****0 (ECM) |  | Ground-Source | WBAHP: Heat Pump Packaged Unit | Heat Pump | 265 | 1 |  |  | No Match | Single-Speed |  |  |  | 9400 | 639 | 14.7 | 13.4 | 6800 | 604 | 3.3 | 3.1 | Non Federally-Regulated | 10/24/2014 |  | 03/23/2020
Johnson Controls | Johnson Controls | VSCS09*1****0 (ECM) |  | Ground-Source | WBAHP: Heat Pump Packaged Unit | Heat Pump | 230 | 1 |  |  | No Match | Single-Speed |  |  |  | 9400 | 639 | 14.7 | 13.4 | 6800 | 604 | 3.3 | 3.1 | Non Federally-Regulated | 10/24/2014 |  | 03/23/2020
Johnson Controls | Johnson Controls | VSCS24*6****0 (ECM) |  | Ground-Source | WBAHP: Heat Pump Packaged Unit | Heat Pump | 265 | 1 |  |  | No Match | Single-Speed |  |  |  | 26100 | 1642 | 15.9 | 13.4 | 17900 | 1590 | 3.3 | 3.1 | Non Federally-Regulated | 10/24/2014 |  | 03/23/2020
Johnson Controls | Johnson Controls | VSCS18*6****0 |  | Ground-Source | WBAHP: Heat Pump Packaged Unit | Heat Pump | 265 | 1 |  |  | No Match | Single-Speed |  |  |  | 18800 | 1237 | 15.2 | 13.4 | 14000 | 1324 | 3.1 | 3.1 | Non Federally-Regulated | 10/24/2014 |  | 03/23/2020
Johnson Controls | Johnson Controls | VSCS36*6****0 |  | Ground-Source | WBAHP: Heat Pump Packaged Unit | Heat Pump | 265 | 1 |  |  | No Match | Single-Speed |  |  |  | 36400 | 2600 | 14 | 13.4 | 22900 | 2165 | 3.1 | 3.1 | Non Federally-Regulated | 10/24/2014 |  | 03/23/2020
Johnson Controls | Johnson Controls | VSCS18*6****0 (ECM) |  | Ground-Water-Source | WBAHP: Heat Pump Packaged Unit | Heat Pump | 265 | 1 |  |  | No Match | Single-Speed |  |  |  | 21200 | 1010 | 21 | 16.2 | 17600 | 1200 | 4.3 | 3.6 | Non Federally-Regulated | 10/24/2014 |  | 03/23/2020
Johnson Controls | Johnson Controls | VSCS15*1****0 (ECM) |  | Ground-Water-Source | WBAHP: Heat Pump Packaged Unit | Heat Pump | 230 | 1 |  |  | No Match | Single-Speed |  |  |  | 16900 | 768 | 22 | 16.2 | 13800 | 986 | 4.1 | 3.6 | Non Federally-Regulated | 10/24/2014 |  | 03/23/2020
Johnson Controls | Johnson Controls | VSCS15*6****0 (ECM) |  | Ground-Water-Source | WBAHP: Heat Pump Packaged Unit | Heat Pump | 265 | 1 |  |  | No Match | Single-Speed |  |  |  | 16900 | 768 | 22 | 16.2 | 13800 | 986 | 4.1 | 3.6 | Non Federally-Regulated | 10/24/2014 |  | 03/23/2020
Johnson Controls | Johnson Controls | VSCS30*1****0 |  | Ground-Water-Source | WBAHP: Heat Pump Packaged Unit | Heat Pump | 208 | 1 |  |  | No Match | Single-Speed |  |  |  | 33500 | 1634 | 20.5 | 16.2 | 27500 | 2239 | 3.6 | 3.6 | Non Federally-Regulated | 10/24/2014 |  | 03/23/2020
Johnson Controls | Johnson Controls | VSCS15*1****0 |  | Ground-Water-Source | WBAHP: Heat Pump Packaged Unit | Heat Pump | 230 | 1 |  |  | No Match | Single-Speed |  |  |  | 16800 | 771 | 21.8 | 16.2 | 13900 | 1018 | 4 | 3.6 | Non Federally-Regulated | 10/24/2014 |  | 03/23/2020
Johnson Controls | Johnson Controls | VSCS09*6****0 |  | Ground-Water-Source | WBAHP: Heat Pump Packaged Unit | Heat Pump | 208 | 1 |  |  | No Match | Single-Speed |  |  |  | 10100 | 518 | 19.5 | 16.2 | 9300 | 699 | 3.9 | 3.6 | Non Federally-Regulated | 10/24/2014 |  | 03/23/2020
Johnson Controls | Johnson Controls | VSCS12*1****0 |  | Ground-Water-Source | WBAHP: Heat Pump Packaged Unit | Heat Pump | 230 | 1 |  |  | No Match | Single-Speed |  |  |  | 14400 | 727 | 19.8 | 16.2 | 12200 | 993 | 3.6 | 3.6 | Non Federally-Regulated | 10/24/2014 |  | 03/23/2020
Johnson Controls | Johnson Controls | VSCS15*6****0 |  | Ground-Water-Source | WBAHP: Heat Pump Packaged Unit | Heat Pump | 265 | 1 |  |  | No Match | Single-Speed |  |  |  | 16800 | 771 | 21.8 | 16.2 | 13900 | 1018 | 4 | 3.6 | Non Federally-Regulated | 10/24/2014 |  | 03/23/2020
Mammoth | Mammoth | F043HHU |  | Water-Source | WBAHP: Heat Pump Packaged Unit | Heat Pump | 230 | 3 |  |  |  | Single-Speed |  |  |  | 43500 | 3107 | 14 | 12 | 47800 | 3045 | 4.6 | 4.2 | Federally-Regulated Commercial & Industrial Equipment | 04/22/2015 |  | 03/23/2020
Mammoth | Mammoth | D036HHU |  | Water-Source | WBAHP: Heat Pump Packaged Unit | Heat Pump | 230 | 1 |  |  |  | Single-Speed |  |  |  | 37700 | 2792 | 13.5 | 12 | 38200 | 2433 | 4.6 | 4.2 | Federally-Regulated Commercial & Industrial Equipment | 04/22/2015 |  | 03/23/2020
Mammoth | Mammoth | F052HLU |  | Water-Source | WBAHP: Heat Pump Packaged Unit | Heat Pump | 208 | 3 |  |  |  | Single-Speed |  |  |  | 48000 | 3310 | 14.5 | 12 | 47900 | 3119 | 4.5 | 4.2 | Federally-Regulated Commercial & Industrial Equipment | 04/22/2015 |  | 03/23/2020
Mammoth | Mammoth | F030HHU |  | Water-Source | WBAHP: Heat Pump Packaged Unit | Heat Pump | 230 | 3 |  |  |  | Single-Speed |  |  |  | 30000 | 2142 | 14 | 12 | 33000 | 2014 | 4.8 | 4.2 | Federally-Regulated Commercial & Industrial Equipment | 04/22/2015 |  | 03/23/2020
Mammoth | Mammoth | G043HLU |  | Water-Source | WBAHP: Heat Pump Packaged Unit | Heat Pump | 460 | 3 |  |  |  | Single-Speed |  |  |  | 43500 | 3107 | 14 | 12 | 47800 | 3045 | 4.6 | 4.2 | Federally-Regulated Commercial & Industrial Equipment | 04/22/2015 |  | 03/23/2020
Mammoth | Mammoth | F052HHU |  | Water-Source | WBAHP: Heat Pump Packaged Unit | Heat Pump | 230 | 3 |  |  |  | Single-Speed |  |  |  | 48000 | 3310 | 14.5 | 12 | 47900 | 3119 | 4.5 | 4.2 | Federally-Regulated Commercial & Industrial Equipment | 04/22/2015 |  | 03/23/2020
Mammoth | Mammoth | D012HHA |  | Water-Source | WBAHP: Heat Pump Packaged Unit | Heat Pump | 208 | 1 |  |  | No Match | Single-Speed |  |  |  | 12200 | 938 | 13 | 11.2 | 13600 | 886 | 4.5 | 4.2 | Federally-Regulated Commercial & Industrial Equipment | 12/12/2012 |  | 03/23/2020
Mammoth | Mammoth | D062HHU |  | Water-Source | WBAHP: Heat Pump Packaged Unit | Heat Pump | 230 | 1 |  |  |  | Single-Speed |  |  |  | 59400 | 4242 | 14 | 12 | 65800 | 4484 | 4.3 | 4.2 | Federally-Regulated Commercial & Industrial Equipment | 04/22/2015 |  | 03/23/2020
Mammoth | Mammoth | D042VHA |  | Water-Source | WBAHP: Heat Pump Packaged Unit | Heat Pump | 208 | 1 |  |  | No Match | Dual-Speed |  |  |  | 44600 | 3163 | 14.1 | 12 | 49000 | 3122 | 4.6 | 4.2 | Federally-Regulated Commercial & Industrial Equipment | 12/12/2012 |  | 03/23/2020
Mammoth | Mammoth | E036HHU |  | Water-Source | WBAHP: Heat Pump Packaged Unit | Heat Pump | 265 | 1 |  |  |  | Single-Speed |  |  |  | 37700 | 2792 | 13.5 | 12 | 38200 | 2433 | 4.6 | 4.2 | Federally-Regulated Commercial & Industrial Equipment | 04/22/2015 |  | 03/23/2020
Mammoth | Mammoth | F062HHU |  | Water-Source | WBAHP: Heat Pump Packaged Unit | Heat Pump | 230 | 3 |  |  |  | Single-Speed |  |  |  | 59400 | 4242 | 14 | 12 | 65800 | 4484 | 4.3 | 4.2 | Federally-Regulated Commercial & Industrial Equipment | 04/22/2015 |  | 03/23/2020
Mammoth | Mammoth | D019HLU |  | Water-Source | WBAHP: Heat Pump Packaged Unit | Heat Pump | 230 | 1 |  |  |  | Single-Speed |  |  |  | 17400 | 1338 | 13 | 12 | 21500 | 1369 | 4.6 | 4.2 | Federally-Regulated Commercial & Industrial Equipment | 04/22/2015 |  | 03/23/2020
Mammoth | Mammoth | F036HLU |  | Water-Source | WBAHP: Heat Pump Packaged Unit | Heat Pump | 230 | 3 |  |  |  | Single-Speed |  |  |  | 37700 | 2792 | 13.5 | 12 | 38200 | 2433 | 4.6 | 4.2 | Federally-Regulated Commercial & Industrial Equipment | 04/22/2015 |  | 03/23/2020
Mammoth | Mammoth | D019HHU |  | Water-Source | WBAHP: Heat Pump Packaged Unit | Heat Pump | 208 | 1 |  |  |  | Single-Speed |  |  |  | 17400 | 1338 | 13 | 12 | 21500 | 1369 | 4.6 | 4.2 | Federally-Regulated Commercial & Industrial Equipment | 04/22/2015 |  | 03/23/2020
Mammoth | Mammoth | D052HLU |  | Water-Source | WBAHP: Heat Pump Packaged Unit | Heat Pump | 208 | 1 |  |  |  | Single-Speed |  |  |  | 48000 | 3310 | 14.5 | 12 | 47900 | 3119 | 4.5 | 4.2 | Federally-Regulated Commercial & Industrial Equipment | 04/22/2015 |  | 03/23/2020
Mammoth | Mammoth | F030HLU |  | Water-Source | WBAHP: Heat Pump Packaged Unit | Heat Pump | 230 | 3 |  |  |  | Single-Speed |  |  |  | 30000 | 2142 | 14 | 12 | 33000 | 2014 | 4.8 | 4.2 | Federally-Regulated Commercial & Industrial Equipment | 04/22/2015 |  | 03/23/2020
Mammoth | Mammoth | D013HHU |  | Water-Source | WBAHP: Heat Pump Packaged Unit | Heat Pump | 208 | 1 |  |  |  | Single-Speed |  |  |  | 11000 | 901 | 12.2 | 11.2 | 13500 | 920 | 4.3 | 4.2 | Federally-Regulated Commercial & Industrial Equipment | 04/22/2015 |  | 03/23/2020
Mammoth | Mammoth | G043HHU |  | Water-Source | WBAHP: Heat Pump Packaged Unit | Heat Pump | 460 | 3 |  |  |  | Single-Speed |  |  |  | 43500 | 3107 | 14 | 12 | 47800 | 3045 | 4.6 | 4.2 | Federally-Regulated Commercial & Industrial Equipment | 04/22/2015 |  | 03/23/2020
Mammoth | Mammoth | D042HHA |  | Water-Source | WBAHP: Heat Pump Packaged Unit | Heat Pump | 208 | 1 |  |  | No Match | Dual-Speed |  |  |  | 47100 | 3019 | 15.6 | 12 | 47100 | 3068 | 4.5 | 4.2 | Federally-Regulated Commercial & Industrial Equipment | 12/12/2012 |  | 03/23/2020
Mammoth | Mammoth | E024HHU |  | Water-Source | WBAHP: Heat Pump Packaged Unit | Heat Pump | 265 | 1 |  |  |  | Single-Speed |  |  |  | 25000 | 1724 | 14.5 | 12 | 28400 | 1734 | 4.8 | 4.2 | Federally-Regulated Commercial & Industrial Equipment | 04/22/2015 |  | 03/23/2020
Mammoth | Mammoth | D072HHA |  | Water-Source | WBAHP: Heat Pump Packaged Unit | Heat Pump | 208 | 1 |  |  | No Match | Dual-Speed | 4210 | 900 | 1 | 75800 | 4738 | 16 | 12 | 81800 | 5575 | 4.3 | 4.2 | Federally-Regulated Commercial & Industrial Equipment | 12/12/2012 |  | 03/23/2020
Mammoth | Mammoth | D030HHA |  | Water-Source | WBAHP: Heat Pump Packaged Unit | Heat Pump | 230 | 1 |  |  | No Match | Dual-Speed |  |  |  | 33200 | 1942 | 17.1 | 12 | 37600 | 2249 | 4.9 | 4.2 | Federally-Regulated Commercial & Industrial Equipment | 12/12/2012 |  | 03/23/2020
Mammoth | Mammoth | D062HLU |  | Water-Source | WBAHP: Heat Pump Packaged Unit | Heat Pump | 208 | 1 |  |  |  | Single-Speed |  |  |  | 59500 | 4407 | 13.5 | 12 | 66000 | 4498 | 4.3 | 4.2 | Federally-Regulated Commercial & Industrial Equipment | 04/22/2015 |  | 03/23/2020
Mammoth | Mammoth | E030HHU |  | Water-Source | WBAHP: Heat Pump Packaged Unit | Heat Pump | 265 | 1 |  |  |  | Single-Speed |  |  |  | 30000 | 2142 | 14 | 12 | 33000 | 2014 | 4.8 | 4.2 | Federally-Regulated Commercial & Industrial Equipment | 04/22/2015 |  | 03/23/2020
Mammoth | Mammoth | G072VHA |  | Water-Source | WBAHP: Heat Pump Packaged Unit | Heat Pump | 460 | 3 |  |  | No Match | Dual-Speed | 4160 | 900 | 1 | 76700 | 4794 | 16 | 12 | 80500 | 5243 | 4.5 | 4.2 | Federally-Regulated Commercial & Industrial Equipment | 12/12/2012 |  | 03/23/2020
Mammoth | Mammoth | E043HLU |  | Water-Source | WBAHP: Heat Pump Packaged Unit | Heat Pump | 265 | 1 |  |  |  | Single-Speed |  |  |  | 43500 | 3107 | 14 | 12 | 47800 | 3045 | 4.6 | 4.2 | Federally-Regulated Commercial & Industrial Equipment | 04/22/2015 |  | 03/23/2020
Mammoth | Mammoth | E019HHU |  | Water-Source | WBAHP: Heat Pump Packaged Unit | Heat Pump | 265 | 1 |  |  |  | Single-Speed |  |  |  | 17400 | 1338 | 13 | 12 | 21500 | 1369 | 4.6 | 4.2 | Federally-Regulated Commercial & Industrial Equipment | 04/22/2015 |  | 03/23/2020
Mammoth | Mammoth | E024HLU |  | Water-Source | WBAHP: Heat Pump Packaged Unit | Heat Pump | 265 | 1 |  |  |  | Single-Speed |  |  |  | 25000 | 1724 | 14.5 | 12 | 28400 | 1734 | 4.8 | 4.2 | Federally-Regulated Commercial & Industrial Equipment | 04/22/2015 |  | 03/23/2020
Mammoth | Mammoth | D030HHU |  | Water-Source | WBAHP: Heat Pump Packaged Unit | Heat Pump | 230 | 1 |  |  |  | Single-Speed |  |  |  | 30000 | 2142 | 14 | 12 | 33000 | 2014 | 4.8 | 4.2 | Federally-Regulated Commercial & Industrial Equipment | 04/22/2015 |  | 03/23/2020
Mammoth | Mammoth | D024HHA |  | Water-Source | WBAHP: Heat Pump Packaged Unit | Heat Pump | 200 | 1 |  |  | No Match | Dual-Speed |  |  |  | 27800 | 1616 | 17.2 | 12 | 28700 | 1717 | 4.9 | 4.2 | Federally-Regulated Commercial & Industrial Equipment | 12/12/2012 |  | 03/23/2020
Mammoth | Mammoth | G048HHA |  | Water-Source | WBAHP: Heat Pump Packaged Unit | Heat Pump | 460 | 3 |  |  | No Match | Dual-Speed |  |  |  | 45500 | 2935 | 15.5 | 12 | 58900 | 3452 | 5 | 4.2 | Federally-Regulated Commercial & Industrial Equipment | 12/12/2012 |  | 03/23/2020
Mammoth | Mammoth | D036HLU |  | Water-Source | WBAHP: Heat Pump Packaged Unit | Heat Pump | 208 | 1 |  |  |  | Single-Speed |  |  |  | 37700 | 2792 | 13.5 | 12 | 38200 | 2433 | 4.6 | 4.2 | Federally-Regulated Commercial & Industrial Equipment | 04/22/2015 |  | 03/23/2020
Mammoth | Mammoth | E019HLU |  | Water-Source | WBAHP: Heat Pump Packaged Unit | Heat Pump | 265 | 1 |  |  |  | Single-Speed |  |  |  | 17400 | 1338 | 13 | 12 | 21500 | 1369 | 4.6 | 4.2 | Federally-Regulated Commercial & Industrial Equipment | 04/22/2015 |  | 03/23/2020
Mammoth | Mammoth | E009HHU |  | Water-Source | WBAHP: Heat Pump Packaged Unit | Heat Pump | 265 | 1 |  |  |  | Single-Speed |  |  |  | 9100 | 745 | 12.2 | 11.2 | 11100 | 722 | 4.5 | 4.2 | Federally-Regulated Commercial & Industrial Equipment | 04/22/2015 |  | 03/23/2020
Mammoth | Mammoth | F042VHA |  | Water-Source | WBAHP: Heat Pump Packaged Unit | Heat Pump | 230 | 3 |  |  | No Match | Dual-Speed |  |  |  | 44600 | 3163 | 14.1 | 12 | 49000 | 3122 | 4.6 | 4.2 | Federally-Regulated Commercial & Industrial Equipment | 12/12/2012 |  | 03/23/2020
Mammoth | Mammoth | F062HLU |  | Water-Source | WBAHP: Heat Pump Packaged Unit | Heat Pump | 230 | 3 |  |  |  | Single-Speed |  |  |  | 59500 | 4407 | 13.5 | 12 | 66000 | 4498 | 4.3 | 4.2 | Federally-Regulated Commercial & Industrial Equipment | 04/22/2015 |  | 03/23/2020
Mammoth | Mammoth | D009HLU |  | Water-Source | WBAHP: Heat Pump Packaged Unit | Heat Pump | 208 | 1 |  |  |  | Single-Speed |  |  |  | 9100 | 745 | 12.2 | 11.2 | 11100 | 722 | 4.5 | 4.2 | Federally-Regulated Commercial & Industrial Equipment | 04/22/2015 |  | 03/23/2020
Mammoth | Mammoth | K048HHA |  | Water-Source | WBAHP: Heat Pump Packaged Unit | Heat Pump | 575 | 3 |  |  | No Match | Dual-Speed |  |  |  | 45500 | 2935 | 15.5 | 12 | 58900 | 3452 | 5 | 4.2 | Federally-Regulated Commercial & Industrial Equipment | 12/12/2012 |  | 03/23/2020
Mammoth | Mammoth | D009HHA |  | Water-Source | WBAHP: Heat Pump Packaged Unit | Heat Pump | 230 | 1 |  |  | No Match | Single-Speed |  |  |  | 9500 | 679 | 14 | 11.2 | 11200 | 698 | 4.7 | 4.2 | Federally-Regulated Commercial & Industrial Equipment | 12/12/2012 |  | 03/23/2020
Mammoth | Mammoth | D016HLU |  | Water-Source | WBAHP: Heat Pump Packaged Unit | Heat Pump | 208 | 1 |  |  |  | Single-Speed |  |  |  | 14200 | 1126 | 12.6 | 11.2 | 16900 | 1100 | 4.5 | 4.2 | Federally-Regulated Commercial & Industrial Equipment | 04/22/2015 |  | 03/23/2020
Mammoth | Mammoth | G062HHU |  | Water-Source | WBAHP: Heat Pump Packaged Unit | Heat Pump | 460 | 3 |  |  |  | Single-Speed |  |  |  | 59400 | 4242 | 14 | 12 | 65800 | 4484 | 4.3 | 4.2 | Federally-Regulated Commercial & Industrial Equipment | 04/22/2015 |  | 03/23/2020
Mammoth | Mammoth | F024HHA |  | Water-Source | WBAHP: Heat Pump Packaged Unit | Heat Pump | 230 | 3 |  |  | No Match | Dual-Speed |  |  |  | 27800 | 1616 | 17.2 | 12 | 28700 | 1717 | 4.9 | 4.2 | Federally-Regulated Commercial & Industrial Equipment | 12/12/2012 |  | 03/23/2020
Mammoth | Mammoth | G024HHA |  | Water-Source | WBAHP: Heat Pump Packaged Unit | Heat Pump | 460 | 3 |  |  | No Match | Dual-Speed |  |  |  | 27800 | 1616 | 17.2 | 12 | 28700 | 1717 | 4.9 | 4.2 | Federally-Regulated Commercial & Industrial Equipment | 12/12/2012 |  | 03/23/2020
Mammoth | Mammoth | F048HHA |  | Water-Source | WBAHP: Heat Pump Packaged Unit | Heat Pump | 230 | 3 |  |  | No Match | Dual-Speed |  |  |  | 45500 | 2935 | 15.5 | 12 | 58900 | 3452 | 5 | 4.2 | Federally-Regulated Commercial & Industrial Equipment | 12/12/2012 |  | 03/23/2020
Mammoth | Mammoth | E030HLU |  | Water-Source | WBAHP: Heat Pump Packaged Unit | Heat Pump | 265 | 1 |  |  |  | Single-Speed |  |  |  | 30000 | 2142 | 14 | 12 | 33000 | 2014 | 4.8 | 4.2 | Federally-Regulated Commercial & Industrial Equipment | 04/22/2015 |  | 03/23/2020
Mammoth | Mammoth | D030HLU |  | Water-Source | WBAHP: Heat Pump Packaged Unit | Heat Pump | 230 | 1 |  |  |  | Single-Speed |  |  |  | 30000 | 2142 | 14 | 12 | 33000 | 2014 | 4.8 | 4.2 | Federally-Regulated Commercial & Industrial Equipment | 04/22/2015 |  | 03/23/2020
Mammoth | Mammoth | D043HLU |  | Water-Source | WBAHP: Heat Pump Packaged Unit | Heat Pump | 230 | 1 |  |  |  | Single-Speed |  |  |  | 43500 | 3107 | 14 | 12 | 47800 | 3045 | 4.6 | 4.2 | Federally-Regulated Commercial & Industrial Equipment | 04/22/2015 |  | 03/23/2020
Mammoth | Mammoth | F036HHU |  | Water-Source | WBAHP: Heat Pump Packaged Unit | Heat Pump | 208 | 3 |  |  |  | Single-Speed |  |  |  | 37700 | 2792 | 13.5 | 12 | 38200 | 2433 | 4.6 | 4.2 | Federally-Regulated Commercial & Industrial Equipment | 04/22/2015 |  | 03/23/2020
Mammoth | Mammoth | G052HLU |  | Water-Source | WBAHP: Heat Pump Packaged Unit | Heat Pump | 460 | 3 |  |  |  | Single-Speed |  |  |  | 48000 | 3310 | 14.5 | 12 | 47900 | 3119 | 4.5 | 4.2 | Federally-Regulated Commercial & Industrial Equipment | 04/22/2015 |  | 03/23/2020
Mammoth | Mammoth | F072VHA |  | Water-Source | WBAHP: Heat Pump Packaged Unit | Heat Pump | 230 | 3 |  |  | No Match | Dual-Speed | 4160 | 900 | 1 | 76700 | 4794 | 16 | 12 | 80500 | 5243 | 4.5 | 4.2 | Federally-Regulated Commercial & Industrial Equipment | 12/12/2012 |  | 03/23/2020
Mammoth | Mammoth | D009HHU |  | Water-Source | WBAHP: Heat Pump Packaged Unit | Heat Pump | 208 | 1 |  |  |  | Single-Speed |  |  |  | 9100 | 745 | 12.2 | 11.2 | 11100 | 722 | 4.5 | 4.2 | Federally-Regulated Commercial & Industrial Equipment | 04/22/2015 |  | 03/23/2020
Mammoth | Mammoth | E009HLU |  | Water-Source | WBAHP: Heat Pump Packaged Unit | Heat Pump | 265 | 1 |  |  |  | Single-Speed |  |  |  | 9100 | 745 | 12.2 | 11.2 | 11100 | 722 | 4.5 | 4.2 | Federally-Regulated Commercial & Industrial Equipment | 04/22/2015 |  | 03/23/2020
Mammoth | Mammoth | E043HHU |  | Water-Source | WBAHP: Heat Pump Packaged Unit | Heat Pump | 265 | 1 |  |  |  | Single-Speed |  |  |  | 43500 | 3107 | 14 | 12 | 47800 | 3045 | 4.6 | 4.2 | Federally-Regulated Commercial & Industrial Equipment | 04/22/2015 |  | 03/23/2020
Mammoth | Mammoth | D024HLU |  | Water-Source | WBAHP: Heat Pump Packaged Unit | Heat Pump | 230 | 1 |  |  |  | Single-Speed |  |  |  | 25000 | 1724 | 14.5 | 12 | 28400 | 1734 | 4.8 | 4.2 | Federally-Regulated Commercial & Industrial Equipment | 04/22/2015 |  | 03/23/2020
Mammoth | Mammoth | G052HHU |  | Water-Source | WBAHP: Heat Pump Packaged Unit | Heat Pump | 460 | 1 |  |  |  | Single-Speed |  |  |  | 48000 | 3310 | 14.5 | 12 | 47900 | 3119 | 4.5 | 4.2 | Federally-Regulated Commercial & Industrial Equipment | 04/22/2015 |  | 03/23/2020
Mammoth | Mammoth | G072HHA |  | Water-Source | WBAHP: Heat Pump Packaged Unit | Heat Pump | 460 | 3 |  |  | No Match | Dual-Speed | 4210 | 900 | 1 | 75800 | 4738 | 16 | 12 | 81800 | 5575 | 4.3 | 4.2 | Federally-Regulated Commercial & Industrial Equipment | 12/12/2012 |  | 03/23/2020
Mammoth | Mammoth | F072HHA |  | Water-Source | WBAHP: Heat Pump Packaged Unit | Heat Pump | 230 | 3 |  |  | No Match | Dual-Speed | 4210 | 900 | 1 | 75800 | 4738 | 16 | 12 | 81800 | 5575 | 4.3 | 4.2 | Federally-Regulated Commercial & Industrial Equipment | 12/12/2012 |  | 03/23/2020
Mammoth | Mammoth | D024HHU |  | Water-Source | WBAHP: Heat Pump Packaged Unit | Heat Pump | 208 | 1 |  |  |  | Single-Speed |  |  |  | 25000 | 1724 | 14.5 | 12 | 28400 | 1734 | 4.8 | 4.2 | Federally-Regulated Commercial & Industrial Equipment | 04/22/2015 |  | 03/23/2020
Mammoth | Mammoth | D072VHA |  | Water-Source | WBAHP: Heat Pump Packaged Unit | Heat Pump | 208 | 1 |  |  | No Match | Dual-Speed | 4160 | 900 | 1 | 76700 | 4794 | 16 | 12 | 80500 | 5243 | 4.5 | 4.2 | Federally-Regulated Commercial & Industrial Equipment | 12/12/2012 |  | 03/23/2020
Mammoth | Mammoth | D016HHU |  | Water-Source | WBAHP: Heat Pump Packaged Unit | Heat Pump | 230 | 1 |  |  |  | Single-Speed |  |  |  | 14200 | 1126 | 12.6 | 11.2 | 16900 | 1100 | 4.5 | 4.2 | Federally-Regulated Commercial & Industrial Equipment | 04/22/2015 |  | 03/23/2020
Mammoth | Mammoth | E016HHU |  | Water-Source | WBAHP: Heat Pump Packaged Unit | Heat Pump | 265 | 1 |  |  |  | Single-Speed |  |  |  | 14200 | 1126 | 12.6 | 11.2 | 16900 | 1100 | 4.5 | 4.2 | Federally-Regulated Commercial & Industrial Equipment | 04/22/2015 |  | 03/23/2020
Mammoth | Mammoth | G030HLU |  | Water-Source | WBAHP: Heat Pump Packaged Unit | Heat Pump | 460 | 3 |  |  |  | Single-Speed |  |  |  | 30000 | 2142 | 14 | 12 | 33000 | 2014 | 4.8 | 4.2 | Federally-Regulated Commercial & Industrial Equipment | 04/22/2015 |  | 03/23/2020
Mammoth | Mammoth | G042HHA |  | Water-Source | WBAHP: Heat Pump Packaged Unit | Heat Pump | 460 | 3 |  |  | No Match | Dual-Speed |  |  |  | 47100 | 3019 | 15.6 | 12 | 47100 | 3068 | 4.5 | 4.2 | Federally-Regulated Commercial & Industrial Equipment | 12/12/2012 |  | 03/23/2020
Mammoth | Mammoth | D048HHA |  | Water-Source | WBAHP: Heat Pump Packaged Unit | Heat Pump | 230 | 1 |  |  | No Match | Dual-Speed |  |  |  | 45500 | 2935 | 15.5 | 12 | 58900 | 3452 | 5 | 4.2 | Federally-Regulated Commercial & Industrial Equipment | 12/12/2012 |  | 03/23/2020
Mammoth | Mammoth | D043HHU |  | Water-Source | WBAHP: Heat Pump Packaged Unit | Heat Pump | 230 | 1 |  |  |  | Single-Speed |  |  |  | 43500 | 3107 | 14 | 12 | 47800 | 3045 | 4.6 | 4.2 | Federally-Regulated Commercial & Industrial Equipment | 04/22/2015 |  | 03/23/2020
Mammoth | Mammoth | K072HHA |  | Water-Source | WBAHP: Heat Pump Packaged Unit | Heat Pump | 575 | 3 |  |  |  | Dual-Speed | 4210 | 900 |  | 75800 | 4737 | 16 | 11.9 | 81800 | 5575 | 4.3 | 4.2 | Federally-Regulated Commercial & Industrial Equipment | 04/22/2015 |  | 03/23/2020
Mammoth | Mammoth | D052HHU |  | Water-Source | WBAHP: Heat Pump Packaged Unit | Heat Pump | 230 | 1 |  |  |  | Single-Speed |  |  |  | 48000 | 3310 | 14.5 | 12 | 47900 | 3119 | 4.5 | 4.2 | Federally-Regulated Commercial & Industrial Equipment | 04/22/2015 |  | 03/23/2020
Mammoth | Mammoth | G036HLU |  | Water-Source | WBAHP: Heat Pump Packaged Unit | Heat Pump | 460 | 3 |  |  |  | Single-Speed |  |  |  | 37700 | 2792 | 13.5 | 12 | 38200 | 2433 | 4.6 | 4.2 | Federally-Regulated Commercial & Industrial Equipment | 04/22/2015 |  | 03/23/2020
Mammoth | Mammoth | F042HHA |  | Water-Source | WBAHP: Heat Pump Packaged Unit | Heat Pump | 230 | 3 |  |  | No Match | Dual-Speed |  |  |  | 47100 | 3019 | 15.6 | 12 | 47100 | 3068 | 4.5 | 4.2 | Federally-Regulated Commercial & Industrial Equipment | 12/12/2012 |  | 03/23/2020
Mammoth | Mammoth | E024HHA |  | Water-Source | WBAHP: Heat Pump Packaged Unit | Heat Pump | 265 | 1 |  |  | No Match | Dual-Speed |  |  |  | 27800 | 1616 | 17.2 | 12 | 28700 | 1717 | 4.9 | 4.2 | Federally-Regulated Commercial & Industrial Equipment | 12/12/2012 |  | 03/23/2020
Mammoth | Mammoth | G036HHU |  | Water-Source | WBAHP: Heat Pump Packaged Unit | Heat Pump | 460 | 3 |  |  |  | Single-Speed |  |  |  | 37700 | 2792 | 13.5 | 12 | 38200 | 2433 | 4.6 | 4.2 | Federally-Regulated Commercial & Industrial Equipment | 04/22/2015 |  | 03/23/2020
Mammoth | Mammoth | F043HLU |  | Water-Source | WBAHP: Heat Pump Packaged Unit | Heat Pump | 230 | 3 |  |  |  | Single-Speed |  |  |  | 43500 | 3107 | 14 | 12 | 47800 | 3045 | 4.6 | 4.2 | Federally-Regulated Commercial & Industrial Equipment | 04/22/2015 |  | 03/23/2020
Mammoth | Mammoth | E036HLU |  | Water-Source | WBAHP: Heat Pump Packaged Unit | Heat Pump | 265 | 1 |  |  |  | Single-Speed |  |  |  | 37700 | 2792 | 13.5 | 12 | 38200 | 2433 | 4.6 | 4.2 | Federally-Regulated Commercial & Industrial Equipment | 04/22/2015 |  | 03/23/2020
Mammoth | Mammoth | G042VHA |  | Water-Source | WBAHP: Heat Pump Packaged Unit | Heat Pump | 460 | 3 |  |  | No Match | Dual-Speed |  |  |  | 44600 | 3163 | 14.1 | 12 | 49000 | 3122 | 4.6 | 4.2 | Federally-Regulated Commercial & Industrial Equipment | 12/12/2012 |  | 03/23/2020
Mammoth | Mammoth | E012HHA |  | Water-Source | WBAHP: Heat Pump Packaged Unit | Heat Pump | 265 | 1 |  |  | No Match | Single-Speed |  |  |  | 12200 | 938 | 13 | 11.2 | 13600 | 886 | 4.5 | 4.2 | Federally-Regulated Commercial & Industrial Equipment | 12/12/2012 |  | 03/23/2020
Mammoth | Mammoth | G062HLU |  | Water-Source | WBAHP: Heat Pump Packaged Unit | Heat Pump | 460 | 3 |  |  |  | Single-Speed |  |  |  | 59500 | 4407 | 13.5 | 12 | 66000 | 4498 | 4.3 | 4.2 | Federally-Regulated Commercial & Industrial Equipment | 04/22/2015 |  | 03/23/2020
Mammoth | Mammoth | G030HHU |  | Water-Source | WBAHP: Heat Pump Packaged Unit | Heat Pump | 460 | 3 |  |  |  | Single-Speed |  |  |  | 30000 | 2142 | 14 | 12 | 33000 | 2014 | 4.8 | 4.2 | Federally-Regulated Commercial & Industrial Equipment | 04/22/2015 |  | 03/23/2020
Mammoth | Mammoth | E016HLU |  | Water-Source | WBAHP: Heat Pump Packaged Unit | Heat Pump | 265 | 1 |  |  |  | Single-Speed |  |  |  | 14200 | 1126 | 12.6 | 11.2 | 16900 | 1100 | 4.5 | 4.2 | Federally-Regulated Commercial & Industrial Equipment | 04/22/2015 |  | 03/23/2020
Mammoth | Mammoth | D013HLU |  | Water-Source | WBAC: Cooling Only Packaged Un | Heat Pump | 208 | 1 |  |  |  | Single-Speed |  |  |  | 11000 | 901 | 12.2 | 11.2 |  |  |  |  | Federally-Regulated Commercial & Industrial Equipment | 04/22/2015 |  | 03/23/2020
Mammoth | Mammoth | F048HLA |  | Ground-Source | WBAHP: Heat Pump Packaged Unit | Heat Pump | 208 | 3 |  |  | No Match | Dual-Speed |  |  |  | 52200 | 2762 | 18.9 | 13.4 | 33800 | 3096 | 3.2 | 3.1 | Non Federally-Regulated | 05/02/2012 |  | 03/23/2020
Mammoth | Mammoth | D030HLA |  | Ground-Source | WBAHP: Heat Pump Packaged Unit | Heat Pump | 208 | 1 |  |  | No Match | Dual-Speed |  |  |  | 34100 | 1833 | 18.6 | 13.4 | 21500 | 2033 | 3.1 | 3.1 | Non Federally-Regulated | 05/02/2012 |  | 03/23/2020
Mammoth | Mammoth | K048HLA |  | Ground-Source | WBAHP: Heat Pump Packaged Unit | Heat Pump | 575 | 3 |  |  | No Match | Dual-Speed |  |  |  | 52200 | 2762 | 18.9 | 13.4 | 33800 | 3096 | 3.2 | 3.1 | Non Federally-Regulated | 05/02/2012 |  | 03/23/2020
Mammoth | Mammoth | F024HLA |  | Ground-Source | WBAHP: Heat Pump Packaged Unit | Heat Pump | 208 | 3 |  |  | No Match | Dual-Speed |  |  |  | 28600 | 1521 | 18.8 | 13.4 | 16400 | 1550 | 3.1 | 3.1 | Non Federally-Regulated | 05/02/2012 |  | 03/23/2020
Mammoth | Mammoth | F024VLA |  | Ground-Source | WBAHP: Heat Pump Packaged Unit | Heat Pump | 208 | 3 |  |  | No Match | Dual-Speed |  |  |  | 28500 | 1462 | 19.5 | 13.4 | 16400 | 1502 | 3.2 | 3.1 | Non Federally-Regulated | 05/02/2012 |  | 03/23/2020
Mammoth | Mammoth | D024HLA |  | Ground-Source | WBAHP: Heat Pump Packaged Unit | Heat Pump | 230 | 1 |  |  | No Match | Dual-Speed |  |  |  | 28600 | 1521 | 18.8 | 13.4 | 16400 | 1550 | 3.1 | 3.1 | Non Federally-Regulated | 05/02/2012 |  | 03/23/2020
Mammoth | Mammoth | D048VLA |  | Ground-Source | WBAHP: Heat Pump Packaged Unit | Heat Pump | 208 | 1 |  |  | No Match | Dual-Speed |  |  |  | 57000 | 2780 | 20.5 | 13.4 | 33500 | 3068 | 3.2 | 3.1 | Non Federally-Regulated | 05/02/2012 |  | 03/23/2020
Mammoth | Mammoth | D030VLA |  | Ground-Source | WBAHP: Heat Pump Packaged Unit | Heat Pump | 208 | 1 |  |  | No Match | Dual-Speed |  |  |  | 35200 | 1903 | 18.5 | 13.4 | 22100 | 1963 | 3.3 | 3.1 | Non Federally-Regulated | 05/02/2012 |  | 03/23/2020
Mammoth | Mammoth | G048VLA |  | Ground-Source | WBAHP: Heat Pump Packaged Unit | Heat Pump | 460 | 3 |  |  | No Match | Dual-Speed |  |  |  | 57000 | 2780 | 20.5 | 13.4 | 33500 | 3068 | 3.2 | 3.1 | Non Federally-Regulated | 05/02/2012 |  | 03/23/2020
Mammoth | Mammoth | D024VLA |  | Ground-Source | WBAHP: Heat Pump Packaged Unit | Heat Pump | 208 | 1 |  |  | No Match | Dual-Speed |  |  |  | 28500 | 1462 | 19.5 | 13.4 | 16400 | 1502 | 3.2 | 3.1 | Non Federally-Regulated | 05/02/2012 |  | 03/23/2020
Mammoth | Mammoth | F048VLA |  | Ground-Source | WBAHP: Heat Pump Packaged Unit | Heat Pump | 208 | 3 |  |  | No Match | Dual-Speed |  |  |  | 57000 | 2780 | 20.5 | 13.4 | 33500 | 3068 | 3.2 | 3.1 | Non Federally-Regulated | 05/02/2012 |  | 03/23/2020
Mammoth | Mammoth | K048VLA |  | Ground-Source | WBAHP: Heat Pump Packaged Unit | Heat Pump | 575 | 3 |  |  | No Match | Dual-Speed |  |  |  | 57000 | 2780 | 20.5 | 13.4 | 33500 | 3068 | 3.2 | 3.1 | Non Federally-Regulated | 05/02/2012 |  | 03/23/2020
Mammoth | Mammoth | G024VLA |  | Ground-Source | WBAHP: Heat Pump Packaged Unit | Heat Pump | 460 | 3 |  |  | No Match | Dual-Speed |  |  |  | 28500 | 1462 | 19.5 | 13.4 | 16400 | 1502 | 3.2 | 3.1 | Non Federally-Regulated | 05/02/2012 |  | 03/23/2020
Mammoth | Mammoth | G048HLA |  | Ground-Source | WBAHP: Heat Pump Packaged Unit | Heat Pump | 460 | 3 |  |  | No Match | Dual-Speed |  |  |  | 52200 | 2762 | 18.9 | 13.4 | 33800 | 3096 | 3.2 | 3.1 | Non Federally-Regulated | 05/02/2012 |  | 03/23/2020
Mammoth | Mammoth | E024VLA |  | Ground-Source | WBAHP: Heat Pump Packaged Unit | Heat Pump | 265 | 1 |  |  | No Match | Dual-Speed |  |  |  | 28500 | 1462 | 19.5 | 13.4 | 16400 | 1502 | 3.2 | 3.1 | Non Federally-Regulated | 05/02/2012 |  | 03/23/2020
Mammoth | Mammoth | D048HLA |  | Ground-Source | WBAHP: Heat Pump Packaged Unit | Heat Pump | 230 | 1 |  |  | No Match | Dual-Speed |  |  |  | 52200 | 2762 | 18.9 | 13.4 | 33800 | 3096 | 3.2 | 3.1 | Non Federally-Regulated | 05/02/2012 |  | 03/23/2020
Mammoth | Mammoth | E024HLA |  | Ground-Source | WBAHP: Heat Pump Packaged Unit | Heat Pump | 265 | 1 |  |  | No Match | Dual-Speed |  |  |  | 28600 | 1521 | 18.8 | 13.4 | 16400 | 1550 | 3.1 | 3.1 | Non Federally-Regulated | 05/02/2012 |  | 03/23/2020
Mammoth | Mammoth | G024HLA |  | Ground-Source | WBAHP: Heat Pump Packaged Unit | Heat Pump | 460 | 3 |  |  | No Match | Dual-Speed |  |  |  | 28600 | 1521 | 18.8 | 13.4 | 16400 | 1550 | 3.1 | 3.1 | Non Federally-Regulated | 05/02/2012 |  | 03/23/2020
McQuay International | McQuay International | W-MH**007*J |  | Water-Source | WBAHP-O: Heat Pump Packaged Un | Both Heat Pump and Electric Re | 265 | 1 |  |  | No Match | Single-Speed |  |  |  | 8170 | 541 | 15.1 | 11.2 | 9430 | 542 | 5.1 | 4.2 | Federally-Regulated Commercial & Industrial Equipment | 01/24/2011 |  | 03/23/2020
McQuay International | McQuay International | W-MH**007*E |  | Water-Source | WBAHP-O: Heat Pump Packaged Un | Both Heat Pump and Electric Re | 230 | 1 |  |  | No Match | Single-Speed |  |  |  | 7720 | 518 | 14.9 | 11.2 | 9110 | 524 | 5.1 | 4.2 | Federally-Regulated Commercial & Industrial Equipment | 01/24/2011 |  | 03/23/2020
McQuay International | McQuay International | WVFC/WVFW1024*J*01* |  | Water-Source | WBAHP: Heat Pump Packaged Unit | Heat Pump | 265 | 1 |  |  | No Match | Single-Speed |  |  |  | 23800 | 1576 | 15.1 | 12 | 26700 | 1597 | 4.9 | 4.2 | Federally-Regulated Commercial & Industrial Equipment | 01/24/2011 |  | 03/23/2020
McQuay International | McQuay International | WVFC/WVFW1015*J*01* |  | Water-Source | WBAHP: Heat Pump Packaged Unit | Heat Pump | 265 | 1 |  |  | No Match | Single-Speed |  |  |  | 14700 | 919 | 16 | 11.2 | 16100 | 925 | 5.1 | 4.2 | Federally-Regulated Commercial & Industrial Equipment | 01/24/2011 |  | 03/23/2020
McQuay International | McQuay International | WVFC/WVFW1015*E*01* |  | Water-Source | WBAHP: Heat Pump Packaged Unit | Heat Pump | 208 | 1 |  |  | No Match | Single-Speed |  |  |  | 14700 | 919 | 16 | 11.2 | 16100 | 925 | 5.1 | 4.2 | Federally-Regulated Commercial & Industrial Equipment | 01/24/2011 |  | 03/23/2020
McQuay International | McQuay International | WVFC/WVFW1009*A*01* |  | Water-Source | WBAHP: Heat Pump Packaged Unit | Heat Pump | 115 | 1 |  |  | No Match | Single-Speed |  |  |  | 9060 | 647 | 14 | 11.2 | 10600 | 661 | 4.7 | 4.2 | Federally-Regulated Commercial & Industrial Equipment | 01/24/2011 |  | 03/23/2020
McQuay International | McQuay International | WVHC2036*E |  | Water-Source | WBAHP-O: Heat Pump Packaged Un | Heat Pump | 208 | 1 |  |  | No Match | Single-Speed |  |  |  | 35400 | 2511 | 14.1 | 12 | 44900 | 3060 | 4.3 | 4.2 | Federally-Regulated Commercial & Industrial Equipment | 01/09/2014 |  | 03/23/2020
McQuay International | McQuay International | WVHC2036*J |  | Water-Source | WBAHP-O: Heat Pump Packaged Un | Heat Pump | 265 | 1 |  |  | No Match | Single-Speed |  |  |  | 35400 | 2511 | 14.1 | 12 | 44900 | 3060 | 4.3 | 4.2 | Federally-Regulated Commercial & Industrial Equipment | 01/09/2014 |  | 03/23/2020
McQuay International | McQuay International | WVFC/WVFW1012*J*01* |  | Ground-Source | WBAHP: Heat Pump Packaged Unit | Heat Pump | 265 | 1 |  |  | No Match | Single-Speed |  |  |  | 12700 | 751 | 16.9 | 13.4 | 9300 | 779 | 3.5 | 3.1 | Non Federally-Regulated | 01/24/2011 |  | 03/23/2020
McQuay International | McQuay International | WVFC/WVFW1012*E*01* |  | Ground-Source | WBAHP: Heat Pump Packaged Unit | Heat Pump | 230 | 1 |  |  | No Match | Single-Speed |  |  |  | 12700 | 751 | 16.9 | 13.4 | 9300 | 779 | 3.5 | 3.1 | Non Federally-Regulated | 01/24/2011 |  | 03/23/2020
McQuay International | McQuay International | WVFC/WVFW1012*A*01* |  | Ground-Source | WBAHP: Heat Pump Packaged Unit | Heat Pump | 115 | 1 |  |  | No Match | Single-Speed |  |  |  | 12700 | 751 | 16.9 | 13.4 | 9300 | 779 | 3.5 | 3.1 | Non Federally-Regulated | 01/24/2011 |  | 03/23/2020
McQuay International | McQuay International | WVFC/WVFW1009*E*01* |  | Ground-Source | WBAHP: Heat Pump Packaged Unit | Heat Pump | 208 | 1 |  |  | No Match | Single-Speed |  |  |  | 9720 | 582 | 16.7 | 13.4 | 7020 | 623 | 3.3 | 3.1 | Non Federally-Regulated | 01/24/2011 |  | 03/23/2020
McQuay International | McQuay International | WCCH/WCCW5012*E*01* |  | Ground-Water-Source | WBAHP: Heat Pump Packaged Unit | Heat Pump | 230 | 1 |  |  | No Match | Single-Speed |  |  |  | 14800 | 771 | 19.2 | 16.2 | 13400 | 1061 | 3.7 | 3.6 | Non Federally-Regulated | 01/24/2011 |  | 03/23/2020
McQuay International | McQuay International | WCCH/WCCW5012*J*01* |  | Ground-Water-Source | WBAHP: Heat Pump Packaged Unit | Heat Pump | 265 | 1 |  |  | No Match | Single-Speed |  |  |  | 14700 | 766 | 19.2 | 16.2 | 13300 | 1053 | 3.7 | 3.6 | Non Federally-Regulated | 01/24/2011 |  | 03/23/2020
McQuay International | McQuay International | WVFC/WVFW1009*J*01* |  | Ground-Water-Source | WBAHP: Heat Pump Packaged Unit | Heat Pump | 265 | 1 |  |  | No Match | Single-Speed |  |  |  | 10900 | 458 | 23.8 | 16.2 | 8820 | 646 | 4 | 3.6 | Non Federally-Regulated | 01/24/2011 |  | 03/23/2020
McQuay International | McQuay International | W-MH**007*A |  | Ground-Source | WBAHP-O: Heat Pump Packaged Un | Heat Pump | 115 | 1 |  |  | No Match | Single-Speed |  |  |  | 8660 | 509 | 17 | 13.4 | 6220 | 521 | 3.5 | 3.1 | Non Federally-Regulated | 01/24/2011 |  | 03/23/2020
The Whalen Company | The Whalen Co. | VI-B-603 D |  | Water-Source | WBAC: Cooling Only Packaged Un | Heat Pump | 208 | 1 |  |  |  | Single-Speed |  |  |  | 18200 | 1197 | 15.2 | 12 |  |  |  |  | Federally-Regulated Commercial & Industrial Equipment | 06/15/2015 |  | 03/23/2020
The Whalen Company | The Whalen Co. | VI-A-403 S |  | Water-Source | WBAHP: Heat Pump Packaged Unit | Heat Pump | 208 | 1 |  |  |  | Single-Speed |  |  |  | 11800 | 855 | 13.8 | 11.2 | 14500 | 849 | 5 | 4.2 | Federally-Regulated Commercial & Industrial Equipment | 06/15/2015 |  | 03/23/2020
The Whalen Company | The Whalen Co. | VI-A-303 D |  | Water-Source | WBAHP: Heat Pump Packaged Unit | Heat Pump | 208 | 1 |  |  |  | Single-Speed |  |  |  | 9300 | 645 | 14.4 | 11.2 | 11500 | 624 | 5.4 | 4.2 | Federally-Regulated Commercial & Industrial Equipment | 06/15/2015 |  | 03/23/2020
The Whalen Company | The Whalen Co. | VI-A-803 |  | Water-Source | WBAHP: Heat Pump Packaged Unit | Heat Pump | 208 | 1 |  |  | No Match | Single-Speed |  |  |  | 23000 | 1840 | 12.5 | 12 | 28400 | 1936 | 4.3 | 4.2 | Federally-Regulated Commercial & Industrial Equipment | 01/10/2012 |  | 03/23/2020
The Whalen Company | The Whalen Co. | VI-A-303 S |  | Water-Source | WBAHP: Heat Pump Packaged Unit | Heat Pump | 208 | 1 |  |  |  | Single-Speed |  |  |  | 9300 | 673 | 13.8 | 11.2 | 11500 | 648 | 5.2 | 4.2 | Federally-Regulated Commercial & Industrial Equipment | 06/15/2015 |  | 03/23/2020
The Whalen Company | The Whalen Co. | VI-A-603 D |  | Water-Source | WBAHP: Heat Pump Packaged Unit | Heat Pump | 208 | 1 |  |  |  | Single-Speed |  |  |  | 18200 | 1197 | 15.2 | 12 | 21600 | 1241 | 5.1 | 4.2 | Federally-Regulated Commercial & Industrial Equipment | 06/15/2015 |  | 03/23/2020
The Whalen Company | The Whalen Co. | VI-A-403 |  | Ground-Source | WBAHP: Heat Pump Packaged Unit | Heat Pump | 208 | 1 |  |  | No Match | Single-Speed |  |  |  | 11800 | 831 | 14.2 | 13.4 | 9260 | 848 | 3.2 | 3.1 | Non Federally-Regulated | 01/10/2012 |  | 03/23/2020
The Whalen Company | The Whalen Co. | VI-A-603 S |  | Ground-Source | WBAHP: Heat Pump Packaged Unit | Heat Pump | 208 | 1 |  |  |  | Single-Speed |  |  |  | 18800 | 1212 | 15.5 | 13.4 | 13000 | 1190 | 3.2 | 3.1 | Non Federally-Regulated | 06/15/2015 |  | 03/23/2020
The Whalen Company | The Whalen Co. | VI-A-403 D |  | Ground-Source | WBAHP: Heat Pump Packaged Unit | Heat Pump | 208 | 1 |  |  |  | Single-Speed |  |  |  | 12700 | 793 | 16 | 13.4 | 9400 | 834 | 3.3 | 3.1 | Non Federally-Regulated | 06/15/2015 |  | 03/23/2020
Trane U.S. Inc. | Trane | GEHE0122 |  | Water-Source | WBAHP: Heat Pump Packaged Unit | Heat Pump | 230 | 1 |  |  | No Match | Single-Speed |  |  |  | 11700 | 836 | 14 | 11.2 | 14600 | 873 | 4.9 | 4.2 | Federally-Regulated Commercial & Industrial Equipment | 06/14/2011 |  | 03/23/2020
Trane U.S. Inc. | Trane | GERE0482 |  | Water-Source | WBAHP: Heat Pump Packaged Unit | Heat Pump | 230 | 1 |  |  | No Match | Single-Speed |  |  |  | 51500 | 3259 | 15.8 | 12 | 52700 | 3286 | 4.7 | 4.2 | Federally-Regulated Commercial & Industrial Equipment | 01/10/2012 |  | 03/23/2020
Trane U.S. Inc. | Trane | GEHE0092 |  | Water-Source | WBAHP: Heat Pump Packaged Unit | Heat Pump | 230 | 1 |  |  | No Match | Single-Speed |  |  |  | 8800 | 677 | 13 | 11.2 | 11300 | 676 | 4.9 | 4.2 | Federally-Regulated Commercial & Industrial Equipment | 06/14/2011 |  | 03/23/2020
Trane U.S. Inc. | Trane | GEVE0362 |  | Water-Source | WBAHP: Heat Pump Packaged Unit | Heat Pump | 230 | 1 |  |  | No Match | Single-Speed |  |  |  | 36300 | 2420 | 15 | 12 | 46200 | 2708 | 5 | 4.2 | Federally-Regulated Commercial & Industrial Equipment | 06/14/2011 |  | 03/23/2020
Trane U.S. Inc. | Trane | GEVE0488 |  | Water-Source | WBAHP: Heat Pump Packaged Unit | Heat Pump | 230 | 3 |  |  | No Match | Single-Speed |  |  |  | 49500 | 3511 | 14.1 | 12 | 51400 | 3275 | 4.6 | 4.2 | Federally-Regulated Commercial & Industrial Equipment | 06/14/2011 |  | 03/23/2020
Trane U.S. Inc. | Trane | EXVF0242 |  | Water-Source | WBAHP: Heat Pump Packaged Unit | Heat Pump | 230 | 1 |  |  | No Match | Single-Speed |  |  |  | 24600 | 1473 | 16.7 | 12 | 29000 | 1634 | 5.2 | 4.2 | Federally-Regulated Commercial & Industrial Equipment | 09/03/2012 |  | 03/23/2020
Trane U.S. Inc. | Trane | GEVE0368 |  | Water-Source | WBAHP: Heat Pump Packaged Unit | Heat Pump | 230 | 3 |  |  | No Match | Single-Speed |  |  |  | 36300 | 2420 | 15 | 12 | 46200 | 2708 | 5 | 4.2 | Federally-Regulated Commercial & Industrial Equipment | 06/14/2011 |  | 03/23/2020
Trane U.S. Inc. | Trane | EXHF0182 |  | Water-Source | WBAHP: Heat Pump Packaged Unit | Heat Pump | 230 | 1 |  |  | No Match | Single-Speed |  |  |  | 19300 | 1156 | 16.7 | 12 | 23300 | 1339 | 5.1 | 4.2 | Federally-Regulated Commercial & Industrial Equipment | 09/03/2012 |  | 03/23/2020
Trane U.S. Inc. | Trane | EXVF0602 |  | Water-Source | WBAHP: Heat Pump Packaged Unit | Heat Pump | 230 | 1 |  |  | No Match | Single-Speed |  |  |  | 59700 | 3852 | 15.5 | 12 | 79800 | 4586 | 5.1 | 4.2 | Federally-Regulated Commercial & Industrial Equipment | 09/03/2012 |  | 03/23/2020
Trane U.S. Inc. | Trane | GEVE0182 |  | Water-Source | WBAHP: Heat Pump Packaged Unit | Heat Pump | 230 | 1 |  |  | No Match | Single-Speed |  |  |  | 17800 | 1359 | 13.1 | 12 | 22200 | 1355 | 4.8 | 4.2 | Federally-Regulated Commercial & Industrial Equipment | 06/14/2011 |  | 03/23/2020
Trane U.S. Inc. | Trane | EXHF0302 |  | Water-Source | WBAHP: Heat Pump Packaged Unit | Heat Pump | 230 | 1 |  |  | No Match | Single-Speed |  |  |  | 30500 | 1815 | 16.8 | 12 | 36200 | 1965 | 5.4 | 4.2 | Federally-Regulated Commercial & Industrial Equipment | 09/03/2012 |  | 03/23/2020
Trane U.S. Inc. | Trane | EXHF0242 |  | Water-Source | WBAHP: Heat Pump Packaged Unit | Heat Pump | 230 | 1 |  |  | No Match | Single-Speed |  |  |  | 23800 | 1488 | 16 | 12 | 27700 | 1691 | 4.8 | 4.2 | Federally-Regulated Commercial & Industrial Equipment | 09/03/2012 |  | 03/23/2020
Trane U.S. Inc. | Trane | GEHE0242 |  | Water-Source | WBAHP: Heat Pump Packaged Unit | Heat Pump | 230 | 1 |  |  | No Match | Single-Speed |  |  |  | 24000 | 1667 | 14.4 | 12 | 29700 | 1852 | 4.7 | 4.2 | Federally-Regulated Commercial & Industrial Equipment | 06/14/2011 |  | 03/23/2020
Trane U.S. Inc. | Trane | EXHF0428 |  | Water-Source | WBAHP: Heat Pump Packaged Unit | Heat Pump | 230 | 3 |  |  | No Match | Single-Speed |  |  |  | 42500 | 2530 | 16.8 | 12 | 52400 | 2898 | 5.3 | 4.2 | Federally-Regulated Commercial & Industrial Equipment | 09/03/2012 |  | 03/23/2020
Trane U.S. Inc. | Trane | GEVE0482 |  | Water-Source | WBAHP: Heat Pump Packaged Unit | Heat Pump | 230 | 1 |  |  | No Match | Single-Speed |  |  |  | 49500 | 3511 | 14.1 | 12 | 51400 | 3275 | 4.6 | 4.2 | Federally-Regulated Commercial & Industrial Equipment | 06/14/2011 |  | 03/23/2020
Trane U.S. Inc. | Trane | GERE0481 |  | Water-Source | WBAHP: Heat Pump Packaged Unit | Heat Pump | 208 | 1 |  |  | No Match | Single-Speed |  |  |  | 51500 | 3259 | 15.8 | 12 | 52700 | 3286 | 4.7 | 4.2 | Federally-Regulated Commercial & Industrial Equipment | 01/10/2012 |  | 03/23/2020
Trane U.S. Inc. | Trane | GEHE0363 |  | Water-Source | WBAHP: Heat Pump Packaged Unit | Heat Pump | 208 | 3 |  |  | No Match | Single-Speed |  |  |  | 35200 | 2479 | 14.2 | 12 | 44100 | 2810 | 4.6 | 4.2 | Federally-Regulated Commercial & Industrial Equipment | 06/14/2011 |  | 03/23/2020
Trane U.S. Inc. | Trane | GEHE0422 |  | Water-Source | WBAHP: Heat Pump Packaged Unit | Heat Pump | 230 | 1 |  |  | No Match | Single-Speed |  |  |  | 41500 | 3051 | 13.6 | 12 | 51900 | 3307 | 4.6 | 4.2 | Federally-Regulated Commercial & Industrial Equipment | 06/14/2011 |  | 03/23/2020
Trane U.S. Inc. | Trane | GEHE0182 |  | Water-Source | WBAHP: Heat Pump Packaged Unit | Heat Pump | 230 | 1 |  |  | No Match | Single-Speed |  |  |  | 18000 | 1353 | 13.3 | 12 | 21900 | 1337 | 4.8 | 4.2 | Federally-Regulated Commercial & Industrial Equipment | 06/14/2011 |  | 03/23/2020
Trane U.S. Inc. | Trane | GERE0368 |  | Water-Source | WBAHP: Heat Pump Packaged Unit | Heat Pump | 230 | 3 |  |  | No Match | Single-Speed |  |  |  | 38200 | 2616 | 14.6 | 12 | 41400 | 2696 | 4.5 | 4.2 | Federally-Regulated Commercial & Industrial Equipment | 01/10/2012 |  | 03/23/2020
Trane U.S. Inc. | Trane | GEVE0152 |  | Water-Source | WBAHP: Heat Pump Packaged Unit | Heat Pump | 230 | 1 |  |  | No Match | Single-Speed |  |  |  | 14400 | 1043 | 13.8 | 11.2 | 18300 | 1095 | 4.9 | 4.2 | Federally-Regulated Commercial & Industrial Equipment | 06/14/2011 |  | 03/23/2020
Trane U.S. Inc. | Trane | EXVF0608 |  | Water-Source | WBAHP: Heat Pump Packaged Unit | Heat Pump | 230 | 3 |  |  | No Match | Single-Speed |  |  |  | 59700 | 3852 | 15.5 | 12 | 79800 | 4586 | 5.1 | 4.2 | Federally-Regulated Commercial & Industrial Equipment | 09/03/2012 |  | 03/23/2020
Trane U.S. Inc. | Trane | EXVF0488 |  | Water-Source | WBAHP: Heat Pump Packaged Unit | Heat Pump | 230 | 3 |  |  | No Match | Single-Speed |  |  |  | 47500 | 2879 | 16.5 | 12 | 57500 | 3180 | 5.3 | 4.2 | Federally-Regulated Commercial & Industrial Equipment | 09/03/2012 |  | 03/23/2020
Trane U.S. Inc. | Trane | GEHE0428 |  | Water-Source | WBAHP: Heat Pump Packaged Unit | Heat Pump | 230 | 3 |  |  | No Match | Single-Speed |  |  |  | 41500 | 3051 | 13.6 | 12 | 51900 | 3307 | 4.6 | 4.2 | Federally-Regulated Commercial & Industrial Equipment | 06/14/2011 |  | 03/23/2020
Trane U.S. Inc. | Trane | GEHE0602 |  | Water-Source | WBAHP: Heat Pump Packaged Unit | Heat Pump | 230 | 1 |  |  | No Match | Single-Speed |  |  |  | 59700 | 4455 | 13.4 | 12 | 70500 | 4592 | 4.5 | 4.2 | Federally-Regulated Commercial & Industrial Equipment | 06/14/2011 |  | 03/23/2020
Trane U.S. Inc. | Trane | GEHE0368 |  | Water-Source | WBAHP: Heat Pump Packaged Unit | Heat Pump | 230 | 3 |  |  | No Match | Multiple-Speed |  |  |  | 35200 | 2479 | 14.2 | 12 | 44100 | 2810 | 4.6 | 4.2 | Federally-Regulated Commercial & Industrial Equipment | 06/14/2011 |  | 03/23/2020
Trane U.S. Inc. | Trane | EXHF0602 |  | Water-Source | WBAHP: Heat Pump Packaged Unit | Heat Pump | 230 | 1 |  |  | No Match | Single-Speed |  |  |  | 58600 | 3907 | 15 | 12 | 77800 | 4653 | 4.9 | 4.2 | Federally-Regulated Commercial & Industrial Equipment | 09/03/2012 |  | 03/23/2020
Trane U.S. Inc. | Trane | GEHE0367 |  | Water-Source | WBAHP: Heat Pump Packaged Unit | Heat Pump | 265 | 1 |  |  | No Match | Single-Speed |  |  |  | 35200 | 2479 | 14.2 | 12 | 44100 | 2810 | 4.6 | 4.2 | Federally-Regulated Commercial & Industrial Equipment | 06/14/2011 |  | 03/23/2020
Trane U.S. Inc. | Trane | EXVF0368 |  | Water-Source | WBAHP: Heat Pump Packaged Unit | Heat Pump | 230 | 3 |  |  | No Match | Single-Speed |  |  |  | 34800 | 2071 | 16.8 | 12 | 44800 | 2387 | 5.5 | 4.2 | Federally-Regulated Commercial & Industrial Equipment | 09/03/2012 |  | 03/23/2020
Trane U.S. Inc. | Trane | GERE0362 |  | Water-Source | WBAHP: Heat Pump Packaged Unit | Heat Pump | 230 | 1 |  |  | No Match | Single-Speed |  |  |  | 38200 | 2616 | 14.6 | 12 | 41400 | 2696 | 4.5 | 4.2 | Federally-Regulated Commercial & Industrial Equipment | 01/10/2012 |  | 03/23/2020
Trane U.S. Inc. | Trane | GEHE0608 |  | Water-Source | WBAHP: Heat Pump Packaged Unit | Heat Pump | 230 | 3 |  |  | No Match | Single-Speed |  |  |  | 59700 | 4455 | 13.4 | 12 | 70500 | 4592 | 4.5 | 4.2 | Federally-Regulated Commercial & Industrial Equipment | 06/14/2011 |  | 03/23/2020
Trane U.S. Inc. | Trane | GETE0152 |  | Water-Source | WBAHP-O: Heat Pump Packaged Un | Heat Pump | 230 | 1 |  |  | No Match | Single-Speed |  |  |  | 14700 | 1122 | 13.1 | 11.2 | 17700 | 1128 | 4.6 | 4.2 | Federally-Regulated Commercial & Industrial Equipment | 01/09/2014 |  | 03/23/2020
Trane U.S. Inc. | Trane | GETE0182 |  | Water-Source | WBAHP-O: Heat Pump Packaged Un | Heat Pump | 230 | 1 |  |  | No Match | Single-Speed |  |  |  | 18100 | 1392 | 13 | 12 | 22900 | 1491 | 4.5 | 4.2 | Federally-Regulated Commercial & Industrial Equipment | 01/09/2014 |  | 03/23/2020
Trane U.S. Inc. | Trane | GECE0092 |  | Water-Source | WBAHP-O: Heat Pump Packaged Un | Heat Pump | 230 | 1 |  |  | No Match | Single-Speed |  |  |  | 8800 | 672 | 13.1 | 11.2 | 10900 | 626 | 5.1 | 4.2 | Federally-Regulated Commercial & Industrial Equipment | 06/14/2011 |  | 03/23/2020
Trane U.S. Inc. | Trane | GECE0182 |  | Water-Source | WBAHP-O: Heat Pump Packaged Un | Heat Pump | 230 | 1 |  |  | No Match | Single-Speed |  |  |  | 16500 | 1231 | 13.4 | 11.2 | 20800 | 1270 | 4.8 | 4.2 | Federally-Regulated Commercial & Industrial Equipment | 06/14/2011 |  | 03/23/2020
Trane U.S. Inc. | Trane | GETE0362 |  | Water-Source | WBAHP-O: Heat Pump Packaged Un | Heat Pump | 230 | 1 |  |  | No Match | Single-Speed |  |  |  | 33700 | 2592 | 13 | 12 | 41300 | 2815 | 4.3 | 4.2 | Federally-Regulated Commercial & Industrial Equipment | 01/09/2014 |  | 03/23/2020
Trane U.S. Inc. | Trane | GEVE0092 |  | Ground-Source | WBAHP: Heat Pump Packaged Unit | Heat Pump | 230 | 1 |  |  | No Match | Single-Speed |  |  |  | 9100 | 623 | 14.6 | 13.4 | 7200 | 603 | 3.5 | 3.1 | Non Federally-Regulated | 06/14/2011 |  | 03/23/2020
Trane U.S. Inc. | Trane | GEVE0302 |  | Ground-Source | WBAHP: Heat Pump Packaged Unit | Heat Pump | 230 | 1 |  |  | No Match | Single-Speed |  |  |  | 29900 | 1812 | 16.5 | 13.4 | 23200 | 1889 | 3.6 | 3.1 | Non Federally-Regulated | 06/14/2011 |  | 03/23/2020
Trane U.S. Inc. | Trane | EXHF0702 |  | Ground-Source | WBAHP: Heat Pump Packaged Unit | Heat Pump | 230 | 1 |  |  | No Match | Single-Speed | 3320 | 970 | 0 | 68500 | 4053 | 16.9 | 13.4 | 52600 | 4671 | 3.3 | 3.1 | Non Federally-Regulated | 09/03/2012 |  | 03/23/2020
Trane U.S. Inc. | Trane | EXVF0482 |  | Ground-Source | WBAHP: Heat Pump Packaged Unit | Heat Pump | 230 | 1 |  |  | No Match | Single-Speed |  |  |  | 49000 | 2649 | 18.5 | 13.4 | 37800 | 2702 | 4.1 | 3.1 | Non Federally-Regulated | 09/03/2012 |  | 03/23/2020
Trane U.S. Inc. | Trane | EXHF0608 |  | Ground-Source | WBAHP: Heat Pump Packaged Unit | Heat Pump | 230 | 3 |  |  | No Match | Single-Speed |  |  |  | 61400 | 3591 | 17.1 | 13.4 | 50400 | 3887 | 3.8 | 3.1 | Non Federally-Regulated | 09/03/2012 |  | 03/23/2020
Trane U.S. Inc. | Trane | GEHE0362 |  | Ground-Source | WBAHP: Heat Pump Packaged Unit | Heat Pump | 230 | 1 |  |  | No Match | Single-Speed |  |  |  | 36600 | 2245 | 16.3 | 13.4 | 28200 | 2504 | 3.3 | 3.1 | Non Federally-Regulated | 06/14/2011 |  | 03/23/2020
Trane U.S. Inc. | Trane | GEVE0428 |  | Ground-Source | WBAHP: Heat Pump Packaged Unit | Heat Pump | 230 | 3 |  |  | No Match | Single-Speed |  |  |  | 43100 | 2694 | 16 | 13.4 | 33800 | 2830 | 3.5 | 3.1 | Non Federally-Regulated | 06/14/2011 |  | 03/23/2020
Trane U.S. Inc. | Trane | EXVF0362 |  | Ground-Source | WBAHP: Heat Pump Packaged Unit | Heat Pump | 230 | 1 |  |  | No Match | Single-Speed |  |  |  | 36000 | 1935 | 18.6 | 13.4 | 28000 | 2159 | 3.8 | 3.1 | Non Federally-Regulated | 09/03/2012 |  | 03/23/2020
Trane U.S. Inc. | Trane | EXVF0708 |  | Ground-Source | WBAHP: Heat Pump Packaged Unit | Heat Pump | 230 | 3 |  |  | No Match | Single-Speed | 3316 | 864 | 0 | 68600 | 3920 | 17.5 | 13.4 | 52300 | 4508 | 3.4 | 3.1 | Non Federally-Regulated | 09/03/2012 |  | 03/23/2020
Trane U.S. Inc. | Trane | EXHF0362 |  | Ground-Source | WBAHP: Heat Pump Packaged Unit | Heat Pump | 230 | 1 |  |  | No Match | Single-Speed |  |  |  | 36700 | 1921 | 19.1 | 13.4 | 28200 | 2175 | 3.8 | 3.1 | Non Federally-Regulated | 09/03/2012 |  | 03/23/2020
Trane U.S. Inc. | Trane | GEHE0152 |  | Ground-Source | WBAHP: Heat Pump Packaged Unit | Heat Pump | 230 | 1 |  |  | No Match | Single-Speed |  |  |  | 14800 | 961 | 15.4 | 13.4 | 12100 | 1075 | 3.3 | 3.1 | Non Federally-Regulated | 06/14/2011 |  | 03/23/2020
Trane U.S. Inc. | Trane | GEHE0302 |  | Ground-Source | WBAHP: Heat Pump Packaged Unit | Heat Pump | 230 | 1 |  |  | No Match | Single-Speed |  |  |  | 29500 | 1879 | 15.7 | 13.4 | 22800 | 1965 | 3.4 | 3.1 | Non Federally-Regulated | 06/14/2011 |  | 03/23/2020
Trane U.S. Inc. | Trane | GEHE0248 |  | Ground-Source | WBAHP: Heat Pump Packaged Unit | Heat Pump | 230 | 3 |  |  | No Match | Single-Speed |  |  |  | 25100 | 1494 | 16.8 | 13.4 | 19300 | 1664 | 3.4 | 3.1 | Non Federally-Regulated | 06/14/2011 |  | 03/23/2020
Trane U.S. Inc. | Trane | GERE0608 |  | Ground-Source | WBAHP: Heat Pump Packaged Unit | Heat Pump | 230 | 3 |  |  | No Match | Single-Speed |  |  |  | 63500 | 3757 | 16.9 | 13.4 | 47900 | 3900 | 3.6 | 3.1 | Non Federally-Regulated | 01/10/2012 |  | 03/23/2020
Trane U.S. Inc. | Trane | GEVE0248 |  | Ground-Source | WBAHP: Heat Pump Packaged Unit | Heat Pump | 230 | 3 |  |  | No Match | Single-Speed |  |  |  | 25500 | 1500 | 17 | 13.4 | 19500 | 1633 | 3.5 | 3.1 | Non Federally-Regulated | 06/14/2011 |  | 03/23/2020
Trane U.S. Inc. | Trane | GERE0361 |  | Ground-Source | WBAHP: Heat Pump Packaged Unit | Heat Pump | 208 | 1 |  |  | No Match | Single-Speed |  |  |  | 40000 | 2273 | 17.6 | 13.4 | 29800 | 2426 | 3.6 | 3.1 | Non Federally-Regulated | 01/10/2012 |  | 03/23/2020
Trane U.S. Inc. | Trane | EXVF0302 |  | Ground-Source | WBAHP: Heat Pump Packaged Unit | Heat Pump | 230 | 1 |  |  | No Match | Single-Speed |  |  |  | 31100 | 1611 | 19.3 | 13.4 | 22500 | 1691 | 3.9 | 3.1 | Non Federally-Regulated | 09/03/2012 |  | 03/23/2020
Trane U.S. Inc. | Trane | GEVE0242 |  | Ground-Source | WBAHP: Heat Pump Packaged Unit | Heat Pump | 230 | 1 |  |  | No Match | Single-Speed |  |  |  | 25500 | 1500 | 17 | 13.4 | 19500 | 1633 | 3.5 | 3.1 | Non Federally-Regulated | 06/14/2011 |  | 03/23/2020
Trane U.S. Inc. | Trane | GEVE0602 |  | Ground-Source | WBAHP: Heat Pump Packaged Unit | Heat Pump | 230 | 1 |  |  | No Match | Single-Speed |  |  |  | 64100 | 4031 | 15.9 | 13.4 | 46800 | 3919 | 3.5 | 3.1 | Non Federally-Regulated | 06/14/2011 |  | 03/23/2020
Trane U.S. Inc. | Trane | GEVE0608 |  | Ground-Source | WBAHP: Heat Pump Packaged Unit | Heat Pump | 230 | 3 |  |  | No Match | Single-Speed |  |  |  | 64100 | 4031 | 15.9 | 13.4 | 46800 | 3919 | 3.5 | 3.1 | Non Federally-Regulated | 06/14/2011 |  | 03/23/2020
Trane U.S. Inc. | Trane | GEHE0308 |  | Ground-Water-Source | WBAHP: Heat Pump Packaged Unit | Heat Pump | 230 | 3 |  |  | No Match | Single-Speed |  |  |  | 32000 | 1569 | 20.4 | 16.2 | 29800 | 2130 | 4.1 | 3.6 | Non Federally-Regulated | 06/14/2011 |  | 03/23/2020
Trane U.S. Inc. | Trane | EXVF0702 |  | Ground-Water-Source | WBAHP: Heat Pump Packaged Unit | Heat Pump | 230 | 1 |  |  | No Match | Single-Speed | 2716 | 864 | 0 | 70500 | 3234 | 21.8 | 16.2 | 69000 | 4815 | 4.2 | 3.6 | Non Federally-Regulated | 09/03/2012 |  | 03/23/2020
Trane U.S. Inc. | Trane | EXVF0428 |  | Ground-Water-Source | WBAHP: Heat Pump Packaged Unit | Heat Pump | 230 | 3 |  |  | No Match | Single-Speed |  |  |  | 45400 | 1940 | 23.4 | 16.2 | 42300 | 2695 | 4.6 | 3.6 | Non Federally-Regulated | 09/03/2012 |  | 03/23/2020
Trane U.S. Inc. | Trane | EXHF0422 |  | Ground-Water-Source | WBAHP: Heat Pump Packaged Unit | Heat Pump | 230 | 1 |  |  | No Match | Single-Speed |  |  |  | 45800 | 1966 | 23.3 | 16.2 | 43100 | 2688 | 4.7 | 3.6 | Non Federally-Regulated | 09/03/2012 |  | 03/23/2020
Trane U.S. Inc. | Trane | GEHE0488 |  | Ground-Water-Source | WBAHP: Heat Pump Packaged Unit | Heat Pump | 230 | 3 |  |  | No Match | Single-Speed |  |  |  | 55700 | 2704 | 20.6 | 16.2 | 49300 | 3440 | 4.2 | 3.6 | Non Federally-Regulated | 06/14/2011 |  | 03/23/2020
Trane U.S. Inc. | Trane | GEHE0482 |  | Ground-Water-Source | WBAHP: Heat Pump Packaged Unit | Heat Pump | 230 | 1 |  |  | No Match | Single-Speed |  |  |  | 55700 | 2704 | 20.6 | 16.2 | 49300 | 3440 | 4.2 | 3.6 | Non Federally-Regulated | 06/14/2011 |  | 03/23/2020
Trane U.S. Inc. | Trane | GERE0488 |  | Ground-Water-Source | WBAHP: Heat Pump Packaged Unit | Heat Pump | 230 | 3 |  |  | No Match | Single-Speed |  |  |  | 58000 | 2387 | 24.3 | 16.2 | 45500 | 3101 | 4.3 | 3.6 | Non Federally-Regulated | 01/10/2012 |  | 03/23/2020
Trane U.S. Inc. | Trane | EXHF0368 |  | Ground-Water-Source | WBAHP: Heat Pump Packaged Unit | Heat Pump | 230 | 3 |  |  | No Match | Single-Speed |  |  |  | 39700 | 1539 | 25.8 | 16.2 | 36500 | 2229 | 4.8 | 3.6 | Non Federally-Regulated | 09/03/2012 |  | 03/23/2020
Trane U.S. Inc. | Trane | EXVF0422 |  | Ground-Water-Source | WBAHP: Heat Pump Packaged Unit | Heat Pump | 230 | 1 |  |  | No Match | Single-Speed |  |  |  | 45400 | 1940 | 23.4 | 16.2 | 42300 | 2695 | 4.6 | 3.6 | Non Federally-Regulated | 09/03/2012 |  | 03/23/2020
Trane U.S. Inc. | Trane | EXHF0482 |  | Ground-Water-Source | WBAHP: Heat Pump Packaged Unit | Heat Pump | 230 | 1 |  |  | No Match | Single-Speed |  |  |  | 52000 | 2281 | 22.8 | 16.2 | 48800 | 3043 | 4.7 | 3.6 | Non Federally-Regulated | 09/03/2012 |  | 03/23/2020
Trane U.S. Inc. | Trane | EXHF0708 |  | Ground-Water-Source | WBAHP: Heat Pump Packaged Unit | Heat Pump | 230 | 3 |  |  | No Match | Single-Speed | 2720 | 970 | 0 | 70900 | 3360 | 21.1 | 16.2 | 68900 | 4925 | 4.1 | 3.6 | Non Federally-Regulated | 09/03/2012 |  | 03/23/2020
Trane U.S. Inc. | Trane | GEVE0122 |  | Ground-Water-Source | WBAHP: Heat Pump Packaged Unit | Heat Pump | 230 | 1 |  |  | No Match | Single-Speed |  |  |  | 12800 | 615 | 20.8 | 16.2 | 12200 | 832 | 4.3 | 3.6 | Non Federally-Regulated | 06/14/2011 |  | 03/23/2020
Trane U.S. Inc. | Trane | EXHF0488 |  | Ground-Water-Source | WBAHP: Heat Pump Packaged Unit | Heat Pump | 230 | 3 |  |  | No Match | Single-Speed |  |  |  | 52000 | 2281 | 22.8 | 16.2 | 48800 | 3043 | 4.7 | 3.6 | Non Federally-Regulated | 09/03/2012 |  | 03/23/2020
Trane U.S. Inc. | Trane | EXVF0182 |  | Ground-Water-Source | WBAHP: Heat Pump Packaged Unit | Heat Pump | 230 | 1 |  |  | No Match | Single-Speed |  |  |  | 20600 | 844 | 24.4 | 16.2 | 19300 | 1203 | 4.7 | 3.6 | Non Federally-Regulated | 09/03/2012 |  | 03/23/2020
Trane U.S. Inc. | Trane | GEHE0364 |  | Ground-Water-Source | WBAHP: Heat Pump Packaged Unit | Heat Pump | 460 | 3 |  |  | No Match | Single-Speed |  |  |  | 39400 | 1824 | 21.6 | 16.2 | 36000 | 2573 | 4.1 | 3.6 | Non Federally-Regulated | 06/14/2011 |  | 03/23/2020
Trane U.S. Inc. | Trane | GEVE0308 |  | Ground-Water-Source | WBAHP: Heat Pump Packaged Unit | Heat Pump | 230 | 3 |  |  | No Match | Single-Speed |  |  |  | 31900 | 1477 | 21.6 | 16.2 | 29300 | 1997 | 4.3 | 3.6 | Non Federally-Regulated | 06/14/2011 |  | 03/23/2020
Trane U.S. Inc. | Trane | GETE0242 |  | Ground-Source | WBAHP-O: Heat Pump Packaged Un | Heat Pump | 230 | 1 |  |  | No Match | Single-Speed |  |  |  | 24300 | 1631 | 14.9 | 13.4 | 18700 | 1713 | 3.2 | 3.1 | Non Federally-Regulated | 01/09/2014 |  | 03/23/2020
Trane U.S. Inc. | Trane | GETE0092 |  | Ground-Source | WBAHP-O: Heat Pump Packaged Un | Heat Pump | 230 | 1 |  |  | No Match | Single-Speed |  |  |  | 8800 | 591 | 14.9 | 13.4 | 6600 | 604 | 3.2 | 3.1 | Non Federally-Regulated | 01/09/2014 |  | 03/23/2020
Trane U.S. Inc. | Trane | GETE0122 |  | Ground-Water-Source | WBAHP-O: Heat Pump Packaged Un | Heat Pump | 230 | 1 |  |  | No Match | Single-Speed |  |  |  | 13100 | 693 | 18.9 | 16.2 | 11800 | 865 | 4 | 3.6 | Non Federally-Regulated | 01/09/2014 |  | 03/23/2020
Trane U.S. Inc. | Trane | GECE0122 |  | Ground-Water-Source | WBAHP-O: Heat Pump Packaged Un | Heat Pump | 230 | 1 |  |  | No Match | Single-Speed |  |  |  | 12800 | 650 | 19.7 | 16.2 | 11900 | 851 | 4.1 | 3.6 | Non Federally-Regulated | 06/14/2011 |  | 03/23/2020
Trane U.S. Inc. | Trane | GECE0152 |  | Ground-Water-Source | WBAHP-O: Heat Pump Packaged Un | Heat Pump | 230 | 1 |  |  | No Match | Single-Speed |  |  |  | 16100 | 805 | 20 | 16.2 | 14800 | 1058 | 4.1 | 3.6 | Non Federally-Regulated | 06/14/2011 |  | 03/23/2020
Trane U.S. Inc. | Trane | EXHF0603 |  | Water-Source | WBAHP: Heat Pump Packaged Unit | Heat Pump | 208 | 3 |  |  |  | Single-Speed |  |  |  | 58600 | 3906 | 15 | 11.2 | 77800 | 4653 | 4.9 | 4.2 | Federally-Regulated Commercial & Industrial Equipment | 02/23/2016 |  | 03/23/2020
Trane U.S. Inc. | Trane | GEVE0367 |  | Water-Source | WBAHP: Heat Pump Packaged Unit | Heat Pump | 265 | 1 |  |  |  | Single-Speed |  |  |  | 36300 | 2542 | 14.3 | 11.2 | 46200 | 2962 | 4.6 | 4.2 | Federally-Regulated Commercial & Industrial Equipment | 12/01/2016 |  | 03/23/2020
Trane U.S. Inc. | Trane | EXHF0484 |  | Water-Source | WBAHP: Heat Pump Packaged Unit | Heat Pump | 460 | 3 |  |  |  | Single-Speed |  |  |  | 47800 | 2968 | 16.1 | 11.2 | 60000 | 3317 | 5.3 | 4.2 | Federally-Regulated Commercial & Industrial Equipment | 02/23/2016 |  | 03/23/2020
Trane U.S. Inc. | Trane | GEVE0603 |  | Water-Source | WBAHP: Heat Pump Packaged Unit | Heat Pump | 208 | 3 |  |  |  | Single-Speed |  |  |  | 61600 | 4656 | 13.2 | 11.2 | 71700 | 4519 | 4.7 | 4.2 | Federally-Regulated Commercial & Industrial Equipment | 12/01/2016 |  | 03/23/2020
Trane U.S. Inc. | Trane | EXVF0301 |  | Water-Source | WBAHP: Heat Pump Packaged Unit | Heat Pump | 208 | 1 |  |  |  | Single-Speed |  |  |  | 30100 | 1729 | 17.4 | 11.2 | 35900 | 1845 | 5.7 | 4.2 | Federally-Regulated Commercial & Industrial Equipment | 02/23/2016 |  | 03/23/2020
Trane U.S. Inc. | Trane | EXHF0703 |  | Water-Source | WBAHP: Heat Pump Packaged Unit | Heat Pump | 208 | 3 |  |  |  | Single-Speed | 3660 | 970 |  | 66600 | 4296 | 15.5 | 12 | 82100 | 5346 | 4.5 | 4.2 | Federally-Regulated Commercial & Industrial Equipment | 02/23/2016 |  | 03/23/2020
Trane U.S. Inc. | Trane | EXVF0363 |  | Water-Source | WBAHP: Heat Pump Packaged Unit | Heat Pump | 208 | 3 |  |  |  | Single-Speed |  |  |  | 34800 | 2071 | 16.8 | 11.2 | 43000 | 2490 | 5.1 | 4.2 | Federally-Regulated Commercial & Industrial Equipment | 12/01/2016 |  | 03/23/2020
Trane U.S. Inc. | Trane | EXHF0701 |  | Water-Source | WBAHP: Heat Pump Packaged Unit | Heat Pump | 208 | 1 |  |  |  | Single-Speed | 3660 | 970 |  | 66600 | 4296 | 15.5 | 12 | 82100 | 5346 | 4.5 | 4.2 | Federally-Regulated Commercial & Industrial Equipment | 02/23/2016 |  | 03/23/2020
Trane U.S. Inc. | Trane | GEHE0243 |  | Water-Source | WBAHP: Heat Pump Packaged Unit | Heat Pump | 208 | 3 |  |  |  | Single-Speed |  |  |  | 24000 | 1764 | 13.6 | 11.2 | 29700 | 1913 | 4.6 | 4.2 | Federally-Regulated Commercial & Industrial Equipment | 12/01/2016 |  | 03/23/2020
Trane U.S. Inc. | Trane | GEHE0484 |  | Water-Source | WBAHP: Heat Pump Packaged Unit | Heat Pump | 460 | 3 |  |  |  | Single-Speed |  |  |  | 49700 | 3785 | 13.13 |  | 58200 | 3668 | 4.7 |  | Federally-Regulated Commercial & Industrial Equipment | 12/06/2019 |  | 03/23/2020
Trane U.S. Inc. | Trane | GEHE0424 |  | Water-Source | WBAHP: Heat Pump Packaged Unit | Heat Pump | 460 | 3 |  |  |  | Single-Speed |  |  |  | 41500 | 3192 | 13 | 11.2 | 51900 | 3410 | 4.5 | 4.2 | Federally-Regulated Commercial & Industrial Equipment | 12/01/2016 |  | 03/23/2020
Trane U.S. Inc. | Trane | GEHE0090 |  | Water-Source | WBAHP: Heat Pump Packaged Unit | Heat Pump | 115 | 1 |  |  |  | Single-Speed |  |  |  | 8800 | 710 | 12.38 |  | 11300 | 726 | 4.6 |  | Federally-Regulated Commercial & Industrial Equipment | 12/06/2019 |  | 03/23/2020
Trane U.S. Inc. | Trane | EXHF0187 |  | Water-Source | WBAHP: Heat Pump Packaged Unit | Heat Pump | 265 | 1 |  |  |  | Single-Speed |  |  |  | 18800 | 1194 | 15.74 |  | 23300 | 1402 | 4.9 |  | Federally-Regulated Commercial & Industrial Equipment | 12/06/2019 |  | 03/23/2020
Trane U.S. Inc. | Trane | GEHE0157 |  | Water-Source | WBAHP: Heat Pump Packaged Unit | Heat Pump | 265 | 1 |  |  |  | Single-Speed |  |  |  | 14300 | 1112 | 12.85 |  | 18300 | 1247 | 4.3 |  | Federally-Regulated Commercial & Industrial Equipment | 12/06/2019 |  | 03/23/2020
Trane U.S. Inc. | Trane | GEVE0483 |  | Water-Source | WBAHP: Heat Pump Packaged Unit | Heat Pump | 208 | 3 |  |  |  | Single-Speed |  |  |  | 49500 | 3716 | 13.32 |  | 51400 | 3377 | 4.5 |  | Federally-Regulated Commercial & Industrial Equipment | 12/06/2019 |  | 03/23/2020
Trane U.S. Inc. | Trane | EXHF0367 |  | Water-Source | WBAHP: Heat Pump Packaged Unit | Heat Pump | 265 | 1 |  |  |  | Single-Speed |  |  |  | 35200 | 2070 | 17 | 11.2 | 44400 | 2409 | 5.4 | 4.2 | Federally-Regulated Commercial & Industrial Equipment | 02/23/2016 |  | 03/23/2020
Trane U.S. Inc. | Trane | GEHE0603 |  | Water-Source | WBAHP: Heat Pump Packaged Unit | Heat Pump | 208 | 3 |  |  |  | Single-Speed |  |  |  | 59700 | 4592 | 13 | 11.2 | 70500 | 4738 | 4.4 | 4.2 | Federally-Regulated Commercial & Industrial Equipment | 12/01/2016 |  | 03/23/2020
Trane U.S. Inc. | Trane | EXVF0601 |  | Water-Source | WBAHP: Heat Pump Packaged Unit | Heat Pump | 208 | 1 |  |  |  | Single-Speed |  |  |  | 59700 | 3851 | 15.5 | 11.2 | 79800 | 4585 | 5.1 | 4.2 | Federally-Regulated Commercial & Industrial Equipment | 02/23/2016 |  | 03/23/2020
Trane U.S. Inc. | Trane | GEHE0604 |  | Water-Source | WBAHP: Heat Pump Packaged Unit | Heat Pump | 460 | 3 |  |  |  | Single-Speed |  |  |  | 59700 | 4592 | 13 | 11.2 | 70500 | 4738 | 4.4 | 4.2 | Federally-Regulated Commercial & Industrial Equipment | 12/01/2016 |  | 03/23/2020
Trane U.S. Inc. | Trane | GEVE0363 |  | Water-Source | WBAHP: Heat Pump Packaged Unit | Heat Pump | 208 | 3 |  |  |  | Single-Speed |  |  |  | 36300 | 2542 | 14.3 | 11.2 | 46200 | 2962 | 4.6 | 4.2 | Federally-Regulated Commercial & Industrial Equipment | 12/01/2016 |  | 03/23/2020
Trane U.S. Inc. | Trane | GEVE0423 |  | Water-Source | WBAHP: Heat Pump Packaged Unit | Heat Pump | 208 | 3 |  |  |  | Single-Speed |  |  |  | 41000 | 3122 | 13.1 | 11.2 | 51700 | 3330 | 4.6 | 4.2 | Federally-Regulated Commercial & Industrial Equipment | 12/01/2016 |  | 03/23/2020
Trane U.S. Inc. | Trane | GEHE0303 |  | Water-Source | WBAHP: Heat Pump Packaged Unit | Heat Pump | 208 | 3 |  |  |  | Single-Speed |  |  |  | 28200 | 2162 | 13 | 11.2 | 35700 | 2345 | 4.5 | 4.2 | Federally-Regulated Commercial & Industrial Equipment | 12/01/2016 |  | 03/23/2020
Trane U.S. Inc. | Trane | EXHF0601 |  | Water-Source | WBAHP: Heat Pump Packaged Unit | Heat Pump | 208 | 1 |  |  |  | Single-Speed |  |  |  | 58600 | 3906 | 15 | 11.2 | 77800 | 4653 | 4.9 | 4.2 | Federally-Regulated Commercial & Industrial Equipment | 02/23/2016 |  | 03/23/2020
Trane U.S. Inc. | Trane | EXVF0364 |  | Water-Source | WBAHP: Heat Pump Packaged Unit | Heat Pump | 460 | 3 |  |  |  | Single-Speed |  |  |  | 34800 | 2071 | 16.8 | 11.2 | 43000 | 2490 | 5.1 | 4.2 | Federally-Regulated Commercial & Industrial Equipment | 12/01/2016 |  | 03/23/2020
Trane U.S. Inc. | Trane | GEVE0303 |  | Water-Source | WBAHP: Heat Pump Packaged Unit | Heat Pump | 208 | 3 |  |  |  | Single-Speed |  |  |  | 28800 | 2117 | 13.6 | 11.2 | 34900 | 2153 | 4.8 | 4.2 | Federally-Regulated Commercial & Industrial Equipment | 12/01/2016 |  | 03/23/2020
Trane U.S. Inc. | Trane | GEHE0127 |  | Water-Source | WBAHP: Heat Pump Packaged Unit | Heat Pump | 265 | 1 |  |  |  | Single-Speed |  |  |  | 11700 | 886 | 13.2 | 11.2 | 14600 | 912 | 4.7 | 4.2 | Federally-Regulated Commercial & Industrial Equipment | 12/01/2016 |  | 03/23/2020
Trane U.S. Inc. | Trane | EXHF0704 |  | Water-Source | WBAHP: Heat Pump Packaged Unit | Heat Pump | 460 | 3 |  |  |  | Single-Speed | 3660 | 970 |  | 66600 | 4296 | 15.5 | 12 | 82100 | 5346 | 4.5 | 4.2 | Federally-Regulated Commercial & Industrial Equipment | 02/23/2016 |  | 03/23/2020
Trane U.S. Inc. | Trane | GEVE0247 |  | Water-Source | WBAHP: Heat Pump Packaged Unit | Heat Pump | 265 | 1 |  |  |  | Single-Speed |  |  |  | 24700 | 1778 | 13.9 | 11.2 | 29500 | 1859 | 4.7 | 4.2 | Federally-Regulated Commercial & Industrial Equipment | 12/01/2016 |  | 03/23/2020
Trane U.S. Inc. | Trane | GERE0604 |  | Water-Source | WBAHP: Heat Pump Packaged Unit | Heat Pump | 460 | 3 |  |  |  | Single-Speed |  |  |  | 60900 | 4171 | 14.6 | 11.2 | 69500 | 4333 | 4.7 | 4.2 | Federally-Regulated Commercial & Industrial Equipment | 02/23/2016 |  | 03/23/2020
Trane U.S. Inc. | Trane | GECE0097 |  | Water-Source | WBAHP-O: Heat Pump Packaged Un | Heat Pump | 265 | 1 |  |  |  | Single-Speed |  |  |  | 8800 | 671 | 13.1 | 11.2 | 10500 | 628 | 4.9 | 4.2 | Federally-Regulated Commercial & Industrial Equipment | 12/01/2016 |  | 03/23/2020
Trane U.S. Inc. | Trane | GECE0187 |  | Water-Source | WBAHP-O: Heat Pump Packaged Un | Heat Pump | 265 | 1 |  |  |  | Single-Speed |  |  |  | 16500 | 1269 | 13 | 11.2 | 20100 | 1277 | 4.6 | 4.2 | Federally-Regulated Commercial & Industrial Equipment | 12/01/2016 |  | 03/23/2020
Trane U.S. Inc. | Trane | GETE0157 |  | Water-Source | WBAHP-O: Heat Pump Packaged Un | Heat Pump | 265 | 1 |  |  |  | Single-Speed |  |  |  | 14700 | 1130 | 13 | 11.2 | 17700 | 1160 | 4.5 | 4.2 | Federally-Regulated Commercial & Industrial Equipment | 12/01/2016 |  | 03/23/2020
Trane U.S. Inc. | Trane | GETE0127 |  | Water-Source | WBAHP-O: Heat Pump Packaged Un | Heat Pump | 265 | 1 |  |  |  | Single-Speed |  |  |  | 11900 | 926 | 12.8 | 11.2 | 14100 | 924 | 4.5 | 4.2 | Federally-Regulated Commercial & Industrial Equipment | 12/01/2016 |  | 03/23/2020
Trane U.S. Inc. | Trane | GETE036 |  | Water-Source | WBAHP-O: Heat Pump Packaged Un | Heat Pump | 208 | 1 |  |  |  | Single-Speed |  |  |  | 33700 | 2592 | 13 | 11.2 | 41300 | 2814 | 4.3 | 4.2 | Federally-Regulated Commercial & Industrial Equipment | 12/01/2016 |  | 03/23/2020
Trane U.S. Inc. | Trane | GEHE0307 |  | Ground-Source | WBAHP: Heat Pump Packaged Unit | Heat Pump | 265 | 1 |  |  |  | Single-Speed |  |  |  | 29500 | 1989 | 14.8 | 13.4 | 22800 | 2031 | 3.3 | 3.1 | Non Federally-Regulated | 12/01/2016 |  | 03/23/2020
Trane U.S. Inc. | Trane | EXVF0703 |  | Ground-Source | WBAHP: Heat Pump Packaged Unit | Heat Pump | 208 | 3 |  |  |  | Single-Speed | 3316 | 864 |  | 68600 | 3920 | 17.5 | 13.4 | 52300 | 4508 | 3.4 | 3.1 | Non Federally-Regulated | 02/23/2016 |  | 03/23/2020
Trane U.S. Inc. | Trane | EXVF0241 |  | Ground-Source | WBAHP: Heat Pump Packaged Unit | Heat Pump | 208 | 1 |  |  |  | Single-Speed |  |  |  | 25500 | 1349 | 18.9 | 13.4 | 19200 | 1480 | 3.8 | 3.1 | Non Federally-Regulated | 02/23/2016 |  | 03/23/2020
Trane U.S. Inc. | Trane | EXVF0604 |  | Ground-Source | WBAHP: Heat Pump Packaged Unit | Heat Pump | 460 | 3 |  |  |  | Single-Speed |  |  |  | 62400 | 3586 | 17.4 | 13.4 | 50400 | 3787 | 3.9 | 3.1 | Non Federally-Regulated | 02/23/2016 |  | 03/23/2020
Trane U.S. Inc. | Trane | EXVF0704 |  | Ground-Source | WBAHP: Heat Pump Packaged Unit | Heat Pump | 460 | 3 |  |  |  | Single-Speed | 3316 | 864 |  | 68600 | 3920 | 17.5 | 13.4 | 52300 | 4508 | 3.4 | 3.1 | Non Federally-Regulated | 02/23/2016 |  | 03/23/2020
Trane U.S. Inc. | Trane | GEVE0422 |  | Ground-Source | WBAHP: Heat Pump Packaged Unit | Heat Pump | 208 | 1 |  |  |  | Single-Speed |  |  |  | 43100 | 2850 | 15.1 | 13.4 | 33800 | 2922 | 3.4 | 3.1 | Non Federally-Regulated | 12/01/2016 |  | 03/23/2020
Trane U.S. Inc. | Trane | EXHF0423 |  | Ground-Source | WBAHP: Heat Pump Packaged Unit | Heat Pump | 208 | 3 |  |  |  | Single-Speed |  |  |  | 43700 | 2362 | 18.5 | 13.4 | 34200 | 2570 | 3.9 | 3.1 | Non Federally-Regulated | 02/23/2016 |  | 03/23/2020
Trane U.S. Inc. | Trane | GERE0605 |  | Ground-Source | WBAHP: Heat Pump Packaged Unit | Heat Pump | 575 | 3 |  |  |  | Single-Speed |  |  |  | 63500 | 3757 | 16.9 | 13.4 | 47900 | 3899 | 3.6 | 3.1 | Non Federally-Regulated | 02/23/2016 |  | 03/23/2020
Trane U.S. Inc. | Trane | GERE0365 |  | Ground-Source | WBAHP: Heat Pump Packaged Unit | Heat Pump | 575 | 3 |  |  |  | Single-Speed |  |  |  | 40000 | 2272 | 17.6 | 13.4 | 29800 | 2426 | 3.6 | 3.1 | Non Federally-Regulated | 02/23/2016 |  | 03/23/2020
Trane U.S. Inc. | Trane | EXVF0484 |  | Ground-Source | WBAHP: Heat Pump Packaged Unit | Heat Pump | 460 | 3 |  |  |  | Single-Speed |  |  |  | 49000 | 2648 | 18.5 | 13.4 | 37800 | 2702 | 4.1 | 3.1 | Non Federally-Regulated | 02/23/2016 |  | 03/23/2020
Trane U.S. Inc. | Trane | GERE0603 |  | Ground-Source | WBAHP: Heat Pump Packaged Unit | Heat Pump | 208 | 3 |  |  |  | Single-Speed |  |  |  | 63500 | 3757 | 16.9 | 13.4 | 47900 | 3899 | 3.6 | 3.1 | Non Federally-Regulated | 02/23/2016 |  | 03/23/2020
Trane U.S. Inc. | Trane | GEVE0604 |  | Ground-Source | WBAHP: Heat Pump Packaged Unit | Heat Pump | 460 | 3 |  |  |  | Single-Speed |  |  |  | 64100 | 4267 | 15 | 13.4 | 46800 | 4045 | 3.4 | 3.1 | Non Federally-Regulated | 12/01/2016 |  | 03/23/2020
Trane U.S. Inc. | Trane | GEVE0157 |  | Ground-Source | WBAHP: Heat Pump Packaged Unit | Heat Pump | 265 | 1 |  |  |  | Single-Speed |  |  |  | 14800 | 996 | 14.85 |  | 11700 | 1051 | 3.3 |  | Non Federally-Regulated | 12/06/2019 |  | 03/23/2020
Trane U.S. Inc. | Trane | GERE0364 |  | Ground-Source | WBAHP: Heat Pump Packaged Unit | Heat Pump | 460 | 3 |  |  |  | Single-Speed |  |  |  | 40000 | 2272 | 17.6 | 13.4 | 29800 | 2426 | 3.6 | 3.1 | Non Federally-Regulated | 02/23/2016 |  | 03/23/2020
Trane U.S. Inc. | Trane | EXHF0604 |  | Ground-Source | WBAHP: Heat Pump Packaged Unit | Heat Pump | 460 | 3 |  |  |  | Single-Speed |  |  |  | 61400 | 3590 | 17.1 | 13.4 | 50400 | 3887 | 3.8 | 3.1 | Non Federally-Regulated | 02/23/2016 |  | 03/23/2020
Trane U.S. Inc. | Trane | GEHE0247 |  | Ground-Source | WBAHP: Heat Pump Packaged Unit | Heat Pump | 265 | 1 |  |  |  | Single-Speed |  |  |  | 25100 | 1581 | 15.9 | 13.4 | 19300 | 1719 | 3.3 | 3.1 | Non Federally-Regulated | 12/01/2016 |  | 03/23/2020
Trane U.S. Inc. | Trane | EXVF0361 |  | Ground-Source | WBAHP: Heat Pump Packaged Unit | Heat Pump | 208 | 1 |  |  |  | Single-Speed |  |  |  | 36000 | 1935 | 18.6 | 13.4 | 26800 | 2244 | 3.5 | 3.1 | Non Federally-Regulated | 12/01/2016 |  | 03/23/2020
Trane U.S. Inc. | Trane | EXVF0483 |  | Ground-Source | WBAHP: Heat Pump Packaged Unit | Heat Pump | 208 | 3 |  |  |  | Single-Speed |  |  |  | 49000 | 2648 | 18.5 | 13.4 | 37800 | 2702 | 4.1 | 3.1 | Non Federally-Regulated | 02/23/2016 |  | 03/23/2020
Trane U.S. Inc. | Trane | EXHF0421 |  | Ground-Source | WBAHP: Heat Pump Packaged Unit | Heat Pump | 208 | 1 |  |  |  | Single-Speed |  |  |  | 43500 | 2351 | 18.5 | 13.4 | 32500 | 2448 | 3.9 | 3.1 | Non Federally-Regulated | 11/28/2018 |  | 03/23/2020
Trane U.S. Inc. | Trane | EXHF0247 |  | Ground-Source | WBAHP: Heat Pump Packaged Unit | Heat Pump | 265 | 1 |  |  |  | Single-Speed |  |  |  | 24700 | 1372 | 18 | 13.4 | 18800 | 1530 | 3.6 | 3.1 | Non Federally-Regulated | 02/23/2016 |  | 03/23/2020
Trane U.S. Inc. | Trane | GERE0485 |  | Ground-Source | WBAHP: Heat Pump Packaged Unit | Heat Pump | 575 | 3 |  |  |  | Single-Speed |  |  |  | 53500 | 2907 | 18.4 | 13.4 | 37900 | 3085 | 3.6 | 3.1 | Non Federally-Regulated | 02/23/2016 |  | 03/23/2020
Trane U.S. Inc. | Trane | EXHF0363 |  | Ground-Source | WBAHP: Heat Pump Packaged Unit | Heat Pump | 208 | 3 |  |  |  | Single-Speed |  |  |  | 36700 | 1921 | 19.1 | 13.4 | 28200 | 2174 | 3.8 | 3.1 | Non Federally-Regulated | 02/23/2016 |  | 03/23/2020
Trane U.S. Inc. | Trane | EXHF0181 |  | Ground-Source | WBAHP: Heat Pump Packaged Unit | Heat Pump | 208 | 1 |  |  |  | Single-Speed |  |  |  | 19800 | 1118 | 17.71 |  | 14200 | 1209 | 3.4 |  | Non Federally-Regulated | 12/06/2019 |  | 03/23/2020
Trane U.S. Inc. | Trane | GEVE0127 |  | Ground-Source | WBAHP: Heat Pump Packaged Unit | Heat Pump | 265 | 1 |  |  |  | Single-Speed |  |  |  | 12000 | 805 | 14.9 | 13.4 | 9400 | 822 | 3.4 | 3.1 | Non Federally-Regulated | 12/01/2016 |  | 03/23/2020
Trane U.S. Inc. | Trane | EXVF0603 |  | Ground-Source | WBAHP: Heat Pump Packaged Unit | Heat Pump | 208 | 3 |  |  |  | Single-Speed |  |  |  | 62400 | 3586 | 17.4 | 13.4 | 50400 | 3787 | 3.9 | 3.1 | Non Federally-Regulated | 02/23/2016 |  | 03/23/2020
Trane U.S. Inc. | Trane | EXVF0367 |  | Ground-Source | WBAHP: Heat Pump Packaged Unit | Heat Pump | 265 | 1 |  |  |  | Single-Speed |  |  |  | 36000 | 1935 | 18.6 | 13.4 | 26800 | 2244 | 3.5 | 3.1 | Non Federally-Regulated | 12/01/2016 |  | 03/23/2020
Trane U.S. Inc. | Trane | GEVE0097 |  | Ground-Water-Source | WBAHP: Heat Pump Packaged Unit | Heat Pump | 265 | 1 |  |  |  | Single-Speed |  |  |  | 10000 | 555 | 18 |  | 9300 | 681 | 4 |  | Non Federally-Regulated | 12/06/2019 |  | 03/23/2020
Trane U.S. Inc. | Trane | EXHF0364 |  | Ground-Water-Source | WBAHP: Heat Pump Packaged Unit | Heat Pump | 460 | 3 |  |  |  | Single-Speed |  |  |  | 39700 | 1538 | 25.8 | 16.2 | 36500 | 2228 | 4.8 | 3.6 | Non Federally-Regulated | 02/23/2016 |  | 03/23/2020
Trane U.S. Inc. | Trane | GEVE0304 |  | Ground-Water-Source | WBAHP: Heat Pump Packaged Unit | Heat Pump | 460 | 3 |  |  |  | Single-Speed |  |  |  | 31900 | 1562 | 20.4 | 16.2 | 29300 | 2059 | 4.2 | 3.6 | Non Federally-Regulated | 12/01/2016 |  | 03/23/2020
Trane U.S. Inc. | Trane | GEHE0097 |  | Ground-Water-Source | WBAHP: Heat Pump Packaged Unit | Heat Pump | 265 | 1 |  |  |  | Single-Speed |  |  |  | 10100 | 561 | 18 |  | 9300 | 697 | 3.9 |  | Non Federally-Regulated | 12/06/2019 |  | 03/23/2020
Trane U.S. Inc. | Trane | GEVE0244 |  | Ground-Water-Source | WBAHP: Heat Pump Packaged Unit | Heat Pump | 460 | 3 |  |  |  | Single-Speed |  |  |  | 26900 | 1271 | 21.2 | 16.2 | 24600 | 1728 | 4.2 | 3.6 | Non Federally-Regulated | 12/01/2016 |  | 03/23/2020
Trane U.S. Inc. | Trane | GEVE0424 |  | Ground-Water-Source | WBAHP: Heat Pump Packaged Unit | Heat Pump | 460 | 3 |  |  |  | Single-Speed |  |  |  | 45900 | 2369 | 19.4 | 16.2 | 42800 | 3159 | 4 | 3.6 | Non Federally-Regulated | 12/01/2016 |  | 03/23/2020
Trane U.S. Inc. | Trane | EXVF0187 |  | Ground-Water-Source | WBAHP: Heat Pump Packaged Unit | Heat Pump | 265 | 1 |  |  |  | Single-Speed |  |  |  | 20600 | 891 | 23.11 |  | 19300 | 1259 | 4.5 |  | Non Federally-Regulated | 12/06/2019 |  | 03/23/2020
Trane U.S. Inc. | Trane | GEHE0423 |  | Ground-Water-Source | WBAHP: Heat Pump Packaged Unit | Heat Pump | 208 | 3 |  |  |  | Single-Speed |  |  |  | 45900 | 2491 | 18.4 | 16.2 | 42900 | 3240 | 3.9 | 3.6 | Non Federally-Regulated | 12/01/2016 |  | 03/23/2020
Trane U.S. Inc. | Trane | GEVE0090 |  | Ground-Water-Source | WBAHP: Heat Pump Packaged Unit | Heat Pump | 115 | 1 |  |  |  | Single-Speed |  |  |  | 10000 | 555 | 18 |  | 9300 | 681 | 4 |  | Non Federally-Regulated | 12/06/2019 |  | 03/23/2020
Trane U.S. Inc. | Trane | EXVF0181 |  | Ground-Water-Source | WBAHP: Heat Pump Packaged Unit | Heat Pump | 208 | 1 |  |  |  | Single-Speed |  |  |  | 20600 | 891 | 23.11 |  | 19300 | 1259 | 4.5 |  | Non Federally-Regulated | 12/06/2019 |  | 03/23/2020
Trane U.S. Inc. | Trane | GEHE0120 |  | Ground-Water-Source | WBAHP: Heat Pump Packaged Unit | Heat Pump | 115 | 1 |  |  |  | Single-Speed |  |  |  | 12700 | 673 | 18.9 | 16.2 | 12000 | 874 | 4 | 3.6 | Non Federally-Regulated | 12/01/2016 |  | 03/23/2020
Trane U.S. Inc. | Trane | GERE0483 |  | Ground-Water-Source | WBAHP: Heat Pump Packaged Unit | Heat Pump | 208 | 3 |  |  |  | Single-Speed |  |  |  | 58000 | 2386 | 24.3 | 16.2 | 45500 | 3101 | 4.3 | 3.6 | Non Federally-Regulated | 02/23/2016 |  | 03/23/2020
Trane U.S. Inc. | Trane | EXVF0307 |  | Ground-Water-Source | WBAHP: Heat Pump Packaged Unit | Heat Pump | 265 | 1 |  |  |  | Single-Speed |  |  |  | 33000 | 1314 | 25.1 | 16.2 | 29000 | 1770 | 4.8 | 3.6 | Non Federally-Regulated | 02/23/2016 |  | 03/23/2020
Trane U.S. Inc. | Trane | EXVF0247 |  | Ground-Water-Source | WBAHP: Heat Pump Packaged Unit | Heat Pump | 265 | 1 |  |  |  | Single-Speed |  |  |  | 26700 | 1059 | 25.2 | 16.2 | 24800 | 1546 | 4.7 | 3.6 | Non Federally-Regulated | 02/23/2016 |  | 03/23/2020
Trane U.S. Inc. | Trane | EXHF0483 |  | Ground-Water-Source | WBAHP: Heat Pump Packaged Unit | Heat Pump | 208 | 3 |  |  |  | Single-Speed |  |  |  | 52000 | 2280 | 22.8 | 16.2 | 48800 | 3042 | 4.7 | 3.6 | Non Federally-Regulated | 02/23/2016 |  | 03/23/2020
Trane U.S. Inc. | Trane | EXHF0307 |  | Ground-Water-Source | WBAHP: Heat Pump Packaged Unit | Heat Pump | 265 | 1 |  |  |  | Single-Speed |  |  |  | 33700 | 1386 | 24.3 | 16.2 | 29600 | 1885 | 4.6 | 3.6 | Non Federally-Regulated | 02/23/2016 |  | 03/23/2020
Trane U.S. Inc. | Trane | GEHE0187 |  | Ground-Water-Source | WBAHP: Heat Pump Packaged Unit | Heat Pump | 265 | 1 |  |  |  | Single-Speed |  |  |  | 19500 | 1050 | 18.6 | 16.2 | 18100 | 1356 | 3.9 | 3.6 | Non Federally-Regulated | 12/01/2016 |  | 03/23/2020
Trane U.S. Inc. | Trane | GEVE0187 |  | Ground-Water-Source | WBAHP: Heat Pump Packaged Unit | Heat Pump | 265 | 1 |  |  |  | Single-Speed |  |  |  | 19400 | 1061 | 18.3 | 16.2 | 18400 | 1411 | 3.8 | 3.6 | Non Federally-Regulated | 12/01/2016 |  | 03/23/2020
Trane U.S. Inc. | Trane | EXHF0424 |  | Ground-Water-Source | WBAHP: Heat Pump Packaged Unit | Heat Pump | 460 | 3 |  |  |  | Single-Speed |  |  |  | 45800 | 1965 | 23.3 | 16.2 | 43100 | 2687 | 4.7 | 3.6 | Non Federally-Regulated | 02/23/2016 |  | 03/23/2020
Trane U.S. Inc. | Trane | GERE0484 |  | Ground-Water-Source | WBAHP: Heat Pump Packaged Unit | Heat Pump | 460 | 3 |  |  |  | Single-Speed |  |  |  | 58000 | 2386 | 24.3 | 16.2 | 45500 | 3101 | 4.3 | 3.6 | Non Federally-Regulated | 02/23/2016 |  | 03/23/2020
Trane U.S. Inc. | Trane | GEVE0307 |  | Ground-Water-Source | WBAHP: Heat Pump Packaged Unit | Heat Pump | 265 | 1 |  |  |  | Single-Speed |  |  |  | 31900 | 1562 | 20.4 | 16.2 | 29300 | 2059 | 4.2 | 3.6 | Non Federally-Regulated | 12/01/2016 |  | 03/23/2020
Trane U.S. Inc. | Trane | GEVE0120 |  | Ground-Water-Source | WBAHP: Heat Pump Packaged Unit | Heat Pump | 115 | 1 |  |  |  | Single-Speed |  |  |  | 12800 | 652 | 19.6 | 16.2 | 12200 | 867 | 4.1 | 3.6 | Non Federally-Regulated | 12/01/2016 |  | 03/23/2020
Trane U.S. Inc. | Trane | GERE0363 |  | Ground-Water-Source | WBAHP: Heat Pump Packaged Unit | Heat Pump | 208 | 3 |  |  |  | Single-Speed |  |  |  | 43800 | 1832 | 23.9 | 16.2 | 36100 | 2519 | 4.2 | 3.6 | Non Federally-Regulated | 02/23/2016 |  | 03/23/2020
Trane U.S. Inc. | Trane | EXHF0301 |  | Ground-Water-Source | WBAHP: Heat Pump Packaged Unit | Heat Pump | 208 | 1 |  |  |  | Single-Speed |  |  |  | 33700 | 1386 | 24.3 | 16.2 | 29600 | 1885 | 4.6 | 3.6 | Non Federally-Regulated | 02/23/2016 |  | 03/23/2020
Trane U.S. Inc. | Trane | GEVE0484 |  | Ground-Water-Source | WBAHP: Heat Pump Packaged Unit | Heat Pump | 460 | 3 |  |  |  | Single-Speed |  |  |  | 55200 | 2794 | 19.75 |  | 43000 | 3247 | 3.9 |  | Non Federally-Regulated | 12/06/2019 |  | 03/23/2020
Trane U.S. Inc. | Trane | EXVF0423 |  | Ground-Water-Source | WBAHP: Heat Pump Packaged Unit | Heat Pump | 208 | 3 |  |  |  | Single-Speed |  |  |  | 45400 | 1940 | 23.4 | 16.2 | 42300 | 2695 | 4.6 | 3.6 | Non Federally-Regulated | 02/23/2016 |  | 03/23/2020
Trane U.S. Inc. | Trane | GEHE0483 |  | Ground-Water-Source | WBAHP: Heat Pump Packaged Unit | Heat Pump | 208 | 3 |  |  |  | Single-Speed |  |  |  | 55700 | 2862 | 19.46 |  | 49300 | 3550 | 4.1 |  | Non Federally-Regulated | 12/06/2019 |  | 03/23/2020
Trane U.S. Inc. | Trane | EXHF0241 |  | Ground-Water-Source | WBAHP: Heat Pump Packaged Unit | Heat Pump | 208 | 1 |  |  |  | Single-Speed |  |  |  | 25900 | 1088 | 23.8 | 16.2 | 24100 | 1569 | 4.5 | 3.6 | Non Federally-Regulated | 02/23/2016 |  | 03/23/2020
Trane U.S. Inc. | Trane | EXHF0481 |  | Ground-Water-Source | WBAHP: Heat Pump Packaged Unit | Heat Pump | 208 | 1 |  |  |  | Single-Speed |  |  |  | 52000 | 2280 | 22.8 | 16.2 | 48800 | 3042 | 4.7 | 3.6 | Non Federally-Regulated | 02/23/2016 |  | 03/23/2020
Trane U.S. Inc. | Trane | EXVF0424 |  | Ground-Water-Source | WBAHP: Heat Pump Packaged Unit | Heat Pump | 460 | 3 |  |  |  | Single-Speed |  |  |  | 45400 | 1940 | 23.4 | 16.2 | 42300 | 2695 | 4.6 | 3.6 | Non Federally-Regulated | 02/23/2016 |  | 03/23/2020
Trane U.S. Inc. | Trane | EXVF0701 |  | Ground-Water-Source | WBAHP: Heat Pump Packaged Unit | Heat Pump | 208 | 1 |  |  |  | Single-Speed | 2716 | 864 |  | 70500 | 3233 | 21.8 | 16.2 | 69000 | 4814 | 4.2 | 3.6 | Non Federally-Regulated | 02/23/2016 |  | 03/23/2020
Trane U.S. Inc. | Trane | GEVE0364 |  | Ground-Water-Source | WBAHP: Heat Pump Packaged Unit | Heat Pump | 460 | 3 |  |  |  | Single-Speed |  |  |  | 40100 | 1847 | 21.7 | 16.2 | 38100 | 2777 | 4 | 3.6 | Non Federally-Regulated | 12/01/2016 |  | 03/23/2020
Trane U.S. Inc. | Trane | GEHE0304 |  | Ground-Water-Source | WBAHP: Heat Pump Packaged Unit | Heat Pump | 460 | 1 |  |  |  | Single-Speed |  |  |  | 32000 | 1660 | 19.3 | 16.2 | 29800 | 2199 | 4 | 3.6 | Non Federally-Regulated | 12/01/2016 |  | 03/23/2020
Trane U.S. Inc. | Trane | EXVF0421 |  | Ground-Water-Source | WBAHP: Heat Pump Packaged Unit | Heat Pump | 208 | 1 |  |  |  | Single-Speed |  |  |  | 45400 | 1940 | 23.4 | 16.2 | 42300 | 2695 | 4.6 | 3.6 | Non Federally-Regulated | 02/23/2016 |  | 03/23/2020
Trane U.S. Inc. | Trane | GEHE0244 |  | Ground-Water-Source | WBAHP: Heat Pump Packaged Unit | Heat Pump | 460 | 3 |  |  |  | Single-Speed |  |  |  | 26800 | 1300 | 20.6 | 16.2 | 24900 | 1793 | 4.1 | 3.6 | Non Federally-Regulated | 12/01/2016 |  | 03/23/2020
Trane U.S. Inc. | Trane | GEVE0243 |  | Ground-Water-Source | WBAHP: Heat Pump Packaged Unit | Heat Pump | 208 | 3 |  |  |  | Single-Speed |  |  |  | 26900 | 1271 | 21.2 | 16.2 | 24600 | 1728 | 4.2 | 3.6 | Non Federally-Regulated | 12/01/2016 |  | 03/23/2020
Trane U.S. Inc. | Trane | EXHF0361 |  | Ground-Water-Source | WBAHP: Heat Pump Packaged Unit | Heat Pump | 208 | 1 |  |  |  | Single-Speed |  |  |  | 39700 | 1538 | 25.8 | 16.2 | 36500 | 2228 | 4.8 | 3.6 | Non Federally-Regulated | 02/23/2016 |  | 03/23/2020
Trane U.S. Inc. | Trane | EXVF0481 |  | Ground-Water-Source | WBAHP: Heat Pump Packaged Unit | Heat Pump | 208 | 1 |  |  |  | Single-Speed |  |  |  | 51700 | 2154 | 24 | 16.2 | 48200 | 2882 | 4.9 | 3.6 | Non Federally-Regulated | 02/23/2016 |  | 03/23/2020
Trane U.S. Inc. | Trane | GETE0187 |  | Ground-Source | WBAHP-O: Heat Pump Packaged Un | Heat Pump | 265 | 1 |  |  |  | Single-Speed |  |  |  | 18700 | 1326 | 14.1 | 13.4 | 14800 | 1314 | 3.3 | 3.1 | Non Federally-Regulated | 12/01/2016 |  | 03/23/2020
Trane U.S. Inc. | Trane | GETE009 |  | Ground-Source | WBAHP-O: Heat Pump Packaged Un | Heat Pump | 208 | 1 |  |  |  | Single-Speed |  |  |  | 8800 | 621 | 14.2 | 13.4 | 6600 | 604 | 3.2 | 3.1 | Non Federally-Regulated | 12/01/2016 |  | 03/23/2020
Trane U.S. Inc. | Trane | GECE0157 |  | Ground-Source | WBAHP-O: Heat Pump Packaged Un | Heat Pump | 265 | 1 |  |  |  | Single-Speed |  |  |  | 15300 | 1004 | 15.2 | 13.4 | 11600 | 1042 | 3.3 | 3.1 | Non Federally-Regulated | 12/01/2016 |  | 03/23/2020
Trane U.S. Inc. | Trane | GECE0120 |  | Ground-Source | WBAHP-O: Heat Pump Packaged Un | Heat Pump | 115 | 1 |  |  |  | Single-Speed |  |  |  | 11900 | 812 | 14.7 | 13.4 | 9200 | 827 | 3.3 | 3.1 | Non Federally-Regulated | 12/01/2016 |  | 03/23/2020
Trane U.S. Inc. | Trane | GETE0367 |  | Ground-Source | WBAHP-O: Heat Pump Packaged Un | Heat Pump | 265 | 1 |  |  |  | Single-Speed |  |  |  | 35100 | 2463 | 14.3 | 13.4 | 27300 | 2500 | 3.2 | 3.1 | Non Federally-Regulated | 12/01/2016 |  | 03/23/2020
Trane U.S. Inc. | Trane | GETE012 |  | Ground-Source | WBAHP-O: Heat Pump Packaged Un | Heat Pump | 208 | 1 |  |  |  | Single-Speed |  |  |  | 12300 | 856 | 14.4 | 13.4 | 9000 | 824 | 3.2 | 3.1 | Non Federally-Regulated | 12/01/2016 |  | 03/23/2020
Trane U.S. Inc. | Trane | GECE0127 |  | Ground-Source | WBAHP-O: Heat Pump Packaged Un | Heat Pump | 265 | 1 |  |  |  | Single-Speed |  |  |  | 11900 | 812 | 14.7 | 13.4 | 9200 | 827 | 3.3 | 3.1 | Non Federally-Regulated | 12/01/2016 |  | 03/23/2020
Trane U.S. Inc. | Trane | GETE015 |  | Ground-Source | WBAHP-O: Heat Pump Packaged Un | Heat Pump | 208 | 1 |  |  |  | Single-Speed |  |  |  | 15400 | 1092 | 14.1 | 13.4 | 11800 | 1077 | 3.2 | 3.1 | Non Federally-Regulated | 12/01/2016 |  | 03/23/2020
Trane U.S. Inc. | Trane | GECE0150 |  | Ground-Water-Source | WBAHP-O: Heat Pump Packaged Un | Heat Pump | 115 | 1 |  |  |  | Single-Speed |  |  |  | 16100 | 829 | 19.4 | 16.2 | 14300 | 1063 | 3.9 | 3.6 | Non Federally-Regulated | 12/01/2016 |  | 03/23/2020
Trane U.S. Inc. | Trane | GECE0090 |  | Ground-Water-Source | WBAHP-O: Heat Pump Packaged Un | Heat Pump | 115 | 1 |  |  |  | Single-Speed |  |  |  | 9900 | 546 | 18.1 | 16.2 | 9200 | 652 | 4.1 | 3.6 | Non Federally-Regulated | 12/01/2016 |  | 03/23/2020
Trane U.S. Inc. | Trane | GETE018 |  | Ground-Water-Source | WBAHP-O: Heat Pump Packaged Un | Heat Pump | 208 | 1 |  |  |  | Single-Speed |  |  |  | 19500 | 1083 | 18 | 16.2 | 17900 | 1417 | 3.7 | 3.6 | Non Federally-Regulated | 12/01/2016 |  | 03/23/2020
Trane U.S. Inc. | Trane | GETE0247 |  | Ground-Water-Source | WBAHP-O: Heat Pump Packaged Un | Heat Pump | 265 | 1 |  |  |  | Single-Speed |  |  |  | 25600 | 1410 | 18.2 | 16.2 | 23600 | 1773 | 3.9 | 3.6 | Non Federally-Regulated | 12/01/2016 |  | 03/23/2020
Trane U.S. Inc. | Trane | GETE0097 |  | Ground-Water-Source | WBAHP-O: Heat Pump Packaged Un | Heat Pump | 265 | 1 |  |  |  | Single-Speed |  |  |  | 9700 | 538 | 18 | 16.2 | 8700 | 689 | 3.7 | 3.6 | Non Federally-Regulated | 12/01/2016 |  | 03/23/2020
Trane U.S. Inc. | Trane | GETE024 |  | Ground-Water-Source | WBAHP-O: Heat Pump Packaged Un | Heat Pump | 208 | 1 |  |  |  | Single-Speed |  |  |  | 25600 | 1410 | 18.2 | 16.2 | 23600 | 1773 | 3.9 | 3.6 | Non Federally-Regulated | 12/01/2016 |  | 03/23/2020
Waterfurnace International, Inc. | WFI Industries, Ltd. | YS024**1*4 |  | Water-Source | WBAHP: Heat Pump Packaged Unit | Heat Pump | 208 | 1 |  |  |  | Single-Speed |  |  |  | 23000 | 1523 | 15.1 | 12 | 27000 | 1582 | 5 | 4.2 | Federally-Regulated Commercial & Industrial Equipment | 06/19/2015 |  | 03/23/2020
Waterfurnace International, Inc. | Geosmart Energy, Inc. | ZS041**3*0 |  | Water-Source | WBAHP: Heat Pump Packaged Unit | Heat Pump | 208 | 3 |  |  | No Match | Single-Speed |  |  |  | 40000 | 2899 | 13.8 | 12 | 45000 | 3067 | 4.3 | 4.2 | Federally-Regulated Commercial & Industrial Equipment | 01/24/2011 |  | 03/23/2020
Waterfurnace International, Inc. | Johnson Controls | NBV/NBH038**3*4 |  | Water-Source | WBAHP: Heat Pump Packaged Unit | Heat Pump | 230 | 1 |  |  | No Match | Single-Speed |  |  |  | 39000 | 2167 | 18 | 12 | 40300 | 2187 | 5.4 | 4.2 | Federally-Regulated Commercial & Industrial Equipment | 09/03/2012 |  | 03/23/2020
Waterfurnace International, Inc. | Geosmart Energy, Inc. | ZS036**0*1 |  | Water-Source | WBAHP: Heat Pump Packaged Unit | Heat Pump | 208 | 1 |  |  | No Match | Single-Speed |  |  |  | 33300 | 2220 | 15 | 12 | 40600 | 2479 | 4.8 | 4.2 | Federally-Regulated Commercial & Industrial Equipment | 01/24/2011 |  | 03/23/2020
Waterfurnace International, Inc. | Waterfurnace International, Inc. | UBV/UBH070**0*1 |  | Water-Source | WBAHP: Heat Pump Packaged Unit | Heat Pump | 208 | 1 |  |  | No Match | Single-Speed | 3720 | 800 |  | 66000 | 4521 | 14.6 | 12 | 80000 | 4989 | 4.7 | 4.2 | Federally-Regulated Commercial & Industrial Equipment | 08/23/2011 |  | 03/23/2020
Waterfurnace International, Inc. | Johnson Controls | RKSV/RKSH060**0*0 |  | Water-Source | WBAHP: Heat Pump Packaged Unit | Heat Pump | 208 | 1 |  |  | No Match | Single-Speed |  |  |  | 61300 | 3981 | 15.4 | 12 | 69000 | 4044 | 5 | 4.2 | Federally-Regulated Commercial & Industrial Equipment | 01/09/2014 |  | 03/23/2020
Waterfurnace International, Inc. | York | YBSV/YBSH036**3*1 |  | Water-Source | WBAHP: Heat Pump Packaged Unit | Heat Pump | 208 | 3 |  |  | No Match | Single-Speed |  |  |  | 34500 | 2379 | 14.5 | 12 | 43800 | 2620 | 4.9 | 4.2 | Federally-Regulated Commercial & Industrial Equipment | 10/24/2014 |  | 03/23/2020
Waterfurnace International, Inc. | York | YAFS036**1*(1,2,4) |  | Water-Source | WBAHP: Heat Pump Packaged Unit | Heat Pump | 208 | 1 |  |  | No Match | Single-Speed |  |  |  | 34900 | 1616 | 21.6 | 12 | 34200 | 1671 | 6 | 4.2 | Federally-Regulated Commercial & Industrial Equipment | 01/09/2014 |  | 03/23/2020
Waterfurnace International, Inc. | Trane Unitary Products Group | T1GC060***1**4 |  | Water-Source | WBAHP: Heat Pump Packaged Unit | Heat Pump | 208 | 1 |  |  | No Match | Single-Speed |  |  |  | 58400 | 3817 | 15.3 | 12 | 72500 | 4521 | 4.7 | 4.2 | Federally-Regulated Commercial & Industrial Equipment | 03/02/2012 |  | 03/23/2020
Waterfurnace International, Inc. | Geosmart Energy, Inc. | ZS023**3*4 |  | Water-Source | WBAHP: Heat Pump Packaged Unit | Heat Pump | 230 | 3 |  |  | No Match | Single-Speed |  |  |  | 23000 | 1533 | 15 | 12 | 26000 | 1621 | 4.7 | 4.2 | Federally-Regulated Commercial & Industrial Equipment | 06/14/2011 |  | 03/23/2020
Waterfurnace International, Inc. | York | YKSV/YKSH018**0*0 |  | Water-Source | WBAHP: Heat Pump Packaged Unit | Heat Pump | 230 | 1 |  |  | No Match | Single-Speed |  |  |  | 18000 | 1154 | 15.6 | 12 | 23000 | 1322 | 5.1 | 4.2 | Federally-Regulated Commercial & Industrial Equipment | 10/24/2014 |  | 03/23/2020
Waterfurnace International, Inc. | Geosmart Energy, Inc. | ZS048**0*0 |  | Water-Source | WBAHP: Heat Pump Packaged Unit | Heat Pump | 230 | 1 |  |  | No Match | Single-Speed |  |  |  | 47700 | 3245 | 14.7 | 12 | 56000 | 3730 | 4.4 | 4.2 | Federally-Regulated Commercial & Industrial Equipment | 01/24/2011 |  | 03/23/2020
Waterfurnace International, Inc. | Johnson Controls | RKV/RKH030**3*4 |  | Water-Source | WBAHP: Heat Pump Packaged Unit | Heat Pump | 208 | 1 |  |  | No Match | Single-Speed |  |  |  | 27600 | 1516 | 18.2 | 12 | 30600 | 1661 | 5.4 | 4.2 | Federally-Regulated Commercial & Industrial Equipment | 09/03/2012 |  | 03/23/2020
Waterfurnace International, Inc. | Johnson Controls | RGSH023**0*4 |  | Water-Source | WBAHP: Heat Pump Packaged Unit | Heat Pump | 208 | 1 |  |  | No Match | Single-Speed |  |  |  | 23000 | 1533 | 15 | 12 | 26000 | 1621 | 4.7 | 4.2 | Federally-Regulated Commercial & Industrial Equipment | 06/14/2011 |  | 03/23/2020
Waterfurnace International, Inc. | Johnson Controls | RBSV/RBSH012**2*0 |  | Water-Source | WBAHP: Heat Pump Packaged Unit | Heat Pump | 265 | 1 |  |  | No Match | Single-Speed |  |  |  | 10200 | 836 | 12.2 | 11.2 | 15200 | 1012 | 4.4 | 4.2 | Federally-Regulated Commercial & Industrial Equipment | 12/12/2012 |  | 03/23/2020
Waterfurnace International, Inc. | WFI Industries, Ltd. | ZBV/ZBH018**2*4 |  | Water-Source | WBAHP: Heat Pump Packaged Unit | Heat Pump | 265 | 1 |  |  | No Match | Single-Speed |  |  |  | 17300 | 1218 | 14.2 | 12 | 19000 | 1237 | 4.5 | 4.2 | Federally-Regulated Commercial & Industrial Equipment | 01/09/2014 |  | 03/23/2020
Waterfurnace International, Inc. | Waterfurnace International, Inc. | NBV/NBH060**3*1 |  | Water-Source | WBAHP: Heat Pump Packaged Unit | Heat Pump | 230 | 3 |  |  | No Match | Single-Speed |  |  |  | 61300 | 3693 | 16.6 | 12 | 69000 | 3816 | 5.3 | 4.2 | Federally-Regulated Commercial & Industrial Equipment | 09/03/2012 |  | 03/23/2020
Waterfurnace International, Inc. | York | YBSV/YBSH024**2*4 |  | Water-Source | WBAHP: Heat Pump Packaged Unit | Heat Pump | 265 | 1 |  |  | No Match | Single-Speed |  |  |  | 22900 | 1684 | 13.6 | 12 | 26000 | 1621 | 4.7 | 4.2 | Federally-Regulated Commercial & Industrial Equipment | 10/24/2014 |  | 03/23/2020
Waterfurnace International, Inc. | Johnson Controls | RKSV/RKSH036**0*1 |  | Water-Source | WBAHP: Heat Pump Packaged Unit | Heat Pump | 230 | 1 |  |  | No Match | Single-Speed |  |  |  | 34900 | 1983 | 17.6 | 12 | 34200 | 1671 | 6 | 4.2 | Federally-Regulated Commercial & Industrial Equipment | 01/09/2014 |  | 03/23/2020
Waterfurnace International, Inc. | Johnson Controls | RGSV/RGSH030**0*0 |  | Water-Source | WBAHP: Heat Pump Packaged Unit | Heat Pump | 230 | 1 |  |  | No Match | Single-Speed |  |  |  | 29500 | 1980 | 14.9 | 12 | 34600 | 2113 | 4.8 | 4.2 | Federally-Regulated Commercial & Industrial Equipment | 01/24/2011 |  | 03/23/2020
Waterfurnace International, Inc. | York | YAFS030**1*(1,4) |  | Water-Source | WBAHP: Heat Pump Packaged Unit | Heat Pump | 208 | 1 |  |  | No Match | Single-Speed |  |  |  | 27800 | 1448 | 19.2 | 12 | 30600 | 1573 | 5.7 | 4.2 | Federally-Regulated Commercial & Industrial Equipment | 01/09/2014 |  | 03/23/2020
Waterfurnace International, Inc. | York | YBSV/YBSH030**3*1 |  | Water-Source | WBAHP: Heat Pump Packaged Unit | Heat Pump | 208 | 3 |  |  | No Match | Single-Speed |  |  |  | 28400 | 1932 | 14.7 | 12 | 34000 | 2120 | 4.7 | 4.2 | Federally-Regulated Commercial & Industrial Equipment | 10/24/2014 |  | 03/23/2020
Waterfurnace International, Inc. | Johnson Controls | RKSV/RKSH036**2*4 |  | Water-Source | WBAHP: Heat Pump Packaged Unit | Heat Pump | 265 | 1 |  |  | No Match | Single-Speed |  |  |  | 34900 | 1616 | 21.6 | 12 | 34200 | 1671 | 6 | 4.2 | Federally-Regulated Commercial & Industrial Equipment | 01/09/2014 |  | 03/23/2020
Waterfurnace International, Inc. | York | YKTV/YKTH038**2*4 |  | Water-Source | WBAHP: Heat Pump Packaged Unit | Heat Pump | 265 | 1 |  |  | No Match | Single-Speed |  |  |  | 39000 | 2167 | 18 | 12 | 40300 | 2187 | 5.4 | 4.2 | Federally-Regulated Commercial & Industrial Equipment | 10/24/2014 |  | 03/23/2020
Waterfurnace International, Inc. | York | YAFT038**1*(1,2,4) |  | Water-Source | WBAHP: Heat Pump Packaged Unit | Heat Pump | 208 | 1 |  |  | No Match | Dual-Speed |  |  |  | 39000 | 2167 | 18 | 12 | 40300 | 2187 | 5.4 | 4.2 | Federally-Regulated Commercial & Industrial Equipment | 01/09/2014 |  | 03/23/2020
Waterfurnace International, Inc. | Waterfurnace International, Inc. | UBV/UBH036**0*0 |  | Water-Source | WBAHP: Heat Pump Packaged Unit | Heat Pump | 230 | 1 |  |  | No Match | Single-Speed |  |  |  | 34500 | 2464 | 14 | 12 | 43800 | 2731 | 4.7 | 4.2 | Federally-Regulated Commercial & Industrial Equipment | 08/23/2011 |  | 03/23/2020
Waterfurnace International, Inc. | WFI Industries, Ltd. | GBV/GBH064**4*1 |  | Water-Source | WBAHP: Heat Pump Packaged Unit | Heat Pump | 460 | 3 |  |  | No Match | Single-Speed |  |  |  | 62000 | 3804 | 16.3 | 12 | 70600 | 3979 | 5.2 | 4.2 | Federally-Regulated Commercial & Industrial Equipment | 01/09/2014 |  | 03/23/2020
Waterfurnace International, Inc. | Johnson Controls | RBSV/RBSH048**0*4 |  | Water-Source | WBAHP: Heat Pump Packaged Unit | Heat Pump | 230 | 1 |  |  | No Match | Single-Speed |  |  |  | 47200 | 3371 | 14 | 12 | 59000 | 3602 | 4.8 | 4.2 | Federally-Regulated Commercial & Industrial Equipment | 09/03/2012 |  | 03/23/2020
Waterfurnace International, Inc. | Johnson Controls | RGSV041**0*4 |  | Water-Source | WBAHP: Heat Pump Packaged Unit | Heat Pump | 230 | 1 |  |  | No Match | Single-Speed |  |  |  | 40000 | 2759 | 14.5 | 12 | 45000 | 2931 | 4.5 | 4.2 | Federally-Regulated Commercial & Industrial Equipment | 06/14/2011 |  | 03/23/2020
Waterfurnace International, Inc. | WFI Industries, Ltd. | GBV/GBH048**3*1 |  | Water-Source | WBAHP: Heat Pump Packaged Unit | Heat Pump | 230 | 3 |  |  | No Match | Single-Speed |  |  |  | 47300 | 2557 | 18.5 | 12 | 53100 | 2882 | 5.4 | 4.2 | Federally-Regulated Commercial & Industrial Equipment | 01/09/2014 |  | 03/23/2020
Waterfurnace International, Inc. | Waterfurnace International, Inc. | NBV/NBH024**4*4 |  | Water-Source | WBAHP: Heat Pump Packaged Unit | Heat Pump | 460 | 3 |  |  | No Match | Single-Speed |  |  |  | 24800 | 1459 | 17 | 12 | 30000 | 1659 | 5.3 | 4.2 | Federally-Regulated Commercial & Industrial Equipment | 09/03/2012 |  | 03/23/2020
Waterfurnace International, Inc. | WFI Industries, Ltd. | ZS023**3*4 |  | Water-Source | WBAHP: Heat Pump Packaged Unit | Heat Pump | 208 | 3 |  |  | No Match | Single-Speed |  |  |  | 23000 | 1533 | 15 | 12 | 26000 | 1621 | 4.7 | 4.2 | Federally-Regulated Commercial & Industrial Equipment | 06/14/2011 |  | 03/23/2020
Waterfurnace International, Inc. | York | YKSV/YKSH036**2*0 |  | Water-Source | WBAHP: Heat Pump Packaged Unit | Heat Pump | 265 | 1 |  |  | No Match | Single-Speed |  |  |  | 34100 | 1938 | 17.6 | 12 | 34200 | 1790 | 5.6 | 4.2 | Federally-Regulated Commercial & Industrial Equipment | 10/24/2014 |  | 03/23/2020
Waterfurnace International, Inc. | Johnson Controls | RKV/RKH036**2*1 |  | Water-Source | WBAHP: Heat Pump Packaged Unit | Heat Pump | 208 | 1 |  |  | No Match | Single-Speed |  |  |  | 34100 | 1938 | 17.6 | 12 | 34200 | 1790 | 5.6 | 4.2 | Federally-Regulated Commercial & Industrial Equipment | 09/03/2012 |  | 03/23/2020
Waterfurnace International, Inc. | Waterfurnace International, Inc. | NBV/NBH049**3*4 |  | Water-Source | WBAHP: Heat Pump Packaged Unit | Heat Pump | 208 | 3 |  |  | No Match | Single-Speed |  |  |  | 50300 | 2942 | 17.1 | 12 | 56100 | 3162 | 5.2 | 4.2 | Federally-Regulated Commercial & Industrial Equipment | 09/03/2012 |  | 03/23/2020
Waterfurnace International, Inc. | Johnson Controls | RKSV/RKSH036**2*0 |  | Water-Source | WBAHP: Heat Pump Packaged Unit | Heat Pump | 265 | 1 |  |  | No Match | Single-Speed |  |  |  | 34100 | 1938 | 17.6 | 12 | 34200 | 1790 | 5.6 | 4.2 | Federally-Regulated Commercial & Industrial Equipment | 01/09/2014 |  | 03/23/2020
Waterfurnace International, Inc. | WFI Industries, Ltd. | GBV/GBH026**0*1 |  | Water-Source | WBAHP: Heat Pump Packaged Unit | Heat Pump | 230 | 1 |  |  | No Match | Single-Speed |  |  |  | 26000 | 1503 | 17.3 | 12 | 30300 | 1615 | 5.5 | 4.2 | Federally-Regulated Commercial & Industrial Equipment | 01/09/2014 |  | 03/23/2020
Waterfurnace International, Inc. | WFI Industries, Ltd. | GBV/GBH060**0*1 |  | Water-Source | WBAHP: Heat Pump Packaged Unit | Heat Pump | 208 | 1 |  |  | No Match | Single-Speed |  |  |  | 61300 | 3693 | 16.6 | 12 | 69000 | 3816 | 5.3 | 4.2 | Federally-Regulated Commercial & Industrial Equipment | 01/09/2014 |  | 03/23/2020
Waterfurnace International, Inc. | Waterfurnace International, Inc. | NBV/NBH015**0*4 |  | Water-Source | WBAHP: Heat Pump Packaged Unit | Heat Pump | 208 | 1 |  |  | No Match | Single-Speed |  |  |  | 14400 | 873 | 16.5 | 11.2 | 18500 | 1023 | 5.3 | 4.2 | Federally-Regulated Commercial & Industrial Equipment | 09/03/2012 |  | 03/23/2020
Waterfurnace International, Inc. | Johnson Controls | RKV/RKH030**2*1 |  | Water-Source | WBAHP: Heat Pump Packaged Unit | Heat Pump | 208 | 1 |  |  | No Match | Single-Speed |  |  |  | 27600 | 1516 | 18.2 | 12 | 30600 | 1661 | 5.4 | 4.2 | Federally-Regulated Commercial & Industrial Equipment | 09/03/2012 |  | 03/23/2020
Waterfurnace International, Inc. | Trane Unitary Products Group | T2GC036*A |  | Water-Source | WBAHP: Heat Pump Packaged Unit | Heat Pump | 208 | 1 |  |  |  | Dual-Speed |  |  |  | 33700 | 2496 | 13.5 | 12 | 42500 | 2650 | 4.7 | 4.2 | Federally-Regulated Commercial & Industrial Equipment | 04/22/2015 |  | 03/23/2020
Waterfurnace International, Inc. | Geosmart Energy, Inc. | YS070**1*0 |  | Water-Source | WBAHP: Heat Pump Packaged Unit | Heat Pump | 230 | 1 |  |  |  | Single-Speed |  |  |  | 63000 | 4436 | 14.2 | 12 | 79000 | 5262 | 4.4 | 4.2 | Federally-Regulated Commercial & Industrial Equipment | 05/01/2015 |  | 03/23/2020
Waterfurnace International, Inc. | Geosmart Energy, Inc. | ZS060**3*4 |  | Water-Source | WBAHP: Heat Pump Packaged Unit | Heat Pump | 230 | 3 |  |  | No Match | Single-Speed |  |  |  | 58400 | 3817 | 15.3 | 12 | 72500 | 4521 | 4.7 | 4.2 | Federally-Regulated Commercial & Industrial Equipment | 04/21/2014 |  | 03/23/2020
Waterfurnace International, Inc. | York | YBSV/YBSH042**0*0 |  | Water-Source | WBAHP: Heat Pump Packaged Unit | Heat Pump | 208 | 1 |  |  | No Match | Single-Speed |  |  |  | 39200 | 2970 | 13.2 | 12 | 51000 | 3180 | 4.7 | 4.2 | Federally-Regulated Commercial & Industrial Equipment | 10/24/2014 |  | 03/23/2020
Waterfurnace International, Inc. | American Standard, Inc. | A2GC072*A |  | Water-Source | WBAHP: Heat Pump Packaged Unit | Heat Pump | 208 | 1 |  |  |  | Dual-Speed |  |  |  | 64400 | 4472 | 14.4 | 12 | 82800 | 5393 | 4.5 | 4.2 | Federally-Regulated Commercial & Industrial Equipment | 04/22/2015 |  | 03/23/2020
Waterfurnace International, Inc. | Trane Unitary Products Group | T1GC030***1**0 |  | Water-Source | WBAHP: Heat Pump Packaged Unit | Heat Pump | 230 | 1 |  |  | No Match | Single-Speed |  |  |  | 29500 | 1980 | 14.9 | 12 | 34600 | 2113 | 4.8 | 4.2 | Federally-Regulated Commercial & Industrial Equipment | 08/23/2011 |  | 03/23/2020
Waterfurnace International, Inc. | York | YFV018**2*0 |  | Water-Source | WBAHP: Heat Pump Packaged Unit | Heat Pump | 265 | 1 |  |  |  | Single-Speed |  |  |  | 17600 | 1205 | 14.6 | 12 | 21000 | 1309 | 4.7 | 4.2 | Federally-Regulated Commercial & Industrial Equipment | 04/22/2015 |  | 03/23/2020
Waterfurnace International, Inc. | Johnson Controls | RKV/RKH036**3*0 |  | Water-Source | WBAHP: Heat Pump Packaged Unit | Heat Pump | 208 | 1 |  |  | No Match | Single-Speed |  |  |  | 34100 | 1938 | 17.6 | 12 | 34200 | 1790 | 5.6 | 4.2 | Federally-Regulated Commercial & Industrial Equipment | 09/03/2012 |  | 03/23/2020
Waterfurnace International, Inc. | Waterfurnace International, Inc. | NBV/NBH060**0*4 |  | Water-Source | WBAHP: Heat Pump Packaged Unit | Heat Pump | 230 | 1 |  |  | No Match | Single-Speed |  |  |  | 61300 | 3693 | 16.6 | 12 | 69000 | 3816 | 5.3 | 4.2 | Federally-Regulated Commercial & Industrial Equipment | 09/03/2012 |  | 03/23/2020
Waterfurnace International, Inc. | York | YLFT048*A |  | Water-Source | WBAHP: Heat Pump Packaged Unit | Heat Pump | 230 | 1 |  |  |  | Dual-Speed |  |  |  | 46500 | 3142 | 14.8 | 12 | 53900 | 3291 | 4.8 | 4.2 | Federally-Regulated Commercial & Industrial Equipment | 04/22/2015 |  | 03/23/2020
Waterfurnace International, Inc. | York | YBSV/YBSH024**3*0 |  | Water-Source | WBAHP: Heat Pump Packaged Unit | Heat Pump | 230 | 3 |  |  | No Match | Single-Speed |  |  |  | 22900 | 1762 | 13 | 12 | 26000 | 1693 | 4.5 | 4.2 | Federally-Regulated Commercial & Industrial Equipment | 10/24/2014 |  | 03/23/2020
Waterfurnace International, Inc. | Trane Unitary Products Group | T2GC024*A |  | Water-Source | WBAHP: Heat Pump Packaged Unit | Heat Pump | 208 | 1 |  |  |  | Dual-Speed |  |  |  | 22000 | 1583 | 13.9 | 12 | 28300 | 1693 | 4.9 | 4.2 | Federally-Regulated Commercial & Industrial Equipment | 04/22/2015 |  | 03/23/2020
Waterfurnace International, Inc. | Johnson Controls | RKV/RKH042**3*0 |  | Water-Source | WBAHP: Heat Pump Packaged Unit | Heat Pump | 230 | 1 |  |  | No Match | Single-Speed |  |  |  | 40100 | 2416 | 16.6 | 12 | 42800 | 2460 | 5.1 | 4.2 | Federally-Regulated Commercial & Industrial Equipment | 09/03/2012 |  | 03/23/2020
Waterfurnace International, Inc. | York | YBSV/YBSH015**0*1 |  | Water-Source | WBAHP: Heat Pump Packaged Unit | Heat Pump | 230 | 1 |  |  | No Match | Single-Speed |  |  |  | 13800 | 1045 | 13.2 | 11.2 | 16100 | 1026 | 4.6 | 4.2 | Federally-Regulated Commercial & Industrial Equipment | 10/24/2014 |  | 03/23/2020
Waterfurnace International, Inc. | York | YAFS036**1*(0,3) |  | Water-Source | WBAHP: Heat Pump Packaged Unit | Heat Pump | 208 | 1 |  |  | No Match | Single-Speed |  |  |  | 34100 | 1938 | 17.6 | 12 | 34200 | 1790 | 5.6 | 4.2 | Federally-Regulated Commercial & Industrial Equipment | 01/09/2014 |  | 03/23/2020
Waterfurnace International, Inc. | Johnson Controls | RKV/RKH036**2*0 |  | Water-Source | WBAHP: Heat Pump Packaged Unit | Heat Pump | 208 | 1 |  |  | No Match | Single-Speed |  |  |  | 34100 | 1938 | 17.6 | 12 | 34200 | 1790 | 5.6 | 4.2 | Federally-Regulated Commercial & Industrial Equipment | 09/03/2012 |  | 03/23/2020
Waterfurnace International, Inc. | Johnson Controls | RBSV/RBSH030**3*0 |  | Water-Source | WBAHP: Heat Pump Packaged Unit | Heat Pump | 208 | 3 |  |  | No Match | Single-Speed |  |  |  | 28400 | 2058 | 13.8 | 12 | 34000 | 2214 | 4.5 | 4.2 | Federally-Regulated Commercial & Industrial Equipment | 09/03/2012 |  | 03/23/2020
Waterfurnace International, Inc. | York | YKSV/YKSH036**3*4 |  | Water-Source | WBAHP: Heat Pump Packaged Unit | Heat Pump | 230 | 3 |  |  | No Match | Single-Speed |  |  |  | 34900 | 1983 | 17.6 | 12 | 34200 | 1671 | 6 | 4.2 | Federally-Regulated Commercial & Industrial Equipment | 10/24/2014 |  | 03/23/2020
Waterfurnace International, Inc. | WFI Industries, Ltd. | GBV/GBH018**0*0 |  | Water-Source | WBAHP: Heat Pump Packaged Unit | Heat Pump | 230 | 1 |  |  | No Match | Single-Speed |  |  |  | 18000 | 1154 | 15.6 | 12 | 23000 | 1322 | 5.1 | 4.2 | Federally-Regulated Commercial & Industrial Equipment | 01/09/2014 |  | 03/23/2020
Waterfurnace International, Inc. | Johnson Controls | RKSV/RKSH030**0*0 |  | Water-Source | WBAHP: Heat Pump Packaged Unit | Heat Pump | 208 | 1 |  |  | No Match | Single-Speed |  |  |  | 27600 | 1516 | 18.2 | 12 | 30600 | 1661 | 5.4 | 4.2 | Federally-Regulated Commercial & Industrial Equipment | 01/09/2014 |  | 03/23/2020
Waterfurnace International, Inc. | Waterfurnace International, Inc. | UBV/UBH036**4*1 |  | Water-Source | WBAHP: Heat Pump Packaged Unit | Heat Pump | 460 | 3 |  |  | No Match | Single-Speed |  |  |  | 34500 | 2379 | 14.5 | 12 | 43800 | 2620 | 4.9 | 4.2 | Federally-Regulated Commercial & Industrial Equipment | 08/23/2011 |  | 03/23/2020
Waterfurnace International, Inc. | Johnson Controls | RGSV/RGSH024**0*4 |  | Water-Source | WBAHP: Heat Pump Packaged Unit | Heat Pump | 208 | 1 |  |  | No Match | Single-Speed |  |  |  | 23900 | 1583 | 15.1 | 12 | 27000 | 1583 | 5 | 4.2 | Federally-Regulated Commercial & Industrial Equipment | 06/14/2011 |  | 03/23/2020
Waterfurnace International, Inc. | WFI Industries, Ltd. | ZS036**4*4 |  | Water-Source | WBAHP: Heat Pump Packaged Unit | Heat Pump | 460 | 3 |  |  | No Match | Single-Speed |  |  |  | 33300 | 2220 | 15 | 12 | 40600 | 2479 | 4.8 | 4.2 | Federally-Regulated Commercial & Industrial Equipment | 03/02/2012 |  | 03/23/2020
Waterfurnace International, Inc. | York | YAFT026**1*(1,4) |  | Water-Source | WBAHP: Heat Pump Packaged Unit | Heat Pump | 230 | 1 |  |  | No Match | Dual-Speed |  |  |  | 26000 | 1503 | 17.3 | 12 | 30300 | 1615 | 5.5 | 4.2 | Federally-Regulated Commercial & Industrial Equipment | 01/09/2014 |  | 03/23/2020
Waterfurnace International, Inc. | WFI Industries, Ltd. | GBV/GBH015**0*4 |  | Water-Source | WBAHP: Heat Pump Packaged Unit | Heat Pump | 230 | 1 |  |  | No Match | Single-Speed |  |  |  | 14400 | 873 | 16.5 | 11.2 | 18500 | 1023 | 5.3 | 4.2 | Federally-Regulated Commercial & Industrial Equipment | 01/09/2014 |  | 03/23/2020
Waterfurnace International, Inc. | Johnson Controls | RBSV/RBSH024**0*0 |  | Water-Source | WBAHP: Heat Pump Packaged Unit | Heat Pump | 230 | 1 |  |  | No Match | Single-Speed |  |  |  | 22900 | 1762 | 13 | 12 | 26000 | 1693 | 4.5 | 4.2 | Federally-Regulated Commercial & Industrial Equipment | 09/03/2012 |  | 03/23/2020
Waterfurnace International, Inc. | Johnson Controls | RMSV029**0*0 |  | Water-Source | WBAHP: Heat Pump Packaged Unit | Heat Pump | 230 | 1 |  |  | No Match | Single-Speed |  |  |  | 29000 | 2042 | 14.2 | 12 | 34600 | 2358 | 4.3 | 4.2 | Federally-Regulated Commercial & Industrial Equipment | 01/09/2014 |  | 03/23/2020
Waterfurnace International, Inc. | Geosmart Energy, Inc. | ZS018**2*1 |  | Water-Source | WBAHP: Heat Pump Packaged Unit | Heat Pump | 265 | 1 |  |  | No Match | Single-Speed |  |  |  | 17600 | 1158 | 15.2 | 12 | 21000 | 1282 | 4.8 | 4.2 | Federally-Regulated Commercial & Industrial Equipment | 01/24/2011 |  | 03/23/2020
Waterfurnace International, Inc. | Geosmart Energy, Inc. | ZS070**4*4 |  | Water-Source | WBAHP: Heat Pump Packaged Unit | Heat Pump | 460 | 3 |  |  | No Match | Single-Speed |  |  |  | 63000 | 4406 | 14.3 | 12 | 79000 | 4926 | 4.7 | 4.2 | Federally-Regulated Commercial & Industrial Equipment | 03/02/2012 |  | 03/23/2020
Waterfurnace International, Inc. | Johnson Controls | RKSV/RKSH024**4*1 |  | Water-Source | WBAHP: Heat Pump Packaged Unit | Heat Pump | 460 | 3 |  |  | No Match | Single-Speed |  |  |  | 24800 | 1459 | 17 | 12 | 30000 | 1659 | 5.3 | 4.2 | Federally-Regulated Commercial & Industrial Equipment | 01/09/2014 |  | 03/23/2020
Waterfurnace International, Inc. | Johnson Controls | RJSV/RJSH012**2 |  | Water-Source | WBAHP: Heat Pump Packaged Unit | Heat Pump | 265 | 1 |  |  | No Match | Single-Speed |  |  |  | 12300 | 783 | 15.7 | 11.2 | 14800 | 850 | 5.1 | 4.2 | Federally-Regulated Commercial & Industrial Equipment | 01/24/2011 |  | 03/23/2020
Waterfurnace International, Inc. | York | YAFS022**1*(1,4) |  | Water-Source | WBAHP: Heat Pump Packaged Unit | Heat Pump | 208 | 1 |  |  | No Match | Single-Speed |  |  |  | 21900 | 1123 | 19.5 | 12 | 22800 | 1172 | 5.7 | 4.2 | Federally-Regulated Commercial & Industrial Equipment | 01/09/2014 |  | 03/23/2020
Waterfurnace International, Inc. | Johnson Controls | RKSV/RKSH024**2*1 |  | Water-Source | WBAHP: Heat Pump Packaged Unit | Heat Pump | 265 | 1 |  |  | No Match | Single-Speed |  |  |  | 24800 | 1459 | 17 | 12 | 30000 | 1659 | 5.3 | 4.2 | Federally-Regulated Commercial & Industrial Equipment | 01/09/2014 |  | 03/23/2020
Waterfurnace International, Inc. | Johnson Controls | RKTV/RKTH064**4*4 |  | Water-Source | WBAHP: Heat Pump Packaged Unit | Heat Pump | 460 | 3 |  |  | No Match | Single-Speed |  |  |  | 62000 | 3804 | 16.3 | 12 | 70600 | 3979 | 5.2 | 4.2 | Federally-Regulated Commercial & Industrial Equipment | 01/09/2014 |  | 03/23/2020
Waterfurnace International, Inc. | Geosmart Energy, Inc. | ZS036**3*0 |  | Water-Source | WBAHP: Heat Pump Packaged Unit | Heat Pump | 230 | 3 |  |  | No Match | Single-Speed |  |  |  | 33300 | 2313 | 14.4 | 12 | 40600 | 2644 | 4.5 | 4.2 | Federally-Regulated Commercial & Industrial Equipment | 01/24/2011 |  | 03/23/2020
Waterfurnace International, Inc. | Geosmart Energy, Inc. | ZS070**0*1 |  | Water-Source | WBAHP: Heat Pump Packaged Unit | Heat Pump | 208 | 1 |  |  | No Match | Single-Speed |  |  |  | 63000 | 4406 | 14.3 | 12 | 79000 | 4926 | 4.7 | 4.2 | Federally-Regulated Commercial & Industrial Equipment | 01/24/2011 |  | 03/23/2020
Waterfurnace International, Inc. | Johnson Controls | RJSV/RJSH060**3*1 |  | Water-Source | WBAHP: Heat Pump Packaged Unit | Heat Pump | 208 | 3 |  |  | No Match | Single-Speed |  |  |  | 64300 | 3738 | 17.2 | 12 | 69800 | 3788 | 5.4 | 4.2 | Federally-Regulated Commercial & Industrial Equipment | 01/24/2011 |  | 03/23/2020
Waterfurnace International, Inc. | York | YKSV/YKSH024**3*1 |  | Water-Source | WBAHP: Heat Pump Packaged Unit | Heat Pump | 230 | 3 |  |  | No Match | Single-Speed |  |  |  | 24800 | 1459 | 17 | 12 | 30000 | 1659 | 5.3 | 4.2 | Federally-Regulated Commercial & Industrial Equipment | 10/24/2014 |  | 03/23/2020
Waterfurnace International, Inc. | Johnson Controls | RGSV/RGSH036**2*4 |  | Water-Source | WBAHP: Heat Pump Packaged Unit | Heat Pump | 265 | 1 |  |  | No Match | Single-Speed |  |  |  | 33300 | 2220 | 15 | 12 | 40600 | 2479 | 4.8 | 4.2 | Federally-Regulated Commercial & Industrial Equipment | 03/02/2012 |  | 03/23/2020
Waterfurnace International, Inc. | Johnson Controls | RKV/RKH030**3*1 |  | Water-Source | WBAHP: Heat Pump Packaged Unit | Heat Pump | 230 | 1 |  |  | No Match | Single-Speed |  |  |  | 27600 | 1516 | 18.2 | 12 | 30600 | 1661 | 5.4 | 4.2 | Federally-Regulated Commercial & Industrial Equipment | 09/03/2012 |  | 03/23/2020
Waterfurnace International, Inc. | WFI Industries, Ltd. | GBV/GBH024**0*1 |  | Water-Source | WBAHP: Heat Pump Packaged Unit | Heat Pump | 208 | 1 |  |  | No Match | Single-Speed |  |  |  | 24800 | 1459 | 17 | 12 | 30000 | 1659 | 5.3 | 4.2 | Federally-Regulated Commercial & Industrial Equipment | 01/09/2014 |  | 03/23/2020
Waterfurnace International, Inc. | Johnson Controls | RKV/RKH060**3*4 |  | Water-Source | WBAHP: Heat Pump Packaged Unit | Heat Pump | 208 | 1 |  |  | No Match | Single-Speed |  |  |  | 61300 | 3981 | 15.4 | 12 | 69000 | 4044 | 5 | 4.2 | Federally-Regulated Commercial & Industrial Equipment | 09/03/2012 |  | 03/23/2020
Waterfurnace International, Inc. | Johnson Controls | RBSV/RBSH015**0*4 |  | Water-Source | WBAHP: Heat Pump Packaged Unit | Heat Pump | 230 | 1 |  |  | No Match | Single-Speed |  |  |  | 13800 | 1045 | 13.2 | 11.2 | 16100 | 1026 | 4.6 | 4.2 | Federally-Regulated Commercial & Industrial Equipment | 12/12/2012 |  | 03/23/2020
Waterfurnace International, Inc. | Geosmart Energy, Inc. | ZS041**0*0 |  | Water-Source | WBAHP: Heat Pump Packaged Unit | Heat Pump | 208 | 1 |  |  | No Match | Single-Speed |  |  |  | 40000 | 2899 | 13.8 | 12 | 45000 | 3067 | 4.3 | 4.2 | Federally-Regulated Commercial & Industrial Equipment | 01/24/2011 |  | 03/23/2020
Waterfurnace International, Inc. | Geosmart Energy, Inc. | YS060**1*4 |  | Water-Source | WBAHP: Heat Pump Packaged Unit | Heat Pump | 208 | 1 |  |  |  | Single-Speed |  |  |  | 58400 | 3816 | 15.3 | 12 | 72500 | 4520 | 4.7 | 4.2 | Federally-Regulated Commercial & Industrial Equipment | 05/01/2015 |  | 03/23/2020
Waterfurnace International, Inc. | Waterfurnace International, Inc. | NBV/NBH042**4*4 |  | Water-Source | WBAHP: Heat Pump Packaged Unit | Heat Pump | 460 | 3 |  |  | No Match | Single-Speed |  |  |  | 40800 | 2040 | 20 | 12 | 42800 | 2201 | 5.7 | 4.2 | Federally-Regulated Commercial & Industrial Equipment | 09/03/2012 |  | 03/23/2020
Waterfurnace International, Inc. | Johnson Controls | RGSV/RGSH012**0*0 |  | Water-Source | WBAHP: Heat Pump Packaged Unit | Heat Pump | 208 | 1 |  |  | No Match | Single-Speed |  |  |  | 10900 | 858 | 12.7 | 11.2 | 14700 | 979 | 4.4 | 4.2 | Federally-Regulated Commercial & Industrial Equipment | 01/24/2011 |  | 03/23/2020
Waterfurnace International, Inc. | York | YKSV/YKSH042**0*1 |  | Water-Source | WBAHP: Heat Pump Packaged Unit | Heat Pump | 208 | 1 |  |  | No Match | Single-Speed |  |  |  | 40800 | 2040 | 20 | 12 | 42800 | 2201 | 5.7 | 4.2 | Federally-Regulated Commercial & Industrial Equipment | 10/24/2014 |  | 03/23/2020
Waterfurnace International, Inc. | Waterfurnace International, Inc. | YS042**1*0 |  | Water-Source | WBAHP: Heat Pump Packaged Unit | Heat Pump | 208 | 1 |  |  |  | Single-Speed |  |  |  | 40800 | 2813 | 14.5 | 12 | 45400 | 2956 | 4.5 | 4.2 | Federally-Regulated Commercial & Industrial Equipment | 06/19/2015 |  | 03/23/2020
Waterfurnace International, Inc. | Geosmart Energy, Inc. | ZS030**0*1 |  | Water-Source | WBAHP: Heat Pump Packaged Unit | Heat Pump | 208 | 1 |  |  | No Match | Single-Speed |  |  |  | 29500 | 1879 | 15.7 | 12 | 34600 | 1988 | 5.1 | 4.2 | Federally-Regulated Commercial & Industrial Equipment | 01/24/2011 |  | 03/23/2020
Waterfurnace International, Inc. | Geosmart Energy, Inc. | ZS009**2*0 |  | Water-Source | WBAHP: Heat Pump Packaged Unit | Heat Pump | 265 | 1 |  |  | No Match | Single-Speed |  |  |  | 8500 | 708 | 12 | 11.2 | 11500 | 766 | 4.4 | 4.2 | Federally-Regulated Commercial & Industrial Equipment | 01/24/2011 |  | 03/23/2020
Waterfurnace International, Inc. | Geosmart Energy, Inc. | ZS015**2*0 |  | Water-Source | WBAHP: Heat Pump Packaged Unit | Heat Pump | 265 | 1 |  |  | No Match | Single-Speed |  |  |  | 14000 | 933 | 15 | 11.2 | 16500 | 1007 | 4.8 | 4.2 | Federally-Regulated Commercial & Industrial Equipment | 01/24/2011 |  | 03/23/2020
Waterfurnace International, Inc. | York | YKSV/YKSH018**2*0 |  | Water-Source | WBAHP: Heat Pump Packaged Unit | Heat Pump | 265 | 1 |  |  | No Match | Single-Speed |  |  |  | 18000 | 1154 | 15.6 | 12 | 23000 | 1322 | 5.1 | 4.2 | Federally-Regulated Commercial & Industrial Equipment | 10/24/2014 |  | 03/23/2020
Waterfurnace International, Inc. | Waterfurnace International, Inc. | USV/USH024**3*1 |  | Water-Source | WBAHP: Heat Pump Packaged Unit | Heat Pump | 208 | 3 |  |  | No Match | Single-Speed |  |  |  | 23900 | 1583 | 15.1 | 12 | 27000 | 1583 | 5 | 4.2 | Federally-Regulated Commercial & Industrial Equipment | 01/24/2011 |  | 03/23/2020
Waterfurnace International, Inc. | WFI Industries, Ltd. | GBV/GBH038**4*4 |  | Water-Source | WBAHP: Heat Pump Packaged Unit | Heat Pump | 460 | 3 |  |  | No Match | Single-Speed |  |  |  | 39000 | 2167 | 18 | 12 | 40300 | 2187 | 5.4 | 4.2 | Federally-Regulated Commercial & Industrial Equipment | 01/09/2014 |  | 03/23/2020
Waterfurnace International, Inc. | WFI Industries, Ltd. | ZBV/ZBH036**4*0 |  | Water-Source | WBAHP: Heat Pump Packaged Unit | Heat Pump | 460 | 3 |  |  | No Match | Single-Speed |  |  |  | 34500 | 2464 | 14 | 12 | 43800 | 2731 | 4.7 | 4.2 | Federally-Regulated Commercial & Industrial Equipment | 01/09/2014 |  | 03/23/2020
Waterfurnace International, Inc. | Johnson Controls | RKV/RKH064**3*4 |  | Water-Source | WBAHP: Heat Pump Packaged Unit | Heat Pump | 230 | 1 |  |  | No Match | Single-Speed |  |  |  | 62000 | 3804 | 16.3 | 12 | 70600 | 3979 | 5.2 | 4.2 | Federally-Regulated Commercial & Industrial Equipment | 09/03/2012 |  | 03/23/2020
Waterfurnace International, Inc. | York | YKTV/YKTH026**4*4 |  | Water-Source | WBAHP: Heat Pump Packaged Unit | Heat Pump | 460 | 3 |  |  | No Match | Single-Speed |  |  |  | 26000 | 1503 | 17.3 | 12 | 30300 | 1615 | 5.5 | 4.2 | Federally-Regulated Commercial & Industrial Equipment | 10/24/2014 |  | 03/23/2020
Waterfurnace International, Inc. | Waterfurnace International, Inc. | UBV/UBH036**2*4 |  | Water-Source | WBAHP: Heat Pump Packaged Unit | Heat Pump | 265 | 1 |  |  | No Match | Single-Speed |  |  |  | 34500 | 2379 | 14.5 | 12 | 43800 | 2620 | 4.9 | 4.2 | Federally-Regulated Commercial & Industrial Equipment | 08/23/2011 |  | 03/23/2020
Waterfurnace International, Inc. | Waterfurnace International, Inc. | LD(V,H)048A |  | Water-Source | WBAHP: Heat Pump Packaged Unit | Heat Pump | 230 | 1 |  |  |  | Dual-Speed |  |  |  | 46500 | 3142 | 14.8 | 12 | 53900 | 3291 | 4.8 | 4.2 | Federally-Regulated Commercial & Industrial Equipment | 04/22/2015 |  | 03/23/2020
Waterfurnace International, Inc. | Johnson Controls | RBSV/RBSH042**3*0 |  | Water-Source | WBAHP: Heat Pump Packaged Unit | Heat Pump | 230 | 3 |  |  | No Match | Single-Speed |  |  |  | 39200 | 2970 | 13.2 | 12 | 51000 | 3180 | 4.7 | 4.2 | Federally-Regulated Commercial & Industrial Equipment | 09/03/2012 |  | 03/23/2020
Waterfurnace International, Inc. | York | YBSV/YBSH060**0*1 |  | Water-Source | WBAHP: Heat Pump Packaged Unit | Heat Pump | 230 | 1 |  |  | No Match | Single-Speed |  |  |  | 57000 | 4071 | 14 | 12 | 66000 | 4205 | 4.6 | 4.2 | Federally-Regulated Commercial & Industrial Equipment | 10/24/2014 |  | 03/23/2020
Waterfurnace International, Inc. | Waterfurnace International, Inc. | NBV/NBH024**0*0 |  | Water-Source | WBAHP: Heat Pump Packaged Unit | Heat Pump | 230 | 1 |  |  | No Match | Single-Speed |  |  |  | 24800 | 1531 | 16.2 | 12 | 29000 | 1700 | 5 | 4.2 | Federally-Regulated Commercial & Industrial Equipment | 09/03/2012 |  | 03/23/2020
Waterfurnace International, Inc. | Johnson Controls | RGSV/RGSH015**0*0 |  | Water-Source | WBAHP: Heat Pump Packaged Unit | Heat Pump | 230 | 1 |  |  | No Match | Single-Speed |  |  |  | 14000 | 933 | 15 | 11.2 | 16500 | 1007 | 4.8 | 4.2 | Federally-Regulated Commercial & Industrial Equipment | 01/24/2011 |  | 03/23/2020
Waterfurnace International, Inc. | Waterfurnace International, Inc. | USV/USH042**3*4 |  | Water-Source | WBAHP: Heat Pump Packaged Unit | Heat Pump | 208 | 3 |  |  | No Match | Single-Speed |  |  |  | 40800 | 2615 | 15.6 | 12 | 45400 | 2661 | 5 | 4.2 | Federally-Regulated Commercial & Industrial Equipment | 06/14/2011 |  | 03/23/2020
Waterfurnace International, Inc. | Johnson Controls | RGSV/RGSH060**3*1 |  | Water-Source | WBAHP: Heat Pump Packaged Unit | Heat Pump | 208 | 3 |  |  | No Match | Single-Speed |  |  |  | 58400 | 3817 | 15.3 | 12 | 72500 | 4521 | 4.7 | 4.2 | Federally-Regulated Commercial & Industrial Equipment | 03/02/2012 |  | 03/23/2020
Waterfurnace International, Inc. | York | YBSV/YBSH060**0*0 |  | Water-Source | WBAHP: Heat Pump Packaged Unit | Heat Pump | 208 | 1 |  |  | No Match | Single-Speed |  |  |  | 57000 | 4222 | 13.5 | 12 | 66000 | 4498 | 4.3 | 4.2 | Federally-Regulated Commercial & Industrial Equipment | 10/24/2014 |  | 03/23/2020
Waterfurnace International, Inc. | York | YBSV/YBSH024**3*4 |  | Water-Source | WBAHP: Heat Pump Packaged Unit | Heat Pump | 208 | 3 |  |  | No Match | Single-Speed |  |  |  | 22900 | 1684 | 13.6 | 12 | 26000 | 1621 | 4.7 | 4.2 | Federally-Regulated Commercial & Industrial Equipment | 10/24/2014 |  | 03/23/2020
Waterfurnace International, Inc. | Waterfurnace International, Inc. | UBV/UBH018**2*1 |  | Water-Source | WBAHP: Heat Pump Packaged Unit | Heat Pump | 265 | 1 |  |  | No Match | Single-Speed |  |  |  | 17300 | 1218 | 14.2 | 12 | 19000 | 1237 | 4.5 | 4.2 | Federally-Regulated Commercial & Industrial Equipment | 08/23/2011 |  | 03/23/2020
Waterfurnace International, Inc. | Geosmart Energy, Inc. | ZS024**0*1 |  | Water-Source | WBAHP: Heat Pump Packaged Unit | Heat Pump | 230 | 1 |  |  | No Match | Single-Speed |  |  |  | 23900 | 1583 | 15.1 | 12 | 27000 | 1583 | 5 | 4.2 | Federally-Regulated Commercial & Industrial Equipment | 01/24/2011 |  | 03/23/2020
Waterfurnace International, Inc. | WFI Industries, Ltd. | GBV/GBH038**0*1 |  | Water-Source | WBAHP: Heat Pump Packaged Unit | Heat Pump | 208 | 1 |  |  | No Match | Single-Speed |  |  |  | 39000 | 2167 | 18 | 12 | 40300 | 2187 | 5.4 | 4.2 | Federally-Regulated Commercial & Industrial Equipment | 01/09/2014 |  | 03/23/2020
Waterfurnace International, Inc. | Waterfurnace International, Inc. | UBV/UBH015**0*1 |  | Water-Source | WBAHP: Heat Pump Packaged Unit | Heat Pump | 208 | 1 |  |  | No Match | Single-Speed |  |  |  | 13800 | 1045 | 13.2 | 11.2 | 16100 | 1026 | 4.6 | 4.2 | Federally-Regulated Commercial & Industrial Equipment | 12/12/2012 |  | 03/23/2020
Waterfurnace International, Inc. | Geosmart Energy, Inc. | ZS041**0*4 |  | Water-Source | WBAHP: Heat Pump Packaged Unit | Heat Pump | 230 | 1 |  |  | No Match | Single-Speed |  |  |  | 40000 | 2759 | 14.5 | 12 | 45000 | 2931 | 4.5 | 4.2 | Federally-Regulated Commercial & Industrial Equipment | 06/14/2011 |  | 03/23/2020
Waterfurnace International, Inc. | Waterfurnace International, Inc. | UBV/UBH024**2*4 |  | Water-Source | WBAHP: Heat Pump Packaged Unit | Heat Pump | 265 | 1 |  |  | No Match | Single-Speed |  |  |  | 22900 | 1684 | 13.6 | 12 | 26000 | 1621 | 4.7 | 4.2 | Federally-Regulated Commercial & Industrial Equipment | 08/23/2011 |  | 03/23/2020
Waterfurnace International, Inc. | Johnson Controls | RGSV/RGSH042**3*1 |  | Water-Source | WBAHP: Heat Pump Packaged Unit | Heat Pump | 230 | 3 |  |  | No Match | Single-Speed |  |  |  | 40800 | 2615 | 15.6 | 12 | 45400 | 2661 | 5 | 4.2 | Federally-Regulated Commercial & Industrial Equipment | 01/24/2011 |  | 03/23/2020
Waterfurnace International, Inc. | York | YKSV/YKSH015**2*4 |  | Water-Source | WBAHP: Heat Pump Packaged Unit | Heat Pump | 265 | 1 |  |  | No Match | Single-Speed |  |  |  | 14400 | 873 | 16.5 | 11.2 | 18500 | 1023 | 5.3 | 4.2 | Federally-Regulated Commercial & Industrial Equipment | 10/24/2014 |  | 03/23/2020
Waterfurnace International, Inc. | Waterfurnace International, Inc. | NBV/NBH072**3*1 |  | Water-Source | WBAHP: Heat Pump Packaged Unit | Heat Pump | 208 | 3 |  |  | No Match | Single-Speed | 4283 | 450 | 0 | 69000 | 4600 | 15 | 12 | 81900 | 5001 | 4.8 | 4.2 | Federally-Regulated Commercial & Industrial Equipment | 09/03/2012 |  | 03/23/2020
Waterfurnace International, Inc. | York | YBSV/YBSH024**4*1 |  | Water-Source | WBAHP: Heat Pump Packaged Unit | Heat Pump | 460 | 3 |  |  | No Match | Single-Speed |  |  |  | 22900 | 1684 | 13.6 | 12 | 26000 | 1621 | 4.7 | 4.2 | Federally-Regulated Commercial & Industrial Equipment | 10/24/2014 |  | 03/23/2020
Waterfurnace International, Inc. | Waterfurnace International, Inc. | NBV/NBH070**4*0 |  | Water-Source | WBAHP: Heat Pump Packaged Unit | Heat Pump | 460 | 3 |  |  | No Match | Single-Speed | 4047 | 628 | 0 | 67000 | 4621 | 14.5 | 12 | 81800 | 5212 | 4.6 | 4.2 | Federally-Regulated Commercial & Industrial Equipment | 09/03/2012 |  | 03/23/2020
Waterfurnace International, Inc. | Waterfurnace International, Inc. | UBV/UBH030**2*4 |  | Water-Source | WBAHP: Heat Pump Packaged Unit | Heat Pump | 265 | 1 |  |  | No Match | Single-Speed |  |  |  | 28400 | 1932 | 14.7 | 12 | 34000 | 2120 | 4.7 | 4.2 | Federally-Regulated Commercial & Industrial Equipment | 08/23/2011 |  | 03/23/2020
Waterfurnace International, Inc. | Waterfurnace International, Inc. | USV/USH048**0*4 |  | Water-Source | WBAHP: Heat Pump Packaged Unit | Heat Pump | 230 | 1 |  |  | No Match | Single-Speed |  |  |  | 47700 | 3077 | 15.5 | 12 | 56000 | 3419 | 4.8 | 4.2 | Federally-Regulated Commercial & Industrial Equipment | 06/14/2011 |  | 03/23/2020
Waterfurnace International, Inc. | Johnson Controls | RGSV/RGSH030**4*0 |  | Water-Source | WBAHP: Heat Pump Packaged Unit | Heat Pump | 460 | 3 |  |  | No Match | Single-Speed |  |  |  | 29500 | 1980 | 14.9 | 12 | 34600 | 2113 | 4.8 | 4.2 | Federally-Regulated Commercial & Industrial Equipment | 01/24/2011 |  | 03/23/2020
Waterfurnace International, Inc. | Waterfurnace International, Inc. | USV/USH070**0*4 |  | Water-Source | WBAHP: Heat Pump Packaged Unit | Heat Pump | 230 | 1 |  |  | No Match | Single-Speed |  |  |  | 63000 | 4406 | 14.3 | 12 | 79000 | 4926 | 4.7 | 4.2 | Federally-Regulated Commercial & Industrial Equipment | 03/02/2012 |  | 03/23/2020
Waterfurnace International, Inc. | Johnson Controls | RKSV/RKSH024**2*4 |  | Water-Source | WBAHP: Heat Pump Packaged Unit | Heat Pump | 265 | 1 |  |  | No Match | Single-Speed |  |  |  | 24800 | 1459 | 17 | 12 | 30000 | 1659 | 5.3 | 4.2 | Federally-Regulated Commercial & Industrial Equipment | 01/09/2014 |  | 03/23/2020
Waterfurnace International, Inc. | Waterfurnace International, Inc. | LD(V,H)060A |  | Water-Source | WBAHP: Heat Pump Packaged Unit | Heat Pump | 208 | 1 |  |  |  | Dual-Speed |  |  |  | 57200 | 4000 | 14.3 | 12 | 69000 | 4494 | 4.5 | 4.2 | Federally-Regulated Commercial & Industrial Equipment | 04/22/2015 |  | 03/23/2020
Waterfurnace International, Inc. | York | YKSV/YKSH036**3*1 |  | Water-Source | WBAHP: Heat Pump Packaged Unit | Heat Pump | 230 | 3 |  |  | No Match | Single-Speed |  |  |  | 34900 | 1983 | 17.6 | 12 | 34200 | 1671 | 6 | 4.2 | Federally-Regulated Commercial & Industrial Equipment | 10/24/2014 |  | 03/23/2020
Waterfurnace International, Inc. | Waterfurnace International, Inc. | UBV/UBH036**0*4 |  | Water-Source | WBAHP: Heat Pump Packaged Unit | Heat Pump | 208 | 1 |  |  | No Match | Single-Speed |  |  |  | 34500 | 2379 | 14.5 | 12 | 43800 | 2620 | 4.9 | 4.2 | Federally-Regulated Commercial & Industrial Equipment | 08/23/2011 |  | 03/23/2020
Waterfurnace International, Inc. | Johnson Controls | RKSV/RKSH024**3*1 |  | Water-Source | WBAHP: Heat Pump Packaged Unit | Heat Pump | 208 | 3 |  |  | No Match | Single-Speed |  |  |  | 24800 | 1459 | 17 | 12 | 30000 | 1659 | 5.3 | 4.2 | Federally-Regulated Commercial & Industrial Equipment | 01/09/2014 |  | 03/23/2020
Waterfurnace International, Inc. | York | YKSV/YKSH024**3*4 |  | Water-Source | WBAHP: Heat Pump Packaged Unit | Heat Pump | 230 | 3 |  |  | No Match | Single-Speed |  |  |  | 24800 | 1459 | 17 | 12 | 30000 | 1659 | 5.3 | 4.2 | Federally-Regulated Commercial & Industrial Equipment | 10/24/2014 |  | 03/23/2020
Waterfurnace International, Inc. | Johnson Controls | RKV/RKH049**4*4 |  | Water-Source | WBAHP: Heat Pump Packaged Unit | Heat Pump | 230 | 1 |  |  | No Match | Single-Speed |  |  |  | 50300 | 2942 | 17.1 | 12 | 56100 | 3162 | 5.2 | 4.2 | Federally-Regulated Commercial & Industrial Equipment | 09/03/2012 |  | 03/23/2020
Waterfurnace International, Inc. | Johnson Controls | RBSV/RBSH036**3*4 |  | Water-Source | WBAHP: Heat Pump Packaged Unit | Heat Pump | 230 | 3 |  |  | No Match | Single-Speed |  |  |  | 34500 | 2379 | 14.5 | 12 | 43800 | 2620 | 4.9 | 4.2 | Federally-Regulated Commercial & Industrial Equipment | 09/03/2012 |  | 03/23/2020
Waterfurnace International, Inc. | Waterfurnace International, Inc. | NBV/NBH060**4*0 |  | Water-Source | WBAHP: Heat Pump Packaged Unit | Heat Pump | 460 | 3 |  |  | No Match | Single-Speed |  |  |  | 61300 | 3981 | 15.4 | 12 | 69000 | 4044 | 5 | 4.2 | Federally-Regulated Commercial & Industrial Equipment | 09/03/2012 |  | 03/23/2020
Waterfurnace International, Inc. | WFI Industries, Ltd. | ZS036**0*4 |  | Water-Source | WBAHP: Heat Pump Packaged Unit | Heat Pump | 208 | 1 |  |  | No Match | Single-Speed |  |  |  | 33300 | 2220 | 15 | 12 | 40600 | 2479 | 4.8 | 4.2 | Federally-Regulated Commercial & Industrial Equipment | 03/02/2012 |  | 03/23/2020
Waterfurnace International, Inc. | Geosmart Energy, Inc. | YS070**1*4 |  | Water-Source | WBAHP: Heat Pump Packaged Unit | Heat Pump | 230 | 1 |  |  |  | Single-Speed |  |  |  | 63000 | 4405 | 14.3 | 12 | 79000 | 4926 | 4.7 | 4.2 | Federally-Regulated Commercial & Industrial Equipment | 05/01/2015 |  | 03/23/2020
Waterfurnace International, Inc. | Johnson Controls | RGSV/RGSH024**3*4 |  | Water-Source | WBAHP: Heat Pump Packaged Unit | Heat Pump | 208 | 3 |  |  | No Match | Single-Speed |  |  |  | 23900 | 1583 | 15.1 | 12 | 27000 | 1583 | 5 | 4.2 | Federally-Regulated Commercial & Industrial Equipment | 06/14/2011 |  | 03/23/2020
Waterfurnace International, Inc. | Johnson Controls | RGSV/RGSH042**0*0 |  | Water-Source | WBAHP: Heat Pump Packaged Unit | Heat Pump | 230 | 1 |  |  | No Match | Single-Speed |  |  |  | 40800 | 2814 | 14.5 | 12 | 45400 | 2957 | 4.5 | 4.2 | Federally-Regulated Commercial & Industrial Equipment | 01/24/2011 |  | 03/23/2020
Waterfurnace International, Inc. | Johnson Controls | RKV/RKH049**3*4 |  | Water-Source | WBAHP: Heat Pump Packaged Unit | Heat Pump | 208 | 1 |  |  | No Match | Single-Speed |  |  |  | 50300 | 2942 | 17.1 | 12 | 56100 | 3162 | 5.2 | 4.2 | Federally-Regulated Commercial & Industrial Equipment | 09/03/2012 |  | 03/23/2020
Waterfurnace International, Inc. | Johnson Controls | RKTV/RKTH038**3*1 |  | Water-Source | WBAHP: Heat Pump Packaged Unit | Heat Pump | 230 | 3 |  |  | No Match | Single-Speed |  |  |  | 39000 | 2167 | 18 | 12 | 40300 | 2187 | 5.4 | 4.2 | Federally-Regulated Commercial & Industrial Equipment | 01/09/2014 |  | 03/23/2020
Waterfurnace International, Inc. | Waterfurnace International, Inc. | NDV/NDH038**3*1 |  | Water-Source | WBAHP: Heat Pump Packaged Unit | Heat Pump | 230 | 3 |  |  | No Match | Dual-Speed |  |  |  | 39000 | 2267 | 17.2 | 12 | 42200 | 2250 | 5.5 | 4.2 | Federally-Regulated Commercial & Industrial Equipment | 06/23/2011 |  | 03/23/2020
Waterfurnace International, Inc. | Johnson Controls | NBV/NBH038**3*1 |  | Water-Source | WBAHP: Heat Pump Packaged Unit | Heat Pump | 208 | 1 |  |  | No Match | Single-Speed |  |  |  | 39000 | 2167 | 18 | 12 | 40300 | 2187 | 5.4 | 4.2 | Federally-Regulated Commercial & Industrial Equipment | 09/03/2012 |  | 03/23/2020
Waterfurnace International, Inc. | WFI Industries, Ltd. | ZBV/ZBH042**4*0 |  | Water-Source | WBAHP: Heat Pump Packaged Unit | Heat Pump | 460 | 3 |  |  | No Match | Single-Speed |  |  |  | 39200 | 2970 | 13.2 | 12 | 51000 | 3180 | 4.7 | 4.2 | Federally-Regulated Commercial & Industrial Equipment | 01/09/2014 |  | 03/23/2020
Waterfurnace International, Inc. | Waterfurnace International, Inc. | NBV/NBH012**0*0 |  | Water-Source | WBAHP: Heat Pump Packaged Unit | Heat Pump | 208 | 1 |  |  | No Match | Single-Speed |  |  |  | 12300 | 783 | 15.7 | 11.2 | 14800 | 850 | 5.1 | 4.2 | Federally-Regulated Commercial & Industrial Equipment | 05/02/2012 |  | 03/23/2020
Waterfurnace International, Inc. | Geosmart Energy, Inc. | ZS048**3*4 |  | Water-Source | WBAHP: Heat Pump Packaged Unit | Heat Pump | 230 | 3 |  |  | No Match | Single-Speed |  |  |  | 47700 | 3077 | 15.5 | 12 | 56000 | 3419 | 4.8 | 4.2 | Federally-Regulated Commercial & Industrial Equipment | 06/14/2011 |  | 03/23/2020
Waterfurnace International, Inc. | WFI Industries, Ltd. | ZBV/ZBH060**0*4 |  | Water-Source | WBAHP: Heat Pump Packaged Unit | Heat Pump | 230 | 1 |  |  | No Match | Single-Speed |  |  |  | 57000 | 4071 | 14 | 12 | 66000 | 4205 | 4.6 | 4.2 | Federally-Regulated Commercial & Industrial Equipment | 01/09/2014 |  | 03/23/2020
Waterfurnace International, Inc. | WFI Industries, Ltd. | GBV/GBH026**3*1 |  | Water-Source | WBAHP: Heat Pump Packaged Unit | Heat Pump | 208 | 3 |  |  | No Match | Single-Speed |  |  |  | 26000 | 1503 | 17.3 | 12 | 30300 | 1615 | 5.5 | 4.2 | Federally-Regulated Commercial & Industrial Equipment | 01/09/2014 |  | 03/23/2020
Waterfurnace International, Inc. | WFI Industries, Ltd. | 12(1,2)A024 |  | Water-Source | WBAHP: Heat Pump Packaged Unit | Heat Pump | 230 | 1 |  |  |  | Dual-Speed |  |  |  | 22000 | 1583 | 13.9 | 12 | 28300 | 1693 | 4.9 | 4.2 | Federally-Regulated Commercial & Industrial Equipment | 04/22/2015 |  | 03/23/2020
Waterfurnace International, Inc. | WFI Industries, Ltd. | GBV/GBH048**3*4 |  | Water-Source | WBAHP: Heat Pump Packaged Unit | Heat Pump | 230 | 3 |  |  | No Match | Single-Speed |  |  |  | 47300 | 2557 | 18.5 | 12 | 53100 | 2882 | 5.4 | 4.2 | Federally-Regulated Commercial & Industrial Equipment | 01/09/2014 |  | 03/23/2020
Waterfurnace International, Inc. | Trane Unitary Products Group | T1GX060***1**0 |  | Water-Source | WBAHP: Heat Pump Packaged Unit | Heat Pump | 230 | 1 |  |  | No Match | Single-Speed | 3400 | 600 |  | 64000 | 4068 | 16 | 12 | 69800 | 4014 | 5.1 | 4.2 | Federally-Regulated Commercial & Industrial Equipment | 08/23/2011 |  | 03/23/2020
Waterfurnace International, Inc. | Trane Unitary Products Group | TVGX060**1**1 |  | Water-Source | WBAHP: Heat Pump Packaged Unit | Heat Pump | 230 | 1 |  |  | No Match | Variable-Speed |  |  |  | 50000 | 3067 | 16.3 | 12 | 78000 | 4762 | 4.8 | 4.2 | Federally-Regulated Commercial & Industrial Equipment | 12/12/2012 |  | 03/23/2020
Waterfurnace International, Inc. | WFI Industries, Ltd. | GBV/GBH036**3*1 |  | Water-Source | WBAHP: Heat Pump Packaged Unit | Heat Pump | 230 | 3 |  |  | No Match | Single-Speed |  |  |  | 34900 | 1983 | 17.6 | 12 | 34200 | 1671 | 6 | 4.2 | Federally-Regulated Commercial & Industrial Equipment | 01/09/2014 |  | 03/23/2020
Waterfurnace International, Inc. | Geosmart Energy, Inc. | ZS024**0*0 |  | Water-Source | WBAHP: Heat Pump Packaged Unit | Heat Pump | 230 | 1 |  |  | No Match | Single-Speed |  |  |  | 23900 | 1637 | 14.6 | 12 | 27000 | 1684 | 4.7 | 4.2 | Federally-Regulated Commercial & Industrial Equipment | 01/24/2011 |  | 03/23/2020
Waterfurnace International, Inc. | Johnson Controls | RGSV/RGSH009**2*0 |  | Water-Source | WBAHP: Heat Pump Packaged Unit | Heat Pump | 265 | 1 |  |  | No Match | Single-Speed |  |  |  | 8500 | 708 | 12 | 11.2 | 11500 | 766 | 4.4 | 4.2 | Federally-Regulated Commercial & Industrial Equipment | 01/24/2011 |  | 03/23/2020
Waterfurnace International, Inc. | York | YKSV/YKSH060**4*1 |  | Water-Source | WBAHP: Heat Pump Packaged Unit | Heat Pump | 460 | 3 |  |  | No Match | Single-Speed |  |  |  | 61300 | 3693 | 16.6 | 12 | 69000 | 3816 | 5.3 | 4.2 | Federally-Regulated Commercial & Industrial Equipment | 10/24/2014 |  | 03/23/2020
Waterfurnace International, Inc. | WFI Industries, Ltd. | ZS041**0*4 |  | Water-Source | WBAHP: Heat Pump Packaged Unit | Heat Pump | 208 | 1 |  |  | No Match | Single-Speed |  |  |  | 40000 | 2759 | 14.5 | 12 | 45000 | 2931 | 4.5 | 4.2 | Federally-Regulated Commercial & Industrial Equipment | 06/14/2011 |  | 03/23/2020
Waterfurnace International, Inc. | WFI Industries, Ltd. | YS036**1*0 |  | Water-Source | WBAHP: Heat Pump Packaged Unit | Heat Pump | 230 | 1 |  |  |  | Single-Speed |  |  |  | 33300 | 2312 | 14.4 | 12 | 40600 | 2644 | 4.5 | 4.2 | Federally-Regulated Commercial & Industrial Equipment | 06/19/2015 |  | 03/23/2020
Waterfurnace International, Inc. | Johnson Controls | RKV/RKH060**3*1 |  | Water-Source | WBAHP: Heat Pump Packaged Unit | Heat Pump | 230 | 1 |  |  | No Match | Single-Speed |  |  |  | 61300 | 3981 | 15.4 | 12 | 69000 | 4044 | 5 | 4.2 | Federally-Regulated Commercial & Industrial Equipment | 09/03/2012 |  | 03/23/2020
Waterfurnace International, Inc. | WFI Industries, Ltd. | ZBV/ZBH030**3*1 |  | Water-Source | WBAHP: Heat Pump Packaged Unit | Heat Pump | 230 | 3 |  |  | No Match | Single-Speed |  |  |  | 28400 | 1932 | 14.7 | 12 | 34000 | 2120 | 4.7 | 4.2 | Federally-Regulated Commercial & Industrial Equipment | 01/09/2014 |  | 03/23/2020
Waterfurnace International, Inc. | York | YAFS012**1*0 |  | Water-Source | WBAHP: Heat Pump Packaged Unit | Heat Pump | 230 | 1 |  |  | No Match | Single-Speed |  |  |  | 12300 | 783 | 15.7 | 11.2 | 14800 | 850 | 5.1 | 4.2 | Federally-Regulated Commercial & Industrial Equipment | 01/09/2014 |  | 03/23/2020
Waterfurnace International, Inc. | Geosmart Energy, Inc. | ZS030**0*0 |  | Water-Source | WBAHP: Heat Pump Packaged Unit | Heat Pump | 208 | 1 |  |  | No Match | Single-Speed |  |  |  | 29500 | 1980 | 14.9 | 12 | 34600 | 2113 | 4.8 | 4.2 | Federally-Regulated Commercial & Industrial Equipment | 01/24/2011 |  | 03/23/2020
Waterfurnace International, Inc. | Waterfurnace International, Inc. | NBV/NBH026**4*4 |  | Water-Source | WBAHP: Heat Pump Packaged Unit | Heat Pump | 460 | 3 |  |  | No Match | Single-Speed |  |  |  | 26000 | 1503 | 17.3 | 12 | 30300 | 1615 | 5.5 | 4.2 | Federally-Regulated Commercial & Industrial Equipment | 09/03/2012 |  | 03/23/2020
Waterfurnace International, Inc. | Waterfurnace International, Inc. | UBV/UBH048**0*1 |  | Water-Source | WBAHP: Heat Pump Packaged Unit | Heat Pump | 208 | 1 |  |  | No Match | Single-Speed |  |  |  | 47200 | 3371 | 14 | 12 | 59000 | 3602 | 4.8 | 4.2 | Federally-Regulated Commercial & Industrial Equipment | 08/23/2011 |  | 03/23/2020
Waterfurnace International, Inc. | Waterfurnace International, Inc. | NBV/NBH030**3*0 |  | Water-Source | WBAHP: Heat Pump Packaged Unit | Heat Pump | 230 | 3 |  |  | No Match | Single-Speed |  |  |  | 27600 | 1516 | 18.2 | 12 | 30600 | 1661 | 5.4 | 4.2 | Federally-Regulated Commercial & Industrial Equipment | 09/03/2012 |  | 03/23/2020
Waterfurnace International, Inc. | Waterfurnace International, Inc. | NBV/NBH024**3*0 |  | Water-Source | WBAHP: Heat Pump Packaged Unit | Heat Pump | 208 | 3 |  |  | No Match | Single-Speed |  |  |  | 24800 | 1531 | 16.2 | 12 | 29000 | 1700 | 5 | 4.2 | Federally-Regulated Commercial & Industrial Equipment | 09/03/2012 |  | 03/23/2020
Waterfurnace International, Inc. | Geosmart Energy, Inc. | ZS012**2*0 |  | Water-Source | WBAHP: Heat Pump Packaged Unit | Heat Pump | 265 | 1 |  |  | No Match | Single-Speed |  |  |  | 10900 | 858 | 12.7 | 11.2 | 14700 | 979 | 4.4 | 4.2 | Federally-Regulated Commercial & Industrial Equipment | 01/24/2011 |  | 03/23/2020
Waterfurnace International, Inc. | York | YBSV/YBSH018**0*1 |  | Water-Source | WBAHP: Heat Pump Packaged Unit | Heat Pump | 230 | 1 |  |  | No Match | Single-Speed |  |  |  | 17300 | 1218 | 14.2 | 12 | 19000 | 1237 | 4.5 | 4.2 | Federally-Regulated Commercial & Industrial Equipment | 10/24/2014 |  | 03/23/2020
Waterfurnace International, Inc. | WFI Industries, Ltd. | ZBV/ZBH048**3*4 |  | Water-Source | WBAHP: Heat Pump Packaged Unit | Heat Pump | 208 | 3 |  |  | No Match | Single-Speed |  |  |  | 47200 | 3371 | 14 | 12 | 59000 | 3602 | 4.8 | 4.2 | Federally-Regulated Commercial & Industrial Equipment | 01/09/2014 |  | 03/23/2020
Waterfurnace International, Inc. | Johnson Controls | RGSV/RGSH024**4*0 |  | Water-Source | WBAHP: Heat Pump Packaged Unit | Heat Pump | 460 | 3 |  |  | No Match | Single-Speed |  |  |  | 23900 | 1637 | 14.6 | 12 | 27000 | 1684 | 4.7 | 4.2 | Federally-Regulated Commercial & Industrial Equipment | 01/24/2011 |  | 03/23/2020
Waterfurnace International, Inc. | WFI Industries, Ltd. | GBV/GBH024**3*1 |  | Water-Source | WBAHP: Heat Pump Packaged Unit | Heat Pump | 230 | 3 |  |  | No Match | Single-Speed |  |  |  | 24800 | 1459 | 17 | 12 | 30000 | 1659 | 5.3 | 4.2 | Federally-Regulated Commercial & Industrial Equipment | 01/09/2014 |  | 03/23/2020
Waterfurnace International, Inc. | Waterfurnace International, Inc. | USV/USH036**0*4 |  | Water-Source | WBAHP: Heat Pump Packaged Unit | Heat Pump | 208 | 1 |  |  | No Match | Single-Speed |  |  |  | 33300 | 2220 | 15 | 12 | 40600 | 2479 | 4.8 | 4.2 | Federally-Regulated Commercial & Industrial Equipment | 03/02/2012 |  | 03/23/2020
Waterfurnace International, Inc. | Waterfurnace International, Inc. | UBV/UBH015**2*1 |  | Water-Source | WBAHP: Heat Pump Packaged Unit | Heat Pump | 265 | 1 |  |  | No Match | Single-Speed |  |  |  | 13800 | 1045 | 13.2 | 11.2 | 16100 | 1026 | 4.6 | 4.2 | Federally-Regulated Commercial & Industrial Equipment | 12/12/2012 |  | 03/23/2020
Waterfurnace International, Inc. | York | YBSV/YBSH024**4*0 |  | Water-Source | WBAHP: Heat Pump Packaged Unit | Heat Pump | 460 | 3 |  |  | No Match | Single-Speed |  |  |  | 22900 | 1762 | 13 | 12 | 26000 | 1693 | 4.5 | 4.2 | Federally-Regulated Commercial & Industrial Equipment | 10/24/2014 |  | 03/23/2020
Waterfurnace International, Inc. | WFI Industries, Ltd. | ZS023**2*4 |  | Water-Source | WBAHP: Heat Pump Packaged Unit | Heat Pump | 265 | 1 |  |  | No Match | Single-Speed |  |  |  | 23000 | 1533 | 15 | 12 | 26000 | 1621 | 4.7 | 4.2 | Federally-Regulated Commercial & Industrial Equipment | 06/14/2011 |  | 03/23/2020
Waterfurnace International, Inc. | Johnson Controls | RKTV/RKTH049**3*4 |  | Water-Source | WBAHP: Heat Pump Packaged Unit | Heat Pump | 230 | 3 |  |  | No Match | Single-Speed |  |  |  | 50300 | 2942 | 17.1 | 12 | 56100 | 3162 | 5.2 | 4.2 | Federally-Regulated Commercial & Industrial Equipment | 01/09/2014 |  | 03/23/2020
Waterfurnace International, Inc. | Johnson Controls | RKV/RKH042**3*4 |  | Water-Source | WBAHP: Heat Pump Packaged Unit | Heat Pump | 208 | 1 |  |  | No Match | Single-Speed |  |  |  | 40100 | 2416 | 16.6 | 12 | 42800 | 2460 | 5.1 | 4.2 | Federally-Regulated Commercial & Industrial Equipment | 09/03/2012 |  | 03/23/2020
Waterfurnace International, Inc. | Geosmart Energy, Inc. | YS042**1*4 |  | Water-Source | WBAHP: Heat Pump Packaged Unit | Heat Pump | 208 | 1 |  |  |  | Single-Speed |  |  |  | 40800 | 2615 | 15.6 | 12 | 45400 | 2661 | 5 | 4.2 | Federally-Regulated Commercial & Industrial Equipment | 05/01/2015 |  | 03/23/2020
Waterfurnace International, Inc. | American Standard, Inc. | A2GX064***1**1 |  | Water-Source | WBAHP: Heat Pump Packaged Unit | Heat Pump | 208 | 1 |  |  | No Match | Dual-Speed | 3581 | 400 |  | 64500 | 3981 | 16.2 | 12 | 72500 | 4169 | 5.1 | 4.2 | Federally-Regulated Commercial & Industrial Equipment | 08/23/2011 |  | 03/23/2020
Waterfurnace International, Inc. | Johnson Controls | RBSV/RBSH015**0*1 |  | Water-Source | WBAHP: Heat Pump Packaged Unit | Heat Pump | 230 | 1 |  |  | No Match | Single-Speed |  |  |  | 13800 | 1045 | 13.2 | 11.2 | 16100 | 1026 | 4.6 | 4.2 | Federally-Regulated Commercial & Industrial Equipment | 12/12/2012 |  | 03/23/2020
Waterfurnace International, Inc. | WFI Industries, Ltd. | ZBV/ZBH024**3*4 |  | Water-Source | WBAHP: Heat Pump Packaged Unit | Heat Pump | 230 | 3 |  |  | No Match | Single-Speed |  |  |  | 22900 | 1684 | 13.6 | 12 | 26000 | 1621 | 4.7 | 4.2 | Federally-Regulated Commercial & Industrial Equipment | 01/09/2014 |  | 03/23/2020
Waterfurnace International, Inc. | Trane Unitary Products Group | T1GC024***1**0 |  | Water-Source | WBAHP: Heat Pump Packaged Unit | Heat Pump | 230 | 1 |  |  | No Match | Single-Speed |  |  |  | 23900 | 1637 | 14.6 | 12 | 27000 | 1684 | 4.7 | 4.2 | Federally-Regulated Commercial & Industrial Equipment | 08/23/2011 |  | 03/23/2020
Waterfurnace International, Inc. | Waterfurnace International, Inc. | UBV/UBH030**4*1 |  | Water-Source | WBAHP: Heat Pump Packaged Unit | Heat Pump | 460 | 3 |  |  | No Match | Single-Speed |  |  |  | 28400 | 1932 | 14.7 | 12 | 34000 | 2120 | 4.7 | 4.2 | Federally-Regulated Commercial & Industrial Equipment | 08/23/2011 |  | 03/23/2020
Waterfurnace International, Inc. | Johnson Controls | RGSV/RGSH048**3*0 |  | Water-Source | WBAHP: Heat Pump Packaged Unit | Heat Pump | 208 | 3 |  |  | No Match | Single-Speed |  |  |  | 47700 | 3245 | 14.7 | 12 | 56000 | 3730 | 4.4 | 4.2 | Federally-Regulated Commercial & Industrial Equipment | 01/24/2011 |  | 03/23/2020
Waterfurnace International, Inc. | WFI Industries, Ltd. | ZBV/ZBH018**2*0 |  | Water-Source | WBAHP: Heat Pump Packaged Unit | Heat Pump | 265 | 1 |  |  | No Match | Single-Speed |  |  |  | 17300 | 1291 | 13.4 | 12 | 19000 | 1295 | 4.3 | 4.2 | Federally-Regulated Commercial & Industrial Equipment | 01/09/2014 |  | 03/23/2020
Waterfurnace International, Inc. | Waterfurnace International, Inc. | NBV/NBH015**0*0 |  | Water-Source | WBAHP: Heat Pump Packaged Unit | Heat Pump | 230 | 1 |  |  | No Match | Single-Speed |  |  |  | 14400 | 906 | 15.9 | 11.2 | 18500 | 1063 | 5.1 | 4.2 | Federally-Regulated Commercial & Industrial Equipment | 09/03/2012 |  | 03/23/2020
Waterfurnace International, Inc. | Johnson Controls | RKV/RKH030**2*4 |  | Water-Source | WBAHP: Heat Pump Packaged Unit | Heat Pump | 230 | 1 |  |  | No Match | Single-Speed |  |  |  | 27600 | 1516 | 18.2 | 12 | 30600 | 1661 | 5.4 | 4.2 | Federally-Regulated Commercial & Industrial Equipment | 09/03/2012 |  | 03/23/2020
Waterfurnace International, Inc. | Johnson Controls | RKV/RKH048**3*0 |  | Water-Source | WBAHP: Heat Pump Packaged Unit | Heat Pump | 230 | 1 |  |  | No Match | Single-Speed |  |  |  | 46400 | 2994 | 15.5 | 12 | 53100 | 3176 | 4.9 | 4.2 | Federally-Regulated Commercial & Industrial Equipment | 09/03/2012 |  | 03/23/2020
Waterfurnace International, Inc. | Geosmart Energy, Inc. | YT036*A |  | Water-Source | WBAHP: Heat Pump Packaged Unit | Heat Pump | 208 | 1 |  |  |  | Dual-Speed |  |  |  | 33700 | 2496 | 13.5 | 12 | 42500 | 2650 | 4.7 | 4.2 | Federally-Regulated Commercial & Industrial Equipment | 04/22/2015 |  | 03/23/2020
Waterfurnace International, Inc. | York | YKSV/YKSH042**3*4 |  | Water-Source | WBAHP: Heat Pump Packaged Unit | Heat Pump | 208 | 3 |  |  | No Match | Single-Speed |  |  |  | 40800 | 2040 | 20 | 12 | 42800 | 2201 | 5.7 | 4.2 | Federally-Regulated Commercial & Industrial Equipment | 10/24/2014 |  | 03/23/2020
Waterfurnace International, Inc. | York | YKSV/YKSH009**2*0 |  | Water-Source | WBAHP: Heat Pump Packaged Unit | Heat Pump | 208 | 1 |  |  | No Match | Single-Speed |  |  |  | 9600 | 662 | 14.5 | 11.2 | 13200 | 744 | 5.2 | 4.2 | Federally-Regulated Commercial & Industrial Equipment | 10/24/2014 |  | 03/23/2020
Waterfurnace International, Inc. | Waterfurnace International, Inc. | UBV/UBH030**2*0 |  | Water-Source | WBAHP: Heat Pump Packaged Unit | Heat Pump | 265 | 1 |  |  | No Match | Single-Speed |  |  |  | 28400 | 2058 | 13.8 | 12 | 34000 | 2214 | 4.5 | 4.2 | Federally-Regulated Commercial & Industrial Equipment | 08/23/2011 |  | 03/23/2020
Waterfurnace International, Inc. | WFI Industries, Ltd. | ZBV/ZBH030**4*4 |  | Water-Source | WBAHP: Heat Pump Packaged Unit | Heat Pump | 460 | 3 |  |  | No Match | Single-Speed |  |  |  | 28400 | 1932 | 14.7 | 12 | 34000 | 2120 | 4.7 | 4.2 | Federally-Regulated Commercial & Industrial Equipment | 01/09/2014 |  | 03/23/2020
Waterfurnace International, Inc. | WFI Industries, Ltd. | ZBV/ZBH048**4*0 |  | Water-Source | WBAHP: Heat Pump Packaged Unit | Heat Pump | 460 | 3 |  |  | No Match | Single-Speed |  |  |  | 47200 | 3631 | 13 | 12 | 59000 | 3759 | 4.6 | 4.2 | Federally-Regulated Commercial & Industrial Equipment | 01/09/2014 |  | 03/23/2020
Waterfurnace International, Inc. | Johnson Controls | RJTV/RJTH026**4 |  | Water-Source | WBAHP: Heat Pump Packaged Unit | Heat Pump | 460 | 3 |  |  | No Match | Dual-Speed |  |  |  | 26000 | 1625 | 16 | 12 | 31000 | 1652 | 5.5 | 4.2 | Federally-Regulated Commercial & Industrial Equipment | 01/24/2011 |  | 03/23/2020
Waterfurnace International, Inc. | WFI Industries, Ltd. | GBV/GBH018**2*4 |  | Water-Source | WBAHP: Heat Pump Packaged Unit | Heat Pump | 265 | 1 |  |  | No Match | Single-Speed |  |  |  | 18000 | 1091 | 16.5 | 12 | 23000 | 1272 | 5.3 | 4.2 | Federally-Regulated Commercial & Industrial Equipment | 01/09/2014 |  | 03/23/2020
Waterfurnace International, Inc. | WFI Industries, Ltd. | 12(1,2)A060 |  | Water-Source | WBAHP: Heat Pump Packaged Unit | Heat Pump | 230 | 1 |  |  |  | Dual-Speed |  |  |  | 57200 | 4000 | 14.3 | 12 | 69000 | 4494 | 4.5 | 4.2 | Federally-Regulated Commercial & Industrial Equipment | 04/22/2015 |  | 03/23/2020
Waterfurnace International, Inc. | WFI Industries, Ltd. | ZBV/ZBH024**3*0 |  | Water-Source | WBAHP: Heat Pump Packaged Unit | Heat Pump | 230 | 3 |  |  | No Match | Single-Speed |  |  |  | 22900 | 1762 | 13 | 12 | 26000 | 1693 | 4.5 | 4.2 | Federally-Regulated Commercial & Industrial Equipment | 01/09/2014 |  | 03/23/2020
Waterfurnace International, Inc. | American Standard, Inc. | A1GX060***1**0 |  | Water-Source | WBAHP: Heat Pump Packaged Unit | Heat Pump | 208 | 1 |  |  | No Match | Single-Speed | 3400 | 600 |  | 64000 | 4000 | 16 | 12 | 69800 | 4014 | 5.1 | 4.2 | Federally-Regulated Commercial & Industrial Equipment | 08/23/2011 |  | 03/23/2020
Waterfurnace International, Inc. | WFI Industries, Ltd. | GBV/GBH030**3*0 |  | Water-Source | WBAHP: Heat Pump Packaged Unit | Heat Pump | 208 | 3 |  |  | No Match | Single-Speed |  |  |  | 27600 | 1516 | 18.2 | 12 | 30600 | 1661 | 5.4 | 4.2 | Federally-Regulated Commercial & Industrial Equipment | 01/09/2014 |  | 03/23/2020
Waterfurnace International, Inc. | Waterfurnace International, Inc. | NBV/NBH070**3*1 |  | Water-Source | WBAHP: Heat Pump Packaged Unit | Heat Pump | 230 | 3 |  |  | No Match | Single-Speed | 3963 | 450 | 0 | 67000 | 4351 | 15.4 | 12 | 81800 | 4795 | 5 | 4.2 | Federally-Regulated Commercial & Industrial Equipment | 09/03/2012 |  | 03/23/2020
Waterfurnace International, Inc. | Johnson Controls | RKTV/RKTH064**3*4 |  | Water-Source | WBAHP: Heat Pump Packaged Unit | Heat Pump | 230 | 3 |  |  | No Match | Single-Speed |  |  |  | 62000 | 3804 | 16.3 | 12 | 70600 | 3979 | 5.2 | 4.2 | Federally-Regulated Commercial & Industrial Equipment | 01/09/2014 |  | 03/23/2020
Waterfurnace International, Inc. | Waterfurnace International, Inc. | UBV/UBH015**0*4 |  | Water-Source | WBAHP: Heat Pump Packaged Unit | Heat Pump | 230 | 1 |  |  | No Match | Single-Speed |  |  |  | 13800 | 1045 | 13.2 | 11.2 | 16100 | 1026 | 4.6 | 4.2 | Federally-Regulated Commercial & Industrial Equipment | 12/12/2012 |  | 03/23/2020
Waterfurnace International, Inc. | York | YKSV/YKSH048**3*4 |  | Water-Source | WBAHP: Heat Pump Packaged Unit | Heat Pump | 230 | 3 |  |  | No Match | Single-Speed |  |  |  | 47300 | 2557 | 18.5 | 12 | 53100 | 2882 | 5.4 | 4.2 | Federally-Regulated Commercial & Industrial Equipment | 10/24/2014 |  | 03/23/2020
Waterfurnace International, Inc. | York | YKSV/YKSH024**3*0 |  | Water-Source | WBAHP: Heat Pump Packaged Unit | Heat Pump | 230 | 3 |  |  | No Match | Single-Speed |  |  |  | 24800 | 1531 | 16.2 | 12 | 29000 | 1700 | 5 | 4.2 | Federally-Regulated Commercial & Industrial Equipment | 10/24/2014 |  | 03/23/2020
Waterfurnace International, Inc. | Johnson Controls | RGSV/RGSH030**2*0 |  | Water-Source | WBAHP: Heat Pump Packaged Unit | Heat Pump | 265 | 1 |  |  | No Match | Single-Speed |  |  |  | 29500 | 1980 | 14.9 | 12 | 34600 | 2113 | 4.8 | 4.2 | Federally-Regulated Commercial & Industrial Equipment | 01/24/2011 |  | 03/23/2020
Waterfurnace International, Inc. | Waterfurnace International, Inc. | NBV/NBH018**0*1 |  | Water-Source | WBAHP: Heat Pump Packaged Unit | Heat Pump | 208 | 1 |  |  | No Match | Single-Speed |  |  |  | 18000 | 1091 | 16.5 | 12 | 23000 | 1272 | 5.3 | 4.2 | Federally-Regulated Commercial & Industrial Equipment | 09/03/2012 |  | 03/23/2020
Waterfurnace International, Inc. | Waterfurnace International, Inc. | UBV/UBH006**0*0 |  | Water-Source | WBAHP: Heat Pump Packaged Unit | Heat Pump | 208 | 1 |  |  | No Match | Single-Speed |  |  |  | 7100 | 530 | 13.4 | 11.2 | 8000 | 545 | 4.3 | 4.2 | Federally-Regulated Commercial & Industrial Equipment | 12/12/2012 |  | 03/23/2020
Waterfurnace International, Inc. | Waterfurnace International, Inc. | UBV/UBH018**0*1 |  | Water-Source | WBAHP: Heat Pump Packaged Unit | Heat Pump | 208 | 1 |  |  | No Match | Single-Speed |  |  |  | 17300 | 1218 | 14.2 | 12 | 19000 | 1237 | 4.5 | 4.2 | Federally-Regulated Commercial & Industrial Equipment | 08/23/2011 |  | 03/23/2020
Waterfurnace International, Inc. | Johnson Controls | RKV/RKH015**2*0 |  | Water-Source | WBAHP: Heat Pump Packaged Unit | Heat Pump | 265 | 1 |  |  | No Match | Single-Speed |  |  |  | 14400 | 906 | 15.9 | 11.2 | 18500 | 1063 | 5.1 | 4.2 | Federally-Regulated Commercial & Industrial Equipment | 09/03/2012 |  | 03/23/2020
Waterfurnace International, Inc. | Johnson Controls | RGSV/RGSH070**0*1 |  | Water-Source | WBAHP: Heat Pump Packaged Unit | Heat Pump | 208 | 1 |  |  | No Match | Single-Speed |  |  |  | 63000 | 4406 | 14.3 | 12 | 79000 | 4926 | 4.7 | 4.2 | Federally-Regulated Commercial & Industrial Equipment | 03/02/2012 |  | 03/23/2020
Waterfurnace International, Inc. | Waterfurnace International, Inc. | UBV/UBH030**0*0 |  | Water-Source | WBAHP: Heat Pump Packaged Unit | Heat Pump | 230 | 1 |  |  | No Match | Single-Speed |  |  |  | 28400 | 2058 | 13.8 | 12 | 34000 | 2214 | 4.5 | 4.2 | Federally-Regulated Commercial & Industrial Equipment | 08/23/2011 |  | 03/23/2020
Waterfurnace International, Inc. | WFI Industries, Ltd. | YS042**1*4 |  | Water-Source | WBAHP: Heat Pump Packaged Unit | Heat Pump | 230 | 1 |  |  |  | Single-Speed |  |  |  | 40800 | 2615 | 15.6 | 12 | 45400 | 2661 | 5 | 4.2 | Federally-Regulated Commercial & Industrial Equipment | 06/19/2015 |  | 03/23/2020
Waterfurnace International, Inc. | York | YKSV/YKSH030**4*0 |  | Water-Source | WBAHP: Heat Pump Packaged Unit | Heat Pump | 460 | 3 |  |  | No Match | Single-Speed |  |  |  | 27600 | 1516 | 18.2 | 12 | 30600 | 1661 | 5.4 | 4.2 | Federally-Regulated Commercial & Industrial Equipment | 10/24/2014 |  | 03/23/2020
Waterfurnace International, Inc. | Johnson Controls | RGSV/RGSH070**3*4 |  | Water-Source | WBAHP: Heat Pump Packaged Unit | Heat Pump | 208 | 3 |  |  | No Match | Single-Speed |  |  |  | 63000 | 4406 | 14.3 | 12 | 79000 | 4926 | 4.7 | 4.2 | Federally-Regulated Commercial & Industrial Equipment | 03/02/2012 |  | 03/23/2020
Waterfurnace International, Inc. | Johnson Controls | RKV/RKH042**4*4 |  | Water-Source | WBAHP: Heat Pump Packaged Unit | Heat Pump | 230 | 1 |  |  | No Match | Single-Speed |  |  |  | 40100 | 2416 | 16.6 | 12 | 42800 | 2460 | 5.1 | 4.2 | Federally-Regulated Commercial & Industrial Equipment | 09/03/2012 |  | 03/23/2020
Waterfurnace International, Inc. | Johnson Controls | RBSV/RBSH036**4*0 |  | Water-Source | WBAHP: Heat Pump Packaged Unit | Heat Pump | 460 | 3 |  |  | No Match | Single-Speed |  |  |  | 34500 | 2464 | 14 | 12 | 43800 | 2731 | 4.7 | 4.2 | Federally-Regulated Commercial & Industrial Equipment | 09/03/2012 |  | 03/23/2020
Waterfurnace International, Inc. | Johnson Controls | RBSV/RBSH060**4*0 |  | Water-Source | WBAHP: Heat Pump Packaged Unit | Heat Pump | 460 | 3 |  |  | No Match | Single-Speed |  |  |  | 57000 | 4222 | 13.5 | 12 | 66000 | 4498 | 4.3 | 4.2 | Federally-Regulated Commercial & Industrial Equipment | 09/03/2012 |  | 03/23/2020
Waterfurnace International, Inc. | York | YKSV/YKSH060**3*1 |  | Water-Source | WBAHP: Heat Pump Packaged Unit | Heat Pump | 230 | 3 |  |  | No Match | Single-Speed |  |  |  | 61300 | 3693 | 16.6 | 12 | 69000 | 3816 | 5.3 | 4.2 | Federally-Regulated Commercial & Industrial Equipment | 10/24/2014 |  | 03/23/2020
Waterfurnace International, Inc. | Johnson Controls | RJSV/RJSH060**3*0 |  | Water-Source | WBAHP: Heat Pump Packaged Unit | Heat Pump | 230 | 3 |  |  | No Match | Single-Speed |  |  |  | 64000 | 4000 | 16 | 12 | 69800 | 4011 | 5.1 | 4.2 | Federally-Regulated Commercial & Industrial Equipment | 01/24/2011 |  | 03/23/2020
Waterfurnace International, Inc. | WFI Industries, Ltd. | ZBV/ZBH015**2*1 |  | Water-Source | WBAHP: Heat Pump Packaged Unit | Heat Pump | 265 | 1 |  |  | No Match | Single-Speed |  |  |  | 13800 | 1045 | 13.2 | 11.2 | 16100 | 1026 | 4.6 | 4.2 | Federally-Regulated Commercial & Industrial Equipment | 01/09/2014 |  | 03/23/2020
Waterfurnace International, Inc. | Waterfurnace International, Inc. | NBV/NBH015**2*4 |  | Water-Source | WBAHP: Heat Pump Packaged Unit | Heat Pump | 265 | 1 |  |  | No Match | Single-Speed |  |  |  | 14400 | 873 | 16.5 | 11.2 | 18500 | 1023 | 5.3 | 4.2 | Federally-Regulated Commercial & Industrial Equipment | 09/03/2012 |  | 03/23/2020
Waterfurnace International, Inc. | Waterfurnace International, Inc. | UBV/UBH024**4*0 |  | Water-Source | WBAHP: Heat Pump Packaged Unit | Heat Pump | 460 | 3 |  |  | No Match | Single-Speed |  |  |  | 22900 | 1762 | 13 | 12 | 26000 | 1693 | 4.5 | 4.2 | Federally-Regulated Commercial & Industrial Equipment | 08/23/2011 |  | 03/23/2020
Waterfurnace International, Inc. | Waterfurnace International, Inc. | NBV/NBH036**3*4 |  | Water-Source | WBAHP: Heat Pump Packaged Unit | Heat Pump | 230 | 3 |  |  | No Match | Single-Speed |  |  |  | 34900 | 1983 | 17.6 | 12 | 34200 | 1671 | 6 | 4.2 | Federally-Regulated Commercial & Industrial Equipment | 09/03/2012 |  | 03/23/2020
Waterfurnace International, Inc. | York | YFV031**2*0 |  | Water-Source | WBAHP: Heat Pump Packaged Unit | Heat Pump | 265 | 1 |  |  |  | Single-Speed |  |  |  | 29000 | 2071 | 14 | 12 | 34600 | 2253 | 4.5 | 4.2 | Federally-Regulated Commercial & Industrial Equipment | 04/22/2015 |  | 03/23/2020
Waterfurnace International, Inc. | York | YKTV/YKTH064**3*4 |  | Water-Source | WBAHP: Heat Pump Packaged Unit | Heat Pump | 208 | 3 |  |  | No Match | Single-Speed |  |  |  | 62000 | 3804 | 16.3 | 12 | 70600 | 3979 | 5.2 | 4.2 | Federally-Regulated Commercial & Industrial Equipment | 10/24/2014 |  | 03/23/2020
Waterfurnace International, Inc. | York | YKSV/YKSH012**0*0 |  | Water-Source | WBAHP: Heat Pump Packaged Unit | Heat Pump | 208 | 1 |  |  | No Match | Single-Speed |  |  |  | 12300 | 783 | 15.7 | 11.2 | 14800 | 850 | 5.1 | 4.2 | Federally-Regulated Commercial & Industrial Equipment | 10/24/2014 |  | 03/23/2020
Waterfurnace International, Inc. | Trane Unitary Products Group | T1GC036***1**4 |  | Water-Source | WBAHP: Heat Pump Packaged Unit | Heat Pump | 230 | 1 |  |  | No Match | Single-Speed |  |  |  | 33300 | 2220 | 15 | 12 | 40600 | 2479 | 4.8 | 4.2 | Federally-Regulated Commercial & Industrial Equipment | 03/02/2012 |  | 03/23/2020
Waterfurnace International, Inc. | Waterfurnace International, Inc. | UBV/UBH024**0*0 |  | Water-Source | WBAHP: Heat Pump Packaged Unit | Heat Pump | 230 | 1 |  |  | No Match | Single-Speed |  |  |  | 22900 | 1762 | 13 | 12 | 26000 | 1693 | 4.5 | 4.2 | Federally-Regulated Commercial & Industrial Equipment | 08/23/2011 |  | 03/23/2020
Waterfurnace International, Inc. | Geosmart Energy, Inc. | ZS060**5*0 |  | Water-Source | WBAHP: Heat Pump Packaged Unit | Heat Pump | 575 | 3 |  |  | No Match | Single-Speed |  |  |  | 58400 | 3973 | 14.7 | 12 | 72500 | 4829 | 4.4 | 4.2 | Federally-Regulated Commercial & Industrial Equipment | 01/24/2011 |  | 03/23/2020
Waterfurnace International, Inc. | WFI Industries, Ltd. | ZS024**3*4 |  | Water-Source | WBAHP: Heat Pump Packaged Unit | Heat Pump | 230 | 3 |  |  | No Match | Single-Speed |  |  |  | 23900 | 1583 | 15.1 | 12 | 27000 | 1583 | 5 | 4.2 | Federally-Regulated Commercial & Industrial Equipment | 06/14/2011 |  | 03/23/2020
Waterfurnace International, Inc. | Waterfurnace International, Inc. | NBV/NBH060**4*4 |  | Water-Source | WBAHP: Heat Pump Packaged Unit | Heat Pump | 460 | 3 |  |  | No Match | Single-Speed |  |  |  | 61300 | 3693 | 16.6 | 12 | 69000 | 3816 | 5.3 | 4.2 | Federally-Regulated Commercial & Industrial Equipment | 09/03/2012 |  | 03/23/2020
Waterfurnace International, Inc. | WFI Industries, Ltd. | ZBV/ZBH024**4*1 |  | Water-Source | WBAHP: Heat Pump Packaged Unit | Heat Pump | 460 | 3 |  |  | No Match | Single-Speed |  |  |  | 22900 | 1684 | 13.6 | 12 | 26000 | 1621 | 4.7 | 4.2 | Federally-Regulated Commercial & Industrial Equipment | 01/09/2014 |  | 03/23/2020
Waterfurnace International, Inc. | WFI Industries, Ltd. | GBV/GBH060**3*4 |  | Water-Source | WBAHP: Heat Pump Packaged Unit | Heat Pump | 208 | 3 |  |  | No Match | Single-Speed |  |  |  | 61300 | 3693 | 16.6 | 12 | 69000 | 3816 | 5.3 | 4.2 | Federally-Regulated Commercial & Industrial Equipment | 01/09/2014 |  | 03/23/2020
Waterfurnace International, Inc. | WFI Industries, Ltd. | GBV/GBH036**2*1 |  | Water-Source | WBAHP: Heat Pump Packaged Unit | Heat Pump | 265 | 1 |  |  | No Match | Single-Speed |  |  |  | 34900 | 1616 | 21.6 | 12 | 34200 | 1671 | 6 | 4.2 | Federally-Regulated Commercial & Industrial Equipment | 01/09/2014 |  | 03/23/2020
Waterfurnace International, Inc. | Johnson Controls | RKSV/RKSH036**2*1 |  | Water-Source | WBAHP: Heat Pump Packaged Unit | Heat Pump | 265 | 1 |  |  | No Match | Single-Speed |  |  |  | 34900 | 1616 | 21.6 | 12 | 34200 | 1671 | 6 | 4.2 | Federally-Regulated Commercial & Industrial Equipment | 01/09/2014 |  | 03/23/2020
Waterfurnace International, Inc. | Johnson Controls | RBSV/RBSH030**4*1 |  | Water-Source | WBAHP: Heat Pump Packaged Unit | Heat Pump | 460 | 3 |  |  | No Match | Single-Speed |  |  |  | 28400 | 1932 | 14.7 | 12 | 34000 | 2120 | 4.7 | 4.2 | Federally-Regulated Commercial & Industrial Equipment | 09/03/2012 |  | 03/23/2020
Waterfurnace International, Inc. | Waterfurnace International, Inc. | NDV/NDH026**2*1 |  | Water-Source | WBAHP: Heat Pump Packaged Unit | Heat Pump | 265 | 1 |  |  | No Match | Dual-Speed |  |  |  | 26000 | 1625 | 16 | 12 | 31000 | 1652 | 5.5 | 4.2 | Federally-Regulated Commercial & Industrial Equipment | 01/24/2011 |  | 03/23/2020
Waterfurnace International, Inc. | York | YKTV/YKTH049**0*1 |  | Water-Source | WBAHP: Heat Pump Packaged Unit | Heat Pump | 230 | 1 |  |  | No Match | Single-Speed |  |  |  | 50300 | 2942 | 17.1 | 12 | 56100 | 3162 | 5.2 | 4.2 | Federally-Regulated Commercial & Industrial Equipment | 10/24/2014 |  | 03/23/2020
Waterfurnace International, Inc. | York | YBSV/YBSH015**0*4 |  | Water-Source | WBAHP: Heat Pump Packaged Unit | Heat Pump | 230 | 1 |  |  | No Match | Single-Speed |  |  |  | 13800 | 1045 | 13.2 | 11.2 | 16100 | 1026 | 4.6 | 4.2 | Federally-Regulated Commercial & Industrial Equipment | 10/24/2014 |  | 03/23/2020
Waterfurnace International, Inc. | Johnson Controls | RKV/RKH048**4*4 |  | Water-Source | WBAHP: Heat Pump Packaged Unit | Heat Pump | 208 | 1 |  |  | No Match | Single-Speed |  |  |  | 46400 | 2994 | 15.5 | 12 | 53100 | 3176 | 4.9 | 4.2 | Federally-Regulated Commercial & Industrial Equipment | 09/03/2012 |  | 03/23/2020
Waterfurnace International, Inc. | Waterfurnace International, Inc. | UBV/UBH060**3*4 |  | Water-Source | WBAHP: Heat Pump Packaged Unit | Heat Pump | 208 | 3 |  |  | No Match | Single-Speed |  |  |  | 57000 | 4071 | 14 | 12 | 66000 | 4205 | 4.6 | 4.2 | Federally-Regulated Commercial & Industrial Equipment | 08/23/2011 |  | 03/23/2020
Waterfurnace International, Inc. | WFI Industries, Ltd. | ZS042**4*4 |  | Water-Source | WBAHP: Heat Pump Packaged Unit | Heat Pump | 460 | 3 |  |  | No Match | Single-Speed |  |  |  | 40800 | 2615 | 15.6 | 12 | 45400 | 2661 | 5 | 4.2 | Federally-Regulated Commercial & Industrial Equipment | 06/14/2011 |  | 03/23/2020
Waterfurnace International, Inc. | Johnson Controls | RGSV/RGSH060**0*1 |  | Water-Source | WBAHP: Heat Pump Packaged Unit | Heat Pump | 230 | 1 |  |  | No Match | Single-Speed |  |  |  | 58400 | 3817 | 15.3 | 12 | 72500 | 4521 | 4.7 | 4.2 | Federally-Regulated Commercial & Industrial Equipment | 03/02/2012 |  | 03/23/2020
Waterfurnace International, Inc. | WFI Industries, Ltd. | ZS024**4*4 |  | Water-Source | WBAHP: Heat Pump Packaged Unit | Heat Pump | 460 | 3 |  |  | No Match | Single-Speed |  |  |  | 23900 | 1583 | 15.1 | 12 | 27000 | 1583 | 5 | 4.2 | Federally-Regulated Commercial & Industrial Equipment | 06/14/2011 |  | 03/23/2020
Waterfurnace International, Inc. | Geosmart Energy, Inc. | YS060**1*0 |  | Water-Source | WBAHP: Heat Pump Packaged Unit | Heat Pump | 230 | 1 |  |  |  | Single-Speed |  |  |  | 58400 | 3972 | 14.7 | 12 | 72500 | 4829 | 4.4 | 4.2 | Federally-Regulated Commercial & Industrial Equipment | 05/01/2015 |  | 03/23/2020
Waterfurnace International, Inc. | Johnson Controls | RJSV/RJSH060**0*1 |  | Water-Source | WBAHP: Heat Pump Packaged Unit | Heat Pump | 208 | 1 |  |  | No Match | Single-Speed |  |  |  | 64300 | 3738 | 17.2 | 12 | 69800 | 3788 | 5.4 | 4.2 | Federally-Regulated Commercial & Industrial Equipment | 01/24/2011 |  | 03/23/2020
Waterfurnace International, Inc. | Waterfurnace International, Inc. | NBV/NBH070**3*4 |  | Water-Source | WBAHP: Heat Pump Packaged Unit | Heat Pump | 230 | 3 |  |  | No Match | Single-Speed | 3963 | 450 | 0 | 67000 | 4351 | 15.4 | 12 | 81800 | 4795 | 5 | 4.2 | Federally-Regulated Commercial & Industrial Equipment | 09/03/2012 |  | 03/23/2020
Waterfurnace International, Inc. | Johnson Controls | RBSV/RBSH036**2*1 |  | Water-Source | WBAHP: Heat Pump Packaged Unit | Heat Pump | 265 | 1 |  |  | No Match | Single-Speed |  |  |  | 34500 | 2379 | 14.5 | 12 | 43800 | 2620 | 4.9 | 4.2 | Federally-Regulated Commercial & Industrial Equipment | 09/03/2012 |  | 03/23/2020
Waterfurnace International, Inc. | Geosmart Energy, Inc. | YT048*A |  | Water-Source | WBAHP: Heat Pump Packaged Unit | Heat Pump | 230 | 1 |  |  |  | Dual-Speed |  |  |  | 46500 | 3142 | 14.8 | 12 | 53900 | 3291 | 4.8 | 4.2 | Federally-Regulated Commercial & Industrial Equipment | 04/22/2015 |  | 03/23/2020
Waterfurnace International, Inc. | York | YBSV/YBSH048**4*4 |  | Water-Source | WBAHP: Heat Pump Packaged Unit | Heat Pump | 460 | 3 |  |  | No Match | Single-Speed |  |  |  | 47200 | 3371 | 14 | 12 | 59000 | 3602 | 4.8 | 4.2 | Federally-Regulated Commercial & Industrial Equipment | 10/24/2014 |  | 03/23/2020
Waterfurnace International, Inc. | Waterfurnace International, Inc. | NBV/NBH072**0*1 |  | Water-Source | WBAHP: Heat Pump Packaged Unit | Heat Pump | 208 | 1 |  |  | No Match | Single-Speed | 4283 | 450 | 0 | 69000 | 4600 | 15 | 12 | 81900 | 5001 | 4.8 | 4.2 | Federally-Regulated Commercial & Industrial Equipment | 09/03/2012 |  | 03/23/2020
Waterfurnace International, Inc. | York | YBSV/YBSH048**3*1 |  | Water-Source | WBAHP: Heat Pump Packaged Unit | Heat Pump | 230 | 3 |  |  | No Match | Single-Speed |  |  |  | 47200 | 3371 | 14 | 12 | 59000 | 3602 | 4.8 | 4.2 | Federally-Regulated Commercial & Industrial Equipment | 10/24/2014 |  | 03/23/2020
Waterfurnace International, Inc. | Johnson Controls | RKV/RKH024**3*1 |  | Water-Source | WBAHP: Heat Pump Packaged Unit | Heat Pump | 230 | 1 |  |  | No Match | Single-Speed |  |  |  | 24800 | 1531 | 16.2 | 12 | 29000 | 1700 | 5 | 4.2 | Federally-Regulated Commercial & Industrial Equipment | 09/03/2012 |  | 03/23/2020
Waterfurnace International, Inc. | York | YAFS060**1*(1,4) |  | Water-Source | WBAHP: Heat Pump Packaged Unit | Heat Pump | 208 | 1 |  |  | No Match | Single-Speed |  |  |  | 61300 | 3693 | 16.6 | 12 | 69000 | 3816 | 5.3 | 4.2 | Federally-Regulated Commercial & Industrial Equipment | 01/09/2014 |  | 03/23/2020
Waterfurnace International, Inc. | Johnson Controls | RGSV/RGSH018**0*1 |  | Water-Source | WBAHP: Heat Pump Packaged Unit | Heat Pump | 230 | 1 |  |  | No Match | Single-Speed |  |  |  | 17600 | 1158 | 15.2 | 12 | 21000 | 1282 | 4.8 | 4.2 | Federally-Regulated Commercial & Industrial Equipment | 01/24/2011 |  | 03/23/2020
Waterfurnace International, Inc. | Waterfurnace International, Inc. | NBV/NBH038**2*1 |  | Water-Source | WBAHP: Heat Pump Packaged Unit | Heat Pump | 265 | 1 |  |  | No Match | Single-Speed |  |  |  | 39000 | 2167 | 18 | 12 | 40300 | 2187 | 5.4 | 4.2 | Federally-Regulated Commercial & Industrial Equipment | 09/03/2012 |  | 03/23/2020
Waterfurnace International, Inc. | Johnson Controls | RGSV/RGSH015**2*0 |  | Water-Source | WBAHP: Heat Pump Packaged Unit | Heat Pump | 265 | 1 |  |  | No Match | Single-Speed |  |  |  | 14000 | 933 | 15 | 11.2 | 16500 | 1007 | 4.8 | 4.2 | Federally-Regulated Commercial & Industrial Equipment | 01/24/2011 |  | 03/23/2020
Waterfurnace International, Inc. | Waterfurnace International, Inc. | USV041**4*4 |  | Water-Source | WBAHP: Heat Pump Packaged Unit | Heat Pump | 460 | 3 |  |  | No Match | Single-Speed |  |  |  | 40000 | 2759 | 14.5 | 12 | 45000 | 2931 | 4.5 | 4.2 | Federally-Regulated Commercial & Industrial Equipment | 06/14/2011 |  | 03/23/2020
Waterfurnace International, Inc. | Johnson Controls | RGSV/RGSH070**3*1 |  | Water-Source | WBAHP: Heat Pump Packaged Unit | Heat Pump | 230 | 3 |  |  | No Match | Single-Speed |  |  |  | 63000 | 4406 | 14.3 | 12 | 79000 | 4926 | 4.7 | 4.2 | Federally-Regulated Commercial & Industrial Equipment | 03/02/2012 |  | 03/23/2020
Waterfurnace International, Inc. | WFI Industries, Ltd. | ZS030**4*4 |  | Water-Source | WBAHP: Heat Pump Packaged Unit | Heat Pump | 460 | 3 |  |  | No Match | Single-Speed |  |  |  | 29500 | 1879 | 15.7 | 12 | 34600 | 1988 | 5.1 | 4.2 | Federally-Regulated Commercial & Industrial Equipment | 06/14/2011 |  | 03/23/2020
Waterfurnace International, Inc. | York | YBSV/YBSH042**3*4 |  | Water-Source | WBAHP: Heat Pump Packaged Unit | Heat Pump | 230 | 3 |  |  | No Match | Single-Speed |  |  |  | 39200 | 2761 | 14.2 | 12 | 51000 | 3050 | 4.9 | 4.2 | Federally-Regulated Commercial & Industrial Equipment | 10/24/2014 |  | 03/23/2020
Waterfurnace International, Inc. | York | YKSV/YKSH048**5*0 |  | Water-Source | WBAHP: Heat Pump Packaged Unit | Heat Pump | 575 | 3 |  |  | No Match | Single-Speed |  |  |  | 46400 | 2994 | 15.5 | 12 | 53100 | 3176 | 4.9 | 4.2 | Federally-Regulated Commercial & Industrial Equipment | 10/24/2014 |  | 03/23/2020
Waterfurnace International, Inc. | WFI Industries, Ltd. | ZBV/ZBH006**9*0 |  | Water-Source | WBAHP: Heat Pump Packaged Unit | Heat Pump | 115 | 1 |  |  | No Match | Single-Speed |  |  |  | 7100 | 530 | 13.4 | 11.2 | 8000 | 545 | 4.3 | 4.2 | Federally-Regulated Commercial & Industrial Equipment | 01/09/2014 |  | 03/23/2020
Waterfurnace International, Inc. | WFI Industries, Ltd. | ZBV/ZBH024**2*4 |  | Water-Source | WBAHP: Heat Pump Packaged Unit | Heat Pump | 265 | 1 |  |  | No Match | Single-Speed |  |  |  | 22900 | 1684 | 13.6 | 12 | 26000 | 1621 | 4.7 | 4.2 | Federally-Regulated Commercial & Industrial Equipment | 01/09/2014 |  | 03/23/2020
Waterfurnace International, Inc. | Johnson Controls | RKTV/RKTH026**3*1 |  | Water-Source | WBAHP: Heat Pump Packaged Unit | Heat Pump | 230 | 3 |  |  | No Match | Single-Speed |  |  |  | 26000 | 1503 | 17.3 | 12 | 30300 | 1615 | 5.5 | 4.2 | Federally-Regulated Commercial & Industrial Equipment | 01/09/2014 |  | 03/23/2020
Waterfurnace International, Inc. | Waterfurnace International, Inc. | NBV/NBH064**4*1 |  | Water-Source | WBAHP: Heat Pump Packaged Unit | Heat Pump | 460 | 3 |  |  | No Match | Single-Speed |  |  |  | 62000 | 3804 | 16.3 | 12 | 70600 | 3979 | 5.2 | 4.2 | Federally-Regulated Commercial & Industrial Equipment | 09/03/2012 |  | 03/23/2020
Waterfurnace International, Inc. | Johnson Controls | RKSV/RKSH030**3*0 |  | Water-Source | WBAHP: Heat Pump Packaged Unit | Heat Pump | 208 | 3 |  |  | No Match | Single-Speed |  |  |  | 27600 | 1516 | 18.2 | 12 | 30600 | 1661 | 5.4 | 4.2 | Federally-Regulated Commercial & Industrial Equipment | 01/09/2014 |  | 03/23/2020
Waterfurnace International, Inc. | Johnson Controls | RGSV/RGSH048**0*1 |  | Water-Source | WBAHP: Heat Pump Packaged Unit | Heat Pump | 230 | 1 |  |  | No Match | Single-Speed |  |  |  | 47700 | 3077 | 15.5 | 12 | 56000 | 3419 | 4.8 | 4.2 | Federally-Regulated Commercial & Industrial Equipment | 01/24/2011 |  | 03/23/2020
Waterfurnace International, Inc. | Trane Unitary Products Group | T1GC030***1**4 |  | Water-Source | WBAHP: Heat Pump Packaged Unit | Heat Pump | 208 | 1 |  |  | No Match | Single-Speed |  |  |  | 29500 | 1879 | 15.7 | 12 | 34600 | 1988 | 5.1 | 4.2 | Federally-Regulated Commercial & Industrial Equipment | 08/23/2011 |  | 03/23/2020
Waterfurnace International, Inc. | Johnson Controls | RJTV/RJTH064**3 |  | Water-Source | WBAHP: Heat Pump Packaged Unit | Heat Pump | 208 | 3 |  |  | No Match | Dual-Speed |  |  |  | 64500 | 3981 | 16.2 | 12 | 72500 | 4166 | 5.1 | 4.2 | Federally-Regulated Commercial & Industrial Equipment | 01/24/2011 |  | 03/23/2020
Waterfurnace International, Inc. | Johnson Controls | RGSV041**4*0 |  | Water-Source | WBAHP: Heat Pump Packaged Unit | Heat Pump | 460 | 3 |  |  | No Match | Single-Speed |  |  |  | 40000 | 2899 | 13.8 | 12 | 45000 | 3067 | 4.3 | 4.2 | Federally-Regulated Commercial & Industrial Equipment | 01/24/2011 |  | 03/23/2020
Waterfurnace International, Inc. | Geosmart Energy, Inc. | ZS042**0*4 |  | Water-Source | WBAHP: Heat Pump Packaged Unit | Heat Pump | 208 | 1 |  |  | No Match | Single-Speed |  |  |  | 40800 | 2615 | 15.6 | 12 | 45400 | 2661 | 5 | 4.2 | Federally-Regulated Commercial & Industrial Equipment | 06/14/2011 |  | 03/23/2020
Waterfurnace International, Inc. | WFI Industries, Ltd. | GBV/GBH026**0*4 |  | Water-Source | WBAHP: Heat Pump Packaged Unit | Heat Pump | 230 | 1 |  |  | No Match | Single-Speed |  |  |  | 26000 | 1503 | 17.3 | 12 | 30300 | 1615 | 5.5 | 4.2 | Federally-Regulated Commercial & Industrial Equipment | 01/09/2014 |  | 03/23/2020
Waterfurnace International, Inc. | Johnson Controls | RGSV/RGSH030**3*1 |  | Water-Source | WBAHP: Heat Pump Packaged Unit | Heat Pump | 230 | 3 |  |  | No Match | Single-Speed |  |  |  | 29500 | 1879 | 15.7 | 12 | 34600 | 1988 | 5.1 | 4.2 | Federally-Regulated Commercial & Industrial Equipment | 01/24/2011 |  | 03/23/2020
Waterfurnace International, Inc. | Geosmart Energy, Inc. | ZS024**0*4 |  | Water-Source | WBAHP: Heat Pump Packaged Unit | Heat Pump | 208 | 1 |  |  | No Match | Single-Speed |  |  |  | 23900 | 1583 | 15.1 | 12 | 27000 | 1583 | 5 | 4.2 | Federally-Regulated Commercial & Industrial Equipment | 06/14/2011 |  | 03/23/2020
Waterfurnace International, Inc. | Johnson Controls | RGSV/RGSH060**3*0 |  | Water-Source | WBAHP: Heat Pump Packaged Unit | Heat Pump | 208 | 3 |  |  | No Match | Single-Speed |  |  |  | 58400 | 3973 | 14.7 | 12 | 72500 | 4829 | 4.4 | 4.2 | Federally-Regulated Commercial & Industrial Equipment | 01/24/2011 |  | 03/23/2020
Waterfurnace International, Inc. | York | YBSV/YBSH009**9*0 |  | Water-Source | WBAHP: Heat Pump Packaged Unit | Heat Pump | 115 | 1 |  |  | No Match | Single-Speed |  |  |  | 8100 | 664 | 12.2 | 11.2 | 11400 | 726 | 4.6 | 4.2 | Federally-Regulated Commercial & Industrial Equipment | 10/24/2014 |  | 03/23/2020
Waterfurnace International, Inc. | Johnson Controls | RKV/RKH060**4*1 |  | Water-Source | WBAHP: Heat Pump Packaged Unit | Heat Pump | 230 | 1 |  |  | No Match | Single-Speed |  |  |  | 61300 | 3981 | 15.4 | 12 | 69000 | 4044 | 5 | 4.2 | Federally-Regulated Commercial & Industrial Equipment | 09/03/2012 |  | 03/23/2020
Waterfurnace International, Inc. | Geosmart Energy, Inc. | ZS030**2*4 |  | Water-Source | WBAHP: Heat Pump Packaged Unit | Heat Pump | 265 | 1 |  |  | No Match | Single-Speed |  |  |  | 29500 | 1879 | 15.7 | 12 | 34600 | 1988 | 5.1 | 4.2 | Federally-Regulated Commercial & Industrial Equipment | 06/14/2011 |  | 03/23/2020
Waterfurnace International, Inc. | Johnson Controls | RKV/RKH049**3*1 |  | Water-Source | WBAHP: Heat Pump Packaged Unit | Heat Pump | 208 | 1 |  |  | No Match | Single-Speed |  |  |  | 50300 | 2942 | 17.1 | 12 | 56100 | 3162 | 5.2 | 4.2 | Federally-Regulated Commercial & Industrial Equipment | 09/03/2012 |  | 03/23/2020
Waterfurnace International, Inc. | Waterfurnace International, Inc. | USH023**0*4 |  | Water-Source | WBAHP: Heat Pump Packaged Unit | Heat Pump | 230 | 1 |  |  | No Match | Single-Speed |  |  |  | 23000 | 1533 | 15 | 12 | 26000 | 1621 | 4.7 | 4.2 | Federally-Regulated Commercial & Industrial Equipment | 06/14/2011 |  | 03/23/2020
Waterfurnace International, Inc. | Waterfurnace International, Inc. | NBV/NBH009**0*0 |  | Water-Source | WBAHP: Heat Pump Packaged Unit | Heat Pump | 208 | 1 |  |  | No Match | Single-Speed |  |  |  | 9600 | 662 | 14.5 | 11.2 | 13200 | 744 | 5.2 | 4.2 | Federally-Regulated Commercial & Industrial Equipment | 05/02/2012 |  | 03/23/2020
Waterfurnace International, Inc. | Waterfurnace International, Inc. | NBV/NBH038**3*1 |  | Water-Source | WBAHP: Heat Pump Packaged Unit | Heat Pump | 208 | 3 |  |  | No Match | Single-Speed |  |  |  | 39000 | 2167 | 18 | 12 | 40300 | 2187 | 5.4 | 4.2 | Federally-Regulated Commercial & Industrial Equipment | 09/03/2012 |  | 03/23/2020
Waterfurnace International, Inc. | WFI Industries, Ltd. | USV/USH060**3*4 |  | Water-Source | WBAHP: Heat Pump Packaged Unit | Heat Pump | 208 | 3 |  |  |  | Single-Speed |  |  |  | 58400 | 3816 | 15.3 | 12 | 72500 | 4520 | 4.7 | 4.2 | Federally-Regulated Commercial & Industrial Equipment | 06/19/2015 |  | 03/23/2020
Waterfurnace International, Inc. | Geosmart Energy, Inc. | ZS030**3*0 |  | Water-Source | WBAHP: Heat Pump Packaged Unit | Heat Pump | 208 | 3 |  |  | No Match | Single-Speed |  |  |  | 29500 | 1980 | 14.9 | 12 | 34600 | 2113 | 4.8 | 4.2 | Federally-Regulated Commercial & Industrial Equipment | 01/24/2011 |  | 03/23/2020
Waterfurnace International, Inc. | Johnson Controls | NBV/NBH038**2*4 |  | Water-Source | WBAHP: Heat Pump Packaged Unit | Heat Pump | 230 | 1 |  |  | No Match | Single-Speed |  |  |  | 39000 | 2167 | 18 | 12 | 40300 | 2187 | 5.4 | 4.2 | Federally-Regulated Commercial & Industrial Equipment | 09/03/2012 |  | 03/23/2020
Waterfurnace International, Inc. | WFI Industries, Ltd. | ZS060**0*4 |  | Water-Source | WBAHP: Heat Pump Packaged Unit | Heat Pump | 208 | 1 |  |  | No Match | Single-Speed |  |  |  | 58400 | 3817 | 15.3 | 12 | 72500 | 4521 | 4.7 | 4.2 | Federally-Regulated Commercial & Industrial Equipment | 03/02/2012 |  | 03/23/2020
Waterfurnace International, Inc. | Waterfurnace International, Inc. | NDV/NDH039*X*X |  | Water-Source | WBAHP: Heat Pump Packaged Unit | Heat Pump | 208 | 1 |  |  | No Match | Dual-Speed |  |  |  | 39000 | 2267 | 17.2 | 12 | 42200 | 2249 | 5.5 | 4.2 | Federally-Regulated Commercial & Industrial Equipment | 06/14/2011 |  | 03/23/2020
Waterfurnace International, Inc. | Geosmart Energy, Inc. | ZS070**5*0 |  | Water-Source | WBAHP: Heat Pump Packaged Unit | Heat Pump | 575 | 3 |  |  | No Match | Single-Speed |  |  |  | 63000 | 4437 | 14.2 | 12 | 79000 | 5262 | 4.4 | 4.2 | Federally-Regulated Commercial & Industrial Equipment | 01/24/2011 |  | 03/23/2020
Waterfurnace International, Inc. | Johnson Controls | RKSV/RKSH030**4*0 |  | Water-Source | WBAHP: Heat Pump Packaged Unit | Heat Pump | 460 | 3 |  |  | No Match | Single-Speed |  |  |  | 27600 | 1516 | 18.2 | 12 | 30600 | 1661 | 5.4 | 4.2 | Federally-Regulated Commercial & Industrial Equipment | 01/09/2014 |  | 03/23/2020
Waterfurnace International, Inc. | Johnson Controls | RBSV/RBSH030**0*0 |  | Water-Source | WBAHP: Heat Pump Packaged Unit | Heat Pump | 230 | 1 |  |  | No Match | Single-Speed |  |  |  | 28400 | 2058 | 13.8 | 12 | 34000 | 2214 | 4.5 | 4.2 | Federally-Regulated Commercial & Industrial Equipment | 09/03/2012 |  | 03/23/2020
Waterfurnace International, Inc. | York | YKSV/YKSH036**3*0 |  | Water-Source | WBAHP: Heat Pump Packaged Unit | Heat Pump | 208 | 3 |  |  | No Match | Single-Speed |  |  |  | 34100 | 1938 | 17.6 | 12 | 34200 | 1790 | 5.6 | 4.2 | Federally-Regulated Commercial & Industrial Equipment | 10/24/2014 |  | 03/23/2020
Waterfurnace International, Inc. | Waterfurnace International, Inc. | UBV/UBH036**2*0 |  | Water-Source | WBAHP: Heat Pump Packaged Unit | Heat Pump | 265 | 1 |  |  | No Match | Single-Speed |  |  |  | 34500 | 2464 | 14 | 12 | 43800 | 2731 | 4.7 | 4.2 | Federally-Regulated Commercial & Industrial Equipment | 08/23/2011 |  | 03/23/2020
Waterfurnace International, Inc. | York | YBSV/YBSH036**3*4 |  | Water-Source | WBAHP: Heat Pump Packaged Unit | Heat Pump | 208 | 3 |  |  | No Match | Single-Speed |  |  |  | 34500 | 2379 | 14.5 | 12 | 43800 | 2620 | 4.9 | 4.2 | Federally-Regulated Commercial & Industrial Equipment | 10/24/2014 |  | 03/23/2020
Waterfurnace International, Inc. | Waterfurnace International, Inc. | USV/USH060**3*4 |  | Water-Source | WBAHP: Heat Pump Packaged Unit | Heat Pump | 208 | 3 |  |  | No Match | Single-Speed |  |  |  | 58400 | 3817 | 15.3 | 12 | 72500 | 4521 | 4.7 | 4.2 | Federally-Regulated Commercial & Industrial Equipment | 03/02/2012 |  | 03/23/2020
Waterfurnace International, Inc. | Johnson Controls | RGSV/RGSH030**4*4 |  | Water-Source | WBAHP: Heat Pump Packaged Unit | Heat Pump | 460 | 3 |  |  | No Match | Single-Speed |  |  |  | 29500 | 1879 | 15.7 | 12 | 34600 | 1988 | 5.1 | 4.2 | Federally-Regulated Commercial & Industrial Equipment | 06/14/2011 |  | 03/23/2020
Waterfurnace International, Inc. | Trane Unitary Products Group | T2GC060*A |  | Water-Source | WBAHP: Heat Pump Packaged Unit | Heat Pump | 230 | 1 |  |  |  | Dual-Speed |  |  |  | 57200 | 4000 | 14.3 | 12 | 69000 | 4494 | 4.5 | 4.2 | Federally-Regulated Commercial & Industrial Equipment | 04/22/2015 |  | 03/23/2020
Waterfurnace International, Inc. | Waterfurnace International, Inc. | NBV/NBH049**4*1 |  | Water-Source | WBAHP: Heat Pump Packaged Unit | Heat Pump | 460 | 3 |  |  | No Match | Single-Speed |  |  |  | 50300 | 2942 | 17.1 | 12 | 56100 | 3162 | 5.2 | 4.2 | Federally-Regulated Commercial & Industrial Equipment | 09/03/2012 |  | 03/23/2020
Waterfurnace International, Inc. | Johnson Controls | RKSV/RKSH060**3*1 |  | Water-Source | WBAHP: Heat Pump Packaged Unit | Heat Pump | 208 | 3 |  |  | No Match | Single-Speed |  |  |  | 61300 | 3693 | 16.6 | 12 | 69000 | 3816 | 5.3 | 4.2 | Federally-Regulated Commercial & Industrial Equipment | 01/09/2014 |  | 03/23/2020
Waterfurnace International, Inc. | Waterfurnace International, Inc. | UBV/UBH030**3*4 |  | Water-Source | WBAHP: Heat Pump Packaged Unit | Heat Pump | 208 | 3 |  |  | No Match | Single-Speed |  |  |  | 28400 | 1932 | 14.7 | 12 | 34000 | 2120 | 4.7 | 4.2 | Federally-Regulated Commercial & Industrial Equipment | 08/23/2011 |  | 03/23/2020
Waterfurnace International, Inc. | Waterfurnace International, Inc. | NBV/NBH026**0*4 |  | Water-Source | WBAHP: Heat Pump Packaged Unit | Heat Pump | 208 | 1 |  |  | No Match | Single-Speed |  |  |  | 26000 | 1503 | 17.3 | 12 | 30300 | 1615 | 5.5 | 4.2 | Federally-Regulated Commercial & Industrial Equipment | 09/03/2012 |  | 03/23/2020
Waterfurnace International, Inc. | WFI Industries, Ltd. | ZBV/ZBH015**0*1 |  | Water-Source | WBAHP: Heat Pump Packaged Unit | Heat Pump | 230 | 1 |  |  | No Match | Single-Speed |  |  |  | 13800 | 1045 | 13.2 | 11.2 | 16100 | 1026 | 4.6 | 4.2 | Federally-Regulated Commercial & Industrial Equipment | 01/09/2014 |  | 03/23/2020
Waterfurnace International, Inc. | Waterfurnace International, Inc. | NBV/NBH042**0*1 |  | Water-Source | WBAHP: Heat Pump Packaged Unit | Heat Pump | 230 | 1 |  |  | No Match | Single-Speed |  |  |  | 40800 | 2040 | 20 | 12 | 42800 | 2201 | 5.7 | 4.2 | Federally-Regulated Commercial & Industrial Equipment | 09/03/2012 |  | 03/23/2020
Waterfurnace International, Inc. | Waterfurnace International, Inc. | NDV/NDH038**4*1 |  | Water-Source | WBAHP: Heat Pump Packaged Unit | Heat Pump | 460 | 3 |  |  | No Match | Dual-Speed |  |  |  | 39000 | 2267 | 17.2 | 12 | 42200 | 2250 | 5.5 | 4.2 | Federally-Regulated Commercial & Industrial Equipment | 06/23/2011 |  | 03/23/2020
Waterfurnace International, Inc. | Johnson Controls | RBSV/RBSH006**9*0 |  | Water-Source | WBAHP: Heat Pump Packaged Unit | Heat Pump | 115 | 1 |  |  | No Match | Single-Speed |  |  |  | 7100 | 530 | 13.4 | 11.2 | 8000 | 545 | 4.3 | 4.2 | Federally-Regulated Commercial & Industrial Equipment | 12/12/2012 |  | 03/23/2020
Waterfurnace International, Inc. | WFI Industries, Ltd. | 141/142A048**1*1 |  | Water-Source | WBAHP: Heat Pump Packaged Unit | Heat Pump | 208 | 1 |  |  | No Match | Variable-Speed |  |  |  | 41000 | 2330 | 17.6 | 12 | 67000 | 3927 | 5 | 4.2 | Federally-Regulated Commercial & Industrial Equipment | 12/12/2012 |  | 03/23/2020
Waterfurnace International, Inc. | Waterfurnace International, Inc. | USV041**0*4 |  | Water-Source | WBAHP: Heat Pump Packaged Unit | Heat Pump | 208 | 1 |  |  | No Match | Single-Speed |  |  |  | 40000 | 2759 | 14.5 | 12 | 45000 | 2931 | 4.5 | 4.2 | Federally-Regulated Commercial & Industrial Equipment | 06/14/2011 |  | 03/23/2020
Waterfurnace International, Inc. | Johnson Controls | RKTV/RKTH064**0*1 |  | Water-Source | WBAHP: Heat Pump Packaged Unit | Heat Pump | 208 | 1 |  |  | No Match | Single-Speed |  |  |  | 62000 | 3804 | 16.3 | 12 | 70600 | 3979 | 5.2 | 4.2 | Federally-Regulated Commercial & Industrial Equipment | 01/09/2014 |  | 03/23/2020
Waterfurnace International, Inc. | York | YKSV/YKSH030**3*1 |  | Water-Source | WBAHP: Heat Pump Packaged Unit | Heat Pump | 208 | 3 |  |  | No Match | Single-Speed |  |  |  | 27800 | 1448 | 19.2 | 12 | 30600 | 1573 | 5.7 | 4.2 | Federally-Regulated Commercial & Industrial Equipment | 10/24/2014 |  | 03/23/2020
Waterfurnace International, Inc. | Geosmart Energy, Inc. | ZS070**3*1 |  | Water-Source | WBAHP: Heat Pump Packaged Unit | Heat Pump | 208 | 3 |  |  | No Match | Single-Speed |  |  |  | 63000 | 4406 | 14.3 | 12 | 79000 | 4926 | 4.7 | 4.2 | Federally-Regulated Commercial & Industrial Equipment | 01/24/2011 |  | 03/23/2020
Waterfurnace International, Inc. | York | YKSV/YKSH060**3*0 |  | Water-Source | WBAHP: Heat Pump Packaged Unit | Heat Pump | 208 | 3 |  |  | No Match | Single-Speed |  |  |  | 61300 | 3981 | 15.4 | 12 | 69000 | 4044 | 5 | 4.2 | Federally-Regulated Commercial & Industrial Equipment | 10/24/2014 |  | 03/23/2020
Waterfurnace International, Inc. | WFI Industries, Ltd. | GBV/GBH064**3*1 |  | Water-Source | WBAHP: Heat Pump Packaged Unit | Heat Pump | 208 | 3 |  |  | No Match | Single-Speed |  |  |  | 62000 | 3804 | 16.3 | 12 | 70600 | 3979 | 5.2 | 4.2 | Federally-Regulated Commercial & Industrial Equipment | 01/09/2014 |  | 03/23/2020
Waterfurnace International, Inc. | Waterfurnace International, Inc. | UBV/UBH070**4*0 |  | Water-Source | WBAHP: Heat Pump Packaged Unit | Heat Pump | 460 | 3 |  |  | No Match | Single-Speed | 3774 | 940 |  | 66000 | 4714 | 14 | 12 | 80000 | 5210 | 4.5 | 4.2 | Federally-Regulated Commercial & Industrial Equipment | 08/23/2011 |  | 03/23/2020
Waterfurnace International, Inc. | Johnson Controls | RJSV/RJSH060**0*0 |  | Water-Source | WBAHP: Heat Pump Packaged Unit | Heat Pump | 230 | 1 |  |  | No Match | Single-Speed |  |  |  | 64000 | 4000 | 16 | 12 | 69800 | 4011 | 5.1 | 4.2 | Federally-Regulated Commercial & Industrial Equipment | 01/24/2011 |  | 03/23/2020
Waterfurnace International, Inc. | WFI Industries, Ltd. | ZC023**2*0 |  | Water-Source | WBAHP: Heat Pump Packaged Unit | Heat Pump | 265 | 1 |  |  |  | Single-Speed |  |  |  | 22000 | 1594 | 13.8 | 12 | 27000 | 1758 | 4.5 | 4.2 | Federally-Regulated Commercial & Industrial Equipment | 04/22/2015 |  | 03/23/2020
Waterfurnace International, Inc. | York | YFV041**0*0 |  | Water-Source | WBAHP: Heat Pump Packaged Unit | Heat Pump | 208 | 1 |  |  |  | Single-Speed |  |  |  | 39000 | 3000 | 13 | 12 | 45000 | 3140 | 4.2 | 4.2 | Federally-Regulated Commercial & Industrial Equipment | 04/22/2015 |  | 03/23/2020
Waterfurnace International, Inc. | York | YKSV/YKSH060**0*1 |  | Water-Source | WBAHP: Heat Pump Packaged Unit | Heat Pump | 230 | 1 |  |  | No Match | Single-Speed |  |  |  | 61300 | 3693 | 16.6 | 12 | 69000 | 3816 | 5.3 | 4.2 | Federally-Regulated Commercial & Industrial Equipment | 10/24/2014 |  | 03/23/2020
Waterfurnace International, Inc. | York | YBSV/YBSH060**3*0 |  | Water-Source | WBAHP: Heat Pump Packaged Unit | Heat Pump | 208 | 3 |  |  | No Match | Single-Speed |  |  |  | 57000 | 4222 | 13.5 | 12 | 66000 | 4498 | 4.3 | 4.2 | Federally-Regulated Commercial & Industrial Equipment | 10/24/2014 |  | 03/23/2020
Waterfurnace International, Inc. | York | YKSV/YKSH060**4*0 |  | Water-Source | WBAHP: Heat Pump Packaged Unit | Heat Pump | 460 | 3 |  |  | No Match | Single-Speed |  |  |  | 61300 | 3981 | 15.4 | 12 | 69000 | 4044 | 5 | 4.2 | Federally-Regulated Commercial & Industrial Equipment | 10/24/2014 |  | 03/23/2020
Waterfurnace International, Inc. | Johnson Controls | RKSV/RKSH060**4*4 |  | Water-Source | WBAHP: Heat Pump Packaged Unit | Heat Pump | 460 | 3 |  |  | No Match | Single-Speed |  |  |  | 61300 | 3693 | 16.6 | 12 | 69000 | 3816 | 5.3 | 4.2 | Federally-Regulated Commercial & Industrial Equipment | 01/09/2014 |  | 03/23/2020
Waterfurnace International, Inc. | WFI Industries, Ltd. | YS070**1*4 |  | Water-Source | WBAHP: Heat Pump Packaged Unit | Heat Pump | 208 | 1 |  |  |  | Single-Speed |  |  |  | 63000 | 4405 | 14.3 | 12 | 79000 | 4926 | 4.7 | 4.2 | Federally-Regulated Commercial & Industrial Equipment | 06/19/2015 |  | 03/23/2020
Waterfurnace International, Inc. | Johnson Controls | RKSV/RKSH030**4*1 |  | Water-Source | WBAHP: Heat Pump Packaged Unit | Heat Pump | 460 | 3 |  |  | No Match | Single-Speed |  |  |  | 27800 | 1448 | 19.2 | 12 | 30600 | 1573 | 5.7 | 4.2 | Federally-Regulated Commercial & Industrial Equipment | 01/09/2014 |  | 03/23/2020
Waterfurnace International, Inc. | Johnson Controls | RGSV/RGSH024**0*1 |  | Water-Source | WBAHP: Heat Pump Packaged Unit | Heat Pump | 208 | 1 |  |  | No Match | Single-Speed |  |  |  | 23900 | 1583 | 15.1 | 12 | 27000 | 1684 | 4.7 | 4.2 | Federally-Regulated Commercial & Industrial Equipment | 09/03/2012 |  | 03/23/2020
Waterfurnace International, Inc. | Waterfurnace International, Inc. | YS024**1*0 |  | Water-Source | WBAHP: Heat Pump Packaged Unit | Heat Pump | 230 | 1 |  |  |  | Single-Speed |  |  |  | 23900 | 1636 | 14.6 | 12 | 27000 | 1683 | 4.7 | 4.2 | Federally-Regulated Commercial & Industrial Equipment | 06/19/2015 |  | 03/23/2020
Waterfurnace International, Inc. | Waterfurnace International, Inc. | NBV/NBH024**0*4 |  | Water-Source | WBAHP: Heat Pump Packaged Unit | Heat Pump | 208 | 1 |  |  | No Match | Single-Speed |  |  |  | 24800 | 1459 | 17 | 12 | 30000 | 1659 | 5.3 | 4.2 | Federally-Regulated Commercial & Industrial Equipment | 09/03/2012 |  | 03/23/2020
Waterfurnace International, Inc. | Geosmart Energy, Inc. | ZS070**0*4 |  | Water-Source | WBAHP: Heat Pump Packaged Unit | Heat Pump | 230 | 1 |  |  | No Match | Single-Speed |  |  |  | 63000 | 4406 | 14.3 | 12 | 79000 | 4926 | 4.7 | 4.2 | Federally-Regulated Commercial & Industrial Equipment | 03/02/2012 |  | 03/23/2020
Waterfurnace International, Inc. | Waterfurnace International, Inc. | NDV/NDH026**3*1 |  | Water-Source | WBAHP: Heat Pump Packaged Unit | Heat Pump | 208 | 3 |  |  | No Match | Dual-Speed |  |  |  | 26000 | 1625 | 16 | 12 | 31000 | 1652 | 5.5 | 4.2 | Federally-Regulated Commercial & Industrial Equipment | 01/24/2011 |  | 03/23/2020
Waterfurnace International, Inc. | York | YKSV/YKSH042**4*0 |  | Water-Source | WBAHP: Heat Pump Packaged Unit | Heat Pump | 460 | 3 |  |  | No Match | Single-Speed |  |  |  | 40100 | 2416 | 16.6 | 12 | 42800 | 2460 | 5.1 | 4.2 | Federally-Regulated Commercial & Industrial Equipment | 10/24/2014 |  | 03/23/2020
Waterfurnace International, Inc. | WFI Industries, Ltd. | ZS030**0*4 |  | Water-Source | WBAHP: Heat Pump Packaged Unit | Heat Pump | 230 | 1 |  |  | No Match | Single-Speed |  |  |  | 29500 | 1879 | 15.7 | 12 | 34600 | 1988 | 5.1 | 4.2 | Federally-Regulated Commercial & Industrial Equipment | 06/14/2011 |  | 03/23/2020
Waterfurnace International, Inc. | WFI Industries, Ltd. | ZBV/ZBH006**0*0 |  | Water-Source | WBAHP: Heat Pump Packaged Unit | Heat Pump | 230 | 1 |  |  | No Match | Single-Speed |  |  |  | 7100 | 530 | 13.4 | 11.2 | 8000 | 545 | 4.3 | 4.2 | Federally-Regulated Commercial & Industrial Equipment | 01/09/2014 |  | 03/23/2020
Waterfurnace International, Inc. | Waterfurnace International, Inc. | NBV/NBH018**2*0 |  | Water-Source | WBAHP: Heat Pump Packaged Unit | Heat Pump | 265 | 1 |  |  | No Match | Single-Speed |  |  |  | 18000 | 1154 | 15.6 | 12 | 23000 | 1322 | 5.1 | 4.2 | Federally-Regulated Commercial & Industrial Equipment | 09/03/2012 |  | 03/23/2020
Waterfurnace International, Inc. | Johnson Controls | RKTV/RKTH038**2*4 |  | Water-Source | WBAHP: Heat Pump Packaged Unit | Heat Pump | 265 | 1 |  |  | No Match | Single-Speed |  |  |  | 39000 | 2167 | 18 | 12 | 40300 | 2187 | 5.4 | 4.2 | Federally-Regulated Commercial & Industrial Equipment | 01/09/2014 |  | 03/23/2020
Waterfurnace International, Inc. | WFI Industries, Ltd. | ZS030**3*4 |  | Water-Source | WBAHP: Heat Pump Packaged Unit | Heat Pump | 230 | 3 |  |  | No Match | Single-Speed |  |  |  | 29500 | 1879 | 15.7 | 12 | 34600 | 1988 | 5.1 | 4.2 | Federally-Regulated Commercial & Industrial Equipment | 06/14/2011 |  | 03/23/2020
Waterfurnace International, Inc. | York | YBSV/YBSH030**4*4 |  | Water-Source | WBAHP: Heat Pump Packaged Unit | Heat Pump | 460 | 3 |  |  | No Match | Single-Speed |  |  |  | 28400 | 1932 | 14.7 | 12 | 34000 | 2120 | 4.7 | 4.2 | Federally-Regulated Commercial & Industrial Equipment | 10/24/2014 |  | 03/23/2020
Waterfurnace International, Inc. | Johnson Controls | RKTV/RKTH026**4*1 |  | Water-Source | WBAHP: Heat Pump Packaged Unit | Heat Pump | 460 | 3 |  |  | No Match | Dual-Speed |  |  |  | 26000 | 1503 | 17.3 | 12 | 30300 | 1615 | 5.5 | 4.2 | Federally-Regulated Commercial & Industrial Equipment | 10/24/2014 |  | 03/23/2020
Waterfurnace International, Inc. | Johnson Controls | RGSV/RGSH018**2*1 |  | Water-Source | WBAHP: Heat Pump Packaged Unit | Heat Pump | 265 | 1 |  |  | No Match | Single-Speed |  |  |  | 17600 | 1158 | 15.2 | 12 | 21000 | 1282 | 4.8 | 4.2 | Federally-Regulated Commercial & Industrial Equipment | 01/24/2011 |  | 03/23/2020
Waterfurnace International, Inc. | WFI Industries, Ltd. | GBV/GBH038**4*1 |  | Water-Source | WBAHP: Heat Pump Packaged Unit | Heat Pump | 460 | 3 |  |  | No Match | Single-Speed |  |  |  | 39000 | 2167 | 18 | 12 | 40300 | 2187 | 5.4 | 4.2 | Federally-Regulated Commercial & Industrial Equipment | 01/09/2014 |  | 03/23/2020
Waterfurnace International, Inc. | Johnson Controls | RGSV/RGSH070**3*0 |  | Water-Source | WBAHP: Heat Pump Packaged Unit | Heat Pump | 208 | 3 |  |  | No Match | Single-Speed |  |  |  | 63000 | 4437 | 14.2 | 12 | 79000 | 5262 | 4.4 | 4.2 | Federally-Regulated Commercial & Industrial Equipment | 01/24/2011 |  | 03/23/2020
Waterfurnace International, Inc. | Waterfurnace International, Inc. | NBV/NBH060**3*4 |  | Water-Source | WBAHP: Heat Pump Packaged Unit | Heat Pump | 230 | 3 |  |  | No Match | Single-Speed |  |  |  | 61300 | 3693 | 16.6 | 12 | 69000 | 3816 | 5.3 | 4.2 | Federally-Regulated Commercial & Industrial Equipment | 09/03/2012 |  | 03/23/2020
Waterfurnace International, Inc. | Johnson Controls | RKV/RKH015**0*1 |  | Water-Source | WBAHP: Heat Pump Packaged Unit | Heat Pump | 230 | 1 |  |  | No Match | Single-Speed |  |  |  | 14400 | 873 | 16.5 | 11.2 | 18500 | 1023 | 5.3 | 4.2 | Federally-Regulated Commercial & Industrial Equipment | 09/03/2012 |  | 03/23/2020
Waterfurnace International, Inc. | Waterfurnace International, Inc. | NBV/NBH048**3*0 |  | Water-Source | WBAHP: Heat Pump Packaged Unit | Heat Pump | 208 | 3 |  |  | No Match | Single-Speed |  |  |  | 46400 | 2994 | 15.5 | 12 | 53100 | 3176 | 4.9 | 4.2 | Federally-Regulated Commercial & Industrial Equipment | 09/03/2012 |  | 03/23/2020
Waterfurnace International, Inc. | Johnson Controls | RJTV/RJTH064**4 |  | Water-Source | WBAHP: Heat Pump Packaged Unit | Heat Pump | 460 | 3 |  |  | No Match | Dual-Speed |  |  |  | 64500 | 3981 | 16.2 | 12 | 72500 | 4166 | 5.1 | 4.2 | Federally-Regulated Commercial & Industrial Equipment | 01/24/2011 |  | 03/23/2020
Waterfurnace International, Inc. | Trane Unitary Products Group | T2GX026***1**1 |  | Water-Source | WBAHP: Heat Pump Packaged Unit | Heat Pump | 230 | 1 |  |  | No Match | Dual-Speed |  |  |  | 26000 | 1625 | 16 | 12 | 31000 | 1653 | 5.5 | 4.2 | Federally-Regulated Commercial & Industrial Equipment | 08/23/2011 |  | 03/23/2020
Waterfurnace International, Inc. | Johnson Controls | RGSV/RGSH070**0*4 |  | Water-Source | WBAHP: Heat Pump Packaged Unit | Heat Pump | 208 | 1 |  |  | No Match | Single-Speed |  |  |  | 63000 | 4406 | 14.3 | 12 | 79000 | 4926 | 4.7 | 4.2 | Federally-Regulated Commercial & Industrial Equipment | 03/02/2012 |  | 03/23/2020
Waterfurnace International, Inc. | WFI Industries, Ltd. | GBV/GBH060**4*1 |  | Water-Source | WBAHP: Heat Pump Packaged Unit | Heat Pump | 460 | 3 |  |  | No Match | Single-Speed |  |  |  | 61300 | 3693 | 16.6 | 12 | 69000 | 3816 | 5.3 | 4.2 | Federally-Regulated Commercial & Industrial Equipment | 01/09/2014 |  | 03/23/2020
Waterfurnace International, Inc. | York | YBSV/YBSH009**2*0 |  | Water-Source | WBAHP: Heat Pump Packaged Unit | Heat Pump | 265 | 1 |  |  | No Match | Single-Speed |  |  |  | 8100 | 664 | 12.2 | 11.2 | 11400 | 726 | 4.6 | 4.2 | Federally-Regulated Commercial & Industrial Equipment | 10/24/2014 |  | 03/23/2020
Waterfurnace International, Inc. | Johnson Controls | RGSV041**4*4 |  | Water-Source | WBAHP: Heat Pump Packaged Unit | Heat Pump | 460 | 3 |  |  | No Match | Single-Speed |  |  |  | 40000 | 2759 | 14.5 | 12 | 45000 | 2931 | 4.5 | 4.2 | Federally-Regulated Commercial & Industrial Equipment | 06/14/2011 |  | 03/23/2020
Waterfurnace International, Inc. | Johnson Controls | RKSV/RKSH042**5*0 |  | Water-Source | WBAHP: Heat Pump Packaged Unit | Heat Pump | 575 | 3 |  |  | No Match | Single-Speed |  |  |  | 40100 | 2416 | 16.6 | 12 | 42800 | 2460 | 5.1 | 4.2 | Federally-Regulated Commercial & Industrial Equipment | 01/09/2014 |  | 03/23/2020
Waterfurnace International, Inc. | Trane Unitary Products Group | T1GC024***1**4 |  | Water-Source | WBAHP: Heat Pump Packaged Unit | Heat Pump | 230 | 1 |  |  | No Match | Single-Speed |  |  |  | 23000 | 1523 | 15.1 | 12 | 27000 | 1583 | 5 | 4.2 | Federally-Regulated Commercial & Industrial Equipment | 08/23/2011 |  | 03/23/2020
Waterfurnace International, Inc. | WFI Industries, Ltd. | GBV/GBH064**0*1 |  | Water-Source | WBAHP: Heat Pump Packaged Unit | Heat Pump | 230 | 1 |  |  | No Match | Single-Speed |  |  |  | 62000 | 3804 | 16.3 | 12 | 70600 | 3979 | 5.2 | 4.2 | Federally-Regulated Commercial & Industrial Equipment | 01/09/2014 |  | 03/23/2020
Waterfurnace International, Inc. | Geosmart Energy, Inc. | YS042**1*0 |  | Water-Source | WBAHP: Heat Pump Packaged Unit | Heat Pump | 208 | 1 |  |  |  | Single-Speed |  |  |  | 40800 | 2813 | 14.5 | 12 | 45400 | 2956 | 4.5 | 4.2 | Federally-Regulated Commercial & Industrial Equipment | 05/01/2015 |  | 03/23/2020
Waterfurnace International, Inc. | Johnson Controls | RGSV/RGSH048**4*1 |  | Water-Source | WBAHP: Heat Pump Packaged Unit | Heat Pump | 460 | 3 |  |  | No Match | Single-Speed |  |  |  | 47700 | 3077 | 15.5 | 12 | 56000 | 3419 | 4.8 | 4.2 | Federally-Regulated Commercial & Industrial Equipment | 01/24/2011 |  | 03/23/2020
Waterfurnace International, Inc. | Johnson Controls | NBV/NBH038**4*4 |  | Water-Source | WBAHP: Heat Pump Packaged Unit | Heat Pump | 230 | 1 |  |  | No Match | Single-Speed |  |  |  | 39000 | 2167 | 18 | 12 | 40300 | 2187 | 5.4 | 4.2 | Federally-Regulated Commercial & Industrial Equipment | 09/03/2012 |  | 03/23/2020
Waterfurnace International, Inc. | Waterfurnace International, Inc. | NBV/NBH036**4*1 |  | Water-Source | WBAHP: Heat Pump Packaged Unit | Heat Pump | 460 | 3 |  |  | No Match | Single-Speed |  |  |  | 34900 | 1616 | 21.6 | 12 | 34200 | 1671 | 6 | 4.2 | Federally-Regulated Commercial & Industrial Equipment | 09/03/2012 |  | 03/23/2020
Waterfurnace International, Inc. | WFI Industries, Ltd. | ZBV/ZBH060**3*4 |  | Water-Source | WBAHP: Heat Pump Packaged Unit | Heat Pump | 230 | 3 |  |  | No Match | Single-Speed |  |  |  | 57000 | 4071 | 14 | 12 | 66000 | 4205 | 4.6 | 4.2 | Federally-Regulated Commercial & Industrial Equipment | 01/09/2014 |  | 03/23/2020
Waterfurnace International, Inc. | York | YKSV/YKSH060**3*4 |  | Water-Source | WBAHP: Heat Pump Packaged Unit | Heat Pump | 208 | 3 |  |  | No Match | Single-Speed |  |  |  | 61300 | 3693 | 16.6 | 12 | 69000 | 3816 | 5.3 | 4.2 | Federally-Regulated Commercial & Industrial Equipment | 10/24/2014 |  | 03/23/2020
Waterfurnace International, Inc. | Johnson Controls | RGSV041**0*0 |  | Water-Source | WBAHP: Heat Pump Packaged Unit | Heat Pump | 208 | 1 |  |  | No Match | Single-Speed |  |  |  | 40000 | 2899 | 13.8 | 12 | 45000 | 3067 | 4.3 | 4.2 | Federally-Regulated Commercial & Industrial Equipment | 01/24/2011 |  | 03/23/2020
Waterfurnace International, Inc. | Waterfurnace International, Inc. | UBV/UBH060**4*0 |  | Water-Source | WBAHP: Heat Pump Packaged Unit | Heat Pump | 460 | 3 |  |  | No Match | Single-Speed |  |  |  | 57000 | 4222 | 13.5 | 12 | 66000 | 4498 | 4.3 | 4.2 | Federally-Regulated Commercial & Industrial Equipment | 08/23/2011 |  | 03/23/2020
Waterfurnace International, Inc. | WFI Industries, Ltd. | GBV/GBH030**4*1 |  | Water-Source | WBAHP: Heat Pump Packaged Unit | Heat Pump | 460 | 3 |  |  | No Match | Single-Speed |  |  |  | 27800 | 1448 | 19.2 | 12 | 30600 | 1573 | 5.7 | 4.2 | Federally-Regulated Commercial & Industrial Equipment | 01/09/2014 |  | 03/23/2020
Waterfurnace International, Inc. | WFI Industries, Ltd. | GBV/GBH030**2*1 |  | Water-Source | WBAHP: Heat Pump Packaged Unit | Heat Pump | 265 | 1 |  |  | No Match | Single-Speed |  |  |  | 27800 | 1448 | 19.2 | 12 | 30600 | 1573 | 5.7 | 4.2 | Federally-Regulated Commercial & Industrial Equipment | 01/09/2014 |  | 03/23/2020
Waterfurnace International, Inc. | York | YKTV/YKTH064**4*1 |  | Water-Source | WBAHP: Heat Pump Packaged Unit | Heat Pump | 460 | 3 |  |  | No Match | Single-Speed |  |  |  | 62000 | 3804 | 16.3 | 12 | 70600 | 3979 | 5.2 | 4.2 | Federally-Regulated Commercial & Industrial Equipment | 10/24/2014 |  | 03/23/2020
Waterfurnace International, Inc. | Geosmart Energy, Inc. | ZS030**2*1 |  | Water-Source | WBAHP: Heat Pump Packaged Unit | Heat Pump | 265 | 1 |  |  | No Match | Single-Speed |  |  |  | 29500 | 1879 | 15.7 | 12 | 34600 | 1988 | 5.1 | 4.2 | Federally-Regulated Commercial & Industrial Equipment | 01/24/2011 |  | 03/23/2020
Waterfurnace International, Inc. | Trane Unitary Products Group | T1GC042***1**0 |  | Water-Source | WBAHP: Heat Pump Packaged Unit | Heat Pump | 208 | 1 |  |  | No Match | Single-Speed |  |  |  | 40800 | 2814 | 14.5 | 12 | 45400 | 2957 | 4.5 | 4.2 | Federally-Regulated Commercial & Industrial Equipment | 08/23/2011 |  | 03/23/2020
Waterfurnace International, Inc. | Waterfurnace International, Inc. | UBV/UBH060**4*1 |  | Water-Source | WBAHP: Heat Pump Packaged Unit | Heat Pump | 460 | 3 |  |  | No Match | Single-Speed |  |  |  | 57000 | 4071 | 14 | 12 | 66000 | 4205 | 4.6 | 4.2 | Federally-Regulated Commercial & Industrial Equipment | 08/23/2011 |  | 03/23/2020
Waterfurnace International, Inc. | Johnson Controls | RKSV/RKSH018**2*4 |  | Water-Source | WBAHP: Heat Pump Packaged Unit | Heat Pump | 265 | 1 |  |  | No Match | Single-Speed |  |  |  | 18000 | 1091 | 16.5 | 12 | 23000 | 1272 | 5.3 | 4.2 | Federally-Regulated Commercial & Industrial Equipment | 01/09/2014 |  | 03/23/2020
Waterfurnace International, Inc. | York | YBSV/YBSH036**4*4 |  | Water-Source | WBAHP: Heat Pump Packaged Unit | Heat Pump | 460 | 3 |  |  | No Match | Single-Speed |  |  |  | 34500 | 2379 | 14.5 | 12 | 43800 | 2620 | 4.9 | 4.2 | Federally-Regulated Commercial & Industrial Equipment | 10/24/2014 |  | 03/23/2020
Waterfurnace International, Inc. | Waterfurnace International, Inc. | NBV/NBH026**3*1 |  | Water-Source | WBAHP: Heat Pump Packaged Unit | Heat Pump | 230 | 3 |  |  | No Match | Single-Speed |  |  |  | 26000 | 1503 | 17.3 | 12 | 30300 | 1615 | 5.5 | 4.2 | Federally-Regulated Commercial & Industrial Equipment | 09/03/2012 |  | 03/23/2020
Waterfurnace International, Inc. | WFI Industries, Ltd. | ZBV/ZBH036**3*1 |  | Water-Source | WBAHP: Heat Pump Packaged Unit | Heat Pump | 230 | 3 |  |  | No Match | Single-Speed |  |  |  | 34500 | 2379 | 14.5 | 12 | 43800 | 2620 | 4.9 | 4.2 | Federally-Regulated Commercial & Industrial Equipment | 01/09/2014 |  | 03/23/2020
Waterfurnace International, Inc. | American Standard, Inc. | A2GC024*A |  | Water-Source | WBAHP: Heat Pump Packaged Unit | Heat Pump | 230 | 1 |  |  |  | Dual-Speed |  |  |  | 22000 | 1583 | 13.9 | 12 | 28300 | 1693 | 4.9 | 4.2 | Federally-Regulated Commercial & Industrial Equipment | 04/22/2015 |  | 03/23/2020
Waterfurnace International, Inc. | WFI Industries, Ltd. | GBV/GBH048**5*0 |  | Water-Source | WBAHP: Heat Pump Packaged Unit | Heat Pump | 575 | 3 |  |  | No Match | Single-Speed |  |  |  | 46400 | 2994 | 15.5 | 12 | 53100 | 3176 | 4.9 | 4.2 | Federally-Regulated Commercial & Industrial Equipment | 01/09/2014 |  | 03/23/2020
Waterfurnace International, Inc. | Waterfurnace International, Inc. | NBV/NBH018**0*4 |  | Water-Source | WBAHP: Heat Pump Packaged Unit | Heat Pump | 208 | 1 |  |  | No Match | Single-Speed |  |  |  | 18000 | 1091 | 16.5 | 12 | 23000 | 1272 | 5.3 | 4.2 | Federally-Regulated Commercial & Industrial Equipment | 09/03/2012 |  | 03/23/2020
Waterfurnace International, Inc. | Johnson Controls | RGSV/RGSH018**0*0 |  | Water-Source | WBAHP: Heat Pump Packaged Unit | Heat Pump | 208 | 1 |  |  | No Match | Single-Speed |  |  |  | 17600 | 1205 | 14.6 | 12 | 21000 | 1309 | 4.7 | 4.2 | Federally-Regulated Commercial & Industrial Equipment | 01/24/2011 |  | 03/23/2020
Waterfurnace International, Inc. | York | YLFT024*A |  | Water-Source | WBAHP: Heat Pump Packaged Unit | Heat Pump | 230 | 1 |  |  |  | Dual-Speed |  |  |  | 22000 | 1583 | 13.9 | 12 | 28300 | 1693 | 4.9 | 4.2 | Federally-Regulated Commercial & Industrial Equipment | 04/22/2015 |  | 03/23/2020
Waterfurnace International, Inc. | Waterfurnace International, Inc. | UBV/UBH042**3*4 |  | Water-Source | WBAHP: Heat Pump Packaged Unit | Heat Pump | 230 | 3 |  |  | No Match | Single-Speed |  |  |  | 39200 | 2761 | 14.2 | 12 | 51000 | 3050 | 4.9 | 4.2 | Federally-Regulated Commercial & Industrial Equipment | 08/23/2011 |  | 03/23/2020
Waterfurnace International, Inc. | York | YKSV/YKSH009**0*0 |  | Water-Source | WBAHP: Heat Pump Packaged Unit | Heat Pump | 208 | 1 |  |  | No Match | Single-Speed |  |  |  | 9600 | 662 | 14.5 | 11.2 | 13200 | 744 | 5.2 | 4.2 | Federally-Regulated Commercial & Industrial Equipment | 10/24/2014 |  | 03/23/2020
Waterfurnace International, Inc. | Waterfurnace International, Inc. | NBV/NBH060**3*0 |  | Water-Source | WBAHP: Heat Pump Packaged Unit | Heat Pump | 230 | 3 |  |  | No Match | Single-Speed |  |  |  | 61300 | 3981 | 15.4 | 12 | 69000 | 4044 | 5 | 4.2 | Federally-Regulated Commercial & Industrial Equipment | 09/03/2012 |  | 03/23/2020
Waterfurnace International, Inc. | Johnson Controls | RGSV/RGSH060**4*1 |  | Water-Source | WBAHP: Heat Pump Packaged Unit | Heat Pump | 460 | 3 |  |  | No Match | Single-Speed |  |  |  | 58400 | 3817 | 15.3 | 12 | 72500 | 4521 | 4.7 | 4.2 | Federally-Regulated Commercial & Industrial Equipment | 03/02/2012 |  | 03/23/2020
Waterfurnace International, Inc. | WFI Industries, Ltd. | ZBV/ZBH006**2*0 |  | Water-Source | WBAHP: Heat Pump Packaged Unit | Heat Pump | 265 | 1 |  |  | No Match | Single-Speed |  |  |  | 7100 | 530 | 13.4 | 11.2 | 8000 | 545 | 4.3 | 4.2 | Federally-Regulated Commercial & Industrial Equipment | 01/09/2014 |  | 03/23/2020
Waterfurnace International, Inc. | Waterfurnace International, Inc. | USV/USH060**0*4 |  | Water-Source | WBAHP: Heat Pump Packaged Unit | Heat Pump | 208 | 1 |  |  | No Match | Single-Speed |  |  |  | 58400 | 3817 | 15.3 | 12 | 72500 | 4521 | 4.7 | 4.2 | Federally-Regulated Commercial & Industrial Equipment | 03/02/2012 |  | 03/23/2020
Waterfurnace International, Inc. | WFI Industries, Ltd. | GBV/GBH030**0*1 |  | Water-Source | WBAHP: Heat Pump Packaged Unit | Heat Pump | 230 | 1 |  |  | No Match | Single-Speed |  |  |  | 27800 | 1448 | 19.2 | 12 | 30600 | 1573 | 5.7 | 4.2 | Federally-Regulated Commercial & Industrial Equipment | 01/09/2014 |  | 03/23/2020
Waterfurnace International, Inc. | Johnson Controls | RKV/RKH064**4*1 |  | Water-Source | WBAHP: Heat Pump Packaged Unit | Heat Pump | 230 | 1 |  |  | No Match | Single-Speed |  |  |  | 62000 | 3804 | 16.3 | 12 | 70600 | 3979 | 5.2 | 4.2 | Federally-Regulated Commercial & Industrial Equipment | 09/03/2012 |  | 03/23/2020
Waterfurnace International, Inc. | Waterfurnace International, Inc. | YS060**1*0 |  | Water-Source | WBAHP: Heat Pump Packaged Unit | Heat Pump | 208 | 1 |  |  |  | Single-Speed |  |  |  | 58400 | 3972 | 14.7 | 12 | 72500 | 4829 | 4.4 | 4.2 | Federally-Regulated Commercial & Industrial Equipment | 06/19/2015 |  | 03/23/2020
Waterfurnace International, Inc. | Johnson Controls | RBSV/RBSH048**3*1 |  | Water-Source | WBAHP: Heat Pump Packaged Unit | Heat Pump | 208 | 3 |  |  | No Match | Single-Speed |  |  |  | 47200 | 3371 | 14 | 12 | 59000 | 3602 | 4.8 | 4.2 | Federally-Regulated Commercial & Industrial Equipment | 09/03/2012 |  | 03/23/2020
Waterfurnace International, Inc. | York | YBSV/YBSH015**2*0 |  | Water-Source | WBAHP: Heat Pump Packaged Unit | Heat Pump | 265 | 1 |  |  | No Match | Single-Speed |  |  |  | 13200 | 1056 | 12.5 | 11.2 | 15400 | 1003 | 4.5 | 4.2 | Federally-Regulated Commercial & Industrial Equipment | 10/24/2014 |  | 03/23/2020
Waterfurnace International, Inc. | Geosmart Energy, Inc. | ZS070**4*0 |  | Water-Source | WBAHP: Heat Pump Packaged Unit | Heat Pump | 460 | 3 |  |  | No Match | Single-Speed |  |  |  | 63000 | 4437 | 14.2 | 12 | 79000 | 5262 | 4.4 | 4.2 | Federally-Regulated Commercial & Industrial Equipment | 01/24/2011 |  | 03/23/2020
Waterfurnace International, Inc. | Johnson Controls | RGSV/RGSH070**4*0 |  | Water-Source | WBAHP: Heat Pump Packaged Unit | Heat Pump | 460 | 3 |  |  | No Match | Single-Speed |  |  |  | 63000 | 4437 | 14.2 | 12 | 79000 | 5262 | 4.4 | 4.2 | Federally-Regulated Commercial & Industrial Equipment | 01/24/2011 |  | 03/23/2020
Waterfurnace International, Inc. | Waterfurnace International, Inc. | UBV/UBH030**3*0 |  | Water-Source | WBAHP: Heat Pump Packaged Unit | Heat Pump | 208 | 3 |  |  | No Match | Single-Speed |  |  |  | 28400 | 2058 | 13.8 | 12 | 34000 | 2214 | 4.5 | 4.2 | Federally-Regulated Commercial & Industrial Equipment | 08/23/2011 |  | 03/23/2020
Waterfurnace International, Inc. | Geosmart Energy, Inc. | ZS030**2*0 |  | Water-Source | WBAHP: Heat Pump Packaged Unit | Heat Pump | 265 | 1 |  |  | No Match | Single-Speed |  |  |  | 29500 | 1980 | 14.9 | 12 | 34600 | 2113 | 4.8 | 4.2 | Federally-Regulated Commercial & Industrial Equipment | 01/24/2011 |  | 03/23/2020
Waterfurnace International, Inc. | Johnson Controls | RGSV/RGSH070**5*0 |  | Water-Source | WBAHP: Heat Pump Packaged Unit | Heat Pump | 575 | 3 |  |  | No Match | Single-Speed |  |  |  | 63000 | 4437 | 14.2 | 12 | 79000 | 5262 | 4.4 | 4.2 | Federally-Regulated Commercial & Industrial Equipment | 01/24/2011 |  | 03/23/2020
Waterfurnace International, Inc. | Johnson Controls | RGSH023**4*1 |  | Water-Source | WBAHP: Heat Pump Packaged Unit | Heat Pump | 460 | 3 |  |  | No Match | Single-Speed |  |  |  | 23000 | 1533 | 15 | 12 | 26000 | 1621 | 4.7 | 4.2 | Federally-Regulated Commercial & Industrial Equipment | 01/24/2011 |  | 03/23/2020
Waterfurnace International, Inc. | Johnson Controls | RBSV/RBSH024**2*4 |  | Water-Source | WBAHP: Heat Pump Packaged Unit | Heat Pump | 265 | 1 |  |  | No Match | Single-Speed |  |  |  | 22900 | 1684 | 13.6 | 12 | 26000 | 1621 | 4.7 | 4.2 | Federally-Regulated Commercial & Industrial Equipment | 12/12/2012 |  | 03/23/2020
Waterfurnace International, Inc. | Johnson Controls | RGSV/RGSH060**0*0 |  | Water-Source | WBAHP: Heat Pump Packaged Unit | Heat Pump | 208 | 1 |  |  | No Match | Single-Speed |  |  |  | 58400 | 3973 | 14.7 | 12 | 72500 | 4829 | 4.4 | 4.2 | Federally-Regulated Commercial & Industrial Equipment | 01/24/2011 |  | 03/23/2020
Waterfurnace International, Inc. | York | YKTV/YKTH038**4*1 |  | Water-Source | WBAHP: Heat Pump Packaged Unit | Heat Pump | 460 | 3 |  |  | No Match | Single-Speed |  |  |  | 39000 | 2167 | 18 | 12 | 40300 | 2187 | 5.4 | 4.2 | Federally-Regulated Commercial & Industrial Equipment | 10/24/2014 |  | 03/23/2020
Waterfurnace International, Inc. | Johnson Controls | RKSV/RKSH060**3*4 |  | Water-Source | WBAHP: Heat Pump Packaged Unit | Heat Pump | 208 | 3 |  |  | No Match | Single-Speed |  |  |  | 61300 | 3693 | 16.6 | 12 | 69000 | 3816 | 5.3 | 4.2 | Federally-Regulated Commercial & Industrial Equipment | 01/09/2014 |  | 03/23/2020
Waterfurnace International, Inc. | WFI Industries, Ltd. | GBV/GBH012**0*0 |  | Water-Source | WBAHP: Heat Pump Packaged Unit | Heat Pump | 208 | 1 |  |  | No Match | Single-Speed |  |  |  | 12300 | 783 | 15.7 | 11.2 | 14800 | 850 | 5.1 | 4.2 | Federally-Regulated Commercial & Industrial Equipment | 01/09/2014 |  | 03/23/2020
Waterfurnace International, Inc. | Johnson Controls | RGSV/RGSH036**4*4 |  | Water-Source | WBAHP: Heat Pump Packaged Unit | Heat Pump | 460 | 3 |  |  | No Match | Single-Speed |  |  |  | 33300 | 2220 | 15 | 12 | 40600 | 2479 | 4.8 | 4.2 | Federally-Regulated Commercial & Industrial Equipment | 03/02/2012 |  | 03/23/2020
Waterfurnace International, Inc. | York | YBSV/YBSH030**4*1 |  | Water-Source | WBAHP: Heat Pump Packaged Unit | Heat Pump | 460 | 3 |  |  | No Match | Single-Speed |  |  |  | 28400 | 1932 | 14.7 | 12 | 34000 | 2120 | 4.7 | 4.2 | Federally-Regulated Commercial & Industrial Equipment | 10/24/2014 |  | 03/23/2020
Waterfurnace International, Inc. | Geosmart Energy, Inc. | ZS060**3*1 |  | Water-Source | WBAHP: Heat Pump Packaged Unit | Heat Pump | 208 | 3 |  |  | No Match | Single-Speed |  |  |  | 58400 | 3817 | 15.3 | 12 | 72500 | 4521 | 4.7 | 4.2 | Federally-Regulated Commercial & Industrial Equipment | 01/24/2011 |  | 03/23/2020
Waterfurnace International, Inc. | York | YKSV/YKSH048**4*0 |  | Water-Source | WBAHP: Heat Pump Packaged Unit | Heat Pump | 460 | 3 |  |  | No Match | Single-Speed |  |  |  | 46400 | 2994 | 15.5 | 12 | 53100 | 3176 | 4.9 | 4.2 | Federally-Regulated Commercial & Industrial Equipment | 10/24/2014 |  | 03/23/2020
Waterfurnace International, Inc. | Johnson Controls | RBSV/RBSH009**2*0 |  | Water-Source | WBAHP: Heat Pump Packaged Unit | Heat Pump | 265 | 1 |  |  | No Match | Single-Speed |  |  |  | 8100 | 664 | 12.2 | 11.2 | 11400 | 726 | 4.6 | 4.2 | Federally-Regulated Commercial & Industrial Equipment | 12/12/2012 |  | 03/23/2020
Waterfurnace International, Inc. | Johnson Controls | RBSV/RBSH042**0*0 |  | Water-Source | WBAHP: Heat Pump Packaged Unit | Heat Pump | 230 | 1 |  |  | No Match | Single-Speed |  |  |  | 39200 | 2970 | 13.2 | 12 | 51000 | 3180 | 4.7 | 4.2 | Federally-Regulated Commercial & Industrial Equipment | 09/03/2012 |  | 03/23/2020
Waterfurnace International, Inc. | Geosmart Energy, Inc. | ZS030**4*4 |  | Water-Source | WBAHP: Heat Pump Packaged Unit | Heat Pump | 460 | 3 |  |  | No Match | Single-Speed |  |  |  | 29500 | 1879 | 15.7 | 12 | 34600 | 1988 | 5.1 | 4.2 | Federally-Regulated Commercial & Industrial Equipment | 06/14/2011 |  | 03/23/2020
Waterfurnace International, Inc. | York | YKSV/YKSH024**4*0 |  | Water-Source | WBAHP: Heat Pump Packaged Unit | Heat Pump | 460 | 3 |  |  | No Match | Single-Speed |  |  |  | 24800 | 1531 | 16.2 | 12 | 29000 | 1700 | 5 | 4.2 | Federally-Regulated Commercial & Industrial Equipment | 10/24/2014 |  | 03/23/2020
Waterfurnace International, Inc. | Waterfurnace International, Inc. | NBV/NBH036**0*1 |  | Water-Source | WBAHP: Heat Pump Packaged Unit | Heat Pump | 230 | 1 |  |  | No Match | Single-Speed |  |  |  | 34900 | 1983 | 17.6 | 12 | 34200 | 1671 | 6 | 4.2 | Federally-Regulated Commercial & Industrial Equipment | 09/03/2012 |  | 03/23/2020
Waterfurnace International, Inc. | York | YAFS060**1*0 |  | Water-Source | WBAHP: Heat Pump Packaged Unit | Heat Pump | 208 | 1 |  |  | No Match | Single-Speed |  |  |  | 61300 | 3981 | 15.4 | 12 | 69000 | 4044 | 5 | 4.2 | Federally-Regulated Commercial & Industrial Equipment | 01/09/2014 |  | 03/23/2020
Waterfurnace International, Inc. | York | YFV031**0*0 |  | Water-Source | WBAHP: Heat Pump Packaged Unit | Heat Pump | 230 | 1 |  |  |  | Single-Speed |  |  |  | 29000 | 2071 | 14 | 12 | 34600 | 2253 | 4.5 | 4.2 | Federally-Regulated Commercial & Industrial Equipment | 04/22/2015 |  | 03/23/2020
Waterfurnace International, Inc. | Johnson Controls | RGSV/RGSH070**0*0 |  | Water-Source | WBAHP: Heat Pump Packaged Unit | Heat Pump | 230 | 1 |  |  | No Match | Single-Speed |  |  |  | 63000 | 4437 | 14.2 | 12 | 79000 | 5262 | 4.4 | 4.2 | Federally-Regulated Commercial & Industrial Equipment | 01/24/2011 |  | 03/23/2020
Waterfurnace International, Inc. | Johnson Controls | RKSV/RKSH060**3*0 |  | Water-Source | WBAHP: Heat Pump Packaged Unit | Heat Pump | 230 | 3 |  |  | No Match | Single-Speed |  |  |  | 61300 | 3981 | 15.4 | 12 | 69000 | 4044 | 5 | 4.2 | Federally-Regulated Commercial & Industrial Equipment | 01/09/2014 |  | 03/23/2020
Waterfurnace International, Inc. | York | YBSV/YBSH036**3*0 |  | Water-Source | WBAHP: Heat Pump Packaged Unit | Heat Pump | 208 | 3 |  |  | No Match | Single-Speed |  |  |  | 34500 | 2464 | 14 | 12 | 43800 | 2731 | 4.7 | 4.2 | Federally-Regulated Commercial & Industrial Equipment | 10/24/2014 |  | 03/23/2020
Waterfurnace International, Inc. | Johnson Controls | RGSV/RGSH030**2*4 |  | Water-Source | WBAHP: Heat Pump Packaged Unit | Heat Pump | 265 | 1 |  |  | No Match | Single-Speed |  |  |  | 29500 | 1879 | 15.7 | 12 | 34600 | 1988 | 5.1 | 4.2 | Federally-Regulated Commercial & Industrial Equipment | 06/14/2011 |  | 03/23/2020
Waterfurnace International, Inc. | Waterfurnace International, Inc. | USV/USH024**4*4 |  | Water-Source | WBAHP: Heat Pump Packaged Unit | Heat Pump | 460 | 3 |  |  | No Match | Single-Speed |  |  |  | 23900 | 1583 | 15.1 | 12 | 27000 | 1583 | 5 | 4.2 | Federally-Regulated Commercial & Industrial Equipment | 06/14/2011 |  | 03/23/2020
Waterfurnace International, Inc. | WFI Industries, Ltd. | ZC041**0*0 |  | Water-Source | WBAHP: Heat Pump Packaged Unit | Heat Pump | 230 | 1 |  |  |  | Single-Speed |  |  |  | 39000 | 3000 | 13 | 12 | 45000 | 3140 | 4.2 | 4.2 | Federally-Regulated Commercial & Industrial Equipment | 04/22/2015 |  | 03/23/2020
Waterfurnace International, Inc. | WFI Industries, Ltd. | ZBV/ZBH060**3*1 |  | Water-Source | WBAHP: Heat Pump Packaged Unit | Heat Pump | 230 | 3 |  |  | No Match | Single-Speed |  |  |  | 57000 | 4071 | 14 | 12 | 66000 | 4205 | 4.6 | 4.2 | Federally-Regulated Commercial & Industrial Equipment | 01/09/2014 |  | 03/23/2020
Waterfurnace International, Inc. | WFI Industries, Ltd. | ZS070**3*4 |  | Water-Source | WBAHP: Heat Pump Packaged Unit | Heat Pump | 208 | 3 |  |  | No Match | Single-Speed |  |  |  | 63000 | 4406 | 14.3 | 12 | 79000 | 4926 | 4.7 | 4.2 | Federally-Regulated Commercial & Industrial Equipment | 03/02/2012 |  | 03/23/2020
Waterfurnace International, Inc. | Johnson Controls | RKV/RKH060**4*0 |  | Water-Source | WBAHP: Heat Pump Packaged Unit | Heat Pump | 208 | 1 |  |  | No Match | Single-Speed |  |  |  | 61300 | 3981 | 15.4 | 12 | 69000 | 4044 | 5 | 4.2 | Federally-Regulated Commercial & Industrial Equipment | 09/03/2012 |  | 03/23/2020
Waterfurnace International, Inc. | Johnson Controls | RBSV/RBSH060**4*4 |  | Water-Source | WBAHP: Heat Pump Packaged Unit | Heat Pump | 460 | 3 |  |  | No Match | Single-Speed |  |  |  | 57000 | 4071 | 14 | 12 | 66000 | 4205 | 4.6 | 4.2 | Federally-Regulated Commercial & Industrial Equipment | 09/03/2012 |  | 03/23/2020
Waterfurnace International, Inc. | WFI Industries, Ltd. | ZBV/ZBH009**0*0 |  | Water-Source | WBAHP: Heat Pump Packaged Unit | Heat Pump | 208 | 1 |  |  | No Match | Single-Speed |  |  |  | 8100 | 664 | 12.2 | 11.2 | 11400 | 726 | 4.6 | 4.2 | Federally-Regulated Commercial & Industrial Equipment | 01/09/2014 |  | 03/23/2020
Waterfurnace International, Inc. | Waterfurnace International, Inc. | USV/USH048**4*4 |  | Water-Source | WBAHP: Heat Pump Packaged Unit | Heat Pump | 460 | 3 |  |  | No Match | Single-Speed |  |  |  | 47700 | 3077 | 15.5 | 12 | 56000 | 3419 | 4.8 | 4.2 | Federally-Regulated Commercial & Industrial Equipment | 06/14/2011 |  | 03/23/2020
Waterfurnace International, Inc. | WFI Industries, Ltd. | ZS060**4*4 |  | Water-Source | WBAHP: Heat Pump Packaged Unit | Heat Pump | 460 | 3 |  |  | No Match | Single-Speed |  |  |  | 58400 | 3817 | 15.3 | 12 | 72500 | 4521 | 4.7 | 4.2 | Federally-Regulated Commercial & Industrial Equipment | 03/02/2012 |  | 03/23/2020
Waterfurnace International, Inc. | Geosmart Energy, Inc. | ZS041**4*4 |  | Water-Source | WBAHP: Heat Pump Packaged Unit | Heat Pump | 460 | 3 |  |  | No Match | Single-Speed |  |  |  | 40000 | 2759 | 14.5 | 12 | 45000 | 2931 | 4.5 | 4.2 | Federally-Regulated Commercial & Industrial Equipment | 06/14/2011 |  | 03/23/2020
Waterfurnace International, Inc. | WFI Industries, Ltd. | ZBV/ZBH018**2*1 |  | Water-Source | WBAHP: Heat Pump Packaged Unit | Heat Pump | 265 | 1 |  |  | No Match | Single-Speed |  |  |  | 17300 | 1218 | 14.2 | 12 | 19000 | 1237 | 4.5 | 4.2 | Federally-Regulated Commercial & Industrial Equipment | 01/09/2014 |  | 03/23/2020
Waterfurnace International, Inc. | Waterfurnace International, Inc. | NBV/NBH026**0*1 |  | Water-Source | WBAHP: Heat Pump Packaged Unit | Heat Pump | 230 | 1 |  |  | No Match | Single-Speed |  |  |  | 26000 | 1503 | 17.3 | 12 | 30300 | 1615 | 5.5 | 4.2 | Federally-Regulated Commercial & Industrial Equipment | 09/03/2012 |  | 03/23/2020
Waterfurnace International, Inc. | York | YKSV/YKSH030**2*4 |  | Water-Source | WBAHP: Heat Pump Packaged Unit | Heat Pump | 265 | 1 |  |  | No Match | Single-Speed |  |  |  | 27800 | 1448 | 19.2 | 12 | 30600 | 1573 | 5.7 | 4.2 | Federally-Regulated Commercial & Industrial Equipment | 10/24/2014 |  | 03/23/2020
Waterfurnace International, Inc. | WFI Industries, Ltd. | GBV/GBH060**0*4 |  | Water-Source | WBAHP: Heat Pump Packaged Unit | Heat Pump | 208 | 1 |  |  | No Match | Single-Speed |  |  |  | 61300 | 3693 | 16.6 | 12 | 69000 | 3816 | 5.3 | 4.2 | Federally-Regulated Commercial & Industrial Equipment | 01/09/2014 |  | 03/23/2020
Waterfurnace International, Inc. | York | YBSV/YBSH060**4*1 |  | Water-Source | WBAHP: Heat Pump Packaged Unit | Heat Pump | 460 | 3 |  |  | No Match | Single-Speed |  |  |  | 57000 | 4071 | 14 | 12 | 66000 | 4205 | 4.6 | 4.2 | Federally-Regulated Commercial & Industrial Equipment | 10/24/2014 |  | 03/23/2020
Waterfurnace International, Inc. | Johnson Controls | RKV/RKH060**3*0 |  | Water-Source | WBAHP: Heat Pump Packaged Unit | Heat Pump | 208 | 1 |  |  | No Match | Single-Speed |  |  |  | 61300 | 3981 | 15.4 | 12 | 69000 | 4044 | 5 | 4.2 | Federally-Regulated Commercial & Industrial Equipment | 09/03/2012 |  | 03/23/2020
Waterfurnace International, Inc. | Johnson Controls | RGSV/RGSH009**0*0 |  | Water-Source | WBAHP: Heat Pump Packaged Unit | Heat Pump | 230 | 1 |  |  | No Match | Single-Speed |  |  |  | 8500 | 708 | 12 | 11.2 | 11500 | 766 | 4.4 | 4.2 | Federally-Regulated Commercial & Industrial Equipment | 01/24/2011 |  | 03/23/2020
Waterfurnace International, Inc. | York | YBSV/YBSH060**3*1 |  | Water-Source | WBAHP: Heat Pump Packaged Unit | Heat Pump | 230 | 3 |  |  | No Match | Single-Speed |  |  |  | 57000 | 4071 | 14 | 12 | 66000 | 4205 | 4.6 | 4.2 | Federally-Regulated Commercial & Industrial Equipment | 10/24/2014 |  | 03/23/2020
Waterfurnace International, Inc. | Johnson Controls | RKSV/RKSH030**3*4 |  | Water-Source | WBAHP: Heat Pump Packaged Unit | Heat Pump | 230 | 3 |  |  | No Match | Single-Speed |  |  |  | 27800 | 1448 | 19.2 | 12 | 30600 | 1573 | 5.7 | 4.2 | Federally-Regulated Commercial & Industrial Equipment | 01/09/2014 |  | 03/23/2020
Waterfurnace International, Inc. | York | YKSV/YKSH060**0*0 |  | Water-Source | WBAHP: Heat Pump Packaged Unit | Heat Pump | 230 | 1 |  |  | No Match | Single-Speed |  |  |  | 61300 | 3981 | 15.4 | 12 | 69000 | 4044 | 5 | 4.2 | Federally-Regulated Commercial & Industrial Equipment | 10/24/2014 |  | 03/23/2020
Waterfurnace International, Inc. | Waterfurnace International, Inc. | UBV/UBH024**3*1 |  | Water-Source | WBAHP: Heat Pump Packaged Unit | Heat Pump | 208 | 3 |  |  | No Match | Single-Speed |  |  |  | 22900 | 1684 | 13.6 | 12 | 26000 | 1621 | 4.7 | 4.2 | Federally-Regulated Commercial & Industrial Equipment | 08/23/2011 |  | 03/23/2020
Waterfurnace International, Inc. | Johnson Controls | RGSV/RGSH070**4*4 |  | Water-Source | WBAHP: Heat Pump Packaged Unit | Heat Pump | 460 | 3 |  |  | No Match | Single-Speed |  |  |  | 63000 | 4406 | 14.3 | 12 | 79000 | 4926 | 4.7 | 4.2 | Federally-Regulated Commercial & Industrial Equipment | 03/02/2012 |  | 03/23/2020
Waterfurnace International, Inc. | Waterfurnace International, Inc. | UBV/UBH036**4*4 |  | Water-Source | WBAHP: Heat Pump Packaged Unit | Heat Pump | 460 | 3 |  |  | No Match | Single-Speed |  |  |  | 34500 | 2379 | 14.5 | 12 | 43800 | 2620 | 4.9 | 4.2 | Federally-Regulated Commercial & Industrial Equipment | 08/23/2011 |  | 03/23/2020
Waterfurnace International, Inc. | Waterfurnace International, Inc. | USV/USH070**3*4 |  | Water-Source | WBAHP: Heat Pump Packaged Unit | Heat Pump | 208 | 3 |  |  | No Match | Single-Speed |  |  |  | 63000 | 4406 | 14.3 | 12 | 79000 | 4926 | 4.7 | 4.2 | Federally-Regulated Commercial & Industrial Equipment | 03/02/2012 |  | 03/23/2020
Waterfurnace International, Inc. | Waterfurnace International, Inc. | NBV/NBH060**4*1 |  | Water-Source | WBAHP: Heat Pump Packaged Unit | Heat Pump | 460 | 3 |  |  | No Match | Single-Speed |  |  |  | 61300 | 3693 | 16.6 | 12 | 69000 | 3816 | 5.3 | 4.2 | Federally-Regulated Commercial & Industrial Equipment | 09/03/2012 |  | 03/23/2020
Waterfurnace International, Inc. | Waterfurnace International, Inc. | NBV/NBH030**4*1 |  | Water-Source | WBAHP: Heat Pump Packaged Unit | Heat Pump | 460 | 3 |  |  | No Match | Single-Speed |  |  |  | 27800 | 1448 | 19.2 | 12 | 30600 | 1573 | 5.7 | 4.2 | Federally-Regulated Commercial & Industrial Equipment | 09/03/2012 |  | 03/23/2020
Waterfurnace International, Inc. | York | YBSV/YBSH060**4*0 |  | Water-Source | WBAHP: Heat Pump Packaged Unit | Heat Pump | 460 | 3 |  |  | No Match | Single-Speed |  |  |  | 57000 | 4222 | 13.5 | 12 | 66000 | 4498 | 4.3 | 4.2 | Federally-Regulated Commercial & Industrial Equipment | 10/24/2014 |  | 03/23/2020
Waterfurnace International, Inc. | York | YBSV/YBSH048**0*1 |  | Water-Source | WBAHP: Heat Pump Packaged Unit | Heat Pump | 230 | 1 |  |  | No Match | Single-Speed |  |  |  | 47200 | 3371 | 14 | 12 | 59000 | 3602 | 4.8 | 4.2 | Federally-Regulated Commercial & Industrial Equipment | 10/24/2014 |  | 03/23/2020
Waterfurnace International, Inc. | Waterfurnace International, Inc. | NBV/NBH012**2*0 |  | Water-Source | WBAHP: Heat Pump Packaged Unit | Heat Pump | 230 | 1 |  |  | No Match | Single-Speed |  |  |  | 12300 | 783 | 15.7 | 11.2 | 14800 | 850 | 5.1 | 4.2 | Federally-Regulated Commercial & Industrial Equipment | 05/02/2012 |  | 03/23/2020
Waterfurnace International, Inc. | Johnson Controls | RBSV/RBSH030**2*4 |  | Water-Source | WBAHP: Heat Pump Packaged Unit | Heat Pump | 265 | 1 |  |  | No Match | Single-Speed |  |  |  | 28400 | 1932 | 14.7 | 12 | 34000 | 2120 | 4.7 | 4.2 | Federally-Regulated Commercial & Industrial Equipment | 09/03/2012 |  | 03/23/2020
Waterfurnace International, Inc. | Johnson Controls | RKSV/RKSH030**2*4 |  | Water-Source | WBAHP: Heat Pump Packaged Unit | Heat Pump | 265 | 1 |  |  | No Match | Single-Speed |  |  |  | 27800 | 1448 | 19.2 | 12 | 30600 | 1573 | 5.7 | 4.2 | Federally-Regulated Commercial & Industrial Equipment | 01/09/2014 |  | 03/23/2020
Waterfurnace International, Inc. | Waterfurnace International, Inc. | NBV/NBH042**3*4 |  | Water-Source | WBAHP: Heat Pump Packaged Unit | Heat Pump | 208 | 3 |  |  | No Match | Single-Speed |  |  |  | 40800 | 2040 | 20 | 12 | 42800 | 2201 | 5.7 | 4.2 | Federally-Regulated Commercial & Industrial Equipment | 09/03/2012 |  | 03/23/2020
Waterfurnace International, Inc. | Johnson Controls | RBSV/RBSH024**2*0 |  | Water-Source | WBAHP: Heat Pump Packaged Unit | Heat Pump | 265 | 1 |  |  | No Match | Single-Speed |  |  |  | 22900 | 1762 | 13 | 12 | 26000 | 1693 | 4.5 | 4.2 | Federally-Regulated Commercial & Industrial Equipment | 09/03/2012 |  | 03/23/2020
Waterfurnace International, Inc. | WFI Industries, Ltd. | GBV/GBH060**0*0 |  | Water-Source | WBAHP: Heat Pump Packaged Unit | Heat Pump | 208 | 1 |  |  | No Match | Single-Speed |  |  |  | 61300 | 3981 | 15.4 | 12 | 69000 | 4044 | 5 | 4.2 | Federally-Regulated Commercial & Industrial Equipment | 01/09/2014 |  | 03/23/2020
Waterfurnace International, Inc. | Johnson Controls | RKTV/RKTH064**3*1 |  | Water-Source | WBAHP: Heat Pump Packaged Unit | Heat Pump | 208 | 3 |  |  | No Match | Single-Speed |  |  |  | 62000 | 3804 | 16.3 | 12 | 70600 | 3979 | 5.2 | 4.2 | Federally-Regulated Commercial & Industrial Equipment | 01/09/2014 |  | 03/23/2020
Waterfurnace International, Inc. | Johnson Controls | RKV/RKH060**4*4 |  | Water-Source | WBAHP: Heat Pump Packaged Unit | Heat Pump | 208 | 1 |  |  | No Match | Single-Speed |  |  |  | 61300 | 3981 | 15.4 | 12 | 69000 | 4044 | 5 | 4.2 | Federally-Regulated Commercial & Industrial Equipment | 09/03/2012 |  | 03/23/2020
Waterfurnace International, Inc. | WFI Industries, Ltd. | ZBV/ZBH036**0*1 |  | Water-Source | WBAHP: Heat Pump Packaged Unit | Heat Pump | 230 | 1 |  |  | No Match | Single-Speed |  |  |  | 34500 | 2379 | 14.5 | 12 | 43800 | 2620 | 4.9 | 4.2 | Federally-Regulated Commercial & Industrial Equipment | 01/09/2014 |  | 03/23/2020
Waterfurnace International, Inc. | Geosmart Energy, Inc. | ZS070**3*0 |  | Water-Source | WBAHP: Heat Pump Packaged Unit | Heat Pump | 230 | 3 |  |  | No Match | Single-Speed |  |  |  | 63000 | 4437 | 14.2 | 12 | 79000 | 5262 | 4.4 | 4.2 | Federally-Regulated Commercial & Industrial Equipment | 01/24/2011 |  | 03/23/2020
Waterfurnace International, Inc. | Waterfurnace International, Inc. | NDV/NDH064*1*1 |  | Water-Source | WBAHP: Heat Pump Packaged Unit | Heat Pump | 230 | 1 |  |  | No Match | Dual-Speed |  |  |  | 64500 | 3981 | 16.2 | 12 | 72500 | 4166 | 5.1 | 4.2 | Federally-Regulated Commercial & Industrial Equipment | 01/24/2011 |  | 03/23/2020
Waterfurnace International, Inc. | Waterfurnace International, Inc. | NBV/NBH049**4*4 |  | Water-Source | WBAHP: Heat Pump Packaged Unit | Heat Pump | 460 | 3 |  |  | No Match | Single-Speed |  |  |  | 50300 | 2942 | 17.1 | 12 | 56100 | 3162 | 5.2 | 4.2 | Federally-Regulated Commercial & Industrial Equipment | 09/03/2012 |  | 03/23/2020
Waterfurnace International, Inc. | Johnson Controls | RBSV/RBSH030**4*0 |  | Water-Source | WBAHP: Heat Pump Packaged Unit | Heat Pump | 460 | 3 |  |  | No Match | Single-Speed |  |  |  | 28400 | 2058 | 13.8 | 12 | 34000 | 2214 | 4.5 | 4.2 | Federally-Regulated Commercial & Industrial Equipment | 09/03/2012 |  | 03/23/2020
Waterfurnace International, Inc. | Geosmart Energy, Inc. | ZS023**4*1 |  | Water-Source | WBAHP: Heat Pump Packaged Unit | Heat Pump | 460 | 3 |  |  | No Match | Single-Speed |  |  |  | 23000 | 1533 | 15 | 12 | 26000 | 1621 | 4.7 | 4.2 | Federally-Regulated Commercial & Industrial Equipment | 01/24/2011 |  | 03/23/2020
Waterfurnace International, Inc. | Johnson Controls | RBSV/RBSH015**2*4 |  | Water-Source | WBAHP: Heat Pump Packaged Unit | Heat Pump | 265 | 1 |  |  | No Match | Single-Speed |  |  |  | 13800 | 1045 | 13.2 | 11.2 | 16100 | 1026 | 4.6 | 4.2 | Federally-Regulated Commercial & Industrial Equipment | 12/12/2012 |  | 03/23/2020
Waterfurnace International, Inc. | Waterfurnace International, Inc. | NBV/NBH024**2*1 |  | Water-Source | WBAHP: Heat Pump Packaged Unit | Heat Pump | 265 | 1 |  |  | No Match | Single-Speed |  |  |  | 24800 | 1459 | 17 | 12 | 30000 | 1659 | 5.3 | 4.2 | Federally-Regulated Commercial & Industrial Equipment | 09/03/2012 |  | 03/23/2020
Waterfurnace International, Inc. | Johnson Controls | RKSV/RKSH012**2*0 |  | Water-Source | WBAHP: Heat Pump Packaged Unit | Heat Pump | 230 | 1 |  |  | No Match | Single-Speed |  |  |  | 12300 | 783 | 15.7 | 11.2 | 14800 | 850 | 5.1 | 4.2 | Federally-Regulated Commercial & Industrial Equipment | 01/09/2014 |  | 03/23/2020
Waterfurnace International, Inc. | Waterfurnace International, Inc. | NBV/NBH024**2*0 |  | Water-Source | WBAHP: Heat Pump Packaged Unit | Heat Pump | 265 | 1 |  |  | No Match | Single-Speed |  |  |  | 24800 | 1531 | 16.2 | 12 | 29000 | 1700 | 5 | 4.2 | Federally-Regulated Commercial & Industrial Equipment | 09/03/2012 |  | 03/23/2020
Waterfurnace International, Inc. | Johnson Controls | RBSV/RBSH036**4*4 |  | Water-Source | WBAHP: Heat Pump Packaged Unit | Heat Pump | 460 | 3 |  |  | No Match | Single-Speed |  |  |  | 34500 | 2379 | 14.5 | 12 | 43800 | 2620 | 4.9 | 4.2 | Federally-Regulated Commercial & Industrial Equipment | 09/03/2012 |  | 03/23/2020
Waterfurnace International, Inc. | Waterfurnace International, Inc. | YS070**1*4 |  | Water-Source | WBAHP: Heat Pump Packaged Unit | Heat Pump | 230 | 1 |  |  |  | Single-Speed |  |  |  | 63000 | 4405 | 14.3 | 12 | 79000 | 4926 | 4.7 | 4.2 | Federally-Regulated Commercial & Industrial Equipment | 06/19/2015 |  | 03/23/2020
Waterfurnace International, Inc. | Waterfurnace International, Inc. | UBV/UBH060**0*4 |  | Water-Source | WBAHP: Heat Pump Packaged Unit | Heat Pump | 208 | 1 |  |  | No Match | Single-Speed |  |  |  | 57000 | 4071 | 14 | 12 | 66000 | 4205 | 4.6 | 4.2 | Federally-Regulated Commercial & Industrial Equipment | 08/23/2011 |  | 03/23/2020
Waterfurnace International, Inc. | Waterfurnace International, Inc. | UBV/UBH015**2*0 |  | Water-Source | WBAHP: Heat Pump Packaged Unit | Heat Pump | 265 | 1 |  |  | No Match | Single-Speed |  |  |  | 13200 | 1056 | 12.5 | 11.2 | 15400 | 1003 | 4.5 | 4.2 | Federally-Regulated Commercial & Industrial Equipment | 12/12/2012 |  | 03/23/2020
Waterfurnace International, Inc. | WFI Industries, Ltd. | ZBV/ZBH060**0*1 |  | Water-Source | WBAHP: Heat Pump Packaged Unit | Heat Pump | 208 | 1 |  |  | No Match | Single-Speed |  |  |  | 57000 | 4071 | 14 | 12 | 66000 | 4205 | 4.6 | 4.2 | Federally-Regulated Commercial & Industrial Equipment | 01/09/2014 |  | 03/23/2020
Waterfurnace International, Inc. | Johnson Controls | RKSV/RKSH042**4*4 |  | Water-Source | WBAHP: Heat Pump Packaged Unit | Heat Pump | 460 | 3 |  |  | No Match | Single-Speed |  |  |  | 40800 | 2040 | 20 | 12 | 42800 | 2201 | 5.7 | 4.2 | Federally-Regulated Commercial & Industrial Equipment | 01/09/2014 |  | 03/23/2020
Waterfurnace International, Inc. | WFI Industries, Ltd. | YS070**1*0 |  | Water-Source | WBAHP: Heat Pump Packaged Unit | Heat Pump | 208 | 1 |  |  |  | Single-Speed |  |  |  | 63000 | 4436 | 14.2 | 12 | 79000 | 5262 | 4.4 | 4.2 | Federally-Regulated Commercial & Industrial Equipment | 06/19/2015 |  | 03/23/2020
Waterfurnace International, Inc. | WFI Industries, Ltd. | ZBV/ZBH042**4*4 |  | Water-Source | WBAHP: Heat Pump Packaged Unit | Heat Pump | 460 | 3 |  |  | No Match | Single-Speed |  |  |  | 39200 | 2761 | 14.2 | 12 | 51000 | 3050 | 4.9 | 4.2 | Federally-Regulated Commercial & Industrial Equipment | 01/09/2014 |  | 03/23/2020
Waterfurnace International, Inc. | American Standard, Inc. | A2GX026***1**1 |  | Water-Source | WBAHP: Heat Pump Packaged Unit | Heat Pump | 230 | 1 |  |  | No Match | Dual-Speed |  |  |  | 26000 | 1625 | 16 | 12 | 31000 | 1653 | 5.5 | 4.2 | Federally-Regulated Commercial & Industrial Equipment | 08/23/2011 |  | 03/23/2020
Waterfurnace International, Inc. | York | YKTV/YKTH064**0*1 |  | Water-Source | WBAHP: Heat Pump Packaged Unit | Heat Pump | 208 | 1 |  |  | No Match | Single-Speed |  |  |  | 62000 | 3804 | 16.3 | 12 | 70600 | 3979 | 5.2 | 4.2 | Federally-Regulated Commercial & Industrial Equipment | 10/24/2014 |  | 03/23/2020
Waterfurnace International, Inc. | Johnson Controls | RBSV/RBSH060**4*1 |  | Water-Source | WBAHP: Heat Pump Packaged Unit | Heat Pump | 460 | 3 |  |  | No Match | Single-Speed |  |  |  | 57000 | 4071 | 14 | 12 | 66000 | 4205 | 4.6 | 4.2 | Federally-Regulated Commercial & Industrial Equipment | 09/03/2012 |  | 03/23/2020
Waterfurnace International, Inc. | Geosmart Energy, Inc. | ZS070**3*4 |  | Water-Source | WBAHP: Heat Pump Packaged Unit | Heat Pump | 230 | 3 |  |  | No Match | Single-Speed |  |  |  | 63000 | 4406 | 14.3 | 12 | 79000 | 4926 | 4.7 | 4.2 | Federally-Regulated Commercial & Industrial Equipment | 03/02/2012 |  | 03/23/2020
Waterfurnace International, Inc. | WFI Industries, Ltd. | GBV/GBH024**4*1 |  | Water-Source | WBAHP: Heat Pump Packaged Unit | Heat Pump | 460 | 3 |  |  | No Match | Single-Speed |  |  |  | 24800 | 1459 | 17 | 12 | 30000 | 1659 | 5.3 | 4.2 | Federally-Regulated Commercial & Industrial Equipment | 01/09/2014 |  | 03/23/2020
Waterfurnace International, Inc. | WFI Industries, Ltd. | ZS070**4*4 |  | Water-Source | WBAHP: Heat Pump Packaged Unit | Heat Pump | 460 | 3 |  |  | No Match | Single-Speed |  |  |  | 63000 | 4406 | 14.3 | 12 | 79000 | 4926 | 4.7 | 4.2 | Federally-Regulated Commercial & Industrial Equipment | 03/02/2012 |  | 03/23/2020
Waterfurnace International, Inc. | York | YKTV/YKTH064**3*1 |  | Water-Source | WBAHP: Heat Pump Packaged Unit | Heat Pump | 208 | 3 |  |  | No Match | Single-Speed |  |  |  | 62000 | 3804 | 16.3 | 12 | 70600 | 3979 | 5.2 | 4.2 | Federally-Regulated Commercial & Industrial Equipment | 10/24/2014 |  | 03/23/2020
Waterfurnace International, Inc. | Johnson Controls | RKSV/RKSH036**3*1 |  | Water-Source | WBAHP: Heat Pump Packaged Unit | Heat Pump | 230 | 3 |  |  | No Match | Single-Speed |  |  |  | 34900 | 1983 | 17.6 | 12 | 34200 | 1671 | 6 | 4.2 | Federally-Regulated Commercial & Industrial Equipment | 01/09/2014 |  | 03/23/2020
Waterfurnace International, Inc. | Waterfurnace International, Inc. | NSV/NSH060G1*0 |  | Water-Source | WBAHP: Heat Pump Packaged Unit | Heat Pump | 230 | 1 |  |  | No Match | Single-Speed |  |  |  | 61300 | 3981 | 15.4 | 12 | 69000 | 4044 | 5 | 4.2 | Federally-Regulated Commercial & Industrial Equipment | 09/03/2012 |  | 03/23/2020
Waterfurnace International, Inc. | Waterfurnace International, Inc. | UBV/UBH012**9*0 |  | Water-Source | WBAHP: Heat Pump Packaged Unit | Heat Pump | 115 | 1 |  |  | No Match | Single-Speed |  |  |  | 10200 | 836 | 12.2 | 11.2 | 15200 | 1012 | 4.4 | 4.2 | Federally-Regulated Commercial & Industrial Equipment | 12/12/2012 |  | 03/23/2020
Waterfurnace International, Inc. | Waterfurnace International, Inc. | YS070**1*0 |  | Water-Source | WBAHP: Heat Pump Packaged Unit | Heat Pump | 230 | 1 |  |  |  | Single-Speed |  |  |  | 63000 | 4436 | 14.2 | 12 | 79000 | 5262 | 4.4 | 4.2 | Federally-Regulated Commercial & Industrial Equipment | 06/19/2015 |  | 03/23/2020
Waterfurnace International, Inc. | WFI Industries, Ltd. | GBV/GBH060**3*0 |  | Water-Source | WBAHP: Heat Pump Packaged Unit | Heat Pump | 208 | 3 |  |  | No Match | Single-Speed |  |  |  | 61300 | 3981 | 15.4 | 12 | 69000 | 4044 | 5 | 4.2 | Federally-Regulated Commercial & Industrial Equipment | 01/09/2014 |  | 03/23/2020
Waterfurnace International, Inc. | WFI Industries, Ltd. | GBV/GBH064**0*4 |  | Water-Source | WBAHP: Heat Pump Packaged Unit | Heat Pump | 230 | 1 |  |  | No Match | Single-Speed |  |  |  | 62000 | 3804 | 16.3 | 12 | 70600 | 3979 | 5.2 | 4.2 | Federally-Regulated Commercial & Industrial Equipment | 01/09/2014 |  | 03/23/2020
Waterfurnace International, Inc. | York | YKSV/YKSH030**4*4 |  | Water-Source | WBAHP: Heat Pump Packaged Unit | Heat Pump | 460 | 3 |  |  | No Match | Single-Speed |  |  |  | 27800 | 1448 | 19.2 | 12 | 30600 | 1573 | 5.7 | 4.2 | Federally-Regulated Commercial & Industrial Equipment | 10/24/2014 |  | 03/23/2020
Waterfurnace International, Inc. | WFI Industries, Ltd. | GBV/GBH042**4*4 |  | Water-Source | WBAHP: Heat Pump Packaged Unit | Heat Pump | 460 | 3 |  |  | No Match | Single-Speed |  |  |  | 40800 | 2040 | 20 | 12 | 42800 | 2201 | 5.7 | 4.2 | Federally-Regulated Commercial & Industrial Equipment | 01/09/2014 |  | 03/23/2020
Waterfurnace International, Inc. | Geosmart Energy, Inc. | ZS070**0*0 |  | Water-Source | WBAHP: Heat Pump Packaged Unit | Heat Pump | 230 | 1 |  |  | No Match | Single-Speed |  |  |  | 63000 | 4437 | 14.2 | 12 | 79000 | 5262 | 4.4 | 4.2 | Federally-Regulated Commercial & Industrial Equipment | 01/24/2011 |  | 03/23/2020
Waterfurnace International, Inc. | York | YBSV/YBSH060**0*4 |  | Water-Source | WBAHP: Heat Pump Packaged Unit | Heat Pump | 208 | 1 |  |  | No Match | Single-Speed |  |  |  | 57000 | 4071 | 14 | 12 | 66000 | 4205 | 4.6 | 4.2 | Federally-Regulated Commercial & Industrial Equipment | 10/24/2014 |  | 03/23/2020
Waterfurnace International, Inc. | WFI Industries, Ltd. | GBV/GBH015**2*1 |  | Water-Source | WBAHP: Heat Pump Packaged Unit | Heat Pump | 265 | 1 |  |  | No Match | Single-Speed |  |  |  | 14400 | 873 | 16.5 | 11.2 | 18500 | 1023 | 5.3 | 4.2 | Federally-Regulated Commercial & Industrial Equipment | 01/09/2014 |  | 03/23/2020
Waterfurnace International, Inc. | WFI Industries, Ltd. | ZS070**0*4 |  | Water-Source | WBAHP: Heat Pump Packaged Unit | Heat Pump | 208 | 1 |  |  | No Match | Single-Speed |  |  |  | 63000 | 4406 | 14.3 | 12 | 79000 | 4926 | 4.7 | 4.2 | Federally-Regulated Commercial & Industrial Equipment | 03/02/2012 |  | 03/23/2020
Waterfurnace International, Inc. | Johnson Controls | RGSV/RGSH070**4*1 |  | Water-Source | WBAHP: Heat Pump Packaged Unit | Heat Pump | 460 | 3 |  |  | No Match | Single-Speed |  |  |  | 63000 | 4406 | 14.3 | 12 | 79000 | 4926 | 4.7 | 4.2 | Federally-Regulated Commercial & Industrial Equipment | 03/02/2012 |  | 03/23/2020
Waterfurnace International, Inc. | WFI Industries, Ltd. | GBV/GBH060**4*4 |  | Water-Source | WBAHP: Heat Pump Packaged Unit | Heat Pump | 460 | 3 |  |  | No Match | Single-Speed |  |  |  | 61300 | 3693 | 16.6 | 12 | 69000 | 3816 | 5.3 | 4.2 | Federally-Regulated Commercial & Industrial Equipment | 01/09/2014 |  | 03/23/2020
Waterfurnace International, Inc. | Johnson Controls | RGSH023**0*1 |  | Water-Source | WBAHP: Heat Pump Packaged Unit | Heat Pump | 208 | 1 |  |  | No Match | Single-Speed |  |  |  | 23000 | 1533 | 15 | 12 | 26000 | 1621 | 4.7 | 4.2 | Federally-Regulated Commercial & Industrial Equipment | 01/24/2011 |  | 03/23/2020
Waterfurnace International, Inc. | York | YKSV/YKSH060**4*4 |  | Water-Source | WBAHP: Heat Pump Packaged Unit | Heat Pump | 460 | 3 |  |  | No Match | Single-Speed |  |  |  | 61300 | 3693 | 16.6 | 12 | 69000 | 3816 | 5.3 | 4.2 | Federally-Regulated Commercial & Industrial Equipment | 10/24/2014 |  | 03/23/2020
Waterfurnace International, Inc. | Johnson Controls | RKTV/RKTH064**0*4 |  | Water-Source | WBAHP: Heat Pump Packaged Unit | Heat Pump | 208 | 1 |  |  | No Match | Single-Speed |  |  |  | 62000 | 3804 | 16.3 | 12 | 70600 | 3979 | 5.2 | 4.2 | Federally-Regulated Commercial & Industrial Equipment | 01/09/2014 |  | 03/23/2020
Waterfurnace International, Inc. | York | YKTV/YKTH064**0*4 |  | Water-Source | WBAHP: Heat Pump Packaged Unit | Heat Pump | 208 | 1 |  |  | No Match | Single-Speed |  |  |  | 62000 | 3804 | 16.3 | 12 | 70600 | 3979 | 5.2 | 4.2 | Federally-Regulated Commercial & Industrial Equipment | 10/24/2014 |  | 03/23/2020
Waterfurnace International, Inc. | WFI Industries, Ltd. | ZBV/ZBH060**4*4 |  | Water-Source | WBAHP: Heat Pump Packaged Unit | Heat Pump | 460 | 3 |  |  | No Match | Single-Speed |  |  |  | 57000 | 4071 | 14 | 12 | 66000 | 4205 | 4.6 | 4.2 | Federally-Regulated Commercial & Industrial Equipment | 01/09/2014 |  | 03/23/2020
Waterfurnace International, Inc. | Johnson Controls | RKTV/RKTH049**4*1 |  | Water-Source | WBAHP: Heat Pump Packaged Unit | Heat Pump | 460 | 3 |  |  | No Match | Single-Speed |  |  |  | 50300 | 2942 | 17.1 | 12 | 56100 | 3162 | 5.2 | 4.2 | Federally-Regulated Commercial & Industrial Equipment | 01/09/2014 |  | 03/23/2020
Waterfurnace International, Inc. | York | YKTV/YKTH064**4*4 |  | Water-Source | WBAHP: Heat Pump Packaged Unit | Heat Pump | 460 | 3 |  |  | No Match | Single-Speed |  |  |  | 62000 | 3804 | 16.3 | 12 | 70600 | 3979 | 5.2 | 4.2 | Federally-Regulated Commercial & Industrial Equipment | 10/24/2014 |  | 03/23/2020
Waterfurnace International, Inc. | Johnson Controls | RBSV/RBSH042**4*4 |  | Water-Source | WBAHP: Heat Pump Packaged Unit | Heat Pump | 460 | 3 |  |  | No Match | Single-Speed |  |  |  | 39200 | 2761 | 14.2 | 12 | 51000 | 3050 | 4.9 | 4.2 | Federally-Regulated Commercial & Industrial Equipment | 09/03/2012 |  | 03/23/2020
Waterfurnace International, Inc. | Geosmart Energy, Inc. | ZS070**4*1 |  | Water-Source | WBAHP: Heat Pump Packaged Unit | Heat Pump | 460 | 3 |  |  | No Match | Single-Speed |  |  |  | 63000 | 4406 | 14.3 | 12 | 79000 | 4926 | 4.7 | 4.2 | Federally-Regulated Commercial & Industrial Equipment | 01/24/2011 |  | 03/23/2020
Waterfurnace International, Inc. | Johnson Controls | RKTV/RKTH064**4*1 |  | Water-Source | WBAHP: Heat Pump Packaged Unit | Heat Pump | 460 | 3 |  |  | No Match | Single-Speed |  |  |  | 62000 | 3804 | 16.3 | 12 | 70600 | 3979 | 5.2 | 4.2 | Federally-Regulated Commercial & Industrial Equipment | 01/09/2014 |  | 03/23/2020
Waterfurnace International, Inc. | Waterfurnace International, Inc. | USV/USH036**4*4 |  | Water-Source | WBAHP: Heat Pump Packaged Unit | Heat Pump | 460 | 3 |  |  | No Match | Single-Speed |  |  |  | 33300 | 2220 | 15 | 12 | 40600 | 2479 | 4.8 | 4.2 | Federally-Regulated Commercial & Industrial Equipment | 03/02/2012 |  | 03/23/2020
Waterfurnace International, Inc. | WFI Industries, Ltd. | GBV/GBH064**3*4 |  | Water-Source | WBAHP: Heat Pump Packaged Unit | Heat Pump | 230 | 3 |  |  | No Match | Single-Speed |  |  |  | 62000 | 3804 | 16.3 | 12 | 70600 | 3979 | 5.2 | 4.2 | Federally-Regulated Commercial & Industrial Equipment | 01/09/2014 |  | 03/23/2020
Waterfurnace International, Inc. | Johnson Controls | RJSV/RJSH060**4*0 |  | Water-Source | WBAHP: Heat Pump Packaged Unit | Heat Pump | 460 | 3 |  |  | No Match | Single-Speed |  |  |  | 64000 | 4000 | 16 | 12 | 69800 | 4011 | 5.1 | 4.2 | Federally-Regulated Commercial & Industrial Equipment | 01/24/2011 |  | 03/23/2020
Waterfurnace International, Inc. | Johnson Controls | RKV/RKH064**3*1 |  | Water-Source | WBAHP: Heat Pump Packaged Unit | Heat Pump | 230 | 1 |  |  | No Match | Single-Speed |  |  |  | 62000 | 3804 | 16.3 | 12 | 70600 | 3979 | 5.2 | 4.2 | Federally-Regulated Commercial & Industrial Equipment | 09/03/2012 |  | 03/23/2020
Waterfurnace International, Inc. | Johnson Controls | RKSV/RKSH060**0*1 |  | Water-Source | WBAHP: Heat Pump Packaged Unit | Heat Pump | 230 | 1 |  |  | No Match | Single-Speed |  |  |  | 61300 | 3693 | 16.6 | 12 | 69000 | 3816 | 5.3 | 4.2 | Federally-Regulated Commercial & Industrial Equipment | 01/09/2014 |  | 03/23/2020
Waterfurnace International, Inc. | WFI Industries, Ltd. | GBV/GBH060**3*1 |  | Water-Source | WBAHP: Heat Pump Packaged Unit | Heat Pump | 230 | 3 |  |  | No Match | Single-Speed |  |  |  | 61300 | 3693 | 16.6 | 12 | 69000 | 3816 | 5.3 | 4.2 | Federally-Regulated Commercial & Industrial Equipment | 01/09/2014 |  | 03/23/2020
Waterfurnace International, Inc. | Johnson Controls | RKSV/RKSH060**4*0 |  | Water-Source | WBAHP: Heat Pump Packaged Unit | Heat Pump | 460 | 3 |  |  | No Match | Single-Speed |  |  |  | 61300 | 3981 | 15.4 | 12 | 69000 | 4044 | 5 | 4.2 | Federally-Regulated Commercial & Industrial Equipment | 01/09/2014 |  | 03/23/2020
Waterfurnace International, Inc. | Johnson Controls | RKSV/RKSH060**0*4 |  | Water-Source | WBAHP: Heat Pump Packaged Unit | Heat Pump | 230 | 1 |  |  | No Match | Single-Speed |  |  |  | 61300 | 3693 | 16.6 | 12 | 69000 | 3816 | 5.3 | 4.2 | Federally-Regulated Commercial & Industrial Equipment | 01/09/2014 |  | 03/23/2020
Waterfurnace International, Inc. | Waterfurnace International, Inc. | NBV/NBH018**2*4 |  | Water-Source | WBAHP: Heat Pump Packaged Unit | Heat Pump | 265 | 1 |  |  | No Match | Single-Speed |  |  |  | 18000 | 1091 | 16.5 | 12 | 23000 | 1272 | 5.3 | 4.2 | Federally-Regulated Commercial & Industrial Equipment | 09/03/2012 |  | 03/23/2020
Waterfurnace International, Inc. | Waterfurnace International, Inc. | NBV/NBH042**4*1 |  | Water-Source | WBAHP: Heat Pump Packaged Unit | Heat Pump | 460 | 3 |  |  | No Match | Single-Speed |  |  |  | 40800 | 2040 | 20 | 12 | 42800 | 2201 | 5.7 | 4.2 | Federally-Regulated Commercial & Industrial Equipment | 09/03/2012 |  | 03/23/2020
Waterfurnace International, Inc. | Waterfurnace International, Inc. | UBV/UBH036**4*0 |  | Water-Source | WBAHP: Heat Pump Packaged Unit | Heat Pump | 460 | 3 |  |  | No Match | Single-Speed |  |  |  | 34500 | 2464 | 14 | 12 | 43800 | 2731 | 4.7 | 4.2 | Federally-Regulated Commercial & Industrial Equipment | 08/23/2011 |  | 03/23/2020
Waterfurnace International, Inc. | York | YKSV/YKSH060**0*4 |  | Water-Source | WBAHP: Heat Pump Packaged Unit | Heat Pump | 230 | 1 |  |  | No Match | Single-Speed |  |  |  | 61300 | 3693 | 16.6 | 12 | 69000 | 3816 | 5.3 | 4.2 | Federally-Regulated Commercial & Industrial Equipment | 10/24/2014 |  | 03/23/2020
Waterfurnace International, Inc. | WFI Industries, Ltd. | GBV/GBH060**4*0 |  | Water-Source | WBAHP: Heat Pump Packaged Unit | Heat Pump | 460 | 3 |  |  | No Match | Single-Speed |  |  |  | 61300 | 3981 | 15.4 | 12 | 69000 | 4044 | 5 | 4.2 | Federally-Regulated Commercial & Industrial Equipment | 01/09/2014 |  | 03/23/2020
Waterfurnace International, Inc. | Johnson Controls | RKV/RKH064**4*4 |  | Water-Source | WBAHP: Heat Pump Packaged Unit | Heat Pump | 230 | 1 |  |  | No Match | Single-Speed |  |  |  | 62000 | 3804 | 16.3 | 12 | 70600 | 3979 | 5.2 | 4.2 | Federally-Regulated Commercial & Industrial Equipment | 09/03/2012 |  | 03/23/2020
Waterfurnace International, Inc. | York | YAFT064**1*(1,4) |  | Water-Source | WBAHP: Heat Pump Packaged Unit | Heat Pump | 230 | 1 |  |  | No Match | Dual-Speed |  |  |  | 62000 | 3804 | 16.3 | 12 | 70600 | 3979 | 5.2 | 4.2 | Federally-Regulated Commercial & Industrial Equipment | 01/09/2014 |  | 03/23/2020
Waterfurnace International, Inc. | WFI Industries, Ltd. | GBV/GBH064**4*4 |  | Water-Source | WBAHP: Heat Pump Packaged Unit | Heat Pump | 460 | 3 |  |  | No Match | Single-Speed |  |  |  | 62000 | 3804 | 16.3 | 12 | 70600 | 3979 | 5.2 | 4.2 | Federally-Regulated Commercial & Industrial Equipment | 01/09/2014 |  | 03/23/2020
Waterfurnace International, Inc. | Johnson Controls | RJSV/RJSH060**4*1 |  | Water-Source | WBAHP: Heat Pump Packaged Unit | Heat Pump | 460 | 3 |  |  | No Match | Single-Speed |  |  |  | 64300 | 3738 | 17.2 | 12 | 69800 | 3788 | 5.4 | 4.2 | Federally-Regulated Commercial & Industrial Equipment | 01/24/2011 |  | 03/23/2020
Waterfurnace International, Inc. | Waterfurnace International, Inc. | USV/USH070**4*4 |  | Water-Source | WBAHP: Heat Pump Packaged Unit | Heat Pump | 460 | 3 |  |  | No Match | Single-Speed |  |  |  | 63000 | 4406 | 14.3 | 12 | 79000 | 4926 | 4.7 | 4.2 | Federally-Regulated Commercial & Industrial Equipment | 03/02/2012 |  | 03/23/2020
Waterfurnace International, Inc. | Johnson Controls | RKSV/RKSH060**4*1 |  | Water-Source | WBAHP: Heat Pump Packaged Unit | Heat Pump | 460 | 3 |  |  | No Match | Single-Speed |  |  |  | 61300 | 3693 | 16.6 | 12 | 69000 | 3816 | 5.3 | 4.2 | Federally-Regulated Commercial & Industrial Equipment | 01/09/2014 |  | 03/23/2020
Waterfurnace International, Inc. | Johnson Controls | RJTV/RJTH064**0 |  | Water-Source | WBAHP: Heat Pump Packaged Unit | Heat Pump | 208 | 1 |  |  | No Match | Dual-Speed |  |  |  | 64500 | 3981 | 16.2 | 12 | 72500 | 4166 | 5.1 | 4.2 | Federally-Regulated Commercial & Industrial Equipment | 01/24/2011 |  | 03/23/2020
Waterfurnace International, Inc. | Waterfurnace International, Inc. | NSZ070A0 | NAH060* | Water-Source | WBAHP-CB: Heat Pump Split Syst | Heat Pump | 230 | 1 |  |  | No Match | Single-Speed |  |  |  | 60200 | 4561 | 13.2 | 12 | 76000 | 5303 | 4.2 | 4.2 | Federally-Regulated Commercial & Industrial Equipment | 01/24/2011 |  | 03/23/2020
Waterfurnace International, Inc. | York | YAST038**1 | YRAC036* | Water-Source | WBAHP-CB: Heat Pump Split Syst | Heat Pump | 208 | 1 |  |  | No Match | Dual-Speed |  |  |  | 34000 | 2329 | 14.6 | 12 | 40100 | 2350 | 5 | 4.2 | Federally-Regulated Commercial & Industrial Equipment | 01/09/2014 |  | 03/23/2020
Waterfurnace International, Inc. | Waterfurnace International, Inc. | NDZ026A4 | NRAC026* | Water-Source | WBAHP-CB: Heat Pump Split Syst | Heat Pump | 460 | 3 |  |  | No Match | Dual-Speed |  |  |  | 25000 | 1712 | 14.6 | 12 | 30500 | 1753 | 5.1 | 4.2 | Federally-Regulated Commercial & Industrial Equipment | 08/23/2011 |  | 03/23/2020
Waterfurnace International, Inc. | Waterfurnace International, Inc. | NDZ038G1 | NAH036* | Water-Source | WBAHP-CB: Heat Pump Split Syst | Heat Pump | 230 | 1 |  |  | No Match | Dual-Speed |  |  |  | 34000 | 2329 | 14.6 | 12 | 40100 | 2350 | 5 | 4.2 | Federally-Regulated Commercial & Industrial Equipment | 01/09/2014 |  | 03/23/2020
Waterfurnace International, Inc. | American Standard, Inc. | A2GE026*1* | AGC26* | Water-Source | WBAHP-CB: Heat Pump Split Syst | Heat Pump | 208 | 1 |  |  | No Match | Dual-Speed |  |  |  | 25000 | 1712 | 14.6 | 12 | 30500 | 1753 | 5.1 | 4.2 | Federally-Regulated Commercial & Industrial Equipment | 05/02/2012 |  | 03/23/2020
Waterfurnace International, Inc. | Eagle Mountain | NDS026A1 | GRAC026* | Water-Source | WBAHP-CB: Heat Pump Split Syst | Heat Pump | 230 | 1 |  |  | No Match | Dual-Speed |  |  |  | 25000 | 1712 | 14.6 | 12 | 30500 | 1753 | 5.1 | 4.2 | Federally-Regulated Commercial & Industrial Equipment | 01/24/2011 |  | 03/23/2020
Waterfurnace International, Inc. | Waterfurnace International, Inc. | NSZ060G1 | NRAC060* | Water-Source | WBAHP-CB: Heat Pump Split Syst | Heat Pump | 208 | 1 |  |  | No Match | Single-Speed |  |  |  | 54600 | 3792 | 14.4 | 12 | 66300 | 4224 | 4.6 | 4.2 | Federally-Regulated Commercial & Industrial Equipment | 01/09/2014 |  | 03/23/2020
Waterfurnace International, Inc. | York | YAZT026**1 | YAH026* | Water-Source | WBAHP-CB: Heat Pump Split Syst | Heat Pump | 208 | 1 |  |  | No Match | Dual-Speed |  |  |  | 25000 | 1712 | 14.6 | 12 | 30500 | 1753 | 5.1 | 4.2 | Federally-Regulated Commercial & Industrial Equipment | 01/09/2014 |  | 03/23/2020
Waterfurnace International, Inc. | WFI Industries, Ltd. | GTS049A1 | GAH048* | Water-Source | WBAHP-CB: Heat Pump Split Syst | Heat Pump | 208 | 1 |  |  | No Match | Dual-Speed |  |  |  | 45900 | 3279 | 14 | 12 | 56800 | 3542 | 4.7 | 4.2 | Federally-Regulated Commercial & Industrial Equipment | 01/24/2011 |  | 03/23/2020
Waterfurnace International, Inc. | Geosmart Energy, Inc. | GTS026A1 | GRAC026* | Water-Source | WBAHP-CB: Heat Pump Split Syst | Heat Pump | 230 | 1 |  |  | No Match | Dual-Speed |  |  |  | 25000 | 1712 | 14.6 | 12 | 30500 | 1753 | 5.1 | 4.2 | Federally-Regulated Commercial & Industrial Equipment | 01/24/2011 |  | 03/23/2020
Waterfurnace International, Inc. | York | YAZS060**1 | YAH060* | Water-Source | WBAHP-CB: Heat Pump Split Syst | Heat Pump | 230 | 1 |  |  | No Match | Single-Speed |  |  |  | 54600 | 3792 | 14.4 | 12 | 66300 | 4224 | 4.6 | 4.2 | Federally-Regulated Commercial & Industrial Equipment | 01/09/2014 |  | 03/23/2020
Waterfurnace International, Inc. | York | YAZT038**1 | YRAC036* | Water-Source | WBAHP-CB: Heat Pump Split Syst | Heat Pump | 208 | 1 |  |  | No Match | Dual-Speed |  |  |  | 34000 | 2329 | 14.6 | 12 | 40100 | 2350 | 5 | 4.2 | Federally-Regulated Commercial & Industrial Equipment | 01/09/2014 |  | 03/23/2020
Waterfurnace International, Inc. | American Standard, Inc. | A2GE072*1* | AGCX*060* | Water-Source | WBAHP-CB: Heat Pump Split Syst | Heat Pump | 230 | 1 |  |  | No Match | Dual-Speed |  |  |  | 60400 | 4541 | 13.3 | 12 | 80600 | 5135 | 4.6 | 4.2 | Federally-Regulated Commercial & Industrial Equipment | 05/02/2012 |  | 03/23/2020
Waterfurnace International, Inc. | American Standard, Inc. | A2GE064*1* | AGA60* | Water-Source | WBAHP-CB: Heat Pump Split Syst | Heat Pump | 230 | 1 |  |  | No Match | Dual-Speed |  |  |  | 56300 | 3830 | 14.7 | 12 | 67100 | 4275 | 4.6 | 4.2 | Federally-Regulated Commercial & Industrial Equipment | 05/02/2012 |  | 03/23/2020
Waterfurnace International, Inc. | Geosmart Energy, Inc. | GTS064A1 | GAH060* | Water-Source | WBAHP-CB: Heat Pump Split Syst | Heat Pump | 230 | 1 |  |  | No Match | Dual-Speed |  |  |  | 56300 | 3830 | 14.7 | 12 | 67100 | 4275 | 4.6 | 4.2 | Federally-Regulated Commercial & Industrial Equipment | 01/24/2011 |  | 03/23/2020
Waterfurnace International, Inc. | Waterfurnace International, Inc. | NSZ060A0 | NAH060* | Water-Source | WBAHP-CB: Heat Pump Split Syst | Heat Pump | 230 | 1 |  |  | No Match | Single-Speed |  |  |  | 54600 | 3792 | 14.4 | 12 | 66300 | 4224 | 4.6 | 4.2 | Federally-Regulated Commercial & Industrial Equipment | 03/02/2012 |  | 03/23/2020
Waterfurnace International, Inc. | Trane Unitary Products Group | T2GE064*1* | TGCX*060* | Water-Source | WBAHP-CB: Heat Pump Split Syst | Heat Pump | 230 | 1 |  |  | No Match | Dual-Speed |  |  |  | 56300 | 3830 | 14.7 | 12 | 55800 | 3555 | 4.6 | 4.2 | Federally-Regulated Commercial & Industrial Equipment | 05/02/2012 |  | 03/23/2020
Waterfurnace International, Inc. | Waterfurnace International, Inc. | NDSX026*1 | TAHG024 | Water-Source | WBAHP-CB: Heat Pump Split Syst | Heat Pump | 230 | 1 | False |  |  | Dual-Speed |  |  |  | 23500 | 1459 | 16.1 | 12 | 28000 | 1641 | 5 | 4.2 | Federally-Regulated Commercial & Industrial Equipment | 06/19/2015 |  | 03/23/2020
Waterfurnace International, Inc. | Waterfurnace International, Inc. | NDZ072A3 | NRAC060* | Water-Source | WBAHP-CB: Heat Pump Split Syst | Heat Pump | 208 | 3 |  |  | No Match | Dual-Speed | 4224 | 450 |  | 60400 | 4541 | 13.3 | 12 | 80600 | 5135 | 4.6 | 4.2 | Federally-Regulated Commercial & Industrial Equipment | 08/23/2011 |  | 03/23/2020
Waterfurnace International, Inc. | Trane Unitary Products Group | T2GE072*1* | TGA60* | Water-Source | WBAHP-CB: Heat Pump Split Syst | Heat Pump | 208 | 1 |  |  | No Match | Dual-Speed |  |  |  | 60400 | 4541 | 13.3 | 12 | 80600 | 5135 | 4.6 | 4.2 | Federally-Regulated Commercial & Industrial Equipment | 05/02/2012 |  | 03/23/2020
Waterfurnace International, Inc. | Waterfurnace International, Inc. | NDZ049G1 | NRAC048* | Water-Source | WBAHP-CB: Heat Pump Split Syst | Heat Pump | 230 | 1 |  |  | No Match | Dual-Speed |  |  |  | 45900 | 3279 | 14 | 12 | 56800 | 3542 | 4.7 | 4.2 | Federally-Regulated Commercial & Industrial Equipment | 01/09/2014 |  | 03/23/2020
Waterfurnace International, Inc. | York | YAZS030**1 | YAH030* | Water-Source | WBAHP-CB: Heat Pump Split Syst | Heat Pump | 208 | 1 |  |  | No Match | Single-Speed |  |  |  | 25800 | 1491 | 17.3 | 12 | 32000 | 1705 | 5.5 | 4.2 | Federally-Regulated Commercial & Industrial Equipment | 01/09/2014 |  | 03/23/2020
Waterfurnace International, Inc. | York | YAST072**1 | YRAC060* | Water-Source | WBAHP-CB: Heat Pump Split Syst | Heat Pump | 230 | 1 |  |  | No Match | Dual-Speed |  |  |  | 60400 | 4541 | 13.3 | 12 | 80600 | 5135 | 4.6 | 4.2 | Federally-Regulated Commercial & Industrial Equipment | 01/09/2014 |  | 03/23/2020
Waterfurnace International, Inc. | Waterfurnace International, Inc. | NDZ072A0 | NAH060* | Water-Source | WBAHP-CB: Heat Pump Split Syst | Heat Pump | 230 | 1 |  |  | No Match | Dual-Speed |  |  |  | 60400 | 4541 | 13.3 | 12 | 80600 | 5135 | 4.6 | 4.2 | Federally-Regulated Commercial & Industrial Equipment | 01/24/2011 |  | 03/23/2020
Waterfurnace International, Inc. | Waterfurnace International, Inc. | NSZ070G1 | NRAC060* | Water-Source | WBAHP-CB: Heat Pump Split Syst | Heat Pump | 208 | 1 |  |  | No Match | Single-Speed |  |  |  | 60200 | 4561 | 13.2 | 12 | 76000 | 5303 | 4.2 | 4.2 | Federally-Regulated Commercial & Industrial Equipment | 01/09/2014 |  | 03/23/2020
Waterfurnace International, Inc. | Waterfurnace International, Inc. | NDS072G1 | NAH060* | Water-Source | WBAHP-CB: Heat Pump Split Syst | Heat Pump | 230 | 1 |  |  | No Match | Dual-Speed |  |  |  | 60400 | 4541 | 13.3 | 12 | 80600 | 5135 | 4.6 | 4.2 | Federally-Regulated Commercial & Industrial Equipment | 01/09/2014 |  | 03/23/2020
Waterfurnace International, Inc. | Waterfurnace International, Inc. | NDZ038A1 | NRAC036* | Water-Source | WBAHP-CB: Heat Pump Split Syst | Heat Pump | 230 | 1 |  |  | No Match | Dual-Speed |  |  |  | 34000 | 2329 | 14.6 | 12 | 40100 | 2350 | 5 | 4.2 | Federally-Regulated Commercial & Industrial Equipment | 08/23/2011 |  | 03/23/2020
Waterfurnace International, Inc. | Waterfurnace International, Inc. | NDS038G1 | NRAC036* | Water-Source | WBAHP-CB: Heat Pump Split Syst | Heat Pump | 230 | 1 |  |  | No Match | Dual-Speed |  |  |  | 34000 | 2329 | 14.6 | 12 | 40100 | 2350 | 5 | 4.2 | Federally-Regulated Commercial & Industrial Equipment | 01/09/2014 |  | 03/23/2020
Waterfurnace International, Inc. | WFI Industries, Ltd. | NDS026A1 | GRAC026* | Water-Source | WBAHP-CB: Heat Pump Split Syst | Heat Pump | 230 | 1 |  |  | No Match | Dual-Speed |  |  |  | 25000 | 1712 | 14.6 | 12 | 30500 | 1753 | 5.1 | 4.2 | Federally-Regulated Commercial & Industrial Equipment | 01/24/2011 |  | 03/23/2020
Waterfurnace International, Inc. | WFI Industries, Ltd. | GTS038A1 | GAH036* | Water-Source | WBAHP-CB: Heat Pump Split Syst | Heat Pump | 230 | 1 |  |  | No Match | Dual-Speed |  |  |  | 34000 | 2329 | 14.6 | 12 | 40100 | 2352 | 5 | 4.2 | Federally-Regulated Commercial & Industrial Equipment | 08/23/2011 |  | 03/23/2020
Waterfurnace International, Inc. | Waterfurnace International, Inc. | NDZ026A2 | NRAC026* | Water-Source | WBAHP-CB: Heat Pump Split Syst | Heat Pump | 265 | 1 |  |  | No Match | Dual-Speed |  |  |  | 25000 | 1712 | 14.6 | 12 | 30500 | 1753 | 5.1 | 4.2 | Federally-Regulated Commercial & Industrial Equipment | 08/23/2011 |  | 03/23/2020
Waterfurnace International, Inc. | Waterfurnace International, Inc. | NDZ038A3 | NRAC036* | Water-Source | WBAHP-CB: Heat Pump Split Syst | Heat Pump | 208 | 3 |  |  | No Match | Dual-Speed |  |  |  | 34000 | 2329 | 14.6 | 12 | 40100 | 2350 | 5 | 4.2 | Federally-Regulated Commercial & Industrial Equipment | 08/23/2011 |  | 03/23/2020
Waterfurnace International, Inc. | Johnson Controls | RCC/RCW/RCS/RCE15*0 |  | Water-Source | WBAHP-O: Heat Pump Packaged Un | Heat Pump | 230 | 1 |  |  | No Match | Single-Speed |  |  |  | 13500 | 993 | 13.6 | 11.2 | 17000 | 1017 | 4.9 | 4.2 | Federally-Regulated Commercial & Industrial Equipment | 01/24/2011 |  | 03/23/2020
Waterfurnace International, Inc. | Johnson Controls | RCC/RCW/RCS/RCE18*2 |  | Water-Source | WBAHP-O: Heat Pump Packaged Un | Heat Pump | 265 | 1 |  |  | No Match | Single-Speed |  |  |  | 16200 | 1296 | 12.5 | 11.2 | 21000 | 1399 | 4.4 | 4.2 | Federally-Regulated Commercial & Industrial Equipment | 01/24/2011 |  | 03/23/2020
Waterfurnace International, Inc. | Johnson Controls | RCLC/RCLW/RCLS/RCLX09*0 |  | Water-Source | WBAHP-O: Heat Pump Packaged Un | Heat Pump | 230 | 1 |  |  | No Match | Single-Speed |  |  |  | 8700 | 713 | 12.2 | 11.2 | 11400 | 777 | 4.3 | 4.2 | Federally-Regulated Commercial & Industrial Equipment | 01/09/2014 |  | 03/23/2020
Waterfurnace International, Inc. | Waterfurnace International, Inc. | LCC/LCW/LCS/LCX/LCF15*2 |  | Water-Source | WBAHP-O: Heat Pump Packaged Un | Heat Pump | 265 | 1 |  |  | No Match | Single-Speed |  |  |  | 13300 | 1090 | 12.2 | 11.2 | 17500 | 1166 | 4.4 | 4.2 | Federally-Regulated Commercial & Industrial Equipment | 01/09/2014 |  | 03/23/2020
Waterfurnace International, Inc. | Johnson Controls | RCLC/RCLW/RCLS/RCLX12*2 |  | Water-Source | WBAHP-O: Heat Pump Packaged Un | Heat Pump | 265 | 1 |  |  | No Match | Single-Speed |  |  |  | 10900 | 893 | 12.2 | 11.2 | 14700 | 1002 | 4.3 | 4.2 | Federally-Regulated Commercial & Industrial Equipment | 01/09/2014 |  | 03/23/2020
Waterfurnace International, Inc. | Waterfurnace International, Inc. | LCC/LCW/LCS/LCX09*2 |  | Water-Source | WBAHP-O: Heat Pump Packaged Un | Heat Pump | 265 | 1 |  |  | No Match | Single-Speed |  |  |  | 8700 | 713 | 12.2 | 11.2 | 11400 | 777 | 4.3 | 4.2 | Federally-Regulated Commercial & Industrial Equipment | 01/09/2014 |  | 03/23/2020
Waterfurnace International, Inc. | Waterfurnace International, Inc. | LCC/LCW/LCS/LCX/LCF15*0 |  | Water-Source | WBAHP-O: Heat Pump Packaged Un | Heat Pump | 208 | 1 |  |  | No Match | Single-Speed |  |  |  | 13300 | 1090 | 12.2 | 11.2 | 17500 | 1166 | 4.4 | 4.2 | Federally-Regulated Commercial & Industrial Equipment | 01/09/2014 |  | 03/23/2020
Waterfurnace International, Inc. | Waterfurnace International, Inc. | LCC/LCW/LCS/LCX12*0 |  | Water-Source | WBAHP-O: Heat Pump Packaged Un | Heat Pump | 208 | 1 |  |  | No Match | Single-Speed |  |  |  | 10900 | 893 | 12.2 | 11.2 | 14700 | 1002 | 4.3 | 4.2 | Federally-Regulated Commercial & Industrial Equipment | 01/09/2014 |  | 03/23/2020
Waterfurnace International, Inc. | Johnson Controls | RCC/RCW/RCS/RCE12*2 |  | Water-Source | WBAHP-O: Heat Pump Packaged Un | Heat Pump | 265 | 1 |  |  | No Match | Single-Speed |  |  |  | 10500 | 854 | 12.3 | 11.2 | 14400 | 981 | 4.3 | 4.2 | Federally-Regulated Commercial & Industrial Equipment | 01/24/2011 |  | 03/23/2020
Waterfurnace International, Inc. | Waterfurnace International, Inc. | LCC/LCW/LCS/LCX12*9 |  | Water-Source | WBAHP-O: Heat Pump Packaged Un | Heat Pump | 115 | 1 |  |  | No Match | Single-Speed |  |  |  | 10900 | 893 | 12.2 | 11.2 | 14700 | 1002 | 4.3 | 4.2 | Federally-Regulated Commercial & Industrial Equipment | 01/09/2014 |  | 03/23/2020
Waterfurnace International, Inc. | Waterfurnace International, Inc. | LCC/LCW/LCS/LCX09*0 |  | Water-Source | WBAHP-O: Heat Pump Packaged Un | Heat Pump | 230 | 1 |  |  | No Match | Single-Speed |  |  |  | 8700 | 713 | 12.2 | 11.2 | 11400 | 777 | 4.3 | 4.2 | Federally-Regulated Commercial & Industrial Equipment | 01/09/2014 |  | 03/23/2020
Waterfurnace International, Inc. | Johnson Controls | RCLC/RCLW/RCLS/RCLX09*2 |  | Water-Source | WBAHP-O: Heat Pump Packaged Un | Heat Pump | 265 | 1 |  |  | No Match | Single-Speed |  |  |  | 8700 | 713 | 12.2 | 11.2 | 11400 | 777 | 4.3 | 4.2 | Federally-Regulated Commercial & Industrial Equipment | 01/09/2014 |  | 03/23/2020
Waterfurnace International, Inc. | York | YAWE040**1 |  | Water-Source |  | Heat Pump | 230 | 1 |  |  |  | Single-Speed |  |  |  | 29100 | 2171 | 13.4 |  | 43500 | 2771 | 4.6 |  | Federally-Regulated Commercial & Industrial Equipment | 05/01/2015 |  | 03/23/2020
Waterfurnace International, Inc. | Trane Unitary Products Group | T1GH066***1 |  | Water-Source |  | Heat Pump | 230 | 1 |  |  |  | Single-Speed |  |  |  | 52000 | 4094 | 12.7 |  | 83000 | 5528 | 4.4 |  | Federally-Regulated Commercial & Industrial Equipment | 05/01/2015 |  | 03/23/2020
Waterfurnace International, Inc. | American Standard, Inc. | A1GH066***1 |  | Water-Source |  | Heat Pump | 208 | 1 |  |  |  | Single-Speed |  |  |  | 52000 | 4094 | 12.7 |  | 83000 | 5528 | 4.4 |  | Federally-Regulated Commercial & Industrial Equipment | 05/01/2015 |  | 03/23/2020
Waterfurnace International, Inc. | Trane Unitary Products Group | T1GH040***1 |  | Water-Source |  | Heat Pump | 230 | 1 |  |  |  | Single-Speed |  |  |  | 29100 | 2171 | 13.4 |  | 43500 | 2771 | 4.6 |  | Federally-Regulated Commercial & Industrial Equipment | 05/01/2015 |  | 03/23/2020
Waterfurnace International, Inc. | American Standard, Inc. | A1GH040***1 |  | Water-Source |  | Heat Pump | 230 | 1 |  |  |  | Single-Speed |  |  |  | 29100 | 2171 | 13.4 |  | 43500 | 2771 | 4.6 |  | Federally-Regulated Commercial & Industrial Equipment | 05/01/2015 |  | 03/23/2020
Waterfurnace International, Inc. | Trane Unitary Products Group | T1GH050***1 |  | Water-Source |  | Heat Pump | 208 | 1 |  |  |  | Single-Speed |  |  |  | 41500 | 3120 | 13.3 |  | 66000 | 4115 | 4.7 |  | Federally-Regulated Commercial & Industrial Equipment | 05/01/2015 |  | 03/23/2020
Waterfurnace International, Inc. | Geosmart Energy, Inc. | HE050*1 |  | Water-Source |  | Heat Pump | 230 | 1 |  |  |  | Single-Speed |  |  |  | 41500 | 3120 | 13.3 |  | 66000 | 4115 | 4.7 |  | Federally-Regulated Commercial & Industrial Equipment | 05/01/2015 |  | 03/23/2020
Waterfurnace International, Inc. | WFI Industries, Ltd. | 106A066**1 |  | Water-Source |  | Heat Pump | 230 | 1 |  |  |  | Single-Speed |  |  |  | 52000 | 4094 | 12.7 |  | 83000 | 5528 | 4.4 |  | Federally-Regulated Commercial & Industrial Equipment | 05/01/2015 |  | 03/23/2020
Waterfurnace International, Inc. | WFI Industries, Ltd. | ZBV/ZBH036**2*4 |  | Ground-Source | WBAHP: Heat Pump Packaged Unit | Heat Pump | 265 | 1 |  |  | No Match | Single-Speed |  |  |  | 36000 | 2118 | 17 | 13.4 | 26000 | 2177 | 3.5 | 3.1 | Non Federally-Regulated | 01/09/2014 |  | 03/23/2020
Waterfurnace International, Inc. | Johnson Controls | RKTV/RKTH026**0*4 |  | Ground-Source | WBAHP: Heat Pump Packaged Unit | Heat Pump | 230 | 1 |  |  | No Match | Single-Speed |  |  |  | 20700 | 1015 | 20.4 | 13.4 | 19500 | 1329 | 4.3 | 3.1 | Non Federally-Regulated | 01/09/2014 |  | 03/23/2020
Waterfurnace International, Inc. | WFI Industries, Ltd. | GBV/GBH030**2*0 |  | Ground-Source | WBAHP: Heat Pump Packaged Unit | Heat Pump | 265 | 1 |  |  | No Match | Single-Speed |  |  |  | 29200 | 1384 | 21.1 | 13.4 | 19800 | 1527 | 3.8 | 3.1 | Non Federally-Regulated | 01/09/2014 |  | 03/23/2020
Waterfurnace International, Inc. | American Standard, Inc. | AVGX060**1**1 |  | Ground-Source | WBAHP: Heat Pump Packaged Unit | Heat Pump | 230 | 1 |  |  | No Match | Variable-Speed |  |  |  | 56000 | 2887 | 19.4 | 13.4 | 51000 | 4271 | 3.5 | 3.1 | Non Federally-Regulated | 12/12/2012 |  | 03/23/2020
Waterfurnace International, Inc. | York | YKSV/YKSH042**4*4 |  | Ground-Source | WBAHP: Heat Pump Packaged Unit | Heat Pump | 460 | 3 |  |  | No Match | Single-Speed |  |  |  | 42000 | 1927 | 21.8 | 13.4 | 27500 | 1919 | 4.2 | 3.1 | Non Federally-Regulated | 10/24/2014 |  | 03/23/2020
Waterfurnace International, Inc. | Geosmart Energy, Inc. | ZS036**4*0 |  | Ground-Source | WBAHP: Heat Pump Packaged Unit | Heat Pump | 460 | 3 |  |  | No Match | Single-Speed |  |  |  | 34500 | 2078 | 16.6 | 13.4 | 26000 | 2309 | 3.3 | 3.1 | Non Federally-Regulated | 01/24/2011 |  | 03/23/2020
Waterfurnace International, Inc. | York | YBSV/YBSH036**0*1 |  | Ground-Source | WBAHP: Heat Pump Packaged Unit | Heat Pump | 208 | 1 |  |  | No Match | Single-Speed |  |  |  | 36000 | 2118 | 17 | 13.4 | 26000 | 2177 | 3.5 | 3.1 | Non Federally-Regulated | 10/24/2014 |  | 03/23/2020
Waterfurnace International, Inc. | York | YBSV/YBSH018**2*4 |  | Ground-Source | WBAHP: Heat Pump Packaged Unit | Heat Pump | 265 | 1 |  |  | No Match | Single-Speed |  |  |  | 18000 | 1111 | 16.2 | 13.4 | 12600 | 1119 | 3.3 | 3.1 | Non Federally-Regulated | 10/24/2014 |  | 03/23/2020
Waterfurnace International, Inc. | Geosmart Energy, Inc. | ZS012**0*0 |  | Ground-Source | WBAHP: Heat Pump Packaged Unit | Heat Pump | 230 | 1 |  |  | No Match | Single-Speed |  |  |  | 11500 | 782 | 14.7 | 13.4 | 9600 | 879 | 3.2 | 3.1 | Non Federally-Regulated | 01/24/2011 |  | 03/23/2020
Waterfurnace International, Inc. | Johnson Controls | RKV/RKH018**0*0 |  | Ground-Source | WBAHP: Heat Pump Packaged Unit | Heat Pump | 230 | 1 |  |  | No Match | Single-Speed |  |  |  | 18500 | 1028 | 18 | 13.4 | 14700 | 1134 | 3.8 | 3.1 | Non Federally-Regulated | 09/03/2012 |  | 03/23/2020
Waterfurnace International, Inc. | Johnson Controls | RKSV/RKSH036**4*1 |  | Ground-Source | WBAHP: Heat Pump Packaged Unit | Heat Pump | 460 | 3 |  |  | No Match | Single-Speed |  |  |  | 35400 | 1580 | 22.4 | 13.4 | 24100 | 1605 | 4.4 | 3.1 | Non Federally-Regulated | 01/09/2014 |  | 03/23/2020
Waterfurnace International, Inc. | Johnson Controls | RBSV/RBSH006**0*0 |  | Ground-Source | WBAHP: Heat Pump Packaged Unit | Heat Pump | 208 | 1 |  |  | No Match | Single-Speed |  |  |  | 7400 | 477 | 15.5 | 13.4 | 5400 | 495 | 3.2 | 3.1 | Non Federally-Regulated | 12/12/2012 |  | 03/23/2020
Waterfurnace International, Inc. | Geosmart Energy, Inc. | QT064**1*1 |  | Ground-Source | WBAHP: Heat Pump Packaged Unit | Heat Pump | 208 | 1 |  |  | No Match | Dual-Speed |  |  |  | 59800 | 3417 | 17.5 | 13.4 | 44400 | 3517 | 3.7 | 3.1 | Non Federally-Regulated | 01/09/2014 |  | 03/23/2020
Waterfurnace International, Inc. | Johnson Controls | RKSV/RKSH015**2*4 |  | Ground-Source | WBAHP: Heat Pump Packaged Unit | Heat Pump | 265 | 1 |  |  | No Match | Single-Speed |  |  |  | 15000 | 798 | 18.8 | 13.4 | 12000 | 879 | 4 | 3.1 | Non Federally-Regulated | 01/09/2014 |  | 03/23/2020
Waterfurnace International, Inc. | Geosmart Energy, Inc. | ZS015**0*1 |  | Ground-Source | WBAHP: Heat Pump Packaged Unit | Heat Pump | 208 | 1 |  |  | No Match | Single-Speed |  |  |  | 14700 | 840 | 17.5 | 13.4 | 11500 | 911 | 3.7 | 3.1 | Non Federally-Regulated | 01/24/2011 |  | 03/23/2020
Waterfurnace International, Inc. | WFI Industries, Ltd. | ZBV/ZBH048**0*0 |  | Ground-Source | WBAHP: Heat Pump Packaged Unit | Heat Pump | 208 | 1 |  |  | No Match | Single-Speed |  |  |  | 49500 | 3300 | 15 | 13.4 | 36500 | 3242 | 3.3 | 3.1 | Non Federally-Regulated | 01/09/2014 |  | 03/23/2020
Waterfurnace International, Inc. | WFI Industries, Ltd. | GBV/GBH048**4*1 |  | Ground-Source | WBAHP: Heat Pump Packaged Unit | Heat Pump | 460 | 3 |  |  | No Match | Single-Speed |  |  |  | 49300 | 2453 | 20.1 | 13.4 | 35000 | 2630 | 3.9 | 3.1 | Non Federally-Regulated | 01/09/2014 |  | 03/23/2020
Waterfurnace International, Inc. | Johnson Controls | RKSV/RKSH030**0*4 |  | Ground-Source | WBAHP: Heat Pump Packaged Unit | Heat Pump | 208 | 1 |  |  | No Match | Single-Speed |  |  |  | 29400 | 1342 | 21.9 | 13.4 | 20000 | 1465 | 4 | 3.1 | Non Federally-Regulated | 01/09/2014 |  | 03/23/2020
Waterfurnace International, Inc. | Waterfurnace International, Inc. | NBV/NBH048**3*1 |  | Ground-Source | WBAHP: Heat Pump Packaged Unit | Heat Pump | 230 | 3 |  |  | No Match | Single-Speed |  |  |  | 49300 | 2453 | 20.1 | 13.4 | 35000 | 2630 | 3.9 | 3.1 | Non Federally-Regulated | 09/03/2012 |  | 03/23/2020
Waterfurnace International, Inc. | American Standard, Inc. | YKSV/YKSH018**0*1 |  | Ground-Source | WBAHP: Heat Pump Packaged Unit | Heat Pump | 208 | 1 |  |  | No Match | Single-Speed |  |  |  | 18500 | 974 | 19 | 13.4 | 14700 | 1051 | 4.1 | 3.1 | Non Federally-Regulated | 10/24/2014 |  | 03/23/2020
Waterfurnace International, Inc. | Trane Unitary Products Group | T2GC048*A |  | Ground-Source | WBAHP: Heat Pump Packaged Unit | Heat Pump | 230 | 1 |  |  |  | Dual-Speed |  |  |  | 49000 | 3063 | 16 | 13.4 | 36000 | 2852 | 3.7 | 3.1 | Non Federally-Regulated | 04/22/2015 |  | 03/23/2020
Waterfurnace International, Inc. | Johnson Controls | RKSV/RKSH024**4*0 |  | Ground-Source | WBAHP: Heat Pump Packaged Unit | Heat Pump | 460 | 3 |  |  | No Match | Single-Speed |  |  |  | 26000 | 1354 | 19.2 | 13.4 | 18900 | 1497 | 3.7 | 3.1 | Non Federally-Regulated | 01/09/2014 |  | 03/23/2020
Waterfurnace International, Inc. | WFI Industries, Ltd. | ZBV/ZBH036**4*1 |  | Ground-Source | WBAHP: Heat Pump Packaged Unit | Heat Pump | 460 | 3 |  |  | No Match | Single-Speed |  |  |  | 36000 | 2118 | 17 | 13.4 | 26000 | 2177 | 3.5 | 3.1 | Non Federally-Regulated | 01/09/2014 |  | 03/23/2020
Waterfurnace International, Inc. | Johnson Controls | RGSV041**0*1 |  | Ground-Source | WBAHP: Heat Pump Packaged Unit | Heat Pump | 208 | 1 |  |  | No Match | Single-Speed |  |  |  | 41000 | 2485 | 16.5 | 13.4 | 29000 | 2500 | 3.4 | 3.1 | Non Federally-Regulated | 01/24/2011 |  | 03/23/2020
Waterfurnace International, Inc. | WFI Industries, Ltd. | GBV/GBH038**3*4 |  | Ground-Source | WBAHP: Heat Pump Packaged Unit | Heat Pump | 208 | 3 |  |  | No Match | Single-Speed |  |  |  | 40200 | 1914 | 21 | 13.4 | 26700 | 1909 | 4.1 | 3.1 | Non Federally-Regulated | 01/09/2014 |  | 03/23/2020
Waterfurnace International, Inc. | York | YKSV/YKSH048**3*0 |  | Ground-Source | WBAHP: Heat Pump Packaged Unit | Heat Pump | 208 | 3 |  |  | No Match | Single-Speed |  |  |  | 48900 | 2827 | 17.3 | 13.4 | 35000 | 2849 | 3.6 | 3.1 | Non Federally-Regulated | 10/24/2014 |  | 03/23/2020
Waterfurnace International, Inc. | Johnson Controls | RGSV/RGSH036**4*0 |  | Ground-Source | WBAHP: Heat Pump Packaged Unit | Heat Pump | 460 | 3 |  |  | No Match | Single-Speed |  |  |  | 34500 | 2078 | 16.6 | 13.4 | 26000 | 2309 | 3.3 | 3.1 | Non Federally-Regulated | 01/24/2011 |  | 03/23/2020
Waterfurnace International, Inc. | WFI Industries, Ltd. | GBV/GBH024**2*1 |  | Ground-Source | WBAHP: Heat Pump Packaged Unit | Heat Pump | 265 | 1 |  |  | No Match | Single-Speed |  |  |  | 26000 | 1327 | 19.6 | 13.4 | 19000 | 1465 | 3.8 | 3.1 | Non Federally-Regulated | 01/09/2014 |  | 03/23/2020
Waterfurnace International, Inc. | Waterfurnace International, Inc. | NBV/NBH070**0*0 |  | Ground-Source | WBAHP: Heat Pump Packaged Unit | Heat Pump | 208 | 1 |  |  | No Match | Single-Speed | 3628 | 628 | 0 | 70600 | 4153 | 17 | 13.4 | 52000 | 4482 | 3.4 | 3.1 | Non Federally-Regulated | 09/03/2012 |  | 03/23/2020
Waterfurnace International, Inc. | York | YBSV/YBSH042**0*1 |  | Ground-Source | WBAHP: Heat Pump Packaged Unit | Heat Pump | 230 | 1 |  |  | No Match | Single-Speed |  |  |  | 42000 | 2530 | 16.6 | 13.4 | 30500 | 2554 | 3.5 | 3.1 | Non Federally-Regulated | 10/24/2014 |  | 03/23/2020
Waterfurnace International, Inc. | American Standard, Inc. | A1GX070***1**1 |  | Ground-Source | WBAHP: Heat Pump Packaged Unit | Heat Pump | 230 | 1 |  |  | No Match | Single-Speed | 3572 | 450 |  | 73200 | 4022 | 18.2 | 13.4 | 52000 | 4121 | 3.7 | 3.1 | Non Federally-Regulated | 08/23/2011 |  | 03/23/2020
Waterfurnace International, Inc. | Waterfurnace International, Inc. | UBV/UBH042**3*0 |  | Ground-Source | WBAHP: Heat Pump Packaged Unit | Heat Pump | 208 | 3 |  |  | No Match | Single-Speed |  |  |  | 42000 | 2763 | 15.2 | 13.4 | 30500 | 2709 | 3.3 | 3.1 | Non Federally-Regulated | 08/23/2011 |  | 03/23/2020
Waterfurnace International, Inc. | Waterfurnace International, Inc. | UBV/UBH006**9*0 |  | Ground-Source | WBAHP: Heat Pump Packaged Unit | Heat Pump | 115 | 1 |  |  | No Match | Single-Speed |  |  |  | 7400 | 477 | 15.5 | 13.4 | 5400 | 495 | 3.2 | 3.1 | Non Federally-Regulated | 12/12/2012 |  | 03/23/2020
Waterfurnace International, Inc. | Johnson Controls | RGSV/RGSH042**0*4 |  | Ground-Source | WBAHP: Heat Pump Packaged Unit | Heat Pump | 208 | 1 |  |  | No Match | Single-Speed |  |  |  | 42300 | 2286 | 18.5 | 13.4 | 29900 | 2368 | 3.7 | 3.1 | Non Federally-Regulated | 06/14/2011 |  | 03/23/2020
Waterfurnace International, Inc. | Johnson Controls | RBSV/RBSH030**2*0 |  | Ground-Source | WBAHP: Heat Pump Packaged Unit | Heat Pump | 265 | 1 |  |  | No Match | Single-Speed |  |  |  | 30000 | 1875 | 16 | 13.4 | 21000 | 1865 | 3.3 | 3.1 | Non Federally-Regulated | 09/03/2012 |  | 03/23/2020
Waterfurnace International, Inc. | Waterfurnace International, Inc. | NBV/NBH036**2*4 |  | Ground-Source | WBAHP: Heat Pump Packaged Unit | Heat Pump | 265 | 1 |  |  | No Match | Single-Speed |  |  |  | 35400 | 1580 | 22.4 | 13.4 | 24100 | 1605 | 4.4 | 3.1 | Non Federally-Regulated | 09/03/2012 |  | 03/23/2020
Waterfurnace International, Inc. | Johnson Controls | RKV/RKH024**3*0 |  | Ground-Source | WBAHP: Heat Pump Packaged Unit | Heat Pump | 230 | 1 |  |  | No Match | Single-Speed |  |  |  | 26000 | 1354 | 19.2 | 13.4 | 18900 | 1497 | 3.7 | 3.1 | Non Federally-Regulated | 09/03/2012 |  | 03/23/2020
Waterfurnace International, Inc. | Waterfurnace International, Inc. | SDV064*1* |  | Ground-Source | WBAHP: Heat Pump Packaged Unit | Heat Pump | 208 | 1 |  |  | No Match | Dual-Speed |  |  |  | 60500 | 3929 | 15.4 | 13.4 | 42000 | 3517 | 3.5 | 3.1 | Non Federally-Regulated | 01/24/2011 |  | 03/23/2020
Waterfurnace International, Inc. | Johnson Controls | RKSV/RKSH024**3*0 |  | Ground-Source | WBAHP: Heat Pump Packaged Unit | Heat Pump | 230 | 3 |  |  | No Match | Single-Speed |  |  |  | 26000 | 1354 | 19.2 | 13.4 | 18900 | 1497 | 3.7 | 3.1 | Non Federally-Regulated | 01/09/2014 |  | 03/23/2020
Waterfurnace International, Inc. | Geosmart Energy, Inc. | ZS041**5*0 |  | Ground-Source | WBAHP: Heat Pump Packaged Unit | Heat Pump | 575 | 3 |  |  | No Match | Single-Speed |  |  |  | 41000 | 2595 | 15.8 | 13.4 | 29000 | 2576 | 3.3 | 3.1 | Non Federally-Regulated | 01/24/2011 |  | 03/23/2020
Waterfurnace International, Inc. | Geosmart Energy, Inc. | ZS060**3*0 |  | Ground-Source | WBAHP: Heat Pump Packaged Unit | Heat Pump | 208 | 3 |  |  | No Match | Single-Speed |  |  |  | 60900 | 3669 | 16.6 | 13.4 | 47100 | 4183 | 3.3 | 3.1 | Non Federally-Regulated | 01/24/2011 |  | 03/23/2020
Waterfurnace International, Inc. | WFI Industries, Ltd. | ZBV/ZBH030**3*4 |  | Ground-Source | WBAHP: Heat Pump Packaged Unit | Heat Pump | 208 | 3 |  |  | No Match | Single-Speed |  |  |  | 30000 | 1765 | 17 | 13.4 | 21000 | 1758 | 3.5 | 3.1 | Non Federally-Regulated | 01/09/2014 |  | 03/23/2020
Waterfurnace International, Inc. | Waterfurnace International, Inc. | NBV/NBH030**2*0 |  | Ground-Source | WBAHP: Heat Pump Packaged Unit | Heat Pump | 265 | 1 |  |  | No Match | Single-Speed |  |  |  | 29200 | 1384 | 21.1 | 13.4 | 19800 | 1527 | 3.8 | 3.1 | Non Federally-Regulated | 09/03/2012 |  | 03/23/2020
Waterfurnace International, Inc. | WFI Industries, Ltd. | GBV/GBH030**0*4 |  | Ground-Source | WBAHP: Heat Pump Packaged Unit | Heat Pump | 230 | 1 |  |  | No Match | Single-Speed |  |  |  | 29400 | 1342 | 21.9 | 13.4 | 20000 | 1465 | 4 | 3.1 | Non Federally-Regulated | 01/09/2014 |  | 03/23/2020
Waterfurnace International, Inc. | Waterfurnace International, Inc. | USV/USH060**4*4 |  | Ground-Source | WBAHP: Heat Pump Packaged Unit | Heat Pump | 460 | 3 |  |  | No Match | Single-Speed |  |  |  | 60900 | 3402 | 17.9 | 13.4 | 47100 | 3834 | 3.6 | 3.1 | Non Federally-Regulated | 03/02/2012 |  | 03/23/2020
Waterfurnace International, Inc. | Johnson Controls | RBSV/RBSH015**2*0 |  | Ground-Source | WBAHP: Heat Pump Packaged Unit | Heat Pump | 265 | 1 |  |  | No Match | Single-Speed |  |  |  | 14000 | 915 | 15.3 | 13.4 | 10400 | 952 | 3.2 | 3.1 | Non Federally-Regulated | 12/12/2012 |  | 03/23/2020
Waterfurnace International, Inc. | Johnson Controls | RKSV/RKSH036**3*4 |  | Ground-Source | WBAHP: Heat Pump Packaged Unit | Heat Pump | 208 | 3 |  |  | No Match | Single-Speed |  |  |  | 35400 | 1580 | 22.4 | 13.4 | 24100 | 1605 | 4.4 | 3.1 | Non Federally-Regulated | 01/09/2014 |  | 03/23/2020
Waterfurnace International, Inc. | Johnson Controls | RGSV/RGSH048**0*0 |  | Ground-Source | WBAHP: Heat Pump Packaged Unit | Heat Pump | 230 | 1 |  |  | No Match | Single-Speed |  |  |  | 49500 | 2946 | 16.8 | 13.4 | 36900 | 3277 | 3.3 | 3.1 | Non Federally-Regulated | 01/24/2011 |  | 03/23/2020
Waterfurnace International, Inc. | American Standard, Inc. | A2GC048*A |  | Ground-Source | WBAHP: Heat Pump Packaged Unit | Heat Pump | 208 | 1 |  |  |  | Dual-Speed |  |  |  | 49000 | 3063 | 16 | 13.4 | 36000 | 2852 | 3.7 | 3.1 | Non Federally-Regulated | 04/22/2015 |  | 03/23/2020
Waterfurnace International, Inc. | York | YAFV048**1*1 |  | Ground-Source | WBAHP: Heat Pump Packaged Unit | Heat Pump | 230 | 1 |  |  | No Match | Variable-Speed |  |  |  | 46000 | 2120 | 21.7 | 13.4 | 43000 | 3501 | 3.6 | 3.1 | Non Federally-Regulated | 01/09/2014 |  | 03/23/2020
Waterfurnace International, Inc. | Johnson Controls | RKSV/RKSH042**0*4 |  | Ground-Source | WBAHP: Heat Pump Packaged Unit | Heat Pump | 208 | 1 |  |  | No Match | Single-Speed |  |  |  | 42000 | 1927 | 21.8 | 13.4 | 27500 | 1919 | 4.2 | 3.1 | Non Federally-Regulated | 01/09/2014 |  | 03/23/2020
Waterfurnace International, Inc. | WFI Industries, Ltd. | GBV/GBH030**0*0 |  | Ground-Source | WBAHP: Heat Pump Packaged Unit | Heat Pump | 230 | 1 |  |  | No Match | Single-Speed |  |  |  | 29200 | 1384 | 21.1 | 13.4 | 19800 | 1527 | 3.8 | 3.1 | Non Federally-Regulated | 01/09/2014 |  | 03/23/2020
Waterfurnace International, Inc. | Geosmart Energy, Inc. | ZS030**3*4 |  | Ground-Source | WBAHP: Heat Pump Packaged Unit | Heat Pump | 230 | 3 |  |  | No Match | Single-Speed |  |  |  | 29000 | 1585 | 18.3 | 13.4 | 22800 | 1758 | 3.8 | 3.1 | Non Federally-Regulated | 06/14/2011 |  | 03/23/2020
Waterfurnace International, Inc. | Trane Unitary Products Group | T2GY064***1* |  | Ground-Source | WBAHP: Heat Pump Packaged Unit | Heat Pump | 208 | 1 |  |  | No Match | Dual-Speed | 3648 | 718 |  | 60500 | 3929 | 15.4 | 13.4 | 42000 | 3517 | 3.5 | 3.1 | Non Federally-Regulated | 08/23/2011 |  | 03/23/2020
Waterfurnace International, Inc. | WFI Industries, Ltd. | YS048**1*0 |  | Ground-Source | WBAHP: Heat Pump Packaged Unit | Heat Pump | 208 | 1 |  |  |  | Single-Speed |  |  |  | 49500 | 2946 | 16.8 | 13.4 | 36900 | 3277 | 3.3 | 3.1 | Non Federally-Regulated | 06/19/2015 |  | 03/23/2020
Waterfurnace International, Inc. | Waterfurnace International, Inc. | UBV/UBH015**0*0 |  | Ground-Source | WBAHP: Heat Pump Packaged Unit | Heat Pump | 230 | 1 |  |  | No Match | Single-Speed |  |  |  | 14000 | 915 | 15.3 | 13.4 | 10400 | 952 | 3.2 | 3.1 | Non Federally-Regulated | 12/12/2012 |  | 03/23/2020
Waterfurnace International, Inc. | Waterfurnace International, Inc. | YS048**1*0 |  | Ground-Source | WBAHP: Heat Pump Packaged Unit | Heat Pump | 230 | 1 |  |  |  | Single-Speed |  |  |  | 49500 | 2946 | 16.8 | 13.4 | 36900 | 3277 | 3.3 | 3.1 | Non Federally-Regulated | 06/19/2015 |  | 03/23/2020
Waterfurnace International, Inc. | WFI Industries, Ltd. | GBV/GBH042**3*0 |  | Ground-Source | WBAHP: Heat Pump Packaged Unit | Heat Pump | 230 | 3 |  |  | No Match | Single-Speed |  |  |  | 41600 | 2237 | 18.6 | 13.4 | 27500 | 2178 | 3.7 | 3.1 | Non Federally-Regulated | 01/09/2014 |  | 03/23/2020
Waterfurnace International, Inc. | York | YKSV/YKSH036**4*4 |  | Ground-Source | WBAHP: Heat Pump Packaged Unit | Heat Pump | 460 | 3 |  |  | No Match | Single-Speed |  |  |  | 35400 | 1580 | 22.4 | 13.4 | 24100 | 1605 | 4.4 | 3.1 | Non Federally-Regulated | 10/24/2014 |  | 03/23/2020
Waterfurnace International, Inc. | Waterfurnace International, Inc. | UBV/UBH042**4*0 |  | Ground-Source | WBAHP: Heat Pump Packaged Unit | Heat Pump | 460 | 3 |  |  | No Match | Single-Speed |  |  |  | 42000 | 2763 | 15.2 | 13.4 | 30500 | 2709 | 3.3 | 3.1 | Non Federally-Regulated | 08/23/2011 |  | 03/23/2020
Waterfurnace International, Inc. | WFI Industries, Ltd. | ZBV/ZBH060**3*0 |  | Ground-Source | WBAHP: Heat Pump Packaged Unit | Heat Pump | 208 | 3 |  |  | No Match | Single-Speed |  |  |  | 58000 | 3816 | 15.2 | 13.4 | 43000 | 3819 | 3.3 | 3.1 | Non Federally-Regulated | 01/09/2014 |  | 03/23/2020
Waterfurnace International, Inc. | American Standard, Inc. | A2GX038***1**1 |  | Ground-Source | WBAHP: Heat Pump Packaged Unit | Heat Pump | 230 | 1 |  |  | No Match | Dual-Speed |  |  |  | 40200 | 2000 | 20.1 | 13.4 | 27000 | 1884 | 4.2 | 3.1 | Non Federally-Regulated | 08/23/2011 |  | 03/23/2020
Waterfurnace International, Inc. | Johnson Controls | RGSV/RGSH030**2*1 |  | Ground-Source | WBAHP: Heat Pump Packaged Unit | Heat Pump | 265 | 1 |  |  | No Match | Single-Speed |  |  |  | 29000 | 1585 | 18.3 | 13.4 | 22800 | 1758 | 3.8 | 3.1 | Non Federally-Regulated | 01/24/2011 |  | 03/23/2020
Waterfurnace International, Inc. | Johnson Controls | RGSV/RGSH060**3*4 |  | Ground-Source | WBAHP: Heat Pump Packaged Unit | Heat Pump | 208 | 3 |  |  | No Match | Single-Speed |  |  |  | 60900 | 3402 | 17.9 | 13.4 | 47100 | 3834 | 3.6 | 3.1 | Non Federally-Regulated | 03/02/2012 |  | 03/23/2020
Waterfurnace International, Inc. | Trane Unitary Products Group | T1GX070***1**0 |  | Ground-Source | WBAHP: Heat Pump Packaged Unit | Heat Pump | 230 | 1 |  |  | No Match | Single-Speed | 3628 | 628 |  | 73200 | 4256 | 17.2 | 13.4 | 52000 | 4485 | 3.4 | 3.1 | Non Federally-Regulated | 08/23/2011 |  | 03/23/2020
Waterfurnace International, Inc. | Waterfurnace International, Inc. | USH023**3*4 |  | Ground-Source | WBAHP: Heat Pump Packaged Unit | Heat Pump | 230 | 3 |  |  | No Match | Single-Speed |  |  |  | 23900 | 1406 | 17 | 13.4 | 17000 | 1384 | 3.6 | 3.1 | Non Federally-Regulated | 06/14/2011 |  | 03/23/2020
Waterfurnace International, Inc. | American Standard, Inc. | A2GY049***1* |  | Ground-Source | WBAHP: Heat Pump Packaged Unit | Heat Pump | 208 | 1 |  |  | No Match | Dual-Speed |  |  |  | 44600 | 2687 | 16.6 | 13.4 | 34000 | 2693 | 3.7 | 3.1 | Non Federally-Regulated | 08/23/2011 |  | 03/23/2020
Waterfurnace International, Inc. | Johnson Controls | RKSV/RKSH009**2*0 |  | Ground-Source | WBAHP: Heat Pump Packaged Unit | Heat Pump | 230 | 1 |  |  | No Match | Single-Speed |  |  |  | 9800 | 587 | 16.7 | 13.4 | 7800 | 672 | 3.4 | 3.1 | Non Federally-Regulated | 01/09/2014 |  | 03/23/2020
Waterfurnace International, Inc. | Waterfurnace International, Inc. | UBV/UBH060**4*4 |  | Ground-Source | WBAHP: Heat Pump Packaged Unit | Heat Pump | 460 | 3 |  |  | No Match | Single-Speed |  |  |  | 58000 | 3625 | 16 | 13.4 | 43000 | 3601 | 3.5 | 3.1 | Non Federally-Regulated | 08/23/2011 |  | 03/23/2020
Waterfurnace International, Inc. | Johnson Controls | RBSV/RBSH018**2*1 |  | Ground-Source | WBAHP: Heat Pump Packaged Unit | Heat Pump | 230 | 1 |  |  | No Match | Single-Speed |  |  |  | 18000 | 1169 | 15.4 | 13.4 | 12600 | 1154 | 3.2 | 3.1 | Non Federally-Regulated | 09/03/2012 |  | 03/23/2020
Waterfurnace International, Inc. | Waterfurnace International, Inc. | UBV/UBH024**2*1 |  | Ground-Source | WBAHP: Heat Pump Packaged Unit | Heat Pump | 265 | 1 |  |  | No Match | Single-Speed |  |  |  | 24500 | 1571 | 15.6 | 13.4 | 17000 | 1424 | 3.5 | 3.1 | Non Federally-Regulated | 08/23/2011 |  | 03/23/2020
Waterfurnace International, Inc. | Johnson Controls | RKTV/RKTH049**0*4 |  | Ground-Source | WBAHP: Heat Pump Packaged Unit | Heat Pump | 208 | 1 |  |  | No Match | Single-Speed |  |  |  | 52000 | 2600 | 20 | 13.4 | 37400 | 2740 | 4 | 3.1 | Non Federally-Regulated | 01/09/2014 |  | 03/23/2020
Waterfurnace International, Inc. | American Standard, Inc. | A2GX072***1**1 |  | Ground-Source | WBAHP: Heat Pump Packaged Unit | Heat Pump | 208 | 1 |  |  | No Match | Dual-Speed | 3931 | 450 |  | 73600 | 4381 | 16.8 | 13.4 | 54100 | 4175 | 3.8 | 3.1 | Non Federally-Regulated | 08/23/2011 |  | 03/23/2020
Waterfurnace International, Inc. | Geosmart Energy, Inc. | ZS060**4*4 |  | Ground-Source | WBAHP: Heat Pump Packaged Unit | Heat Pump | 460 | 3 |  |  | No Match | Single-Speed |  |  |  | 60900 | 3402 | 17.9 | 13.4 | 47100 | 3834 | 3.6 | 3.1 | Non Federally-Regulated | 03/02/2012 |  | 03/23/2020
Waterfurnace International, Inc. | York | YKSV/YKSH048**0*1 |  | Ground-Source | WBAHP: Heat Pump Packaged Unit | Heat Pump | 208 | 1 |  |  | No Match | Single-Speed |  |  |  | 49300 | 2453 | 20.1 | 13.4 | 35000 | 2630 | 3.9 | 3.1 | Non Federally-Regulated | 10/24/2014 |  | 03/23/2020
Waterfurnace International, Inc. | Waterfurnace International, Inc. | NBV/NBH038**3*4 |  | Ground-Source | WBAHP: Heat Pump Packaged Unit | Heat Pump | 230 | 3 |  |  | No Match | Single-Speed |  |  |  | 40200 | 1914 | 21 | 13.4 | 26700 | 1909 | 4.1 | 3.1 | Non Federally-Regulated | 09/03/2012 |  | 03/23/2020
Waterfurnace International, Inc. | York | YKSV/YKSH024**0*4 |  | Ground-Source | WBAHP: Heat Pump Packaged Unit | Heat Pump | 208 | 1 |  |  | No Match | Single-Speed |  |  |  | 26000 | 1327 | 19.6 | 13.4 | 19000 | 1465 | 3.8 | 3.1 | Non Federally-Regulated | 10/24/2014 |  | 03/23/2020
Waterfurnace International, Inc. | York | YKTV/YKTH026**0*4 |  | Ground-Source | WBAHP: Heat Pump Packaged Unit | Heat Pump | 208 | 1 |  |  | No Match | Single-Speed |  |  |  | 27700 | 1358 | 20.4 | 13.4 | 19500 | 1329 | 4.3 | 3.1 | Non Federally-Regulated | 10/24/2014 |  | 03/23/2020
Waterfurnace International, Inc. | Geosmart Energy, Inc. | YS030**1*0 |  | Ground-Source | WBAHP: Heat Pump Packaged Unit | Heat Pump | 208 | 1 |  |  |  | Single-Speed |  |  |  | 29000 | 1705 | 17 | 13.4 | 22800 | 1909 | 3.5 | 3.1 | Non Federally-Regulated | 05/01/2015 |  | 03/23/2020
Waterfurnace International, Inc. | WFI Industries, Ltd. | YS030**1*4 |  | Ground-Source | WBAHP: Heat Pump Packaged Unit | Heat Pump | 208 | 1 |  |  |  | Single-Speed |  |  |  | 29000 | 1584 | 18.3 | 13.4 | 22800 | 1758 | 3.8 | 3.1 | Non Federally-Regulated | 06/19/2015 |  | 03/23/2020
Waterfurnace International, Inc. | Waterfurnace International, Inc. | UBV/UBH042**0*4 |  | Ground-Source | WBAHP: Heat Pump Packaged Unit | Heat Pump | 208 | 1 |  |  | No Match | Single-Speed |  |  |  | 42000 | 2530 | 16.6 | 13.4 | 30500 | 2554 | 3.5 | 3.1 | Non Federally-Regulated | 08/23/2011 |  | 03/23/2020
Waterfurnace International, Inc. | York | YKSV/YKSH015**2*1 |  | Ground-Source | WBAHP: Heat Pump Packaged Unit | Heat Pump | 265 | 1 |  |  | No Match | Single-Speed |  |  |  | 15000 | 798 | 18.8 | 13.4 | 12000 | 879 | 4 | 3.1 | Non Federally-Regulated | 10/24/2014 |  | 03/23/2020
Waterfurnace International, Inc. | Waterfurnace International, Inc. | USV/USH030**4*4 |  | Ground-Source | WBAHP: Heat Pump Packaged Unit | Heat Pump | 460 | 3 |  |  | No Match | Single-Speed |  |  |  | 29000 | 1585 | 18.3 | 13.4 | 22800 | 1758 | 3.8 | 3.1 | Non Federally-Regulated | 06/14/2011 |  | 03/23/2020
Waterfurnace International, Inc. | Johnson Controls | RBSV/RBSH042**4*1 |  | Ground-Source | WBAHP: Heat Pump Packaged Unit | Heat Pump | 460 | 3 |  |  | No Match | Single-Speed |  |  |  | 42000 | 2530 | 16.6 | 13.4 | 30500 | 2554 | 3.5 | 3.1 | Non Federally-Regulated | 09/03/2012 |  | 03/23/2020
Waterfurnace International, Inc. | Johnson Controls | RKV/RKH015**0*0 |  | Ground-Source | WBAHP: Heat Pump Packaged Unit | Heat Pump | 208 | 1 |  |  | No Match | Single-Speed |  |  |  | 15000 | 833 | 18 | 13.4 | 12000 | 925 | 3.8 | 3.1 | Non Federally-Regulated | 09/03/2012 |  | 03/23/2020
Waterfurnace International, Inc. | Geosmart Energy, Inc. | ZS060**4*1 |  | Ground-Source | WBAHP: Heat Pump Packaged Unit | Heat Pump | 460 | 3 |  |  | No Match | Single-Speed |  |  |  | 60900 | 3402 | 17.9 | 13.4 | 47100 | 3834 | 3.6 | 3.1 | Non Federally-Regulated | 01/24/2011 |  | 03/23/2020
Waterfurnace International, Inc. | WFI Industries, Ltd. | ZBV/ZBH030**3*0 |  | Ground-Source | WBAHP: Heat Pump Packaged Unit | Heat Pump | 208 | 3 |  |  | No Match | Single-Speed |  |  |  | 30000 | 1875 | 16 | 13.4 | 21000 | 1865 | 3.3 | 3.1 | Non Federally-Regulated | 01/09/2014 |  | 03/23/2020
Waterfurnace International, Inc. | Johnson Controls | RGSV/RGSH030**0*1 |  | Ground-Source | WBAHP: Heat Pump Packaged Unit | Heat Pump | 230 | 1 |  |  | No Match | Single-Speed |  |  |  | 29000 | 1585 | 18.3 | 13.4 | 22800 | 1758 | 3.8 | 3.1 | Non Federally-Regulated | 01/24/2011 |  | 03/23/2020
Waterfurnace International, Inc. | Geosmart Energy, Inc. | YS048**1*0 |  | Ground-Source | WBAHP: Heat Pump Packaged Unit | Heat Pump | 230 | 1 |  |  |  | Single-Speed |  |  |  | 49500 | 2946 | 16.8 | 13.4 | 36900 | 3277 | 3.3 | 3.1 | Non Federally-Regulated | 05/01/2015 |  | 03/23/2020
Waterfurnace International, Inc. | York | YBSV/YBSH024**2*0 |  | Ground-Source | WBAHP: Heat Pump Packaged Unit | Heat Pump | 265 | 1 |  |  | No Match | Single-Speed |  |  |  | 24500 | 1655 | 14.8 | 13.4 | 17000 | 1510 | 3.3 | 3.1 | Non Federally-Regulated | 10/24/2014 |  | 03/23/2020
Waterfurnace International, Inc. | WFI Industries, Ltd. | GBV/GBH030**4*4 |  | Ground-Source | WBAHP: Heat Pump Packaged Unit | Heat Pump | 460 | 3 |  |  | No Match | Single-Speed |  |  |  | 29400 | 1342 | 21.9 | 13.4 | 20000 | 1465 | 4 | 3.1 | Non Federally-Regulated | 01/09/2014 |  | 03/23/2020
Waterfurnace International, Inc. | Johnson Controls | RKSV/RKSH024**0*4 |  | Ground-Source | WBAHP: Heat Pump Packaged Unit | Heat Pump | 208 | 1 |  |  | No Match | Single-Speed |  |  |  | 26000 | 1327 | 19.6 | 13.4 | 19000 | 1465 | 3.8 | 3.1 | Non Federally-Regulated | 01/09/2014 |  | 03/23/2020
Waterfurnace International, Inc. | WFI Industries, Ltd. | ZBV/ZBH060**0*0 |  | Ground-Source | WBAHP: Heat Pump Packaged Unit | Heat Pump | 208 | 1 |  |  | No Match | Single-Speed |  |  |  | 58000 | 3816 | 15.2 | 13.4 | 43000 | 3819 | 3.3 | 3.1 | Non Federally-Regulated | 01/09/2014 |  | 03/23/2020
Waterfurnace International, Inc. | Johnson Controls | RBSV/RBSH060**0*1 |  | Ground-Source | WBAHP: Heat Pump Packaged Unit | Heat Pump | 208 | 1 |  |  | No Match | Single-Speed |  |  |  | 58000 | 3625 | 16 | 13.4 | 43000 | 3601 | 3.5 | 3.1 | Non Federally-Regulated | 09/03/2012 |  | 03/23/2020
Waterfurnace International, Inc. | York | YBSV/YBSH006**9*0 |  | Ground-Source | WBAHP: Heat Pump Packaged Unit | Heat Pump | 115 | 1 |  |  | No Match | Single-Speed |  |  |  | 7400 | 477 | 15.5 | 13.4 | 5400 | 495 | 3.2 | 3.1 | Non Federally-Regulated | 10/24/2014 |  | 03/23/2020
Waterfurnace International, Inc. | Johnson Controls | RBSV/RBSH009**9*0 |  | Ground-Source | WBAHP: Heat Pump Packaged Unit | Heat Pump | 115 | 1 |  |  | No Match | Single-Speed |  |  |  | 8900 | 614 | 14.5 | 13.4 | 7600 | 655 | 3.4 | 3.1 | Non Federally-Regulated | 12/12/2012 |  | 03/23/2020
Waterfurnace International, Inc. | Waterfurnace International, Inc. | NBV/NBH015**0*1 |  | Ground-Source | WBAHP: Heat Pump Packaged Unit | Heat Pump | 208 | 1 |  |  | No Match | Single-Speed |  |  |  | 15000 | 798 | 18.8 | 13.4 | 12000 | 879 | 4 | 3.1 | Non Federally-Regulated | 09/03/2012 |  | 03/23/2020
Waterfurnace International, Inc. | Johnson Controls | RBSV/RBSH012**0*0 |  | Ground-Source | WBAHP: Heat Pump Packaged Unit | Heat Pump | 230 | 1 |  |  | No Match | Single-Speed |  |  |  | 11200 | 789 | 14.2 | 13.4 | 10200 | 854 | 3.5 | 3.1 | Non Federally-Regulated | 12/12/2012 |  | 03/23/2020
Waterfurnace International, Inc. | Waterfurnace International, Inc. | NBV/NBH026**4*1 |  | Ground-Source | WBAHP: Heat Pump Packaged Unit | Heat Pump | 460 | 3 |  |  | No Match | Dual-Speed |  |  |  | 27700 | 1358 | 20.4 | 13.4 | 19500 | 1329 | 4.3 | 3.1 | Non Federally-Regulated | 10/24/2014 |  | 03/23/2020
Waterfurnace International, Inc. | York | YKSV/YKSH036**0*1 |  | Ground-Source | WBAHP: Heat Pump Packaged Unit | Heat Pump | 208 | 1 |  |  | No Match | Single-Speed |  |  |  | 35400 | 1580 | 22.4 | 13.4 | 24100 | 1605 | 4.4 | 3.1 | Non Federally-Regulated | 10/24/2014 |  | 03/23/2020
Waterfurnace International, Inc. | WFI Industries, Ltd. | ZBV/ZBH030**2*1 |  | Ground-Source | WBAHP: Heat Pump Packaged Unit | Heat Pump | 265 | 1 |  |  | No Match | Single-Speed |  |  |  | 30000 | 1765 | 17 | 13.4 | 21000 | 1758 | 3.5 | 3.1 | Non Federally-Regulated | 01/09/2014 |  | 03/23/2020
Waterfurnace International, Inc. | Waterfurnace International, Inc. | UBV/UBH024**0*1 |  | Ground-Source | WBAHP: Heat Pump Packaged Unit | Heat Pump | 208 | 1 |  |  | No Match | Single-Speed |  |  |  | 24500 | 1571 | 15.6 | 13.4 | 17000 | 1424 | 3.5 | 3.1 | Non Federally-Regulated | 08/23/2011 |  | 03/23/2020
Waterfurnace International, Inc. | Geosmart Energy, Inc. | ZS015**2*1 |  | Ground-Source | WBAHP: Heat Pump Packaged Unit | Heat Pump | 265 | 1 |  |  | No Match | Single-Speed |  |  |  | 14700 | 840 | 17.5 | 13.4 | 11500 | 911 | 3.7 | 3.1 | Non Federally-Regulated | 01/24/2011 |  | 03/23/2020
Waterfurnace International, Inc. | Waterfurnace International, Inc. | NBV/NBH030**4*4 |  | Ground-Source | WBAHP: Heat Pump Packaged Unit | Heat Pump | 460 | 3 |  |  | No Match | Single-Speed |  |  |  | 29400 | 1342 | 21.9 | 13.4 | 20000 | 1465 | 4 | 3.1 | Non Federally-Regulated | 09/03/2012 |  | 03/23/2020
Waterfurnace International, Inc. | Waterfurnace International, Inc. | NBV/NBH018**0*0 |  | Ground-Source | WBAHP: Heat Pump Packaged Unit | Heat Pump | 230 | 1 |  |  | No Match | Single-Speed |  |  |  | 18500 | 1028 | 18 | 13.4 | 14700 | 1134 | 3.8 | 3.1 | Non Federally-Regulated | 09/03/2012 |  | 03/23/2020
Waterfurnace International, Inc. | Waterfurnace International, Inc. | NBV/NBH064**0*4 |  | Ground-Source | WBAHP: Heat Pump Packaged Unit | Heat Pump | 230 | 1 |  |  | No Match | Single-Speed | 3356 | 400 | 0 | 65100 | 3481 | 18.7 | 13.4 | 47100 | 3451 | 4 | 3.1 | Non Federally-Regulated | 09/03/2012 |  | 03/23/2020
Waterfurnace International, Inc. | York | YBSV/YBSH036**4*1 |  | Ground-Source | WBAHP: Heat Pump Packaged Unit | Heat Pump | 460 | 3 |  |  | No Match | Single-Speed |  |  |  | 36000 | 2118 | 17 | 13.4 | 26000 | 2177 | 3.5 | 3.1 | Non Federally-Regulated | 10/24/2014 |  | 03/23/2020
Waterfurnace International, Inc. | Johnson Controls | RKSV/RKSH030**2*1 |  | Ground-Source | WBAHP: Heat Pump Packaged Unit | Heat Pump | 265 | 1 |  |  | No Match | Single-Speed |  |  |  | 29400 | 1342 | 21.9 | 13.4 | 20000 | 1465 | 4 | 3.1 | Non Federally-Regulated | 01/09/2014 |  | 03/23/2020
Waterfurnace International, Inc. | Johnson Controls | RKV/RKH048**4*0 |  | Ground-Source | WBAHP: Heat Pump Packaged Unit | Heat Pump | 230 | 1 |  |  | No Match | Single-Speed |  |  |  | 48900 | 2827 | 17.3 | 13.4 | 35000 | 2849 | 3.6 | 3.1 | Non Federally-Regulated | 09/03/2012 |  | 03/23/2020
Waterfurnace International, Inc. | Johnson Controls | RKSV/RKSH030**2*0 |  | Ground-Source | WBAHP: Heat Pump Packaged Unit | Heat Pump | 265 | 1 |  |  | No Match | Single-Speed |  |  |  | 29200 | 1384 | 21.1 | 13.4 | 19800 | 1527 | 3.8 | 3.1 | Non Federally-Regulated | 01/09/2014 |  | 03/23/2020
Waterfurnace International, Inc. | WFI Industries, Ltd. | ZBV/ZBH015**0*4 |  | Ground-Source | WBAHP: Heat Pump Packaged Unit | Heat Pump | 230 | 1 |  |  | No Match | Single-Speed |  |  |  | 14200 | 904 | 15.7 | 13.4 | 11000 | 977 | 3.3 | 3.1 | Non Federally-Regulated | 01/09/2014 |  | 03/23/2020
Waterfurnace International, Inc. | WFI Industries, Ltd. | GBV/GBH048**3*0 |  | Ground-Source | WBAHP: Heat Pump Packaged Unit | Heat Pump | 208 | 3 |  |  | No Match | Single-Speed |  |  |  | 48900 | 2827 | 17.3 | 13.4 | 35000 | 2849 | 3.6 | 3.1 | Non Federally-Regulated | 01/09/2014 |  | 03/23/2020
Waterfurnace International, Inc. | Johnson Controls | RKSV/RKSH018**0*0 |  | Ground-Source | WBAHP: Heat Pump Packaged Unit | Heat Pump | 208 | 1 |  |  | No Match | Single-Speed |  |  |  | 18500 | 1028 | 18 | 13.4 | 14700 | 1134 | 3.8 | 3.1 | Non Federally-Regulated | 01/09/2014 |  | 03/23/2020
Waterfurnace International, Inc. | WFI Industries, Ltd. | GBV/GBH018**0*4 |  | Ground-Source | WBAHP: Heat Pump Packaged Unit | Heat Pump | 208 | 1 |  |  | No Match | Single-Speed |  |  |  | 18500 | 974 | 19 | 13.4 | 14700 | 1051 | 4.1 | 3.1 | Non Federally-Regulated | 01/09/2014 |  | 03/23/2020
Waterfurnace International, Inc. | Waterfurnace International, Inc. | UBV/UBH036**0*1 |  | Ground-Source | WBAHP: Heat Pump Packaged Unit | Heat Pump | 208 | 1 |  |  | No Match | Single-Speed |  |  |  | 36000 | 2118 | 17 | 13.4 | 26000 | 2177 | 3.5 | 3.1 | Non Federally-Regulated | 08/23/2011 |  | 03/23/2020
Waterfurnace International, Inc. | WFI Industries, Ltd. | GBV/GBH048**0*4 |  | Ground-Source | WBAHP: Heat Pump Packaged Unit | Heat Pump | 208 | 1 |  |  | No Match | Single-Speed |  |  |  | 49300 | 2453 | 20.1 | 13.4 | 35000 | 2630 | 3.9 | 3.1 | Non Federally-Regulated | 01/09/2014 |  | 03/23/2020
Waterfurnace International, Inc. | York | YKTV/YKTH038**4*4 |  | Ground-Source | WBAHP: Heat Pump Packaged Unit | Heat Pump | 460 | 3 |  |  | No Match | Single-Speed |  |  |  | 40200 | 1914 | 21 | 13.4 | 26700 | 1909 | 4.1 | 3.1 | Non Federally-Regulated | 10/24/2014 |  | 03/23/2020
Waterfurnace International, Inc. | Geosmart Energy, Inc. | ZS023**2*4 |  | Ground-Source | WBAHP: Heat Pump Packaged Unit | Heat Pump | 265 | 1 |  |  | No Match | Single-Speed |  |  |  | 23900 | 1406 | 17 | 13.4 | 17000 | 1384 | 3.6 | 3.1 | Non Federally-Regulated | 06/14/2011 |  | 03/23/2020
Waterfurnace International, Inc. | Trane Unitary Products Group | T1GC070***1**4 |  | Ground-Source | WBAHP: Heat Pump Packaged Unit | Heat Pump | 230 | 1 |  |  | No Match | Single-Speed | 3455 | 800 |  | 68500 | 4255 | 16.1 | 13.4 | 51600 | 4321 | 3.5 | 3.1 | Non Federally-Regulated | 08/23/2011 |  | 03/23/2020
Waterfurnace International, Inc. | Johnson Controls | RGSV/RGSH036**0*4 |  | Ground-Source | WBAHP: Heat Pump Packaged Unit | Heat Pump | 208 | 1 |  |  | No Match | Single-Speed |  |  |  | 34500 | 1994 | 17.3 | 13.4 | 26000 | 2117 | 3.6 | 3.1 | Non Federally-Regulated | 03/02/2012 |  | 03/23/2020
Waterfurnace International, Inc. | York | YBSV/YBSH018**0*0 |  | Ground-Source | WBAHP: Heat Pump Packaged Unit | Heat Pump | 208 | 1 |  |  | No Match | Single-Speed |  |  |  | 18000 | 1169 | 15.4 | 13.4 | 12600 | 1154 | 3.2 | 3.1 | Non Federally-Regulated | 10/24/2014 |  | 03/23/2020
Waterfurnace International, Inc. | Geosmart Energy, Inc. | ZS023**0*1 |  | Ground-Source | WBAHP: Heat Pump Packaged Unit | Heat Pump | 230 | 1 |  |  | No Match | Single-Speed |  |  |  | 23900 | 1406 | 17 | 13.4 | 17000 | 1384 | 3.6 | 3.1 | Non Federally-Regulated | 01/24/2011 |  | 03/23/2020
Waterfurnace International, Inc. | Johnson Controls | RBSV/RBSH048**4*1 |  | Ground-Source | WBAHP: Heat Pump Packaged Unit | Heat Pump | 460 | 3 |  |  | No Match | Single-Speed |  |  |  | 49500 | 3094 | 16 | 13.4 | 36500 | 3056 | 3.5 | 3.1 | Non Federally-Regulated | 09/03/2012 |  | 03/23/2020
Waterfurnace International, Inc. | Geosmart Energy, Inc. | ZS060**0*0 |  | Ground-Source | WBAHP: Heat Pump Packaged Unit | Heat Pump | 208 | 1 |  |  | No Match | Single-Speed |  |  |  | 60900 | 3669 | 16.6 | 13.4 | 47100 | 4183 | 3.3 | 3.1 | Non Federally-Regulated | 01/24/2011 |  | 03/23/2020
Waterfurnace International, Inc. | Johnson Controls | RGSH023**2*1 |  | Ground-Source | WBAHP: Heat Pump Packaged Unit | Heat Pump | 265 | 1 |  |  | No Match | Single-Speed |  |  |  | 23900 | 1406 | 17 | 13.4 | 17000 | 1384 | 3.6 | 3.1 | Non Federally-Regulated | 01/24/2011 |  | 03/23/2020
Waterfurnace International, Inc. | Johnson Controls | RGSV/RGSH060**5*0 |  | Ground-Source | WBAHP: Heat Pump Packaged Unit | Heat Pump | 575 | 3 |  |  | No Match | Single-Speed |  |  |  | 60900 | 3669 | 16.6 | 13.4 | 47100 | 4183 | 3.3 | 3.1 | Non Federally-Regulated | 01/24/2011 |  | 03/23/2020
Waterfurnace International, Inc. | Johnson Controls | RBSV/RBSH018**0*4 |  | Ground-Source | WBAHP: Heat Pump Packaged Unit | Heat Pump | 200 | 1 |  |  | No Match | Single-Speed |  |  |  | 18000 | 1111 | 16.2 | 13.4 | 12600 | 1119 | 3.3 | 3.1 | Non Federally-Regulated | 12/12/2012 |  | 03/23/2020
Waterfurnace International, Inc. | York | YBSV/YBSH048**4*0 |  | Ground-Source | WBAHP: Heat Pump Packaged Unit | Heat Pump | 460 | 3 |  |  | No Match | Single-Speed |  |  |  | 49500 | 3300 | 15 | 13.4 | 36500 | 3242 | 3.3 | 3.1 | Non Federally-Regulated | 10/24/2014 |  | 03/23/2020
Waterfurnace International, Inc. | Waterfurnace International, Inc. | LD(V,H)024A |  | Ground-Source | WBAHP: Heat Pump Packaged Unit | Heat Pump | 208 | 1 |  |  |  | Dual-Speed |  |  |  | 23100 | 1481 | 15.6 | 13.4 | 18900 | 1458 | 3.8 | 3.1 | Non Federally-Regulated | 04/22/2015 |  | 03/23/2020
Waterfurnace International, Inc. | Johnson Controls | RGSV/RGSH024**4*4 |  | Ground-Source | WBAHP: Heat Pump Packaged Unit | Heat Pump | 460 | 3 |  |  | No Match | Single-Speed |  |  |  | 24400 | 1394 | 17.5 | 13.4 | 17500 | 1350 | 3.8 | 3.1 | Non Federally-Regulated | 06/14/2011 |  | 03/23/2020
Waterfurnace International, Inc. | Johnson Controls | RKV/RKH030**2*0 |  | Ground-Source | WBAHP: Heat Pump Packaged Unit | Heat Pump | 208 | 1 |  |  | No Match | Single-Speed |  |  |  | 29200 | 1384 | 21.1 | 13.4 | 19800 | 1527 | 3.8 | 3.1 | Non Federally-Regulated | 09/03/2012 |  | 03/23/2020
Waterfurnace International, Inc. | Waterfurnace International, Inc. | UBV/UBH036**3*0 |  | Ground-Source | WBAHP: Heat Pump Packaged Unit | Heat Pump | 230 | 3 |  |  | No Match | Single-Speed |  |  |  | 36000 | 2209 | 16.3 | 13.4 | 26000 | 2309 | 3.3 | 3.1 | Non Federally-Regulated | 08/23/2011 |  | 03/23/2020
Waterfurnace International, Inc. | Johnson Controls | RGSV/RGSH042**0*1 |  | Ground-Source | WBAHP: Heat Pump Packaged Unit | Heat Pump | 208 | 1 |  |  | No Match | Single-Speed |  |  |  | 42300 | 2286 | 18.5 | 13.4 | 29900 | 2368 | 3.7 | 3.1 | Non Federally-Regulated | 01/24/2011 |  | 03/23/2020
Waterfurnace International, Inc. | York | YKSV/YKSH018**0*4 |  | Ground-Source | WBAHP: Heat Pump Packaged Unit | Heat Pump | 230 | 1 |  |  | No Match | Single-Speed |  |  |  | 18500 | 974 | 19 | 13.4 | 14700 | 1051 | 4.1 | 3.1 | Non Federally-Regulated | 10/24/2014 |  | 03/23/2020
Waterfurnace International, Inc. | Johnson Controls | RGSH023**2*0 |  | Ground-Source | WBAHP: Heat Pump Packaged Unit | Heat Pump | 265 | 1 |  |  | No Match | Single-Speed |  |  |  | 23900 | 1423 | 16.8 | 13.4 | 17000 | 1465 | 3.4 | 3.1 | Non Federally-Regulated | 01/24/2011 |  | 03/23/2020
Waterfurnace International, Inc. | Waterfurnace International, Inc. | USV/USH024**0*4 |  | Ground-Source | WBAHP: Heat Pump Packaged Unit | Heat Pump | 230 | 1 |  |  | No Match | Single-Speed |  |  |  | 24400 | 1394 | 17.5 | 13.4 | 17500 | 1350 | 3.8 | 3.1 | Non Federally-Regulated | 06/14/2011 |  | 03/23/2020
Waterfurnace International, Inc. | Johnson Controls | RMSV023**0*0 |  | Ground-Source | WBAHP: Heat Pump Packaged Unit | Heat Pump | 208 | 1 |  |  | No Match | Single-Speed |  |  |  | 23900 | 1475 | 16.2 | 13.4 | 17000 | 1465 | 3.4 | 3.1 | Non Federally-Regulated | 01/09/2014 |  | 03/23/2020
Waterfurnace International, Inc. | WFI Industries, Ltd. | GBV/GBH042**3*1 |  | Ground-Source | WBAHP: Heat Pump Packaged Unit | Heat Pump | 230 | 3 |  |  | No Match | Single-Speed |  |  |  | 42000 | 1927 | 21.8 | 13.4 | 27500 | 1919 | 4.2 | 3.1 | Non Federally-Regulated | 01/09/2014 |  | 03/23/2020
Waterfurnace International, Inc. | WFI Industries, Ltd. | ZBV/ZBH036**0*4 |  | Ground-Source | WBAHP: Heat Pump Packaged Unit | Heat Pump | 230 | 1 |  |  | No Match | Single-Speed |  |  |  | 36000 | 2118 | 17 | 13.4 | 26000 | 2177 | 3.5 | 3.1 | Non Federally-Regulated | 01/09/2014 |  | 03/23/2020
Waterfurnace International, Inc. | York | YBSV/YBSH048**0*4 |  | Ground-Source | WBAHP: Heat Pump Packaged Unit | Heat Pump | 208 | 1 |  |  | No Match | Single-Speed |  |  |  | 49500 | 3094 | 16 | 13.4 | 36500 | 3056 | 3.5 | 3.1 | Non Federally-Regulated | 10/24/2014 |  | 03/23/2020
Waterfurnace International, Inc. | WFI Industries, Ltd. | ZS060**3*4 |  | Ground-Source | WBAHP: Heat Pump Packaged Unit | Heat Pump | 230 | 3 |  |  | No Match | Single-Speed |  |  |  | 60900 | 3402 | 17.9 | 13.4 | 47100 | 3834 | 3.6 | 3.1 | Non Federally-Regulated | 04/21/2014 |  | 03/23/2020
Waterfurnace International, Inc. | Geosmart Energy, Inc. | USV/USH060**3*4 |  | Ground-Source | WBAHP: Heat Pump Packaged Unit | Heat Pump | 230 | 3 |  |  |  | Single-Speed |  |  |  | 60900 | 3402 | 17.9 | 13.4 | 47100 | 3834 | 3.6 | 3.1 | Non Federally-Regulated | 06/19/2015 |  | 03/23/2020
Waterfurnace International, Inc. | York | YBSV/YBSH030**0*4 |  | Ground-Source | WBAHP: Heat Pump Packaged Unit | Heat Pump | 230 | 1 |  |  | No Match | Single-Speed |  |  |  | 30000 | 1765 | 17 | 13.4 | 21000 | 1758 | 3.5 | 3.1 | Non Federally-Regulated | 10/24/2014 |  | 03/23/2020
Waterfurnace International, Inc. | Waterfurnace International, Inc. | YS060**1*4 |  | Ground-Source | WBAHP: Heat Pump Packaged Unit | Heat Pump | 208 | 1 |  |  |  | Single-Speed |  |  |  | 60900 | 3402 | 17.9 | 13.4 | 47100 | 3834 | 3.6 | 3.1 | Non Federally-Regulated | 06/19/2015 |  | 03/23/2020
Waterfurnace International, Inc. | Johnson Controls | RGSV041**3*4 |  | Ground-Source | WBAHP: Heat Pump Packaged Unit | Heat Pump | 230 | 3 |  |  | No Match | Single-Speed |  |  |  | 41000 | 2485 | 16.5 | 13.4 | 29000 | 2428 | 3.5 | 3.1 | Non Federally-Regulated | 06/14/2011 |  | 03/23/2020
Waterfurnace International, Inc. | Johnson Controls | RGSV/RGSH030**3*0 |  | Ground-Source | WBAHP: Heat Pump Packaged Unit | Heat Pump | 208 | 3 |  |  | No Match | Single-Speed |  |  |  | 29000 | 1706 | 17 | 13.4 | 22800 | 1909 | 3.5 | 3.1 | Non Federally-Regulated | 01/24/2011 |  | 03/23/2020
Waterfurnace International, Inc. | WFI Industries, Ltd. | GBV/GBH024**0*0 |  | Ground-Source | WBAHP: Heat Pump Packaged Unit | Heat Pump | 208 | 1 |  |  | No Match | Single-Speed |  |  |  | 26000 | 1354 | 19.2 | 13.4 | 18900 | 1497 | 3.7 | 3.1 | Non Federally-Regulated | 01/09/2014 |  | 03/23/2020
Waterfurnace International, Inc. | Waterfurnace International, Inc. | NSV/NSH012G1*0 |  | Ground-Source | WBAHP: Heat Pump Packaged Unit | Heat Pump | 208 | 1 |  |  | No Match | Single-Speed |  |  |  | 13000 | 722 | 18 | 13.4 | 9600 | 760 | 3.7 | 3.1 | Non Federally-Regulated | 09/03/2012 |  | 03/23/2020
Waterfurnace International, Inc. | Geosmart Energy, Inc. | VI060**1*1 |  | Ground-Source | WBAHP: Heat Pump Packaged Unit | Heat Pump | 208 | 1 |  |  | No Match | Variable-Speed |  |  |  | 56000 | 2887 | 19.4 | 13.4 | 51000 | 4271 | 3.5 | 3.1 | Non Federally-Regulated | 12/12/2012 |  | 03/23/2020
Waterfurnace International, Inc. | Waterfurnace International, Inc. | USV041**3*4 |  | Ground-Source | WBAHP: Heat Pump Packaged Unit | Heat Pump | 230 | 3 |  |  | No Match | Single-Speed |  |  |  | 41000 | 2485 | 16.5 | 13.4 | 29000 | 2428 | 3.5 | 3.1 | Non Federally-Regulated | 06/14/2011 |  | 03/23/2020
Waterfurnace International, Inc. | WFI Industries, Ltd. | 141/142A060**1*1 |  | Ground-Source | WBAHP: Heat Pump Packaged Unit | Heat Pump | 208 | 1 |  |  | No Match | Variable-Speed |  |  |  | 56000 | 2887 | 19.4 | 13.4 | 51000 | 4271 | 3.5 | 3.1 | Non Federally-Regulated | 12/12/2012 |  | 03/23/2020
Waterfurnace International, Inc. | WFI Industries, Ltd. | ZBV/ZBH048**4*1 |  | Ground-Source | WBAHP: Heat Pump Packaged Unit | Heat Pump | 460 | 3 |  |  | No Match | Single-Speed |  |  |  | 49500 | 3094 | 16 | 13.4 | 36500 | 3056 | 3.5 | 3.1 | Non Federally-Regulated | 01/09/2014 |  | 03/23/2020
Waterfurnace International, Inc. | WFI Industries, Ltd. | QT072**1 |  | Ground-Source | WBAHP: Heat Pump Packaged Unit | Heat Pump | 230 | 1 |  |  | No Match | Dual-Speed | 4250 | 450 | 1 | 69100 | 4701 | 14.7 | 13.4 | 49100 | 3997 | 3.6 | 3.1 | Non Federally-Regulated | 01/10/2012 |  | 03/23/2020
Waterfurnace International, Inc. | Johnson Controls | RKSV/RKSH015**2*1 |  | Ground-Source | WBAHP: Heat Pump Packaged Unit | Heat Pump | 265 | 1 |  |  | No Match | Single-Speed |  |  |  | 15000 | 798 | 18.8 | 13.4 | 12000 | 879 | 4 | 3.1 | Non Federally-Regulated | 01/09/2014 |  | 03/23/2020
Waterfurnace International, Inc. | Waterfurnace International, Inc. | SDV064*1*1 |  | Ground-Source | WBAHP: Heat Pump Packaged Unit | Heat Pump | 208 | 1 |  |  | No Match | Dual-Speed |  |  |  | 59800 | 3417 | 17.5 | 13.4 | 44400 | 3517 | 3.7 | 3.1 | Non Federally-Regulated | 01/09/2014 |  | 03/23/2020
Waterfurnace International, Inc. | Waterfurnace International, Inc. | SDV072*1* |  | Ground-Source | WBAHP: Heat Pump Packaged Unit | Heat Pump | 208 | 1 |  |  | No Match | Dual-Speed | 4160 | 926 | 1 | 70400 | 4693 | 15 | 13.4 | 50000 | 4070 | 3.6 | 3.1 | Non Federally-Regulated | 01/10/2012 |  | 03/23/2020
Waterfurnace International, Inc. | York | YLFT072*A |  | Ground-Source | WBAHP: Heat Pump Packaged Unit | Heat Pump | 208 | 1 |  |  |  | Dual-Speed | 3931 | 450 |  | 67000 | 4085 | 16.4 | 13.4 | 52000 | 4354 | 3.5 | 3.1 | Non Federally-Regulated | 04/22/2015 |  | 03/23/2020
Waterfurnace International, Inc. | Johnson Controls | RKSV/RKSH018**0*4 |  | Ground-Source | WBAHP: Heat Pump Packaged Unit | Heat Pump | 208 | 1 |  |  | No Match | Single-Speed |  |  |  | 18500 | 974 | 19 | 13.4 | 14700 | 1051 | 4.1 | 3.1 | Non Federally-Regulated | 01/09/2014 |  | 03/23/2020
Waterfurnace International, Inc. | Trane Unitary Products Group | T2GY038***1**(1,2) |  | Ground-Source | WBAHP: Heat Pump Packaged Unit | Heat Pump | 230 | 1 |  |  | No Match | Dual-Speed |  |  |  | 36900 | 1942 | 19 | 13.4 | 27000 | 2029 | 3.9 | 3.1 | Non Federally-Regulated | 01/09/2014 |  | 03/23/2020
Waterfurnace International, Inc. | WFI Industries, Ltd. | ZBV/ZBH042**0*0 |  | Ground-Source | WBAHP: Heat Pump Packaged Unit | Heat Pump | 208 | 1 |  |  | No Match | Single-Speed |  |  |  | 42000 | 2763 | 15.2 | 13.4 | 30500 | 2709 | 3.3 | 3.1 | Non Federally-Regulated | 01/09/2014 |  | 03/23/2020
Waterfurnace International, Inc. | Johnson Controls | RKV/RKH048**3*4 |  | Ground-Source | WBAHP: Heat Pump Packaged Unit | Heat Pump | 230 | 1 |  |  | No Match | Single-Speed |  |  |  | 48900 | 2827 | 17.3 | 13.4 | 35000 | 2849 | 3.6 | 3.1 | Non Federally-Regulated | 09/03/2012 |  | 03/23/2020
Waterfurnace International, Inc. | Geosmart Energy, Inc. | ZS042**5*0 |  | Ground-Source | WBAHP: Heat Pump Packaged Unit | Heat Pump | 575 | 3 |  |  | No Match | Single-Speed |  |  |  | 42300 | 2518 | 16.8 | 13.4 | 29900 | 2655 | 3.3 | 3.1 | Non Federally-Regulated | 01/24/2011 |  | 03/23/2020
Waterfurnace International, Inc. | York | YBSV/YBSH030**4*0 |  | Ground-Source | WBAHP: Heat Pump Packaged Unit | Heat Pump | 460 | 3 |  |  | No Match | Single-Speed |  |  |  | 30000 | 1875 | 16 | 13.4 | 21000 | 1865 | 3.3 | 3.1 | Non Federally-Regulated | 10/24/2014 |  | 03/23/2020
Waterfurnace International, Inc. | Geosmart Energy, Inc. | ZS042**3*0 |  | Ground-Source | WBAHP: Heat Pump Packaged Unit | Heat Pump | 208 | 3 |  |  | No Match | Single-Speed |  |  |  | 42300 | 2518 | 16.8 | 13.4 | 29900 | 2655 | 3.3 | 3.1 | Non Federally-Regulated | 01/24/2011 |  | 03/23/2020
Waterfurnace International, Inc. | Waterfurnace International, Inc. | YS024**1*4 |  | Ground-Source | WBAHP: Heat Pump Packaged Unit | Heat Pump | 230 | 1 |  |  |  | Single-Speed |  |  |  | 24400 | 1394 | 17.5 | 13.4 | 17500 | 1349 | 3.8 | 3.1 | Non Federally-Regulated | 06/19/2015 |  | 03/23/2020
Waterfurnace International, Inc. | Johnson Controls | RKSV/RKSH048**4*4 |  | Ground-Source | WBAHP: Heat Pump Packaged Unit | Heat Pump | 460 | 3 |  |  | No Match | Single-Speed |  |  |  | 49300 | 2453 | 20.1 | 13.4 | 35000 | 2630 | 3.9 | 3.1 | Non Federally-Regulated | 01/09/2014 |  | 03/23/2020
Waterfurnace International, Inc. | WFI Industries, Ltd. | ZBV/ZBH042**3*1 |  | Ground-Source | WBAHP: Heat Pump Packaged Unit | Heat Pump | 208 | 3 |  |  | No Match | Single-Speed |  |  |  | 42000 | 2530 | 16.6 | 13.4 | 30500 | 2554 | 3.5 | 3.1 | Non Federally-Regulated | 01/09/2014 |  | 03/23/2020
Waterfurnace International, Inc. | Johnson Controls | RKSV/RKSH015**0*4 |  | Ground-Source | WBAHP: Heat Pump Packaged Unit | Heat Pump | 230 | 1 |  |  | No Match | Single-Speed |  |  |  | 15000 | 798 | 18.8 | 13.4 | 12000 | 879 | 4 | 3.1 | Non Federally-Regulated | 01/09/2014 |  | 03/23/2020
Waterfurnace International, Inc. | Johnson Controls | RKV/RKH042**4*1 |  | Ground-Source | WBAHP: Heat Pump Packaged Unit | Heat Pump | 208 | 1 |  |  | No Match | Single-Speed |  |  |  | 41600 | 2237 | 18.6 | 13.4 | 27500 | 2178 | 3.7 | 3.1 | Non Federally-Regulated | 09/03/2012 |  | 03/23/2020
Waterfurnace International, Inc. | Waterfurnace International, Inc. | NBV/NBH036**0*0 |  | Ground-Source | WBAHP: Heat Pump Packaged Unit | Heat Pump | 230 | 1 |  |  | No Match | Single-Speed |  |  |  | 34600 | 1765 | 19.6 | 13.4 | 24100 | 1766 | 4 | 3.1 | Non Federally-Regulated | 09/03/2012 |  | 03/23/2020
Waterfurnace International, Inc. | York | YBSV/YBSH024**0*0 |  | Ground-Source | WBAHP: Heat Pump Packaged Unit | Heat Pump | 208 | 1 |  |  | No Match | Single-Speed |  |  |  | 24500 | 1655 | 14.8 | 13.4 | 17000 | 1510 | 3.3 | 3.1 | Non Federally-Regulated | 10/24/2014 |  | 03/23/2020
Waterfurnace International, Inc. | Waterfurnace International, Inc. | NBV/NBH072**3*4 |  | Ground-Source | WBAHP: Heat Pump Packaged Unit | Heat Pump | 460 | 3 |  |  | No Match | Single-Speed | 3931 | 450 | 0 | 71600 | 4212 | 17 | 13.4 | 54200 | 4293 | 3.7 | 3.1 | Non Federally-Regulated | 09/03/2012 |  | 03/23/2020
Waterfurnace International, Inc. | Johnson Controls | RJTV/RJTH026**0 |  | Ground-Source | WBAHP: Heat Pump Packaged Unit | Heat Pump | 208 | 1 |  |  | No Match | Dual-Speed |  |  |  | 27200 | 1462 | 18.6 | 13.4 | 19500 | 1361 | 4.2 | 3.1 | Non Federally-Regulated | 01/24/2011 |  | 03/23/2020
Waterfurnace International, Inc. | Johnson Controls | RJTV/RJTH038**0 |  | Ground-Source | WBAHP: Heat Pump Packaged Unit | Heat Pump | 208 | 1 |  |  | No Match | Dual-Speed |  |  |  | 40200 | 2000 | 20.1 | 13.4 | 27000 | 1885 | 4.2 | 3.1 | Non Federally-Regulated | 06/14/2011 |  | 03/23/2020
Waterfurnace International, Inc. | York | YBSV/YBSH012**2*0 |  | Ground-Source | WBAHP: Heat Pump Packaged Unit | Heat Pump | 265 | 1 |  |  | No Match | Single-Speed |  |  |  | 11200 | 789 | 14.2 | 13.4 | 10200 | 854 | 3.5 | 3.1 | Non Federally-Regulated | 10/24/2014 |  | 03/23/2020
Waterfurnace International, Inc. | Johnson Controls | RBSV/RBSH024**4*4 |  | Ground-Source | WBAHP: Heat Pump Packaged Unit | Heat Pump | 460 | 3 |  |  | No Match | Single-Speed |  |  |  | 24500 | 1571 | 15.6 | 13.4 | 17000 | 1424 | 3.5 | 3.1 | Non Federally-Regulated | 09/03/2012 |  | 03/23/2020
Waterfurnace International, Inc. | York | YKTV/YKTH038**3*4 |  | Ground-Source | WBAHP: Heat Pump Packaged Unit | Heat Pump | 230 | 3 |  |  | No Match | Single-Speed |  |  |  | 40200 | 1914 | 21 | 13.4 | 26700 | 1909 | 4.1 | 3.1 | Non Federally-Regulated | 10/24/2014 |  | 03/23/2020
Waterfurnace International, Inc. | York | YKTV/YKTH038**0*1 |  | Ground-Source | WBAHP: Heat Pump Packaged Unit | Heat Pump | 208 | 1 |  |  | No Match | Single-Speed |  |  |  | 40200 | 1914 | 21 | 13.4 | 26700 | 1909 | 4.1 | 3.1 | Non Federally-Regulated | 10/24/2014 |  | 03/23/2020
Waterfurnace International, Inc. | York | YBSV/YBSH006**2*0 |  | Ground-Source | WBAHP: Heat Pump Packaged Unit | Heat Pump | 265 | 1 |  |  | No Match | Single-Speed |  |  |  | 7400 | 477 | 15.5 | 13.4 | 5400 | 495 | 3.2 | 3.1 | Non Federally-Regulated | 10/24/2014 |  | 03/23/2020
Waterfurnace International, Inc. | Geosmart Energy, Inc. | YS024**1*4 |  | Ground-Source | WBAHP: Heat Pump Packaged Unit | Heat Pump | 230 | 1 |  |  |  | Single-Speed |  |  |  | 24400 | 1394 | 17.5 | 13.4 | 17500 | 1349 | 3.8 | 3.1 | Non Federally-Regulated | 05/01/2015 |  | 03/23/2020
Waterfurnace International, Inc. | York | YBSV/YBSH048**0*0 |  | Ground-Source | WBAHP: Heat Pump Packaged Unit | Heat Pump | 230 | 1 |  |  | No Match | Single-Speed |  |  |  | 49500 | 3300 | 15 | 13.4 | 36500 | 3242 | 3.3 | 3.1 | Non Federally-Regulated | 10/24/2014 |  | 03/23/2020
Waterfurnace International, Inc. | Waterfurnace International, Inc. | UBV/UBH060**0*1 |  | Ground-Source | WBAHP: Heat Pump Packaged Unit | Heat Pump | 208 | 1 |  |  | No Match | Single-Speed |  |  |  | 58000 | 3625 | 16 | 13.4 | 43000 | 3601 | 3.5 | 3.1 | Non Federally-Regulated | 08/23/2011 |  | 03/23/2020
Waterfurnace International, Inc. | Waterfurnace International, Inc. | USV/USH030**0*4 |  | Ground-Source | WBAHP: Heat Pump Packaged Unit | Heat Pump | 230 | 1 |  |  | No Match | Single-Speed |  |  |  | 29000 | 1585 | 18.3 | 13.4 | 22800 | 1758 | 3.8 | 3.1 | Non Federally-Regulated | 06/14/2011 |  | 03/23/2020
Waterfurnace International, Inc. | WFI Industries, Ltd. | ZBV/ZBH036**3*0 |  | Ground-Source | WBAHP: Heat Pump Packaged Unit | Heat Pump | 208 | 3 |  |  | No Match | Single-Speed |  |  |  | 36000 | 2209 | 16.3 | 13.4 | 26000 | 2309 | 3.3 | 3.1 | Non Federally-Regulated | 01/09/2014 |  | 03/23/2020
Waterfurnace International, Inc. | Johnson Controls | RKSV/RKSH042**4*1 |  | Ground-Source | WBAHP: Heat Pump Packaged Unit | Heat Pump | 460 | 3 |  |  | No Match | Single-Speed |  |  |  | 42000 | 1927 | 21.8 | 13.4 | 27500 | 1919 | 4.2 | 3.1 | Non Federally-Regulated | 01/09/2014 |  | 03/23/2020
Waterfurnace International, Inc. | Johnson Controls | RKV/RKH030**3*0 |  | Ground-Source | WBAHP: Heat Pump Packaged Unit | Heat Pump | 230 | 1 |  |  | No Match | Single-Speed |  |  |  | 29200 | 1384 | 21.1 | 13.4 | 19800 | 1527 | 3.8 | 3.1 | Non Federally-Regulated | 09/03/2012 |  | 03/23/2020
Waterfurnace International, Inc. | Johnson Controls | RBSV/RBSH048**3*0 |  | Ground-Source | WBAHP: Heat Pump Packaged Unit | Heat Pump | 230 | 3 |  |  | No Match | Single-Speed |  |  |  | 49500 | 3300 | 15 | 13.4 | 36500 | 3242 | 3.3 | 3.1 | Non Federally-Regulated | 09/03/2012 |  | 03/23/2020
Waterfurnace International, Inc. | York | YBSV/YBSH060**3*4 |  | Ground-Source | WBAHP: Heat Pump Packaged Unit | Heat Pump | 230 | 3 |  |  | No Match | Single-Speed |  |  |  | 58000 | 3625 | 16 | 13.4 | 43000 | 3601 | 3.5 | 3.1 | Non Federally-Regulated | 10/24/2014 |  | 03/23/2020
Waterfurnace International, Inc. | York | YKTV/YKTH038**2*1 |  | Ground-Source | WBAHP: Heat Pump Packaged Unit | Heat Pump | 265 | 1 |  |  | No Match | Single-Speed |  |  |  | 40200 | 1914 | 21 | 13.4 | 26700 | 1909 | 4.1 | 3.1 | Non Federally-Regulated | 10/24/2014 |  | 03/23/2020
Waterfurnace International, Inc. | York | YKSV/YKSH015**2*0 |  | Ground-Source | WBAHP: Heat Pump Packaged Unit | Heat Pump | 265 | 1 |  |  | No Match | Single-Speed |  |  |  | 15000 | 833 | 18 | 13.4 | 12000 | 925 | 3.8 | 3.1 | Non Federally-Regulated | 10/24/2014 |  | 03/23/2020
Waterfurnace International, Inc. | Johnson Controls | RGSH023**3*4 |  | Ground-Source | WBAHP: Heat Pump Packaged Unit | Heat Pump | 230 | 3 |  |  | No Match | Single-Speed |  |  |  | 23900 | 1406 | 17 | 13.4 | 17000 | 1384 | 3.6 | 3.1 | Non Federally-Regulated | 06/14/2011 |  | 03/23/2020
Waterfurnace International, Inc. | Geosmart Energy, Inc. | ZS018**2*0 |  | Ground-Source | WBAHP: Heat Pump Packaged Unit | Heat Pump | 265 | 1 |  |  | No Match | Single-Speed |  |  |  | 18500 | 1088 | 17 | 13.4 | 13700 | 1147 | 3.5 | 3.1 | Non Federally-Regulated | 01/24/2011 |  | 03/23/2020
Waterfurnace International, Inc. | York | YBSV/YBSH015**0*0 |  | Ground-Source | WBAHP: Heat Pump Packaged Unit | Heat Pump | 230 | 1 |  |  | No Match | Single-Speed |  |  |  | 14000 | 915 | 15.3 | 13.4 | 10400 | 952 | 3.2 | 3.1 | Non Federally-Regulated | 10/24/2014 |  | 03/23/2020
Waterfurnace International, Inc. | Waterfurnace International, Inc. | NBV/NBH049**0*1 |  | Ground-Source | WBAHP: Heat Pump Packaged Unit | Heat Pump | 208 | 1 |  |  | No Match | Single-Speed |  |  |  | 52000 | 2600 | 20 | 13.4 | 37400 | 2740 | 4 | 3.1 | Non Federally-Regulated | 09/03/2012 |  | 03/23/2020
Waterfurnace International, Inc. | Johnson Controls | RKSV/RKSH048**4*1 |  | Ground-Source | WBAHP: Heat Pump Packaged Unit | Heat Pump | 460 | 3 |  |  | No Match | Single-Speed |  |  |  | 49300 | 2453 | 20.1 | 13.4 | 35000 | 2630 | 3.9 | 3.1 | Non Federally-Regulated | 01/09/2014 |  | 03/23/2020
Waterfurnace International, Inc. | Johnson Controls | RBSV/RBSH060**3*0 |  | Ground-Source | WBAHP: Heat Pump Packaged Unit | Heat Pump | 230 | 3 |  |  | No Match | Single-Speed |  |  |  | 58000 | 3816 | 15.2 | 13.4 | 43000 | 3819 | 3.3 | 3.1 | Non Federally-Regulated | 09/03/2012 |  | 03/23/2020
Waterfurnace International, Inc. | York | YBSV/YBSH030**2*4 |  | Ground-Source | WBAHP: Heat Pump Packaged Unit | Heat Pump | 265 | 1 |  |  | No Match | Single-Speed |  |  |  | 30000 | 1765 | 17 | 13.4 | 21000 | 1758 | 3.5 | 3.1 | Non Federally-Regulated | 10/24/2014 |  | 03/23/2020
Waterfurnace International, Inc. | Johnson Controls | RKSV/RKSH024**0*0 |  | Ground-Source | WBAHP: Heat Pump Packaged Unit | Heat Pump | 208 | 1 |  |  | No Match | Single-Speed |  |  |  | 26000 | 1354 | 19.2 | 13.4 | 18900 | 1497 | 3.7 | 3.1 | Non Federally-Regulated | 01/09/2014 |  | 03/23/2020
Waterfurnace International, Inc. | Geosmart Energy, Inc. | ZS060**0*1 |  | Ground-Source | WBAHP: Heat Pump Packaged Unit | Heat Pump | 208 | 1 |  |  | No Match | Single-Speed |  |  |  | 60900 | 3402 | 17.9 | 13.4 | 47100 | 3834 | 3.6 | 3.1 | Non Federally-Regulated | 01/24/2011 |  | 03/23/2020
Waterfurnace International, Inc. | WFI Industries, Ltd. | ZS042**3*4 |  | Ground-Source | WBAHP: Heat Pump Packaged Unit | Heat Pump | 230 | 3 |  |  | No Match | Single-Speed |  |  |  | 42300 | 2286 | 18.5 | 13.4 | 29900 | 2368 | 3.7 | 3.1 | Non Federally-Regulated | 06/14/2011 |  | 03/23/2020
Waterfurnace International, Inc. | York | YKSV/YKSH036**0*4 |  | Ground-Source | WBAHP: Heat Pump Packaged Unit | Heat Pump | 230 | 1 |  |  | No Match | Single-Speed |  |  |  | 35400 | 1580 | 22.4 | 13.4 | 24100 | 1605 | 4.4 | 3.1 | Non Federally-Regulated | 10/24/2014 |  | 03/23/2020
Waterfurnace International, Inc. | York | YBSV/YBSH030**0*1 |  | Ground-Source | WBAHP: Heat Pump Packaged Unit | Heat Pump | 230 | 1 |  |  | No Match | Single-Speed |  |  |  | 30000 | 1765 | 17 | 13.4 | 21000 | 1758 | 3.5 | 3.1 | Non Federally-Regulated | 10/24/2014 |  | 03/23/2020
Waterfurnace International, Inc. | Waterfurnace International, Inc. | QT072**1 |  | Ground-Source | WBAHP: Heat Pump Packaged Unit | Heat Pump | 230 | 1 |  |  | No Match | Dual-Speed | 4250 | 450 | 1 | 69100 | 4701 | 14.7 | 13.4 | 49100 | 3997 | 3.6 | 3.1 | Non Federally-Regulated | 01/10/2012 |  | 03/23/2020
Waterfurnace International, Inc. | Johnson Controls | RKTV/RKTH038**0*1 |  | Ground-Source | WBAHP: Heat Pump Packaged Unit | Heat Pump | 208 | 1 |  |  | No Match | Single-Speed |  |  |  | 40200 | 1914 | 21 | 13.4 | 26700 | 1909 | 4.1 | 3.1 | Non Federally-Regulated | 01/09/2014 |  | 03/23/2020
Waterfurnace International, Inc. | Waterfurnace International, Inc. | UBV/UBH048**3*4 |  | Ground-Source | WBAHP: Heat Pump Packaged Unit | Heat Pump | 230 | 3 |  |  | No Match | Single-Speed |  |  |  | 49500 | 3094 | 16 | 13.4 | 36500 | 3056 | 3.5 | 3.1 | Non Federally-Regulated | 08/23/2011 |  | 03/23/2020
Waterfurnace International, Inc. | Johnson Controls | RKV/RKH036**4*4 |  | Ground-Source | WBAHP: Heat Pump Packaged Unit | Heat Pump | 208 | 1 |  |  | No Match | Single-Speed |  |  |  | 34600 | 1765 | 19.6 | 13.4 | 24100 | 1766 | 4 | 3.1 | Non Federally-Regulated | 09/03/2012 |  | 03/23/2020
Waterfurnace International, Inc. | York | YKSV/YKSH036**2*1 |  | Ground-Source | WBAHP: Heat Pump Packaged Unit | Heat Pump | 265 | 1 |  |  | No Match | Single-Speed |  |  |  | 35400 | 1580 | 22.4 | 13.4 | 24100 | 1605 | 4.4 | 3.1 | Non Federally-Regulated | 10/24/2014 |  | 03/23/2020
Waterfurnace International, Inc. | Waterfurnace International, Inc. | NBV/NBH048**5*0 |  | Ground-Source | WBAHP: Heat Pump Packaged Unit | Heat Pump | 575 | 3 |  |  | No Match | Single-Speed |  |  |  | 48900 | 2827 | 17.3 | 13.4 | 35000 | 2849 | 3.6 | 3.1 | Non Federally-Regulated | 09/03/2012 |  | 03/23/2020
Waterfurnace International, Inc. | York | YKSV/YKSH048**4*1 |  | Ground-Source | WBAHP: Heat Pump Packaged Unit | Heat Pump | 460 | 3 |  |  | No Match | Single-Speed |  |  |  | 49300 | 2453 | 20.1 | 13.4 | 35000 | 2630 | 3.9 | 3.1 | Non Federally-Regulated | 10/24/2014 |  | 03/23/2020
Waterfurnace International, Inc. | Johnson Controls | RGSV/RGSH048**5*0 |  | Ground-Source | WBAHP: Heat Pump Packaged Unit | Heat Pump | 575 | 3 |  |  | No Match | Single-Speed |  |  |  | 49500 | 2946 | 16.8 | 13.4 | 36900 | 3277 | 3.3 | 3.1 | Non Federally-Regulated | 01/24/2011 |  | 03/23/2020
Waterfurnace International, Inc. | American Standard, Inc. | AVGX048**1**1 |  | Ground-Source | WBAHP: Heat Pump Packaged Unit | Heat Pump | 208 | 1 |  |  | No Match | Variable-Speed |  |  |  | 46000 | 2120 | 21.7 | 13.4 | 43000 | 3501 | 3.6 | 3.1 | Non Federally-Regulated | 12/12/2012 |  | 03/23/2020
Waterfurnace International, Inc. | Geosmart Energy, Inc. | VI048**1*1 |  | Ground-Source | WBAHP: Heat Pump Packaged Unit | Heat Pump | 208 | 1 |  |  | No Match | Variable-Speed |  |  |  | 46000 | 2120 | 21.7 | 13.4 | 43000 | 3501 | 3.6 | 3.1 | Non Federally-Regulated | 12/12/2012 |  | 03/23/2020
Waterfurnace International, Inc. | Geosmart Energy, Inc. | ZS042**0*0 |  | Ground-Source | WBAHP: Heat Pump Packaged Unit | Heat Pump | 230 | 1 |  |  | No Match | Single-Speed |  |  |  | 42300 | 2518 | 16.8 | 13.4 | 29900 | 2655 | 3.3 | 3.1 | Non Federally-Regulated | 01/24/2011 |  | 03/23/2020
Waterfurnace International, Inc. | York | YKSV/YKSH048**3*1 |  | Ground-Source | WBAHP: Heat Pump Packaged Unit | Heat Pump | 230 | 3 |  |  | No Match | Single-Speed |  |  |  | 49300 | 2453 | 20.1 | 13.4 | 35000 | 2630 | 3.9 | 3.1 | Non Federally-Regulated | 10/24/2014 |  | 03/23/2020
Waterfurnace International, Inc. | York | YAFS048**1*(0,3) |  | Ground-Source | WBAHP: Heat Pump Packaged Unit | Heat Pump | 208 | 1 |  |  | No Match | Single-Speed |  |  |  | 48900 | 2827 | 17.3 | 13.4 | 35000 | 2849 | 3.6 | 3.1 | Non Federally-Regulated | 01/09/2014 |  | 03/23/2020
Waterfurnace International, Inc. | WFI Industries, Ltd. | ZBV/ZBH012**9*0 |  | Ground-Source | WBAHP: Heat Pump Packaged Unit | Heat Pump | 115 | 1 |  |  | No Match | Single-Speed |  |  |  | 11200 | 789 | 14.2 | 13.4 | 10200 | 854 | 3.5 | 3.1 | Non Federally-Regulated | 01/09/2014 |  | 03/23/2020
Waterfurnace International, Inc. | York | YKSV/YKSH024**0*1 |  | Ground-Source | WBAHP: Heat Pump Packaged Unit | Heat Pump | 208 | 1 |  |  | No Match | Single-Speed |  |  |  | 26000 | 1327 | 19.6 | 13.4 | 19000 | 1465 | 3.8 | 3.1 | Non Federally-Regulated | 10/24/2014 |  | 03/23/2020
Waterfurnace International, Inc. | York | YBSV/YBSH018**0*4 |  | Ground-Source | WBAHP: Heat Pump Packaged Unit | Heat Pump | 230 | 1 |  |  | No Match | Single-Speed |  |  |  | 18000 | 1111 | 16.2 | 13.4 | 12600 | 1119 | 3.3 | 3.1 | Non Federally-Regulated | 10/24/2014 |  | 03/23/2020
Waterfurnace International, Inc. | York | YBSV/YBSH012**0*0 |  | Ground-Source | WBAHP: Heat Pump Packaged Unit | Heat Pump | 208 | 1 |  |  | No Match | Single-Speed |  |  |  | 11200 | 789 | 14.2 | 13.4 | 10200 | 854 | 3.5 | 3.1 | Non Federally-Regulated | 10/24/2014 |  | 03/23/2020
Waterfurnace International, Inc. | WFI Industries, Ltd. | YS060**1*4 |  | Ground-Source | WBAHP: Heat Pump Packaged Unit | Heat Pump | 208 | 1 |  |  |  | Single-Speed |  |  |  | 60900 | 3402 | 17.9 | 13.4 | 47100 | 3834 | 3.6 | 3.1 | Non Federally-Regulated | 06/19/2015 |  | 03/23/2020
Waterfurnace International, Inc. | Waterfurnace International, Inc. | UBV/UBH006**2*0 |  | Ground-Source | WBAHP: Heat Pump Packaged Unit | Heat Pump | 265 | 1 |  |  | No Match | Single-Speed |  |  |  | 7400 | 477 | 15.5 | 13.4 | 5400 | 495 | 3.2 | 3.1 | Non Federally-Regulated | 12/12/2012 |  | 03/23/2020
Waterfurnace International, Inc. | Johnson Controls | RGSH023**0*0 |  | Ground-Source | WBAHP: Heat Pump Packaged Unit | Heat Pump | 208 | 1 |  |  | No Match | Single-Speed |  |  |  | 23900 | 1423 | 16.8 | 13.4 | 17000 | 1465 | 3.4 | 3.1 | Non Federally-Regulated | 01/24/2011 |  | 03/23/2020
Waterfurnace International, Inc. | Johnson Controls | RKV/RKH042**3*1 |  | Ground-Source | WBAHP: Heat Pump Packaged Unit | Heat Pump | 208 | 1 |  |  | No Match | Single-Speed |  |  |  | 41600 | 2237 | 18.6 | 13.4 | 27500 | 2178 | 3.7 | 3.1 | Non Federally-Regulated | 09/03/2012 |  | 03/23/2020
Waterfurnace International, Inc. | Johnson Controls | RJTV/RJTH038**3 |  | Ground-Source | WBAHP: Heat Pump Packaged Unit | Heat Pump | 208 | 3 |  |  | No Match | Dual-Speed |  |  |  | 40200 | 2000 | 20.1 | 13.4 | 27000 | 1885 | 4.2 | 3.1 | Non Federally-Regulated | 06/14/2011 |  | 03/23/2020
Waterfurnace International, Inc. | York | YKSV/YKSH030**0*1 |  | Ground-Source | WBAHP: Heat Pump Packaged Unit | Heat Pump | 208 | 1 |  |  | No Match | Single-Speed |  |  |  | 29400 | 1342 | 21.9 | 13.4 | 20000 | 1465 | 4 | 3.1 | Non Federally-Regulated | 10/24/2014 |  | 03/23/2020
Waterfurnace International, Inc. | York | YKSV/YKSH036**4*1 |  | Ground-Source | WBAHP: Heat Pump Packaged Unit | Heat Pump | 460 | 3 |  |  | No Match | Single-Speed |  |  |  | 35400 | 1580 | 22.4 | 13.4 | 24100 | 1605 | 4.4 | 3.1 | Non Federally-Regulated | 10/24/2014 |  | 03/23/2020
Waterfurnace International, Inc. | York | YBSV/YBSH024**4*4 |  | Ground-Source | WBAHP: Heat Pump Packaged Unit | Heat Pump | 460 | 3 |  |  | No Match | Single-Speed |  |  |  | 24500 | 1571 | 15.6 | 13.4 | 17000 | 1424 | 3.5 | 3.1 | Non Federally-Regulated | 10/24/2014 |  | 03/23/2020
Waterfurnace International, Inc. | Johnson Controls | RGSV041**4*1 |  | Ground-Source | WBAHP: Heat Pump Packaged Unit | Heat Pump | 460 | 3 |  |  | No Match | Single-Speed |  |  |  | 41000 | 2485 | 16.5 | 13.4 | 29000 | 2500 | 3.4 | 3.1 | Non Federally-Regulated | 01/24/2011 |  | 03/23/2020
Waterfurnace International, Inc. | American Standard, Inc. | A2GC036*A |  | Ground-Source | WBAHP: Heat Pump Packaged Unit | Heat Pump | 230 | 1 |  |  |  | Dual-Speed |  |  |  | 35100 | 2265 | 15.5 | 13.4 | 26000 | 2117 | 3.6 | 3.1 | Non Federally-Regulated | 04/22/2015 |  | 03/23/2020
Waterfurnace International, Inc. | WFI Industries, Ltd. | ZC018**0*0 |  | Ground-Source | WBAHP: Heat Pump Packaged Unit | Heat Pump | 230 | 1 |  |  |  | Single-Speed |  |  |  | 18500 | 1088 | 17 | 13.4 | 13700 | 1147 | 3.5 | 3.1 | Non Federally-Regulated | 04/22/2015 |  | 03/23/2020
Waterfurnace International, Inc. | Waterfurnace International, Inc. | NBV/NBH036**3*0 |  | Ground-Source | WBAHP: Heat Pump Packaged Unit | Heat Pump | 230 | 3 |  |  | No Match | Single-Speed |  |  |  | 34600 | 1765 | 19.6 | 13.4 | 24100 | 1766 | 4 | 3.1 | Non Federally-Regulated | 09/03/2012 |  | 03/23/2020
Waterfurnace International, Inc. | Johnson Controls | RKSV/RKSH048**0*4 |  | Ground-Source | WBAHP: Heat Pump Packaged Unit | Heat Pump | 208 | 1 |  |  | No Match | Single-Speed |  |  |  | 49300 | 2453 | 20.1 | 13.4 | 35000 | 2630 | 3.9 | 3.1 | Non Federally-Regulated | 01/09/2014 |  | 03/23/2020
Waterfurnace International, Inc. | Waterfurnace International, Inc. | SDV049*1* |  | Ground-Source | WBAHP: Heat Pump Packaged Unit | Heat Pump | 208 | 1 |  |  | No Match | Dual-Speed |  |  |  | 44600 | 2687 | 16.6 | 13.4 | 34000 | 2693 | 3.7 | 3.1 | Non Federally-Regulated | 01/24/2011 |  | 03/23/2020
Waterfurnace International, Inc. | Geosmart Energy, Inc. | YS036**1*4 |  | Ground-Source | WBAHP: Heat Pump Packaged Unit | Heat Pump | 208 | 1 |  |  |  | Single-Speed |  |  |  | 34500 | 1994 | 17.3 | 13.4 | 26000 | 2116 | 3.6 | 3.1 | Non Federally-Regulated | 05/01/2015 |  | 03/23/2020
Waterfurnace International, Inc. | Waterfurnace International, Inc. | NBV/NBH026**3*4 |  | Ground-Source | WBAHP: Heat Pump Packaged Unit | Heat Pump | 208 | 3 |  |  | No Match | Single-Speed |  |  |  | 27700 | 1358 | 20.4 | 13.4 | 19500 | 1329 | 4.3 | 3.1 | Non Federally-Regulated | 09/03/2012 |  | 03/23/2020
Waterfurnace International, Inc. | Johnson Controls | RGSH023**2*4 |  | Ground-Source | WBAHP: Heat Pump Packaged Unit | Heat Pump | 265 | 1 |  |  | No Match | Single-Speed |  |  |  | 23900 | 1406 | 17 | 13.4 | 17000 | 1384 | 3.6 | 3.1 | Non Federally-Regulated | 06/14/2011 |  | 03/23/2020
Waterfurnace International, Inc. | Waterfurnace International, Inc. | NBV/NBH009**2*0 |  | Ground-Source | WBAHP: Heat Pump Packaged Unit | Heat Pump | 230 | 1 |  |  | No Match | Single-Speed |  |  |  | 9800 | 587 | 16.7 | 13.4 | 7800 | 672 | 3.4 | 3.1 | Non Federally-Regulated | 05/02/2012 |  | 03/23/2020
Waterfurnace International, Inc. | York | YKSV/YKSH024**4*1 |  | Ground-Source | WBAHP: Heat Pump Packaged Unit | Heat Pump | 460 | 3 |  |  | No Match | Single-Speed |  |  |  | 26000 | 1327 | 19.6 | 13.4 | 19000 | 1465 | 3.8 | 3.1 | Non Federally-Regulated | 10/24/2014 |  | 03/23/2020
Waterfurnace International, Inc. | Geosmart Energy, Inc. | ZS030**4*1 |  | Ground-Source | WBAHP: Heat Pump Packaged Unit | Heat Pump | 460 | 3 |  |  | No Match | Single-Speed |  |  |  | 29000 | 1585 | 18.3 | 13.4 | 22800 | 1758 | 3.8 | 3.1 | Non Federally-Regulated | 01/24/2011 |  | 03/23/2020
Waterfurnace International, Inc. | York | YKSV/YKSH030**2*1 |  | Ground-Source | WBAHP: Heat Pump Packaged Unit | Heat Pump | 265 | 1 |  |  | No Match | Single-Speed |  |  |  | 29400 | 1342 | 21.9 | 13.4 | 20000 | 1465 | 4 | 3.1 | Non Federally-Regulated | 10/24/2014 |  | 03/23/2020
Waterfurnace International, Inc. | York | YKSV/YKSH030**4*1 |  | Ground-Source | WBAHP: Heat Pump Packaged Unit | Heat Pump | 460 | 3 |  |  | No Match | Single-Speed |  |  |  | 29400 | 1342 | 21.9 | 13.4 | 20000 | 1465 | 4 | 3.1 | Non Federally-Regulated | 10/24/2014 |  | 03/23/2020
Waterfurnace International, Inc. | Waterfurnace International, Inc. | NBV/NBH036**3*1 |  | Ground-Source | WBAHP: Heat Pump Packaged Unit | Heat Pump | 230 | 3 |  |  | No Match | Single-Speed |  |  |  | 35400 | 1580 | 22.4 | 13.4 | 24100 | 1605 | 4.4 | 3.1 | Non Federally-Regulated | 09/03/2012 |  | 03/23/2020
Waterfurnace International, Inc. | Waterfurnace International, Inc. | UBV/UBH030**4*4 |  | Ground-Source | WBAHP: Heat Pump Packaged Unit | Heat Pump | 460 | 3 |  |  | No Match | Single-Speed |  |  |  | 30000 | 1765 | 17 | 13.4 | 21000 | 1758 | 3.5 | 3.1 | Non Federally-Regulated | 08/23/2011 |  | 03/23/2020
Waterfurnace International, Inc. | Johnson Controls | RBSV/RBSH030**2*1 |  | Ground-Source | WBAHP: Heat Pump Packaged Unit | Heat Pump | 265 | 1 |  |  | No Match | Single-Speed |  |  |  | 30000 | 1765 | 17 | 13.4 | 21000 | 1758 | 3.5 | 3.1 | Non Federally-Regulated | 09/03/2012 |  | 03/23/2020
Waterfurnace International, Inc. | Johnson Controls | RGSV/RGSH060**0*4 |  | Ground-Source | WBAHP: Heat Pump Packaged Unit | Heat Pump | 230 | 1 |  |  | No Match | Single-Speed |  |  |  | 60900 | 3402 | 17.9 | 13.4 | 47100 | 3834 | 3.6 | 3.1 | Non Federally-Regulated | 03/02/2012 |  | 03/23/2020
Waterfurnace International, Inc. | Johnson Controls | RKV/RKH030**4*0 |  | Ground-Source | WBAHP: Heat Pump Packaged Unit | Heat Pump | 230 | 1 |  |  | No Match | Single-Speed |  |  |  | 29200 | 1384 | 21.1 | 13.4 | 19800 | 1527 | 3.8 | 3.1 | Non Federally-Regulated | 09/03/2012 |  | 03/23/2020
Waterfurnace International, Inc. | Waterfurnace International, Inc. | NDV/NDH038**0*1 |  | Ground-Source | WBAHP: Heat Pump Packaged Unit | Heat Pump | 230 | 1 |  |  | No Match | Dual-Speed |  |  |  | 40200 | 2000 | 20.1 | 13.4 | 27000 | 1885 | 4.2 | 3.1 | Non Federally-Regulated | 06/23/2011 |  | 03/23/2020
Waterfurnace International, Inc. | Johnson Controls | RKSV/RKSH012**0*0 |  | Ground-Source | WBAHP: Heat Pump Packaged Unit | Heat Pump | 208 | 1 |  |  | No Match | Single-Speed |  |  |  | 13000 | 722 | 18 | 13.4 | 9600 | 760 | 3.7 | 3.1 | Non Federally-Regulated | 01/09/2014 |  | 03/23/2020
Waterfurnace International, Inc. | York | YKSV/YKSH036**4*0 |  | Ground-Source | WBAHP: Heat Pump Packaged Unit | Heat Pump | 460 | 3 |  |  | No Match | Single-Speed |  |  |  | 34600 | 1765 | 19.6 | 13.4 | 24100 | 1766 | 4 | 3.1 | Non Federally-Regulated | 10/24/2014 |  | 03/23/2020
Waterfurnace International, Inc. | Waterfurnace International, Inc. | UBV/UBH070**4*1 |  | Ground-Source | WBAHP: Heat Pump Packaged Unit | Heat Pump | 460 | 3 |  |  | No Match | Single-Speed | 3296 | 800 |  | 68000 | 4096 | 16.6 | 13.4 | 49000 | 4103 | 3.5 | 3.1 | Non Federally-Regulated | 08/23/2011 |  | 03/23/2020
Waterfurnace International, Inc. | WFI Industries, Ltd. | GBV/GBH036**0*0 |  | Ground-Source | WBAHP: Heat Pump Packaged Unit | Heat Pump | 208 | 1 |  |  | No Match | Single-Speed |  |  |  | 34600 | 1765 | 19.6 | 13.4 | 24100 | 1766 | 4 | 3.1 | Non Federally-Regulated | 01/09/2014 |  | 03/23/2020
Waterfurnace International, Inc. | Geosmart Energy, Inc. | ZS048**3*1 |  | Ground-Source | WBAHP: Heat Pump Packaged Unit | Heat Pump | 230 | 3 |  |  | No Match | Single-Speed |  |  |  | 49500 | 2735 | 18.1 | 13.4 | 36900 | 3004 | 3.6 | 3.1 | Non Federally-Regulated | 01/24/2011 |  | 03/23/2020
Waterfurnace International, Inc. | Johnson Controls | RBSV/RBSH036**3*0 |  | Ground-Source | WBAHP: Heat Pump Packaged Unit | Heat Pump | 208 | 3 |  |  | No Match | Single-Speed |  |  |  | 36000 | 2209 | 16.3 | 13.4 | 26000 | 2309 | 3.3 | 3.1 | Non Federally-Regulated | 09/03/2012 |  | 03/23/2020
Waterfurnace International, Inc. | Geosmart Energy, Inc. | ZS036**3*1 |  | Ground-Source | WBAHP: Heat Pump Packaged Unit | Heat Pump | 208 | 3 |  |  | No Match | Single-Speed |  |  |  | 34500 | 1994 | 17.3 | 13.4 | 26000 | 2177 | 3.5 | 3.1 | Non Federally-Regulated | 01/24/2011 |  | 03/23/2020
Waterfurnace International, Inc. | Johnson Controls | RBSV/RBSH036**2*0 |  | Ground-Source | WBAHP: Heat Pump Packaged Unit | Heat Pump | 265 | 1 |  |  | No Match | Single-Speed |  |  |  | 36000 | 2209 | 16.3 | 13.4 | 26000 | 2309 | 3.3 | 3.1 | Non Federally-Regulated | 09/03/2012 |  | 03/23/2020
Waterfurnace International, Inc. | York | YKSV/YKSH048**0*0 |  | Ground-Source | WBAHP: Heat Pump Packaged Unit | Heat Pump | 208 | 1 |  |  | No Match | Single-Speed |  |  |  | 48900 | 2827 | 17.3 | 13.4 | 35000 | 2849 | 3.6 | 3.1 | Non Federally-Regulated | 10/24/2014 |  | 03/23/2020
Waterfurnace International, Inc. | WFI Industries, Ltd. | ZC023**0*0 |  | Ground-Source | WBAHP: Heat Pump Packaged Unit | Heat Pump | 208 | 1 |  |  |  | Single-Speed |  |  |  | 24000 | 1538 | 15.6 | 13.4 | 17500 | 1603 | 3.2 | 3.1 | Non Federally-Regulated | 04/22/2015 |  | 03/23/2020
Waterfurnace International, Inc. | York | YBSV/YBSH036**0*4 |  | Ground-Source | WBAHP: Heat Pump Packaged Unit | Heat Pump | 230 | 1 |  |  | No Match | Single-Speed |  |  |  | 36000 | 2118 | 17 | 13.4 | 26000 | 2177 | 3.5 | 3.1 | Non Federally-Regulated | 10/24/2014 |  | 03/23/2020
Waterfurnace International, Inc. | York | YKSV/YKSH030**3*0 |  | Ground-Source | WBAHP: Heat Pump Packaged Unit | Heat Pump | 208 | 3 |  |  | No Match | Single-Speed |  |  |  | 29200 | 1384 | 21.1 | 13.4 | 19800 | 1527 | 3.8 | 3.1 | Non Federally-Regulated | 10/24/2014 |  | 03/23/2020
Waterfurnace International, Inc. | WFI Industries, Ltd. | GBV/GBH036**3*4 |  | Ground-Source | WBAHP: Heat Pump Packaged Unit | Heat Pump | 208 | 3 |  |  | No Match | Single-Speed |  |  |  | 35400 | 1580 | 22.4 | 13.4 | 24100 | 1605 | 4.4 | 3.1 | Non Federally-Regulated | 01/09/2014 |  | 03/23/2020
Waterfurnace International, Inc. | York | YFV023**0*0 |  | Ground-Source | WBAHP: Heat Pump Packaged Unit | Heat Pump | 230 | 1 |  |  |  | Single-Speed |  |  |  | 24000 | 1538 | 15.6 | 13.4 | 17500 | 1603 | 3.2 | 3.1 | Non Federally-Regulated | 04/22/2015 |  | 03/23/2020
Waterfurnace International, Inc. | WFI Industries, Ltd. | ZS036**2*4 |  | Ground-Source | WBAHP: Heat Pump Packaged Unit | Heat Pump | 265 | 1 |  |  | No Match | Single-Speed |  |  |  | 34500 | 1994 | 17.3 | 13.4 | 26000 | 2117 | 3.6 | 3.1 | Non Federally-Regulated | 03/02/2012 |  | 03/23/2020
Waterfurnace International, Inc. | WFI Industries, Ltd. | ZBV/ZBH042**0*1 |  | Ground-Source | WBAHP: Heat Pump Packaged Unit | Heat Pump | 208 | 1 |  |  | No Match | Single-Speed |  |  |  | 42000 | 2530 | 16.6 | 13.4 | 30500 | 2554 | 3.5 | 3.1 | Non Federally-Regulated | 01/09/2014 |  | 03/23/2020
Waterfurnace International, Inc. | Waterfurnace International, Inc. | UBV/UBH024**3*0 |  | Ground-Source | WBAHP: Heat Pump Packaged Unit | Heat Pump | 230 | 3 |  |  | No Match | Single-Speed |  |  |  | 24500 | 1655 | 14.8 | 13.4 | 17000 | 1510 | 3.3 | 3.1 | Non Federally-Regulated | 08/23/2011 |  | 03/23/2020
Waterfurnace International, Inc. | Waterfurnace International, Inc. | NBV/NBH038**2*4 |  | Ground-Source | WBAHP: Heat Pump Packaged Unit | Heat Pump | 265 | 1 |  |  | No Match | Single-Speed |  |  |  | 40200 | 1914 | 21 | 13.4 | 26700 | 1909 | 4.1 | 3.1 | Non Federally-Regulated | 09/03/2012 |  | 03/23/2020
Waterfurnace International, Inc. | American Standard, Inc. | A2GY064***1* |  | Ground-Source | WBAHP: Heat Pump Packaged Unit | Heat Pump | 208 | 1 |  |  | No Match | Dual-Speed | 3648 | 718 |  | 60500 | 3929 | 15.4 | 13.4 | 42000 | 3517 | 3.5 | 3.1 | Non Federally-Regulated | 08/23/2011 |  | 03/23/2020
Waterfurnace International, Inc. | Trane Unitary Products Group | T2GY038***1* |  | Ground-Source | WBAHP: Heat Pump Packaged Unit | Heat Pump | 230 | 1 |  |  | No Match | Dual-Speed |  |  |  | 35800 | 1935 | 18.5 | 13.4 | 24800 | 1817 | 4 | 3.1 | Non Federally-Regulated | 08/23/2011 |  | 03/23/2020
Waterfurnace International, Inc. | Waterfurnace International, Inc. | UBV/UBH042**0*1 |  | Ground-Source | WBAHP: Heat Pump Packaged Unit | Heat Pump | 208 | 1 |  |  | No Match | Single-Speed |  |  |  | 42000 | 2530 | 16.6 | 13.4 | 30500 | 2554 | 3.5 | 3.1 | Non Federally-Regulated | 08/23/2011 |  | 03/23/2020
Waterfurnace International, Inc. | Geosmart Energy, Inc. | QT038**1*(1,2) |  | Ground-Source | WBAHP: Heat Pump Packaged Unit | Heat Pump | 230 | 1 |  |  | No Match | Dual-Speed |  |  |  | 36900 | 1942 | 19 | 13.4 | 27000 | 2029 | 3.9 | 3.1 | Non Federally-Regulated | 01/09/2014 |  | 03/23/2020
Waterfurnace International, Inc. | WFI Industries, Ltd. | GBV/GBH015**2*0 |  | Ground-Source | WBAHP: Heat Pump Packaged Unit | Heat Pump | 265 | 1 |  |  | No Match | Single-Speed |  |  |  | 15000 | 833 | 18 | 13.4 | 12000 | 925 | 3.8 | 3.1 | Non Federally-Regulated | 01/09/2014 |  | 03/23/2020
Waterfurnace International, Inc. | Johnson Controls | RGSV/RGSH048**4*0 |  | Ground-Source | WBAHP: Heat Pump Packaged Unit | Heat Pump | 460 | 3 |  |  | No Match | Single-Speed |  |  |  | 49500 | 2946 | 16.8 | 13.4 | 36900 | 3277 | 3.3 | 3.1 | Non Federally-Regulated | 01/24/2011 |  | 03/23/2020
Waterfurnace International, Inc. | Waterfurnace International, Inc. | NDV/NDH026*1*1 |  | Ground-Source | WBAHP: Heat Pump Packaged Unit | Heat Pump | 208 | 1 |  |  | No Match | Dual-Speed |  |  |  | 27200 | 1462 | 18.6 | 13.4 | 19500 | 1361 | 4.2 | 3.1 | Non Federally-Regulated | 01/24/2011 |  | 03/23/2020
Waterfurnace International, Inc. | Johnson Controls | RKV/RKH036**3*4 |  | Ground-Source | WBAHP: Heat Pump Packaged Unit | Heat Pump | 230 | 1 |  |  | No Match | Single-Speed |  |  |  | 34600 | 1765 | 19.6 | 13.4 | 24100 | 1766 | 4 | 3.1 | Non Federally-Regulated | 09/03/2012 |  | 03/23/2020
Waterfurnace International, Inc. | York | YAFS018**1*(1,4) |  | Ground-Source | WBAHP: Heat Pump Packaged Unit | Heat Pump | 208 | 1 |  |  | No Match | Single-Speed |  |  |  | 18500 | 974 | 19 | 13.4 | 14700 | 1051 | 4.1 | 3.1 | Non Federally-Regulated | 01/09/2014 |  | 03/23/2020
Waterfurnace International, Inc. | Johnson Controls | RGSV/RGSH042**3*4 |  | Ground-Source | WBAHP: Heat Pump Packaged Unit | Heat Pump | 230 | 3 |  |  | No Match | Single-Speed |  |  |  | 42300 | 2286 | 18.5 | 13.4 | 29900 | 2368 | 3.7 | 3.1 | Non Federally-Regulated | 06/14/2011 |  | 03/23/2020
Waterfurnace International, Inc. | WFI Industries, Ltd. | GBV/GBH009**2*0 |  | Ground-Source | WBAHP: Heat Pump Packaged Unit | Heat Pump | 230 | 1 |  |  | No Match | Single-Speed |  |  |  | 9800 | 587 | 16.7 | 13.4 | 7800 | 672 | 3.4 | 3.1 | Non Federally-Regulated | 01/09/2014 |  | 03/23/2020
Waterfurnace International, Inc. | York | YBSV/YBSH042**4*4 |  | Ground-Source | WBAHP: Heat Pump Packaged Unit | Heat Pump | 460 | 3 |  |  | No Match | Single-Speed |  |  |  | 42000 | 2530 | 16.6 | 13.4 | 30500 | 2554 | 3.5 | 3.1 | Non Federally-Regulated | 10/24/2014 |  | 03/23/2020
Waterfurnace International, Inc. | Johnson Controls | RKV/RKH036**4*0 |  | Ground-Source | WBAHP: Heat Pump Packaged Unit | Heat Pump | 208 | 1 |  |  | No Match | Single-Speed |  |  |  | 34600 | 1765 | 19.6 | 13.4 | 24100 | 1766 | 4 | 3.1 | Non Federally-Regulated | 09/03/2012 |  | 03/23/2020
Waterfurnace International, Inc. | Johnson Controls | RKSV/RKSH015**2*0 |  | Ground-Source | WBAHP: Heat Pump Packaged Unit | Heat Pump | 265 | 1 |  |  | No Match | Single-Speed |  |  |  | 15000 | 833 | 18 | 13.4 | 12000 | 925 | 3.8 | 3.1 | Non Federally-Regulated | 01/09/2014 |  | 03/23/2020
Waterfurnace International, Inc. | Johnson Controls | RGSV/RGSH018**2*0 |  | Ground-Source | WBAHP: Heat Pump Packaged Unit | Heat Pump | 265 | 1 |  |  | No Match | Single-Speed |  |  |  | 18500 | 1088 | 17 | 13.4 | 13700 | 1147 | 3.5 | 3.1 | Non Federally-Regulated | 01/24/2011 |  | 03/23/2020
Waterfurnace International, Inc. | York | YACT038**1*(1,2) |  | Ground-Source | WBAHP: Heat Pump Packaged Unit | Heat Pump | 230 | 1 |  |  | No Match | Dual-Speed |  |  |  | 36900 | 1942 | 19 | 13.4 | 27000 | 2029 | 3.9 | 3.1 | Non Federally-Regulated | 01/09/2014 |  | 03/23/2020
Waterfurnace International, Inc. | WFI Industries, Ltd. | ZBV/ZBH060**4*0 |  | Ground-Source | WBAHP: Heat Pump Packaged Unit | Heat Pump | 460 | 3 |  |  | No Match | Single-Speed |  |  |  | 58000 | 3816 | 15.2 | 13.4 | 43000 | 3819 | 3.3 | 3.1 | Non Federally-Regulated | 01/09/2014 |  | 03/23/2020
Waterfurnace International, Inc. | Waterfurnace International, Inc. | NDV/NDH038*1*1 |  | Ground-Source | WBAHP: Heat Pump Packaged Unit | Heat Pump | 230 | 1 |  |  | No Match | Dual-Speed |  |  |  | 40200 | 2000 | 20.1 | 13.4 | 27000 | 1884 | 4.2 | 3.1 | Non Federally-Regulated | 06/14/2011 |  | 03/23/2020
Waterfurnace International, Inc. | Johnson Controls | RKV/RKH036**3*1 |  | Ground-Source | WBAHP: Heat Pump Packaged Unit | Heat Pump | 230 | 1 |  |  | No Match | Single-Speed |  |  |  | 34600 | 1765 | 19.6 | 13.4 | 24100 | 1766 | 4 | 3.1 | Non Federally-Regulated | 09/03/2012 |  | 03/23/2020
Waterfurnace International, Inc. | Johnson Controls | RGSH023**3*1 |  | Ground-Source | WBAHP: Heat Pump Packaged Unit | Heat Pump | 230 | 3 |  |  | No Match | Single-Speed |  |  |  | 23900 | 1406 | 17 | 13.4 | 17000 | 1384 | 3.6 | 3.1 | Non Federally-Regulated | 01/24/2011 |  | 03/23/2020
Waterfurnace International, Inc. | Waterfurnace International, Inc. | NBV/NBH018**2*1 |  | Ground-Source | WBAHP: Heat Pump Packaged Unit | Heat Pump | 265 | 1 |  |  | No Match | Single-Speed |  |  |  | 18500 | 974 | 19 | 13.4 | 14700 | 1051 | 4.1 | 3.1 | Non Federally-Regulated | 09/03/2012 |  | 03/23/2020
Waterfurnace International, Inc. | York | YKSV/YKSH036**2*4 |  | Ground-Source | WBAHP: Heat Pump Packaged Unit | Heat Pump | 265 | 1 |  |  | No Match | Single-Speed |  |  |  | 35400 | 1580 | 22.4 | 13.4 | 24100 | 1605 | 4.4 | 3.1 | Non Federally-Regulated | 10/24/2014 |  | 03/23/2020
Waterfurnace International, Inc. | York | YAFS018**1*0 |  | Ground-Source | WBAHP: Heat Pump Packaged Unit | Heat Pump | 230 | 1 |  |  | No Match | Single-Speed |  |  |  | 18500 | 1028 | 18 | 13.4 | 14700 | 1134 | 3.8 | 3.1 | Non Federally-Regulated | 01/09/2014 |  | 03/23/2020
Waterfurnace International, Inc. | Geosmart Energy, Inc. | ZS060**4*0 |  | Ground-Source | WBAHP: Heat Pump Packaged Unit | Heat Pump | 460 | 3 |  |  | No Match | Single-Speed |  |  |  | 60900 | 3669 | 16.6 | 13.4 | 47100 | 4183 | 3.3 | 3.1 | Non Federally-Regulated | 01/24/2011 |  | 03/23/2020
Waterfurnace International, Inc. | Johnson Controls | RGSV/RGSH042**4*1 |  | Ground-Source | WBAHP: Heat Pump Packaged Unit | Heat Pump | 460 | 3 |  |  | No Match | Single-Speed |  |  |  | 42300 | 2286 | 18.5 | 13.4 | 29900 | 2368 | 3.7 | 3.1 | Non Federally-Regulated | 01/24/2011 |  | 03/23/2020
Waterfurnace International, Inc. | WFI Industries, Ltd. | GBV/GBH026**4*4 |  | Ground-Source | WBAHP: Heat Pump Packaged Unit | Heat Pump | 460 | 3 |  |  | No Match | Single-Speed |  |  |  | 27700 | 1358 | 20.4 | 13.4 | 19500 | 1329 | 4.3 | 3.1 | Non Federally-Regulated | 01/09/2014 |  | 03/23/2020
Waterfurnace International, Inc. | Waterfurnace International, Inc. | UBV/UBH030**0*4 |  | Ground-Source | WBAHP: Heat Pump Packaged Unit | Heat Pump | 230 | 1 |  |  | No Match | Single-Speed |  |  |  | 30000 | 1765 | 17 | 13.4 | 21000 | 1758 | 3.5 | 3.1 | Non Federally-Regulated | 08/23/2011 |  | 03/23/2020
Waterfurnace International, Inc. | Geosmart Energy, Inc. | ZS041**3*4 |  | Ground-Source | WBAHP: Heat Pump Packaged Unit | Heat Pump | 208 | 3 |  |  | No Match | Single-Speed |  |  |  | 41000 | 2485 | 16.5 | 13.4 | 29000 | 2428 | 3.5 | 3.1 | Non Federally-Regulated | 06/14/2011 |  | 03/23/2020
Waterfurnace International, Inc. | Johnson Controls | RKV/RKH030**4*4 |  | Ground-Source | WBAHP: Heat Pump Packaged Unit | Heat Pump | 230 | 1 |  |  | No Match | Single-Speed |  |  |  | 29200 | 1384 | 21.1 | 13.4 | 19800 | 1527 | 3.8 | 3.1 | Non Federally-Regulated | 09/03/2012 |  | 03/23/2020
Waterfurnace International, Inc. | York | YAFS042**1*(0,3) |  | Ground-Source | WBAHP: Heat Pump Packaged Unit | Heat Pump | 208 | 1 |  |  | No Match | Single-Speed |  |  |  | 41600 | 2237 | 18.6 | 13.4 | 27500 | 2178 | 3.7 | 3.1 | Non Federally-Regulated | 01/09/2014 |  | 03/23/2020
Waterfurnace International, Inc. | Johnson Controls | RGSV/RGSH030**0*4 |  | Ground-Source | WBAHP: Heat Pump Packaged Unit | Heat Pump | 230 | 1 |  |  | No Match | Single-Speed |  |  |  | 29000 | 1585 | 18.3 | 13.4 | 22800 | 1758 | 3.8 | 3.1 | Non Federally-Regulated | 06/14/2011 |  | 03/23/2020
Waterfurnace International, Inc. | Johnson Controls | RGSV/RGSH024**2*4 |  | Ground-Source | WBAHP: Heat Pump Packaged Unit | Heat Pump | 265 | 1 |  |  | No Match | Single-Speed |  |  |  | 24400 | 1394 | 17.5 | 13.4 | 17500 | 1350 | 3.8 | 3.1 | Non Federally-Regulated | 06/14/2011 |  | 03/23/2020
Waterfurnace International, Inc. | Johnson Controls | RKTV/RKTH049**3*1 |  | Ground-Source | WBAHP: Heat Pump Packaged Unit | Heat Pump | 230 | 3 |  |  | No Match | Single-Speed |  |  |  | 52000 | 2600 | 20 | 13.4 | 37400 | 2740 | 4 | 3.1 | Non Federally-Regulated | 01/09/2014 |  | 03/23/2020
Waterfurnace International, Inc. | York | YAFS048**1*(1,2,4) |  | Ground-Source | WBAHP: Heat Pump Packaged Unit | Heat Pump | 230 | 1 |  |  | No Match | Single-Speed |  |  |  | 49300 | 2453 | 20.1 | 13.4 | 35000 | 2630 | 3.9 | 3.1 | Non Federally-Regulated | 01/09/2014 |  | 03/23/2020
Waterfurnace International, Inc. | Johnson Controls | RBSV/RBSH048**0*1 |  | Ground-Source | WBAHP: Heat Pump Packaged Unit | Heat Pump | 208 | 1 |  |  | No Match | Single-Speed |  |  |  | 49500 | 3094 | 16 | 13.4 | 36500 | 3056 | 3.5 | 3.1 | Non Federally-Regulated | 09/03/2012 |  | 03/23/2020
Waterfurnace International, Inc. | Waterfurnace International, Inc. | NBV/NBH036**4*0 |  | Ground-Source | WBAHP: Heat Pump Packaged Unit | Heat Pump | 460 | 3 |  |  | No Match | Single-Speed |  |  |  | 34600 | 1765 | 19.6 | 13.4 | 24100 | 1766 | 4 | 3.1 | Non Federally-Regulated | 09/03/2012 |  | 03/23/2020
Waterfurnace International, Inc. | Waterfurnace International, Inc. | UBV/UBH070**0*0 |  | Ground-Source | WBAHP: Heat Pump Packaged Unit | Heat Pump | 230 | 1 |  |  | No Match | Single-Speed | 3419 | 940 |  | 68000 | 4359 | 15.6 | 13.4 | 49000 | 4352 | 3.3 | 3.1 | Non Federally-Regulated | 08/23/2011 |  | 03/23/2020
Waterfurnace International, Inc. | Johnson Controls | RGSV/RGSH015**0*1 |  | Ground-Source | WBAHP: Heat Pump Packaged Unit | Heat Pump | 230 | 1 |  |  | No Match | Single-Speed |  |  |  | 14700 | 840 | 17.5 | 13.4 | 11500 | 911 | 3.7 | 3.1 | Non Federally-Regulated | 01/24/2011 |  | 03/23/2020
Waterfurnace International, Inc. | Waterfurnace International, Inc. | NBV/NBH070**4*1 |  | Ground-Source | WBAHP: Heat Pump Packaged Unit | Heat Pump | 460 | 3 |  |  | No Match | Single-Speed | 3572 | 450 | 0 | 70600 | 3922 | 18 | 13.4 | 52500 | 4158 | 3.7 | 3.1 | Non Federally-Regulated | 09/03/2012 |  | 03/23/2020
Waterfurnace International, Inc. | Geosmart Energy, Inc. | ZS060**0*4 |  | Ground-Source | WBAHP: Heat Pump Packaged Unit | Heat Pump | 208 | 1 |  |  | No Match | Single-Speed |  |  |  | 60900 | 3402 | 17.9 | 13.4 | 47100 | 3834 | 3.6 | 3.1 | Non Federally-Regulated | 03/02/2012 |  | 03/23/2020
Waterfurnace International, Inc. | WFI Industries, Ltd. | ZBV/ZBH015**2*0 |  | Ground-Source | WBAHP: Heat Pump Packaged Unit | Heat Pump | 265 | 1 |  |  | No Match | Single-Speed |  |  |  | 14000 | 915 | 15.3 | 13.4 | 10400 | 952 | 3.2 | 3.1 | Non Federally-Regulated | 01/09/2014 |  | 03/23/2020
Waterfurnace International, Inc. | Johnson Controls | RGSV/RGSH042**4*4 |  | Ground-Source | WBAHP: Heat Pump Packaged Unit | Heat Pump | 460 | 3 |  |  | No Match | Single-Speed |  |  |  | 42300 | 2286 | 18.5 | 13.4 | 29900 | 2368 | 3.7 | 3.1 | Non Federally-Regulated | 06/14/2011 |  | 03/23/2020
Waterfurnace International, Inc. | Johnson Controls | RJTV/RJTH026**2 |  | Ground-Source | WBAHP: Heat Pump Packaged Unit | Heat Pump | 265 | 1 |  |  | No Match | Dual-Speed |  |  |  | 27200 | 1462 | 18.6 | 13.4 | 19500 | 1361 | 4.2 | 3.1 | Non Federally-Regulated | 01/24/2011 |  | 03/23/2020
Waterfurnace International, Inc. | Waterfurnace International, Inc. | UBV/UBH015**2*4 |  | Ground-Source | WBAHP: Heat Pump Packaged Unit | Heat Pump | 265 | 1 |  |  | No Match | Single-Speed |  |  |  | 14200 | 904 | 15.7 | 13.4 | 11000 | 977 | 3.3 | 3.1 | Non Federally-Regulated | 12/12/2012 |  | 03/23/2020
Waterfurnace International, Inc. | Waterfurnace International, Inc. | NBV/NBH038**0*1 |  | Ground-Source | WBAHP: Heat Pump Packaged Unit | Heat Pump | 208 | 1 |  |  | No Match | Single-Speed |  |  |  | 40200 | 1914 | 21 | 13.4 | 26700 | 1909 | 4.1 | 3.1 | Non Federally-Regulated | 09/03/2012 |  | 03/23/2020
Waterfurnace International, Inc. | Waterfurnace International, Inc. | NBV/NBH015**2*1 |  | Ground-Source | WBAHP: Heat Pump Packaged Unit | Heat Pump | 265 | 1 |  |  | No Match | Single-Speed |  |  |  | 15000 | 798 | 18.8 | 13.4 | 12000 | 879 | 4 | 3.1 | Non Federally-Regulated | 09/03/2012 |  | 03/23/2020
Waterfurnace International, Inc. | Johnson Controls | RKV/RKH024**2*4 |  | Ground-Source | WBAHP: Heat Pump Packaged Unit | Heat Pump | 208 | 1 |  |  | No Match | Single-Speed |  |  |  | 26000 | 1354 | 19.2 | 13.4 | 18900 | 1497 | 3.7 | 3.1 | Non Federally-Regulated | 09/03/2012 |  | 03/23/2020
Waterfurnace International, Inc. | WFI Industries, Ltd. | ZS024**2*4 |  | Ground-Source | WBAHP: Heat Pump Packaged Unit | Heat Pump | 265 | 1 |  |  | No Match | Single-Speed |  |  |  | 24400 | 1394 | 17.5 | 13.4 | 17500 | 1350 | 3.8 | 3.1 | Non Federally-Regulated | 06/14/2011 |  | 03/23/2020
Waterfurnace International, Inc. | WFI Industries, Ltd. | ZBV/ZBH048**3*0 |  | Ground-Source | WBAHP: Heat Pump Packaged Unit | Heat Pump | 230 | 3 |  |  | No Match | Single-Speed |  |  |  | 49500 | 3300 | 15 | 13.4 | 36500 | 3242 | 3.3 | 3.1 | Non Federally-Regulated | 01/09/2014 |  | 03/23/2020
Waterfurnace International, Inc. | York | YBSV/YBSH036**4*0 |  | Ground-Source | WBAHP: Heat Pump Packaged Unit | Heat Pump | 460 | 3 |  |  | No Match | Single-Speed |  |  |  | 36000 | 2209 | 16.3 | 13.4 | 26000 | 2309 | 3.3 | 3.1 | Non Federally-Regulated | 10/24/2014 |  | 03/23/2020
Waterfurnace International, Inc. | Waterfurnace International, Inc. | NBV/NBH048**0*0 |  | Ground-Source | WBAHP: Heat Pump Packaged Unit | Heat Pump | 208 | 1 |  |  | No Match | Single-Speed |  |  |  | 48900 | 2827 | 17.3 | 13.4 | 35000 | 2849 | 3.6 | 3.1 | Non Federally-Regulated | 09/03/2012 |  | 03/23/2020
Waterfurnace International, Inc. | WFI Industries, Ltd. | YS030**1*0 |  | Ground-Source | WBAHP: Heat Pump Packaged Unit | Heat Pump | 230 | 1 |  |  |  | Single-Speed |  |  |  | 29000 | 1705 | 17 | 13.4 | 22800 | 1909 | 3.5 | 3.1 | Non Federally-Regulated | 06/19/2015 |  | 03/23/2020
Waterfurnace International, Inc. | Johnson Controls | RKSV/RKSH018**2*0 |  | Ground-Source | WBAHP: Heat Pump Packaged Unit | Heat Pump | 265 | 1 |  |  | No Match | Single-Speed |  |  |  | 18500 | 1028 | 18 | 13.4 | 14700 | 1134 | 3.8 | 3.1 | Non Federally-Regulated | 01/09/2014 |  | 03/23/2020
Waterfurnace International, Inc. | WFI Industries, Ltd. | ZC018**2*0 |  | Ground-Source | WBAHP: Heat Pump Packaged Unit | Heat Pump | 265 | 1 |  |  |  | Single-Speed |  |  |  | 18500 | 1088 | 17 | 13.4 | 13700 | 1147 | 3.5 | 3.1 | Non Federally-Regulated | 04/22/2015 |  | 03/23/2020
Waterfurnace International, Inc. | WFI Industries, Ltd. | GBV/GBH030**3*4 |  | Ground-Source | WBAHP: Heat Pump Packaged Unit | Heat Pump | 208 | 3 |  |  | No Match | Single-Speed |  |  |  | 29400 | 1342 | 21.9 | 13.4 | 20000 | 1465 | 4 | 3.1 | Non Federally-Regulated | 01/09/2014 |  | 03/23/2020
Waterfurnace International, Inc. | Johnson Controls | RKV/RKH015**0*4 |  | Ground-Source | WBAHP: Heat Pump Packaged Unit | Heat Pump | 208 | 1 |  |  | No Match | Single-Speed |  |  |  | 15000 | 798 | 18.8 | 13.4 | 12000 | 879 | 4 | 3.1 | Non Federally-Regulated | 09/03/2012 |  | 03/23/2020
Waterfurnace International, Inc. | WFI Industries, Ltd. | GBV/GBH036**4*0 |  | Ground-Source | WBAHP: Heat Pump Packaged Unit | Heat Pump | 460 | 3 |  |  | No Match | Single-Speed |  |  |  | 34600 | 1765 | 19.6 | 13.4 | 24100 | 1766 | 4 | 3.1 | Non Federally-Regulated | 01/09/2014 |  | 03/23/2020
Waterfurnace International, Inc. | Waterfurnace International, Inc. | UBV/UBH042**4*1 |  | Ground-Source | WBAHP: Heat Pump Packaged Unit | Heat Pump | 460 | 3 |  |  | No Match | Single-Speed |  |  |  | 42000 | 2530 | 16.6 | 13.4 | 30500 | 2554 | 3.5 | 3.1 | Non Federally-Regulated | 08/23/2011 |  | 03/23/2020
Waterfurnace International, Inc. | Geosmart Energy, Inc. | ZS041**0*1 |  | Ground-Source | WBAHP: Heat Pump Packaged Unit | Heat Pump | 208 | 1 |  |  | No Match | Single-Speed |  |  |  | 41000 | 2485 | 16.5 | 13.4 | 29000 | 2500 | 3.4 | 3.1 | Non Federally-Regulated | 01/24/2011 |  | 03/23/2020
Waterfurnace International, Inc. | WFI Industries, Ltd. | GBV/GBH049**4*4 |  | Ground-Source | WBAHP: Heat Pump Packaged Unit | Heat Pump | 460 | 3 |  |  | No Match | Single-Speed |  |  |  | 52000 | 2600 | 20 | 13.4 | 37400 | 2740 | 4 | 3.1 | Non Federally-Regulated | 01/09/2014 |  | 03/23/2020
Waterfurnace International, Inc. | Geosmart Energy, Inc. | ZS048**4*4 |  | Ground-Source | WBAHP: Heat Pump Packaged Unit | Heat Pump | 460 | 3 |  |  | No Match | Single-Speed |  |  |  | 49500 | 2735 | 18.1 | 13.4 | 36900 | 3004 | 3.6 | 3.1 | Non Federally-Regulated | 06/14/2011 |  | 03/23/2020
Waterfurnace International, Inc. | Johnson Controls | RBSV/RBSH060**0*0 |  | Ground-Source | WBAHP: Heat Pump Packaged Unit | Heat Pump | 208 | 1 |  |  | No Match | Single-Speed |  |  |  | 58000 | 3816 | 15.2 | 13.4 | 43000 | 3819 | 3.3 | 3.1 | Non Federally-Regulated | 09/03/2012 |  | 03/23/2020
Waterfurnace International, Inc. | Waterfurnace International, Inc. | UBV/UBH048**4*0 |  | Ground-Source | WBAHP: Heat Pump Packaged Unit | Heat Pump | 460 | 3 |  |  | No Match | Single-Speed |  |  |  | 49500 | 3300 | 15 | 13.4 | 36500 | 3242 | 3.3 | 3.1 | Non Federally-Regulated | 08/23/2011 |  | 03/23/2020
Waterfurnace International, Inc. | York | YBSV/YBSH030**2*1 |  | Ground-Source | WBAHP: Heat Pump Packaged Unit | Heat Pump | 265 | 1 |  |  | No Match | Single-Speed |  |  |  | 30000 | 1765 | 17 | 13.4 | 21000 | 1758 | 3.5 | 3.1 | Non Federally-Regulated | 10/24/2014 |  | 03/23/2020
Waterfurnace International, Inc. | Waterfurnace International, Inc. | UBV/UBH024**0*4 |  | Ground-Source | WBAHP: Heat Pump Packaged Unit | Heat Pump | 208 | 1 |  |  | No Match | Single-Speed |  |  |  | 24500 | 1571 | 15.6 | 13.4 | 17000 | 1424 | 3.5 | 3.1 | Non Federally-Regulated | 08/23/2011 |  | 03/23/2020
Waterfurnace International, Inc. | WFI Industries, Ltd. | ZBV/ZBH036**4*4 |  | Ground-Source | WBAHP: Heat Pump Packaged Unit | Heat Pump | 460 | 3 |  |  | No Match | Single-Speed |  |  |  | 36000 | 2118 | 17 | 13.4 | 26000 | 2177 | 3.5 | 3.1 | Non Federally-Regulated | 01/09/2014 |  | 03/23/2020
Waterfurnace International, Inc. | Johnson Controls | RBSV/RBSH042**3*4 |  | Ground-Source | WBAHP: Heat Pump Packaged Unit | Heat Pump | 230 | 3 |  |  | No Match | Single-Speed |  |  |  | 42000 | 2530 | 16.6 | 13.4 | 30500 | 2554 | 3.5 | 3.1 | Non Federally-Regulated | 09/03/2012 |  | 03/23/2020
Waterfurnace International, Inc. | Johnson Controls | RKSV/RKSH048**3*4 |  | Ground-Source | WBAHP: Heat Pump Packaged Unit | Heat Pump | 208 | 3 |  |  | No Match | Single-Speed |  |  |  | 49300 | 2453 | 20.1 | 13.4 | 35000 | 2630 | 3.9 | 3.1 | Non Federally-Regulated | 01/09/2014 |  | 03/23/2020
Waterfurnace International, Inc. | York | YBSV/YBSH036**0*0 |  | Ground-Source | WBAHP: Heat Pump Packaged Unit | Heat Pump | 230 | 1 |  |  | No Match | Single-Speed |  |  |  | 36000 | 2209 | 16.3 | 13.4 | 26000 | 2309 | 3.3 | 3.1 | Non Federally-Regulated | 10/24/2014 |  | 03/23/2020
Waterfurnace International, Inc. | Waterfurnace International, Inc. | NBV/NBH036**2*1 |  | Ground-Source | WBAHP: Heat Pump Packaged Unit | Heat Pump | 265 | 1 |  |  | No Match | Single-Speed |  |  |  | 35400 | 1580 | 22.4 | 13.4 | 24100 | 1605 | 4.4 | 3.1 | Non Federally-Regulated | 09/03/2012 |  | 03/23/2020
Waterfurnace International, Inc. | WFI Industries, Ltd. | ZBV/ZBH024**4*0 |  | Ground-Source | WBAHP: Heat Pump Packaged Unit | Heat Pump | 460 | 3 |  |  | No Match | Single-Speed |  |  |  | 24500 | 1655 | 14.8 | 13.4 | 17000 | 1510 | 3.3 | 3.1 | Non Federally-Regulated | 01/09/2014 |  | 03/23/2020
Waterfurnace International, Inc. | Johnson Controls | RGSV/RGSH048**3*1 |  | Ground-Source | WBAHP: Heat Pump Packaged Unit | Heat Pump | 208 | 3 |  |  | No Match | Single-Speed |  |  |  | 49500 | 2735 | 18.1 | 13.4 | 36900 | 3004 | 3.6 | 3.1 | Non Federally-Regulated | 01/24/2011 |  | 03/23/2020
Waterfurnace International, Inc. | Waterfurnace International, Inc. | NBV/NBH060**0*0 |  | Ground-Source | WBAHP: Heat Pump Packaged Unit | Heat Pump | 230 | 1 |  |  | No Match | Single-Speed | 3011 | 600 | 0 | 65500 | 3599 | 18.2 | 13.4 | 43200 | 3422 | 3.7 | 3.1 | Non Federally-Regulated | 09/03/2012 |  | 03/23/2020
Waterfurnace International, Inc. | Waterfurnace International, Inc. | UBV/UBH048**4*1 |  | Ground-Source | WBAHP: Heat Pump Packaged Unit | Heat Pump | 460 | 3 |  |  | No Match | Single-Speed |  |  |  | 49500 | 3094 | 16 | 13.4 | 36500 | 3056 | 3.5 | 3.1 | Non Federally-Regulated | 08/23/2011 |  | 03/23/2020
Waterfurnace International, Inc. | York | YKSV/YKSH030**0*0 |  | Ground-Source | WBAHP: Heat Pump Packaged Unit | Heat Pump | 230 | 1 |  |  | No Match | Single-Speed |  |  |  | 29200 | 1384 | 21.1 | 13.4 | 19800 | 1527 | 3.8 | 3.1 | Non Federally-Regulated | 10/24/2014 |  | 03/23/2020
Waterfurnace International, Inc. | Johnson Controls | RKTV/RKTH049**0*1 |  | Ground-Source | WBAHP: Heat Pump Packaged Unit | Heat Pump | 208 | 1 |  |  | No Match | Single-Speed |  |  |  | 52000 | 2600 | 20 | 13.4 | 37400 | 2740 | 4 | 3.1 | Non Federally-Regulated | 01/09/2014 |  | 03/23/2020
Waterfurnace International, Inc. | American Standard, Inc. | A2GY038***1**(1,2) |  | Ground-Source | WBAHP: Heat Pump Packaged Unit | Heat Pump | 230 | 1 |  |  | No Match | Dual-Speed |  |  |  | 36900 | 1942 | 19 | 13.4 | 27000 | 2029 | 3.9 | 3.1 | Non Federally-Regulated | 01/09/2014 |  | 03/23/2020
Waterfurnace International, Inc. | Geosmart Energy, Inc. | ZS024**2*4 |  | Ground-Source | WBAHP: Heat Pump Packaged Unit | Heat Pump | 265 | 1 |  |  | No Match | Single-Speed |  |  |  | 24400 | 1394 | 17.5 | 13.4 | 17500 | 1350 | 3.8 | 3.1 | Non Federally-Regulated | 06/14/2011 |  | 03/23/2020
Waterfurnace International, Inc. | Johnson Controls | RBSV/RBSH042**0*1 |  | Ground-Source | WBAHP: Heat Pump Packaged Unit | Heat Pump | 208 | 1 |  |  | No Match | Single-Speed |  |  |  | 42000 | 2530 | 16.6 | 13.4 | 30500 | 2554 | 3.5 | 3.1 | Non Federally-Regulated | 09/03/2012 |  | 03/23/2020
Waterfurnace International, Inc. | Johnson Controls | RKTV/RKTH026**3*4 |  | Ground-Source | WBAHP: Heat Pump Packaged Unit | Heat Pump | 208 | 3 |  |  | No Match | Single-Speed |  |  |  | 27700 | 1358 | 20.4 | 13.4 | 19500 | 1329 | 4.3 | 3.1 | Non Federally-Regulated | 01/09/2014 |  | 03/23/2020
Waterfurnace International, Inc. | Waterfurnace International, Inc. | NBV/NBH048**0*1 |  | Ground-Source | WBAHP: Heat Pump Packaged Unit | Heat Pump | 208 | 1 |  |  | No Match | Single-Speed |  |  |  | 49300 | 2453 | 20.1 | 13.4 | 35000 | 2630 | 3.9 | 3.1 | Non Federally-Regulated | 09/03/2012 |  | 03/23/2020
Waterfurnace International, Inc. | Johnson Controls | RKSV/RKSH048**5*0 |  | Ground-Source | WBAHP: Heat Pump Packaged Unit | Heat Pump | 575 | 3 |  |  | No Match | Single-Speed |  |  |  | 48900 | 2827 | 17.3 | 13.4 | 35000 | 2849 | 3.6 | 3.1 | Non Federally-Regulated | 01/09/2014 |  | 03/23/2020
Waterfurnace International, Inc. | York | YBSV/YBSH060**4*4 |  | Ground-Source | WBAHP: Heat Pump Packaged Unit | Heat Pump | 460 | 3 |  |  | No Match | Single-Speed |  |  |  | 58000 | 3625 | 16 | 13.4 | 43000 | 3601 | 3.5 | 3.1 | Non Federally-Regulated | 10/24/2014 |  | 03/23/2020
Waterfurnace International, Inc. | Trane Unitary Products Group | T1GC048***1**0 |  | Ground-Source | WBAHP: Heat Pump Packaged Unit | Heat Pump | 208 | 1 |  |  | No Match | Single-Speed |  |  |  | 49500 | 2946 | 16.8 | 13.4 | 36900 | 3277 | 3.3 | 3.1 | Non Federally-Regulated | 08/23/2011 |  | 03/23/2020
Waterfurnace International, Inc. | York | YKSV/YKSH018**2*1 |  | Ground-Source | WBAHP: Heat Pump Packaged Unit | Heat Pump | 265 | 1 |  |  | No Match | Single-Speed |  |  |  | 18500 | 974 | 19 | 13.4 | 14700 | 1051 | 4.1 | 3.1 | Non Federally-Regulated | 10/24/2014 |  | 03/23/2020
Waterfurnace International, Inc. | Johnson Controls | RBSV/RBSH030**4*4 |  | Ground-Source | WBAHP: Heat Pump Packaged Unit | Heat Pump | 460 | 3 |  |  | No Match | Single-Speed |  |  |  | 30000 | 1765 | 17 | 13.4 | 21000 | 1758 | 3.5 | 3.1 | Non Federally-Regulated | 09/03/2012 |  | 03/23/2020
Waterfurnace International, Inc. | Johnson Controls | RKSV/RKSH048**0*1 |  | Ground-Source | WBAHP: Heat Pump Packaged Unit | Heat Pump | 208 | 1 |  |  | No Match | Single-Speed |  |  |  | 49300 | 2453 | 20.1 | 13.4 | 35000 | 2630 | 3.9 | 3.1 | Non Federally-Regulated | 01/09/2014 |  | 03/23/2020
Waterfurnace International, Inc. | Waterfurnace International, Inc. | SDV038*1* |  | Ground-Source | WBAHP: Heat Pump Packaged Unit | Heat Pump | 230 | 1 |  |  | No Match | Dual-Speed |  |  |  | 35800 | 1935 | 18.5 | 13.4 | 24800 | 1817 | 4 | 3.1 | Non Federally-Regulated | 08/23/2011 |  | 03/23/2020
Waterfurnace International, Inc. | WFI Industries, Ltd. | ZBV/ZBH060**4*1 |  | Ground-Source | WBAHP: Heat Pump Packaged Unit | Heat Pump | 460 | 3 |  |  | No Match | Single-Speed |  |  |  | 58000 | 3625 | 16 | 13.4 | 43000 | 3601 | 3.5 | 3.1 | Non Federally-Regulated | 01/09/2014 |  | 03/23/2020
Waterfurnace International, Inc. | WFI Industries, Ltd. | GBV/GBH026**4*1 |  | Ground-Source | WBAHP: Heat Pump Packaged Unit | Heat Pump | 460 | 3 |  |  | No Match | Dual-Speed |  |  |  | 27700 | 1358 | 20.4 | 13.4 | 19500 | 1329 | 4.3 | 3.1 | Non Federally-Regulated | 10/24/2014 |  | 03/23/2020
Waterfurnace International, Inc. | Waterfurnace International, Inc. | NBV/NBH049**3*1 |  | Ground-Source | WBAHP: Heat Pump Packaged Unit | Heat Pump | 230 | 3 |  |  | No Match | Single-Speed |  |  |  | 52000 | 2600 | 20 | 13.4 | 37400 | 2740 | 4 | 3.1 | Non Federally-Regulated | 09/03/2012 |  | 03/23/2020
Waterfurnace International, Inc. | Johnson Controls | RKTV/RKTH038**4*4 |  | Ground-Source | WBAHP: Heat Pump Packaged Unit | Heat Pump | 460 | 3 |  |  | No Match | Single-Speed |  |  |  | 40200 | 1914 | 21 | 13.4 | 26700 | 1909 | 4.1 | 3.1 | Non Federally-Regulated | 01/09/2014 |  | 03/23/2020
Waterfurnace International, Inc. | Waterfurnace International, Inc. | NBV/NBH038**4*4 |  | Ground-Source | WBAHP: Heat Pump Packaged Unit | Heat Pump | 460 | 3 |  |  | No Match | Single-Speed |  |  |  | 40200 | 1914 | 21 | 13.4 | 26700 | 1909 | 4.1 | 3.1 | Non Federally-Regulated | 09/03/2012 |  | 03/23/2020
Waterfurnace International, Inc. | Waterfurnace International, Inc. | NBV/NBH042**3*0 |  | Ground-Source | WBAHP: Heat Pump Packaged Unit | Heat Pump | 208 | 3 |  |  | No Match | Single-Speed |  |  |  | 41600 | 2237 | 18.6 | 13.4 | 27500 | 2178 | 3.7 | 3.1 | Non Federally-Regulated | 09/03/2012 |  | 03/23/2020
Waterfurnace International, Inc. | Waterfurnace International, Inc. | UBV/UBH018**2*4 |  | Ground-Source | WBAHP: Heat Pump Packaged Unit | Heat Pump | 265 | 1 |  |  | No Match | Single-Speed |  |  |  | 18000 | 1111 | 16.2 | 13.4 | 12600 | 1119 | 3.3 | 3.1 | Non Federally-Regulated | 12/12/2012 |  | 03/23/2020
Waterfurnace International, Inc. | Johnson Controls | RBSV/RBSH060**3*4 |  | Ground-Source | WBAHP: Heat Pump Packaged Unit | Heat Pump | 230 | 3 |  |  | No Match | Single-Speed |  |  |  | 58000 | 3625 | 16 | 13.4 | 43000 | 3601 | 3.5 | 3.1 | Non Federally-Regulated | 09/03/2012 |  | 03/23/2020
Waterfurnace International, Inc. | Johnson Controls | RGSV/RGSH024**2*0 |  | Ground-Source | WBAHP: Heat Pump Packaged Unit | Heat Pump | 265 | 1 |  |  | No Match | Single-Speed |  |  |  | 24400 | 1435 | 17 | 13.4 | 17500 | 1465 | 3.5 | 3.1 | Non Federally-Regulated | 01/24/2011 |  | 03/23/2020
Waterfurnace International, Inc. | Waterfurnace International, Inc. | NBV/NBH070**0*1 |  | Ground-Source | WBAHP: Heat Pump Packaged Unit | Heat Pump | 230 | 1 |  |  | No Match | Single-Speed | 3572 | 450 | 0 | 70600 | 3922 | 18 | 13.4 | 52500 | 4158 | 3.7 | 3.1 | Non Federally-Regulated | 09/03/2012 |  | 03/23/2020
Waterfurnace International, Inc. | York | YBSV/YBSH009**0*0 |  | Ground-Source | WBAHP: Heat Pump Packaged Unit | Heat Pump | 230 | 1 |  |  | No Match | Single-Speed |  |  |  | 8900 | 614 | 14.5 | 13.4 | 7600 | 655 | 3.4 | 3.1 | Non Federally-Regulated | 10/24/2014 |  | 03/23/2020
Waterfurnace International, Inc. | Waterfurnace International, Inc. | NBV/NBH024**4*1 |  | Ground-Source | WBAHP: Heat Pump Packaged Unit | Heat Pump | 460 | 3 |  |  | No Match | Single-Speed |  |  |  | 26000 | 1327 | 19.6 | 13.4 | 19000 | 1465 | 3.8 | 3.1 | Non Federally-Regulated | 09/03/2012 |  | 03/23/2020
Waterfurnace International, Inc. | WFI Industries, Ltd. | ZBV/ZBH042**4*1 |  | Ground-Source | WBAHP: Heat Pump Packaged Unit | Heat Pump | 460 | 3 |  |  | No Match | Single-Speed |  |  |  | 42000 | 2530 | 16.6 | 13.4 | 30500 | 2554 | 3.5 | 3.1 | Non Federally-Regulated | 01/09/2014 |  | 03/23/2020
Waterfurnace International, Inc. | Johnson Controls | RGSV/RGSH012**2*0 |  | Ground-Source | WBAHP: Heat Pump Packaged Unit | Heat Pump | 265 | 1 |  |  | No Match | Single-Speed |  |  |  | 11500 | 782 | 14.7 | 13.4 | 9600 | 879 | 3.2 | 3.1 | Non Federally-Regulated | 01/24/2011 |  | 03/23/2020
Waterfurnace International, Inc. | York | YFV018**0*0 |  | Ground-Source | WBAHP: Heat Pump Packaged Unit | Heat Pump | 230 | 1 |  |  |  | Single-Speed |  |  |  | 18500 | 1088 | 17 | 13.4 | 13700 | 1147 | 3.5 | 3.1 | Non Federally-Regulated | 04/22/2015 |  | 03/23/2020
Waterfurnace International, Inc. | Waterfurnace International, Inc. | YS036**1*4 |  | Ground-Source | WBAHP: Heat Pump Packaged Unit | Heat Pump | 230 | 1 |  |  |  | Single-Speed |  |  |  | 34500 | 1994 | 17.3 | 13.4 | 26000 | 2116 | 3.6 | 3.1 | Non Federally-Regulated | 06/19/2015 |  | 03/23/2020
Waterfurnace International, Inc. | Waterfurnace International, Inc. | UBV/UBH030**0*1 |  | Ground-Source | WBAHP: Heat Pump Packaged Unit | Heat Pump | 208 | 1 |  |  | No Match | Single-Speed |  |  |  | 30000 | 1765 | 17 | 13.4 | 21000 | 1758 | 3.5 | 3.1 | Non Federally-Regulated | 08/23/2011 |  | 03/23/2020
Waterfurnace International, Inc. | WFI Industries, Ltd. | GBV/GBH024**3*4 |  | Ground-Source | WBAHP: Heat Pump Packaged Unit | Heat Pump | 230 | 3 |  |  | No Match | Single-Speed |  |  |  | 26000 | 1327 | 19.6 | 13.4 | 19000 | 1465 | 3.8 | 3.1 | Non Federally-Regulated | 01/09/2014 |  | 03/23/2020
Waterfurnace International, Inc. | Waterfurnace International, Inc. | UBV/UBH048**4*4 |  | Ground-Source | WBAHP: Heat Pump Packaged Unit | Heat Pump | 460 | 3 |  |  | No Match | Single-Speed |  |  |  | 49500 | 3094 | 16 | 13.4 | 36500 | 3056 | 3.5 | 3.1 | Non Federally-Regulated | 08/23/2011 |  | 03/23/2020
Waterfurnace International, Inc. | York | YKTV/YKTH038**3*1 |  | Ground-Source | WBAHP: Heat Pump Packaged Unit | Heat Pump | 208 | 3 |  |  | No Match | Single-Speed |  |  |  | 40200 | 1914 | 21 | 13.4 | 26700 | 1909 | 4.1 | 3.1 | Non Federally-Regulated | 10/24/2014 |  | 03/23/2020
Waterfurnace International, Inc. | American Standard, Inc. | A2GY049***1**(1,2) |  | Ground-Source | WBAHP: Heat Pump Packaged Unit | Heat Pump | 230 | 1 |  |  | No Match | Dual-Speed |  |  |  | 46700 | 2594 | 18 | 13.4 | 36100 | 2859 | 3.7 | 3.1 | Non Federally-Regulated | 01/09/2014 |  | 03/23/2020
Waterfurnace International, Inc. | Waterfurnace International, Inc. | NBV/NBH030**2*1 |  | Ground-Source | WBAHP: Heat Pump Packaged Unit | Heat Pump | 265 | 1 |  |  | No Match | Single-Speed |  |  |  | 29400 | 1342 | 21.9 | 13.4 | 20000 | 1465 | 4 | 3.1 | Non Federally-Regulated | 09/03/2012 |  | 03/23/2020
Waterfurnace International, Inc. | Johnson Controls | RKSV/RKSH009**0*0 |  | Ground-Source | WBAHP: Heat Pump Packaged Unit | Heat Pump | 208 | 1 |  |  | No Match | Single-Speed |  |  |  | 9800 | 587 | 16.7 | 13.4 | 7800 | 672 | 3.4 | 3.1 | Non Federally-Regulated | 01/09/2014 |  | 03/23/2020
Waterfurnace International, Inc. | Johnson Controls | RGSV041**5*0 |  | Ground-Source | WBAHP: Heat Pump Packaged Unit | Heat Pump | 575 | 3 |  |  | No Match | Single-Speed |  |  |  | 41000 | 2595 | 15.8 | 13.4 | 29000 | 2576 | 3.3 | 3.1 | Non Federally-Regulated | 01/24/2011 |  | 03/23/2020
Waterfurnace International, Inc. | WFI Industries, Ltd. | GBV/GBH036**2*4 |  | Ground-Source | WBAHP: Heat Pump Packaged Unit | Heat Pump | 265 | 1 |  |  | No Match | Single-Speed |  |  |  | 35400 | 1580 | 22.4 | 13.4 | 24100 | 1605 | 4.4 | 3.1 | Non Federally-Regulated | 01/09/2014 |  | 03/23/2020
Waterfurnace International, Inc. | Waterfurnace International, Inc. | NBV/NBH030**0*1 |  | Ground-Source | WBAHP: Heat Pump Packaged Unit | Heat Pump | 208 | 1 |  |  | No Match | Single-Speed |  |  |  | 29400 | 1342 | 21.9 | 13.4 | 20000 | 1465 | 4 | 3.1 | Non Federally-Regulated | 09/03/2012 |  | 03/23/2020
Waterfurnace International, Inc. | WFI Industries, Ltd. | GBV/GBH024**4*4 |  | Ground-Source | WBAHP: Heat Pump Packaged Unit | Heat Pump | 460 | 3 |  |  | No Match | Single-Speed |  |  |  | 26000 | 1327 | 19.6 | 13.4 | 19000 | 1465 | 3.8 | 3.1 | Non Federally-Regulated | 01/09/2014 |  | 03/23/2020
Waterfurnace International, Inc. | Johnson Controls | RBSV/RBSH060**0*4 |  | Ground-Source | WBAHP: Heat Pump Packaged Unit | Heat Pump | 230 | 1 |  |  | No Match | Single-Speed |  |  |  | 58000 | 3625 | 16 | 13.4 | 43000 | 3601 | 3.5 | 3.1 | Non Federally-Regulated | 09/03/2012 |  | 03/23/2020
Waterfurnace International, Inc. | Johnson Controls | RGSV/RGSH024**0*0 |  | Ground-Source | WBAHP: Heat Pump Packaged Unit | Heat Pump | 208 | 1 |  |  | No Match | Single-Speed |  |  |  | 24400 | 1435 | 17 | 13.4 | 17500 | 1465 | 3.5 | 3.1 | Non Federally-Regulated | 01/24/2011 |  | 03/23/2020
Waterfurnace International, Inc. | Waterfurnace International, Inc. | NBV/NBH015**2*0 |  | Ground-Source | WBAHP: Heat Pump Packaged Unit | Heat Pump | 265 | 1 |  |  | No Match | Single-Speed |  |  |  | 15000 | 833 | 18 | 13.4 | 12000 | 925 | 3.8 | 3.1 | Non Federally-Regulated | 09/03/2012 |  | 03/23/2020
Waterfurnace International, Inc. | Johnson Controls | RGSV/RGSH024**3*1 |  | Ground-Source | WBAHP: Heat Pump Packaged Unit | Heat Pump | 208 | 3 |  |  | No Match | Single-Speed |  |  |  | 24400 | 1394 | 17.5 | 13.4 | 17500 | 1350 | 3.8 | 3.1 | Non Federally-Regulated | 01/24/2011 |  | 03/23/2020
Waterfurnace International, Inc. | Waterfurnace International, Inc. | SDV038*1*(1,2) |  | Ground-Source | WBAHP: Heat Pump Packaged Unit | Heat Pump | 208 | 1 |  |  | No Match | Dual-Speed |  |  |  | 36900 | 1942 | 19 | 13.4 | 27000 | 2029 | 3.9 | 3.1 | Non Federally-Regulated | 01/09/2014 |  | 03/23/2020
Waterfurnace International, Inc. | WFI Industries, Ltd. | GBV/GBH015**0*1 |  | Ground-Source | WBAHP: Heat Pump Packaged Unit | Heat Pump | 208 | 1 |  |  | No Match | Single-Speed |  |  |  | 15000 | 798 | 18.8 | 13.4 | 12000 | 879 | 4 | 3.1 | Non Federally-Regulated | 01/09/2014 |  | 03/23/2020
Waterfurnace International, Inc. | Johnson Controls | RBSV/RBSH006**2*0 |  | Ground-Source | WBAHP: Heat Pump Packaged Unit | Heat Pump | 265 | 1 |  |  | No Match | Single-Speed |  |  |  | 7400 | 477 | 15.5 | 13.4 | 5400 | 495 | 3.2 | 3.1 | Non Federally-Regulated | 12/12/2012 |  | 03/23/2020
Waterfurnace International, Inc. | WFI Industries, Ltd. | YS060**1*0 |  | Ground-Source | WBAHP: Heat Pump Packaged Unit | Heat Pump | 230 | 1 |  |  |  | Single-Speed |  |  |  | 60900 | 3668 | 16.6 | 13.4 | 47100 | 4182 | 3.3 | 3.1 | Non Federally-Regulated | 06/19/2015 |  | 03/23/2020
Waterfurnace International, Inc. | WFI Industries, Ltd. | GBV/GBH036**4*1 |  | Ground-Source | WBAHP: Heat Pump Packaged Unit | Heat Pump | 460 | 3 |  |  | No Match | Single-Speed |  |  |  | 35400 | 1580 | 22.4 | 13.4 | 24100 | 1605 | 4.4 | 3.1 | Non Federally-Regulated | 01/09/2014 |  | 03/23/2020
Waterfurnace International, Inc. | Johnson Controls | RBSV/RBSH060**3*1 |  | Ground-Source | WBAHP: Heat Pump Packaged Unit | Heat Pump | 208 | 3 |  |  | No Match | Single-Speed |  |  |  | 58000 | 3625 | 16 | 13.4 | 43000 | 3601 | 3.5 | 3.1 | Non Federally-Regulated | 09/03/2012 |  | 03/23/2020
Waterfurnace International, Inc. | Waterfurnace International, Inc. | UBV/UBH042**3*1 |  | Ground-Source | WBAHP: Heat Pump Packaged Unit | Heat Pump | 208 | 3 |  |  | No Match | Single-Speed |  |  |  | 42000 | 2530 | 16.6 | 13.4 | 30500 | 2554 | 3.5 | 3.1 | Non Federally-Regulated | 08/23/2011 |  | 03/23/2020
Waterfurnace International, Inc. | Waterfurnace International, Inc. | UBV/UBH018**0*0 |  | Ground-Source | WBAHP: Heat Pump Packaged Unit | Heat Pump | 208 | 1 |  |  | No Match | Single-Speed |  |  |  | 18000 | 1169 | 15.4 | 13.4 | 12600 | 1154 | 3.2 | 3.1 | Non Federally-Regulated | 08/23/2011 |  | 03/23/2020
Waterfurnace International, Inc. | Trane Unitary Products Group | T2GX072***1**1 |  | Ground-Source | WBAHP: Heat Pump Packaged Unit | Heat Pump | 230 | 1 |  |  | No Match | Dual-Speed | 3931 | 450 |  | 73600 | 4381 | 16.8 | 13.4 | 54100 | 4175 | 3.8 | 3.1 | Non Federally-Regulated | 08/23/2011 |  | 03/23/2020
Waterfurnace International, Inc. | Geosmart Energy, Inc. | YT060*A |  | Ground-Source | WBAHP: Heat Pump Packaged Unit | Heat Pump | 230 | 1 |  |  |  | Dual-Speed |  |  |  | 59900 | 3630 | 16.5 | 13.4 | 45300 | 3905 | 3.4 | 3.1 | Non Federally-Regulated | 04/22/2015 |  | 03/23/2020
Waterfurnace International, Inc. | Johnson Controls | RGSV/RGSH024**2*1 |  | Ground-Source | WBAHP: Heat Pump Packaged Unit | Heat Pump | 265 | 1 |  |  | No Match | Single-Speed |  |  |  | 24400 | 1394 | 17.5 | 13.4 | 17500 | 1350 | 3.8 | 3.1 | Non Federally-Regulated | 01/24/2011 |  | 03/23/2020
Waterfurnace International, Inc. | Trane Unitary Products Group | T2GY064***1**1 |  | Ground-Source | WBAHP: Heat Pump Packaged Unit | Heat Pump | 208 | 1 |  |  | No Match | Dual-Speed |  |  |  | 59800 | 3417 | 17.5 | 13.4 | 44400 | 3517 | 3.7 | 3.1 | Non Federally-Regulated | 01/09/2014 |  | 03/23/2020
Waterfurnace International, Inc. | Johnson Controls | RGSH023**4*4 |  | Ground-Source | WBAHP: Heat Pump Packaged Unit | Heat Pump | 460 | 3 |  |  | No Match | Single-Speed |  |  |  | 23900 | 1406 | 17 | 13.4 | 17000 | 1384 | 3.6 | 3.1 | Non Federally-Regulated | 06/14/2011 |  | 03/23/2020
Waterfurnace International, Inc. | Johnson Controls | RGSV/RGSH060**4*4 |  | Ground-Source | WBAHP: Heat Pump Packaged Unit | Heat Pump | 460 | 3 |  |  | No Match | Single-Speed |  |  |  | 60900 | 3402 | 17.9 | 13.4 | 47100 | 3834 | 3.6 | 3.1 | Non Federally-Regulated | 03/02/2012 |  | 03/23/2020
Waterfurnace International, Inc. | WFI Industries, Ltd. | ZBV/ZBH024**4*4 |  | Ground-Source | WBAHP: Heat Pump Packaged Unit | Heat Pump | 460 | 3 |  |  | No Match | Single-Speed |  |  |  | 24500 | 1571 | 15.6 | 13.4 | 17000 | 1424 | 3.5 | 3.1 | Non Federally-Regulated | 01/09/2014 |  | 03/23/2020
Waterfurnace International, Inc. | Johnson Controls | RBSV/RBSH018**2*4 |  | Ground-Source | WBAHP: Heat Pump Packaged Unit | Heat Pump | 265 | 1 |  |  | No Match | Single-Speed |  |  |  | 18000 | 1111 | 16.2 | 13.4 | 12600 | 1119 | 3.3 | 3.1 | Non Federally-Regulated | 12/12/2012 |  | 03/23/2020
Waterfurnace International, Inc. | Waterfurnace International, Inc. | NBV/NBH042**5*0 |  | Ground-Source | WBAHP: Heat Pump Packaged Unit | Heat Pump | 575 | 3 |  |  | No Match | Single-Speed |  |  |  | 41600 | 2237 | 18.6 | 13.4 | 27500 | 2178 | 3.7 | 3.1 | Non Federally-Regulated | 09/03/2012 |  | 03/23/2020
Waterfurnace International, Inc. | Johnson Controls | RGSV/RGSH060**4*0 |  | Ground-Source | WBAHP: Heat Pump Packaged Unit | Heat Pump | 460 | 3 |  |  | No Match | Single-Speed |  |  |  | 60900 | 3669 | 16.6 | 13.4 | 47100 | 4183 | 3.3 | 3.1 | Non Federally-Regulated | 01/24/2011 |  | 03/23/2020
Waterfurnace International, Inc. | WFI Industries, Ltd. | GBV/GBH042**5*0 |  | Ground-Source | WBAHP: Heat Pump Packaged Unit | Heat Pump | 575 | 3 |  |  | No Match | Single-Speed |  |  |  | 41600 | 2237 | 18.6 | 13.4 | 27500 | 2178 | 3.7 | 3.1 | Non Federally-Regulated | 01/09/2014 |  | 03/23/2020
Waterfurnace International, Inc. | Waterfurnace International, Inc. | UBV/UBH012**2*0 |  | Ground-Source | WBAHP: Heat Pump Packaged Unit | Heat Pump | 265 | 1 |  |  | No Match | Single-Speed |  |  |  | 11200 | 789 | 14.2 | 13.4 | 10200 | 854 | 3.5 | 3.1 | Non Federally-Regulated | 12/12/2012 |  | 03/23/2020
Waterfurnace International, Inc. | Waterfurnace International, Inc. | NBV/NBH072**4*4 |  | Ground-Source | WBAHP: Heat Pump Packaged Unit | Heat Pump | 460 | 3 |  |  | No Match | Single-Speed | 3931 | 450 | 0 | 71600 | 4212 | 17 | 13.4 | 54200 | 4293 | 3.7 | 3.1 | Non Federally-Regulated | 09/03/2012 |  | 03/23/2020
Waterfurnace International, Inc. | Geosmart Energy, Inc. | ZS048**5*0 |  | Ground-Source | WBAHP: Heat Pump Packaged Unit | Heat Pump | 575 | 3 |  |  | No Match | Single-Speed |  |  |  | 49500 | 2946 | 16.8 | 13.4 | 36900 | 3277 | 3.3 | 3.1 | Non Federally-Regulated | 01/24/2011 |  | 03/23/2020
Waterfurnace International, Inc. | WFI Industries, Ltd. | ZBV/ZBH030**4*0 |  | Ground-Source | WBAHP: Heat Pump Packaged Unit | Heat Pump | 460 | 3 |  |  | No Match | Single-Speed |  |  |  | 30000 | 1875 | 16 | 13.4 | 21000 | 1865 | 3.3 | 3.1 | Non Federally-Regulated | 01/09/2014 |  | 03/23/2020
Waterfurnace International, Inc. | Waterfurnace International, Inc. | UBV/UBH018**2*0 |  | Ground-Source | WBAHP: Heat Pump Packaged Unit | Heat Pump | 265 | 1 |  |  | No Match | Single-Speed |  |  |  | 18000 | 1169 | 15.4 | 13.4 | 12600 | 1154 | 3.2 | 3.1 | Non Federally-Regulated | 08/23/2011 |  | 03/23/2020
Waterfurnace International, Inc. | Waterfurnace International, Inc. | UBV/UBH024**2*0 |  | Ground-Source | WBAHP: Heat Pump Packaged Unit | Heat Pump | 265 | 1 |  |  | No Match | Single-Speed |  |  |  | 24500 | 1655 | 14.8 | 13.4 | 17000 | 1510 | 3.3 | 3.1 | Non Federally-Regulated | 08/23/2011 |  | 03/23/2020
Waterfurnace International, Inc. | WFI Industries, Ltd. | GBV/GBH038**2*1 |  | Ground-Source | WBAHP: Heat Pump Packaged Unit | Heat Pump | 265 | 1 |  |  | No Match | Single-Speed |  |  |  | 40200 | 1914 | 21 | 13.4 | 26700 | 1909 | 4.1 | 3.1 | Non Federally-Regulated | 01/09/2014 |  | 03/23/2020
Waterfurnace International, Inc. | Trane Unitary Products Group | T1GC060***1**0 |  | Ground-Source | WBAHP: Heat Pump Packaged Unit | Heat Pump | 230 | 1 |  |  | No Match | Single-Speed |  |  |  | 60900 | 3669 | 16.6 | 13.4 | 47100 | 4183 | 3.3 | 3.1 | Non Federally-Regulated | 08/23/2011 |  | 03/23/2020
Waterfurnace International, Inc. | Johnson Controls | RKTV/RKTH049**4*4 |  | Ground-Source | WBAHP: Heat Pump Packaged Unit | Heat Pump | 460 | 3 |  |  | No Match | Single-Speed |  |  |  | 52000 | 2600 | 20 | 13.4 | 37400 | 2740 | 4 | 3.1 | Non Federally-Regulated | 01/09/2014 |  | 03/23/2020
Waterfurnace International, Inc. | WFI Industries, Ltd. | GBV/GBH024**2*4 |  | Ground-Source | WBAHP: Heat Pump Packaged Unit | Heat Pump | 265 | 1 |  |  | No Match | Single-Speed |  |  |  | 26000 | 1327 | 19.6 | 13.4 | 19000 | 1465 | 3.8 | 3.1 | Non Federally-Regulated | 01/09/2014 |  | 03/23/2020
Waterfurnace International, Inc. | Waterfurnace International, Inc. | USH023**4*4 |  | Ground-Source | WBAHP: Heat Pump Packaged Unit | Heat Pump | 460 | 3 |  |  | No Match | Single-Speed |  |  |  | 23900 | 1406 | 17 | 13.4 | 17000 | 1384 | 3.6 | 3.1 | Non Federally-Regulated | 06/14/2011 |  | 03/23/2020
Waterfurnace International, Inc. | Johnson Controls | RKV/RKH015**2*4 |  | Ground-Source | WBAHP: Heat Pump Packaged Unit | Heat Pump | 265 | 1 |  |  | No Match | Single-Speed |  |  |  | 15000 | 798 | 18.8 | 13.4 | 12000 | 879 | 4 | 3.1 | Non Federally-Regulated | 09/03/2012 |  | 03/23/2020
Waterfurnace International, Inc. | Waterfurnace International, Inc. | YS030**1*0 |  | Ground-Water-Source | WBAHP: Heat Pump Packaged Unit | Heat Pump | 230 | 1 |  |  |  | Single-Speed |  |  |  | 32900 | 1430 | 23 | 16.2 | 28300 | 2073 | 4 | 3.6 | Non Federally-Regulated | 06/19/2015 |  | 03/23/2020
Waterfurnace International, Inc. | Waterfurnace International, Inc. | UBV/UBH060**0*0 |  | Ground-Water-Source | WBAHP: Heat Pump Packaged Unit | Heat Pump | 208 | 1 |  |  | No Match | Single-Speed | 2290 | 900 |  | 67000 | 3190 | 21 | 16.2 | 55000 | 4030 | 4 | 3.6 | Non Federally-Regulated | 08/23/2011 |  | 03/23/2020
Waterfurnace International, Inc. | Waterfurnace International, Inc. | SDV049*1*(1,2) |  | Ground-Water-Source | WBAHP: Heat Pump Packaged Unit | Heat Pump | 208 | 1 |  |  | No Match | Dual-Speed |  |  |  | 50600 | 2144 | 23.6 | 16.2 | 44600 | 3040 | 4.3 | 3.6 | Non Federally-Regulated | 01/09/2014 |  | 03/23/2020
Waterfurnace International, Inc. | Trane Unitary Products Group | T1GX070***1**1 |  | Ground-Water-Source | WBAHP: Heat Pump Packaged Unit | Heat Pump | 230 | 1 |  |  | No Match | Single-Speed | 2869 | 450 |  | 79000 | 4399 | 23.8 | 16.2 | 66000 | 3282 | 4.4 | 3.6 | Non Federally-Regulated | 08/23/2011 |  | 03/23/2020
Waterfurnace International, Inc. | Johnson Controls | RKV/RKH036**2*4 |  | Ground-Water-Source | WBAHP: Heat Pump Packaged Unit | Heat Pump | 230 | 1 |  |  | No Match | Single-Speed |  |  |  | 36300 | 1412 | 25.7 | 16.2 | 28200 | 1758 | 4.7 | 3.6 | Non Federally-Regulated | 09/03/2012 |  | 03/23/2020
Waterfurnace International, Inc. | Johnson Controls | RBSV/RBSH018**0*0 |  | Ground-Water-Source | WBAHP: Heat Pump Packaged Unit | Heat Pump | 230 | 1 |  |  | No Match | Single-Speed |  |  |  | 19800 | 966 | 20.5 | 16.2 | 16000 | 1267 | 3.7 | 3.6 | Non Federally-Regulated | 09/03/2012 |  | 03/23/2020
Waterfurnace International, Inc. | York | YBSV/YBSH024**3*1 |  | Ground-Water-Source | WBAHP: Heat Pump Packaged Unit | Heat Pump | 230 | 3 |  |  | No Match | Single-Speed |  |  |  | 27000 | 1298 | 20.8 | 16.2 | 22600 | 1577 | 4.2 | 3.6 | Non Federally-Regulated | 10/24/2014 |  | 03/23/2020
Waterfurnace International, Inc. | Geosmart Energy, Inc. | ZS024**2*1 |  | Ground-Water-Source | WBAHP: Heat Pump Packaged Unit | Heat Pump | 265 | 1 |  |  | No Match | Single-Speed |  |  |  | 26400 | 1128 | 23.4 | 16.2 | 22300 | 1452 | 4.5 | 3.6 | Non Federally-Regulated | 01/24/2011 |  | 03/23/2020
Waterfurnace International, Inc. | Geosmart Energy, Inc. | ZS048**0*1 |  | Ground-Water-Source | WBAHP: Heat Pump Packaged Unit | Heat Pump | 230 | 1 |  |  | No Match | Single-Speed |  |  |  | 52000 | 2222 | 23.4 | 16.2 | 45900 | 3203 | 4.2 | 3.6 | Non Federally-Regulated | 01/24/2011 |  | 03/23/2020
Waterfurnace International, Inc. | Johnson Controls | RBSV/RBSH009**0*0 |  | Ground-Water-Source | WBAHP: Heat Pump Packaged Unit | Heat Pump | 230 | 1 |  |  | No Match | Single-Speed |  |  |  | 9900 | 516 | 19.2 | 16.2 | 9600 | 703 | 4 | 3.6 | Non Federally-Regulated | 12/12/2012 |  | 03/23/2020
Waterfurnace International, Inc. | Waterfurnace International, Inc. | NBV/NBH024**3*1 |  | Ground-Water-Source | WBAHP: Heat Pump Packaged Unit | Heat Pump | 230 | 3 |  |  | No Match | Single-Speed |  |  |  | 28100 | 1022 | 27.5 | 16.2 | 24600 | 1567 | 4.6 | 3.6 | Non Federally-Regulated | 09/03/2012 |  | 03/23/2020
Waterfurnace International, Inc. | WFI Industries, Ltd. | ZBV/ZBH048**0*1 |  | Ground-Water-Source | WBAHP: Heat Pump Packaged Unit | Heat Pump | 230 | 1 |  |  | No Match | Single-Speed |  |  |  | 57000 | 2714 | 21 | 16.2 | 48000 | 3349 | 4.2 | 3.6 | Non Federally-Regulated | 01/09/2014 |  | 03/23/2020
Waterfurnace International, Inc. | Johnson Controls | RKSV/RKSH036**3*0 |  | Ground-Water-Source | WBAHP: Heat Pump Packaged Unit | Heat Pump | 230 | 3 |  |  | No Match | Single-Speed |  |  |  | 36300 | 1412 | 25.7 | 16.2 | 28200 | 1758 | 4.7 | 3.6 | Non Federally-Regulated | 01/09/2014 |  | 03/23/2020
Waterfurnace International, Inc. | York | YBSV/YBSH048**3*0 |  | Ground-Water-Source | WBAHP: Heat Pump Packaged Unit | Heat Pump | 208 | 3 |  |  | No Match | Single-Speed |  |  |  | 57000 | 2879 | 19.8 | 16.2 | 48000 | 3517 | 4 | 3.6 | Non Federally-Regulated | 10/24/2014 |  | 03/23/2020
Waterfurnace International, Inc. | WFI Industries, Ltd. | ZS024**0*4 |  | Ground-Water-Source | WBAHP: Heat Pump Packaged Unit | Heat Pump | 230 | 1 |  |  | No Match | Single-Speed |  |  |  | 26400 | 1128 | 23.4 | 16.2 | 22300 | 1452 | 4.5 | 3.6 | Non Federally-Regulated | 06/14/2011 |  | 03/23/2020
Waterfurnace International, Inc. | Johnson Controls | RKSV/RKSH036**0*4 |  | Ground-Water-Source | WBAHP: Heat Pump Packaged Unit | Heat Pump | 230 | 1 |  |  | No Match | Single-Speed |  |  |  | 38000 | 1262 | 30.1 | 16.2 | 28200 | 1621 | 5.1 | 3.6 | Non Federally-Regulated | 01/09/2014 |  | 03/23/2020
Waterfurnace International, Inc. | Waterfurnace International, Inc. | USV/USH048**3*4 |  | Ground-Water-Source | WBAHP: Heat Pump Packaged Unit | Heat Pump | 208 | 3 |  |  | No Match | Single-Speed |  |  |  | 52000 | 2222 | 23.4 | 16.2 | 45900 | 3203 | 4.2 | 3.6 | Non Federally-Regulated | 06/14/2011 |  | 03/23/2020
Waterfurnace International, Inc. | Johnson Controls | RGSV/RGSH036**0*0 |  | Ground-Water-Source | WBAHP: Heat Pump Packaged Unit | Heat Pump | 230 | 1 |  |  | No Match | Single-Speed |  |  |  | 37700 | 1778 | 21.2 | 16.2 | 33000 | 2480 | 3.9 | 3.6 | Non Federally-Regulated | 01/24/2011 |  | 03/23/2020
Waterfurnace International, Inc. | York | YKSV/YKSH024**0*0 |  | Ground-Water-Source | WBAHP: Heat Pump Packaged Unit | Heat Pump | 208 | 1 |  |  | No Match | Single-Speed |  |  |  | 28100 | 1171 | 24 | 16.2 | 23900 | 1629 | 4.3 | 3.6 | Non Federally-Regulated | 10/24/2014 |  | 03/23/2020
Waterfurnace International, Inc. | WFI Industries, Ltd. | ZBV/ZBH024**0*0 |  | Ground-Water-Source | WBAHP: Heat Pump Packaged Unit | Heat Pump | 208 | 1 |  |  | No Match | Single-Speed |  |  |  | 27000 | 1364 | 19.8 | 16.2 | 22600 | 1656 | 4 | 3.6 | Non Federally-Regulated | 01/09/2014 |  | 03/23/2020
Waterfurnace International, Inc. | Johnson Controls | RKV/RKH048**4*1 |  | Ground-Water-Source | WBAHP: Heat Pump Packaged Unit | Heat Pump | 230 | 1 |  |  | No Match | Single-Speed |  |  |  | 51600 | 2293 | 22.5 | 16.2 | 43400 | 3028 | 4.2 | 3.6 | Non Federally-Regulated | 09/03/2012 |  | 03/23/2020
Waterfurnace International, Inc. | York | YKSV/YKSH012**2*0 |  | Ground-Water-Source | WBAHP: Heat Pump Packaged Unit | Heat Pump | 230 | 1 |  |  | No Match | Single-Speed |  |  |  | 14500 | 569 | 25.5 | 16.2 | 12300 | 801 | 4.5 | 3.6 | Non Federally-Regulated | 10/24/2014 |  | 03/23/2020
Waterfurnace International, Inc. | Johnson Controls | RKV/RKH042**4*0 |  | Ground-Water-Source | WBAHP: Heat Pump Packaged Unit | Heat Pump | 230 | 1 |  |  | No Match | Single-Speed |  |  |  | 44600 | 1820 | 24.5 | 16.2 | 34900 | 2379 | 4.3 | 3.6 | Non Federally-Regulated | 09/03/2012 |  | 03/23/2020
Waterfurnace International, Inc. | York | YBSV/YBSH006**0*0 |  | Ground-Water-Source | WBAHP: Heat Pump Packaged Unit | Heat Pump | 230 | 1 |  |  | No Match | Single-Speed |  |  |  | 8400 | 394 | 21.3 | 16.2 | 6800 | 524 | 3.8 | 3.6 | Non Federally-Regulated | 10/24/2014 |  | 03/23/2020
Waterfurnace International, Inc. | Johnson Controls | RGSH023**3*0 |  | Ground-Water-Source | WBAHP: Heat Pump Packaged Unit | Heat Pump | 230 | 3 |  |  | No Match | Single-Speed |  |  |  | 25400 | 1129 | 22.5 | 16.2 | 21900 | 1646 | 3.9 | 3.6 | Non Federally-Regulated | 01/24/2011 |  | 03/23/2020
Waterfurnace International, Inc. | WFI Industries, Ltd. | 12(1,2)A036 |  | Ground-Water-Source | WBAHP: Heat Pump Packaged Unit | Heat Pump | 208 | 1 |  |  |  | Dual-Speed |  |  |  | 38000 | 1929 | 19.7 | 16.2 | 35500 | 2477 | 4.2 | 3.6 | Non Federally-Regulated | 04/22/2015 |  | 03/23/2020
Waterfurnace International, Inc. | Waterfurnace International, Inc. | USV/USH030**3*4 |  | Ground-Water-Source | WBAHP: Heat Pump Packaged Unit | Heat Pump | 208 | 3 |  |  | No Match | Single-Speed |  |  |  | 32900 | 1377 | 23.9 | 16.2 | 28300 | 1885 | 4.4 | 3.6 | Non Federally-Regulated | 06/14/2011 |  | 03/23/2020
Waterfurnace International, Inc. | WFI Industries, Ltd. | GBV/GBH012**2*0 |  | Ground-Water-Source | WBAHP: Heat Pump Packaged Unit | Heat Pump | 208 | 1 |  |  | No Match | Single-Speed |  |  |  | 14500 | 569 | 25.5 | 16.2 | 12300 | 801 | 4.5 | 3.6 | Non Federally-Regulated | 01/09/2014 |  | 03/23/2020
Waterfurnace International, Inc. | American Standard, Inc. | A1GX070***1**0 |  | Ground-Water-Source | WBAHP: Heat Pump Packaged Unit | Heat Pump | 208 | 1 |  |  | No Match | Single-Speed | 2960 | 628 |  | 77500 | 4846 | 21.6 | 16.2 | 66100 | 3588 | 4 | 3.6 | Non Federally-Regulated | 08/23/2011 |  | 03/23/2020
Waterfurnace International, Inc. | Waterfurnace International, Inc. | UBV/UBH048**0*4 |  | Ground-Water-Source | WBAHP: Heat Pump Packaged Unit | Heat Pump | 208 | 1 |  |  | No Match | Single-Speed |  |  |  | 57000 | 2714 | 21 | 16.2 | 48000 | 3349 | 4.2 | 3.6 | Non Federally-Regulated | 08/23/2011 |  | 03/23/2020
Waterfurnace International, Inc. | Johnson Controls | RKSV/RKSH036**0*0 |  | Ground-Water-Source | WBAHP: Heat Pump Packaged Unit | Heat Pump | 230 | 1 |  |  | No Match | Single-Speed |  |  |  | 36300 | 1412 | 25.7 | 16.2 | 28200 | 1758 | 4.7 | 3.6 | Non Federally-Regulated | 01/09/2014 |  | 03/23/2020
Waterfurnace International, Inc. | Johnson Controls | RKV/RKH012**0*0 |  | Ground-Water-Source | WBAHP: Heat Pump Packaged Unit | Heat Pump | 208 | 1 |  |  | No Match | Single-Speed |  |  |  | 14500 | 569 | 25.5 | 16.2 | 12300 | 801 | 4.5 | 3.6 | Non Federally-Regulated | 09/03/2012 |  | 03/23/2020
Waterfurnace International, Inc. | Waterfurnace International, Inc. | NBV/NBH038**0*4 |  | Ground-Water-Source | WBAHP: Heat Pump Packaged Unit | Heat Pump | 230 | 1 |  |  | No Match | Single-Speed |  |  |  | 39400 | 1635 | 24.1 | 16.2 | 33600 | 2052 | 4.8 | 3.6 | Non Federally-Regulated | 09/03/2012 |  | 03/23/2020
Waterfurnace International, Inc. | Waterfurnace International, Inc. | LD(V,H)036A |  | Ground-Water-Source | WBAHP: Heat Pump Packaged Unit | Heat Pump | 208 | 1 |  |  |  | Dual-Speed |  |  |  | 38000 | 1929 | 19.7 | 16.2 | 35500 | 2477 | 4.2 | 3.6 | Non Federally-Regulated | 04/22/2015 |  | 03/23/2020
Waterfurnace International, Inc. | Johnson Controls | RBSV/RBSH024**2*1 |  | Ground-Water-Source | WBAHP: Heat Pump Packaged Unit | Heat Pump | 265 | 1 |  |  | No Match | Single-Speed |  |  |  | 27000 | 1298 | 20.8 | 16.2 | 22600 | 1577 | 4.2 | 3.6 | Non Federally-Regulated | 09/03/2012 |  | 03/23/2020
Waterfurnace International, Inc. | Waterfurnace International, Inc. | UBV/UBH070**0*4 |  | Ground-Water-Source | WBAHP: Heat Pump Packaged Unit | Heat Pump | 208 | 1 |  |  | No Match | Single-Speed | 2609 | 800 |  | 75000 | 3409 | 22 | 16.2 | 64000 | 4466 | 4.2 | 3.6 | Non Federally-Regulated | 08/23/2011 |  | 03/23/2020
Waterfurnace International, Inc. | Geosmart Energy, Inc. | YT024*A |  | Ground-Water-Source | WBAHP: Heat Pump Packaged Unit | Heat Pump | 208 | 1 |  |  |  | Dual-Speed |  |  |  | 25100 | 1218 | 20.6 | 16.2 | 23500 | 1565 | 4.4 | 3.6 | Non Federally-Regulated | 04/22/2015 |  | 03/23/2020
Waterfurnace International, Inc. | WFI Industries, Ltd. | ZBV/ZBH024**3*1 |  | Ground-Water-Source | WBAHP: Heat Pump Packaged Unit | Heat Pump | 208 | 3 |  |  | No Match | Single-Speed |  |  |  | 27000 | 1298 | 20.8 | 16.2 | 22600 | 1577 | 4.2 | 3.6 | Non Federally-Regulated | 01/09/2014 |  | 03/23/2020
Waterfurnace International, Inc. | WFI Industries, Ltd. | ZBV/ZBH009**9*0 |  | Ground-Water-Source | WBAHP: Heat Pump Packaged Unit | Heat Pump | 115 | 1 |  |  | No Match | Single-Speed |  |  |  | 9900 | 516 | 19.2 | 16.2 | 9600 | 703 | 4 | 3.6 | Non Federally-Regulated | 01/09/2014 |  | 03/23/2020
Waterfurnace International, Inc. | Waterfurnace International, Inc. | YS036**1*0 |  | Ground-Water-Source | WBAHP: Heat Pump Packaged Unit | Heat Pump | 230 | 1 |  |  |  | Single-Speed |  |  |  | 37700 | 1778 | 21.2 | 16.2 | 33000 | 2479 | 3.9 | 3.6 | Non Federally-Regulated | 06/19/2015 |  | 03/23/2020
Waterfurnace International, Inc. | Johnson Controls | RKSV/RKSH042**3*4 |  | Ground-Water-Source | WBAHP: Heat Pump Packaged Unit | Heat Pump | 208 | 3 |  |  | No Match | Single-Speed |  |  |  | 46200 | 1566 | 29.5 | 16.2 | 35000 | 2093 | 4.9 | 3.6 | Non Federally-Regulated | 01/09/2014 |  | 03/23/2020
Waterfurnace International, Inc. | Johnson Controls | RKV/RKH024**3*4 |  | Ground-Water-Source | WBAHP: Heat Pump Packaged Unit | Heat Pump | 208 | 1 |  |  | No Match | Single-Speed |  |  |  | 28100 | 1171 | 24 | 16.2 | 23900 | 1629 | 4.3 | 3.6 | Non Federally-Regulated | 09/03/2012 |  | 03/23/2020
Waterfurnace International, Inc. | York | YBSV/YBSH042**3*1 |  | Ground-Water-Source | WBAHP: Heat Pump Packaged Unit | Heat Pump | 230 | 3 |  |  | No Match | Single-Speed |  |  |  | 47000 | 2136 | 22 | 16.2 | 41400 | 2696 | 4.5 | 3.6 | Non Federally-Regulated | 10/24/2014 |  | 03/23/2020
Waterfurnace International, Inc. | Trane Unitary Products Group | T2GX038***1**1 |  | Ground-Water-Source | WBAHP: Heat Pump Packaged Unit | Heat Pump | 208 | 1 |  |  | No Match | Dual-Speed |  |  |  | 39400 | 1635 | 24.1 | 16.2 | 34800 | 2040 | 5 | 3.6 | Non Federally-Regulated | 08/23/2011 |  | 03/23/2020
Waterfurnace International, Inc. | WFI Industries, Ltd. | ZBV/ZBH018**0*4 |  | Ground-Water-Source | WBAHP: Heat Pump Packaged Unit | Heat Pump | 230 | 1 |  |  | No Match | Single-Speed |  |  |  | 19800 | 900 | 22 | 16.2 | 16000 | 1202 | 3.9 | 3.6 | Non Federally-Regulated | 01/09/2014 |  | 03/23/2020
Waterfurnace International, Inc. | Waterfurnace International, Inc. | NBV/NBH038**4*1 |  | Ground-Water-Source | WBAHP: Heat Pump Packaged Unit | Heat Pump | 460 | 3 |  |  | No Match | Single-Speed |  |  |  | 39400 | 1635 | 24.1 | 16.2 | 33600 | 2052 | 4.8 | 3.6 | Non Federally-Regulated | 09/03/2012 |  | 03/23/2020
Waterfurnace International, Inc. | Waterfurnace International, Inc. | USV/USH042**4*4 |  | Ground-Water-Source | WBAHP: Heat Pump Packaged Unit | Heat Pump | 460 | 3 |  |  | No Match | Single-Speed |  |  |  | 45800 | 1949 | 23.5 | 16.2 | 37000 | 2522 | 4.3 | 3.6 | Non Federally-Regulated | 06/14/2011 |  | 03/23/2020
Waterfurnace International, Inc. | Johnson Controls | RBSV/RBSH024**4*1 |  | Ground-Water-Source | WBAHP: Heat Pump Packaged Unit | Heat Pump | 460 | 3 |  |  | No Match | Single-Speed |  |  |  | 27000 | 1298 | 20.8 | 16.2 | 22600 | 1577 | 4.2 | 3.6 | Non Federally-Regulated | 09/03/2012 |  | 03/23/2020
Waterfurnace International, Inc. | WFI Industries, Ltd. | ZBV/ZBH048**4*4 |  | Ground-Water-Source | WBAHP: Heat Pump Packaged Unit | Heat Pump | 460 | 3 |  |  | No Match | Single-Speed |  |  |  | 57000 | 2714 | 21 | 16.2 | 48000 | 3349 | 4.2 | 3.6 | Non Federally-Regulated | 01/09/2014 |  | 03/23/2020
Waterfurnace International, Inc. | Geosmart Energy, Inc. | ZS030**4*0 |  | Ground-Water-Source | WBAHP: Heat Pump Packaged Unit | Heat Pump | 460 | 3 |  |  | No Match | Single-Speed |  |  |  | 32900 | 1430 | 23 | 16.2 | 28300 | 2074 | 4 | 3.6 | Non Federally-Regulated | 01/24/2011 |  | 03/23/2020
Waterfurnace International, Inc. | WFI Industries, Ltd. | GBV/GBH042**3*4 |  | Ground-Water-Source | WBAHP: Heat Pump Packaged Unit | Heat Pump | 230 | 3 |  |  | No Match | Single-Speed |  |  |  | 46200 | 1566 | 29.5 | 16.2 | 35000 | 2093 | 4.9 | 3.6 | Non Federally-Regulated | 01/09/2014 |  | 03/23/2020
Waterfurnace International, Inc. | WFI Industries, Ltd. | ZBV/ZBH048**3*1 |  | Ground-Water-Source | WBAHP: Heat Pump Packaged Unit | Heat Pump | 230 | 3 |  |  | No Match | Single-Speed |  |  |  | 57000 | 2714 | 21 | 16.2 | 48000 | 3349 | 4.2 | 3.6 | Non Federally-Regulated | 01/09/2014 |  | 03/23/2020
Waterfurnace International, Inc. | American Standard, Inc. | A2GC060*A |  | Ground-Water-Source | WBAHP: Heat Pump Packaged Unit | Heat Pump | 230 | 1 |  |  |  | Dual-Speed |  |  |  | 64100 | 3097 | 20.7 | 16.2 | 56500 | 4140 | 4 | 3.6 | Non Federally-Regulated | 04/22/2015 |  | 03/23/2020
Waterfurnace International, Inc. | WFI Industries, Ltd. | GBV/GBH015**2*4 |  | Ground-Water-Source | WBAHP: Heat Pump Packaged Unit | Heat Pump | 265 | 1 |  |  | No Match | Single-Speed |  |  |  | 16700 | 619 | 27 | 16.2 | 15500 | 967 | 4.7 | 3.6 | Non Federally-Regulated | 01/09/2014 |  | 03/23/2020
Waterfurnace International, Inc. | Waterfurnace International, Inc. | USV/USH036**3*4 |  | Ground-Water-Source | WBAHP: Heat Pump Packaged Unit | Heat Pump | 208 | 3 |  |  | No Match | Single-Speed |  |  |  | 37700 | 1639 | 23 | 16.2 | 33000 | 2249 | 4.3 | 3.6 | Non Federally-Regulated | 03/02/2012 |  | 03/23/2020
Waterfurnace International, Inc. | Johnson Controls | RKTV/RKTH038**4*1 |  | Ground-Water-Source | WBAHP: Heat Pump Packaged Unit | Heat Pump | 460 | 3 |  |  | No Match | Single-Speed |  |  |  | 39400 | 1635 | 24.1 | 16.2 | 33600 | 2052 | 4.8 | 3.6 | Non Federally-Regulated | 01/09/2014 |  | 03/23/2020
Waterfurnace International, Inc. | WFI Industries, Ltd. | ZBV/ZBH024**0*1 |  | Ground-Water-Source | WBAHP: Heat Pump Packaged Unit | Heat Pump | 230 | 1 |  |  | No Match | Single-Speed |  |  |  | 27000 | 1298 | 20.8 | 16.2 | 22600 | 1577 | 4.2 | 3.6 | Non Federally-Regulated | 01/09/2014 |  | 03/23/2020
Waterfurnace International, Inc. | Waterfurnace International, Inc. | UBV/UBH009**0*0 |  | Ground-Water-Source | WBAHP: Heat Pump Packaged Unit | Heat Pump | 230 | 1 |  |  | No Match | Single-Speed |  |  |  | 9900 | 516 | 19.2 | 16.2 | 9600 | 703 | 4 | 3.6 | Non Federally-Regulated | 12/12/2012 |  | 03/23/2020
Waterfurnace International, Inc. | York | YAFT049**1*(1,2,4) |  | Ground-Water-Source | WBAHP: Heat Pump Packaged Unit | Heat Pump | 208 | 1 |  |  | No Match | Dual-Speed |  |  |  | 56200 | 2294 | 24.5 | 16.2 | 46300 | 2950 | 4.6 | 3.6 | Non Federally-Regulated | 01/09/2014 |  | 03/23/2020
Waterfurnace International, Inc. | Johnson Controls | RKSV/RKSH036**4*4 |  | Ground-Water-Source | WBAHP: Heat Pump Packaged Unit | Heat Pump | 460 | 3 |  |  | No Match | Single-Speed |  |  |  | 38000 | 1262 | 30.1 | 16.2 | 28200 | 1621 | 5.1 | 3.6 | Non Federally-Regulated | 01/09/2014 |  | 03/23/2020
Waterfurnace International, Inc. | WFI Industries, Ltd. | YS036**1*4 |  | Ground-Water-Source | WBAHP: Heat Pump Packaged Unit | Heat Pump | 230 | 1 |  |  |  | Single-Speed |  |  |  | 37700 | 1639 | 23 | 16.2 | 33000 | 2249 | 4.3 | 3.6 | Non Federally-Regulated | 06/19/2015 |  | 03/23/2020
Waterfurnace International, Inc. | York | YBSV/YBSH024**2*1 |  | Ground-Water-Source | WBAHP: Heat Pump Packaged Unit | Heat Pump | 265 | 1 |  |  | No Match | Single-Speed |  |  |  | 27000 | 1298 | 20.8 | 16.2 | 22600 | 1577 | 4.2 | 3.6 | Non Federally-Regulated | 10/24/2014 |  | 03/23/2020
Waterfurnace International, Inc. | Johnson Controls | RBSV/RBSH015**0*0 |  | Ground-Water-Source | WBAHP: Heat Pump Packaged Unit | Heat Pump | 230 | 1 |  |  | No Match | Single-Speed |  |  |  | 16000 | 800 | 20 | 16.2 | 13000 | 952 | 4 | 3.6 | Non Federally-Regulated | 12/12/2012 |  | 03/23/2020
Waterfurnace International, Inc. | WFI Industries, Ltd. | GBV/GBH038**0*4 |  | Ground-Water-Source | WBAHP: Heat Pump Packaged Unit | Heat Pump | 230 | 1 |  |  | No Match | Single-Speed |  |  |  | 39400 | 1635 | 24.1 | 16.2 | 33600 | 2052 | 4.8 | 3.6 | Non Federally-Regulated | 01/09/2014 |  | 03/23/2020
Waterfurnace International, Inc. | Johnson Controls | RJSV/RJSH012**0 |  | Ground-Water-Source | WBAHP: Heat Pump Packaged Unit | Heat Pump | 230 | 1 |  |  | No Match | Single-Speed |  |  |  | 14500 | 569 | 25.5 | 16.2 | 12300 | 801 | 4.5 | 3.6 | Non Federally-Regulated | 01/24/2011 |  | 03/23/2020
Waterfurnace International, Inc. | York | YKTV/YKTH026**0*1 |  | Ground-Water-Source | WBAHP: Heat Pump Packaged Unit | Heat Pump | 208 | 1 |  |  | No Match | Single-Speed |  |  |  | 29000 | 1208 | 24 | 16.2 | 25100 | 1471 | 5 | 3.6 | Non Federally-Regulated | 10/24/2014 |  | 03/23/2020
Waterfurnace International, Inc. | Waterfurnace International, Inc. | NBV/NBH042**0*4 |  | Ground-Water-Source | WBAHP: Heat Pump Packaged Unit | Heat Pump | 208 | 1 |  |  | No Match | Single-Speed |  |  |  | 46200 | 1566 | 29.5 | 16.2 | 35000 | 2093 | 4.9 | 3.6 | Non Federally-Regulated | 09/03/2012 |  | 03/23/2020
Waterfurnace International, Inc. | Waterfurnace International, Inc. | NBV/NBH024**0*1 |  | Ground-Water-Source | WBAHP: Heat Pump Packaged Unit | Heat Pump | 230 | 1 |  |  | No Match | Single-Speed |  |  |  | 28100 | 1022 | 27.5 | 16.2 | 24600 | 1567 | 4.6 | 3.6 | Non Federally-Regulated | 09/03/2012 |  | 03/23/2020
Waterfurnace International, Inc. | Johnson Controls | RJTV/RJTH026**3 |  | Ground-Water-Source | WBAHP: Heat Pump Packaged Unit | Heat Pump | 230 | 3 |  |  | No Match | Dual-Speed |  |  |  | 29000 | 1208 | 24 | 16.2 | 25300 | 1483 | 5 | 3.6 | Non Federally-Regulated | 01/24/2011 |  | 03/23/2020
Waterfurnace International, Inc. | Geosmart Energy, Inc. | ZS023**3*0 |  | Ground-Water-Source | WBAHP: Heat Pump Packaged Unit | Heat Pump | 230 | 3 |  |  | No Match | Single-Speed |  |  |  | 25400 | 1129 | 22.5 | 16.2 | 21900 | 1646 | 3.9 | 3.6 | Non Federally-Regulated | 01/24/2011 |  | 03/23/2020
Waterfurnace International, Inc. | Johnson Controls | RBSV/RBSH024**3*4 |  | Ground-Water-Source | WBAHP: Heat Pump Packaged Unit | Heat Pump | 230 | 3 |  |  | No Match | Single-Speed |  |  |  | 27000 | 1298 | 20.8 | 16.2 | 22600 | 1577 | 4.2 | 3.6 | Non Federally-Regulated | 09/03/2012 |  | 03/23/2020
Waterfurnace International, Inc. | Waterfurnace International, Inc. | UBV/UBH048**3*0 |  | Ground-Water-Source | WBAHP: Heat Pump Packaged Unit | Heat Pump | 230 | 3 |  |  | No Match | Single-Speed |  |  |  | 57000 | 2879 | 19.8 | 16.2 | 48000 | 3517 | 4 | 3.6 | Non Federally-Regulated | 08/23/2011 |  | 03/23/2020
Waterfurnace International, Inc. | WFI Industries, Ltd. | GBV/GBH018**0*1 |  | Ground-Water-Source | WBAHP: Heat Pump Packaged Unit | Heat Pump | 230 | 1 |  |  | No Match | Single-Speed |  |  |  | 21000 | 784 | 26.8 | 16.2 | 19000 | 1185 | 4.7 | 3.6 | Non Federally-Regulated | 01/09/2014 |  | 03/23/2020
Waterfurnace International, Inc. | WFI Industries, Ltd. | GBV/GBH049**3*4 |  | Ground-Water-Source | WBAHP: Heat Pump Packaged Unit | Heat Pump | 230 | 3 |  |  | No Match | Single-Speed |  |  |  | 56200 | 2294 | 24.5 | 16.2 | 46300 | 2950 | 4.6 | 3.6 | Non Federally-Regulated | 01/09/2014 |  | 03/23/2020
Waterfurnace International, Inc. | York | YBSV/YBSH024**0*1 |  | Ground-Water-Source | WBAHP: Heat Pump Packaged Unit | Heat Pump | 230 | 1 |  |  | No Match | Single-Speed |  |  |  | 27000 | 1298 | 20.8 | 16.2 | 22600 | 1577 | 4.2 | 3.6 | Non Federally-Regulated | 10/24/2014 |  | 03/23/2020
Waterfurnace International, Inc. | Johnson Controls | RKSV/RKSH024**4*4 |  | Ground-Water-Source | WBAHP: Heat Pump Packaged Unit | Heat Pump | 460 | 3 |  |  | No Match | Single-Speed |  |  |  | 28100 | 1022 | 27.5 | 16.2 | 24600 | 1567 | 4.6 | 3.6 | Non Federally-Regulated | 01/09/2014 |  | 03/23/2020
Waterfurnace International, Inc. | York | YKSV/YKSH042**3*1 |  | Ground-Water-Source | WBAHP: Heat Pump Packaged Unit | Heat Pump | 230 | 3 |  |  | No Match | Single-Speed |  |  |  | 46200 | 1566 | 29.5 | 16.2 | 35000 | 2093 | 4.9 | 3.6 | Non Federally-Regulated | 10/24/2014 |  | 03/23/2020
Waterfurnace International, Inc. | Waterfurnace International, Inc. | UBV/UBH060**3*1 |  | Ground-Water-Source | WBAHP: Heat Pump Packaged Unit | Heat Pump | 230 | 3 |  |  | No Match | Single-Speed | 2295 | 750 |  | 67000 | 3045 | 22 | 16.2 | 55000 | 3838 | 4.2 | 3.6 | Non Federally-Regulated | 08/23/2011 |  | 03/23/2020
Waterfurnace International, Inc. | Johnson Controls | RKSV/RKSH030**3*1 |  | Ground-Water-Source | WBAHP: Heat Pump Packaged Unit | Heat Pump | 230 | 3 |  |  | No Match | Single-Speed |  |  |  | 31200 | 1058 | 29.5 | 16.2 | 24400 | 1490 | 4.8 | 3.6 | Non Federally-Regulated | 01/09/2014 |  | 03/23/2020
Waterfurnace International, Inc. | Waterfurnace International, Inc. | USV/USH042**0*4 |  | Ground-Water-Source | WBAHP: Heat Pump Packaged Unit | Heat Pump | 230 | 1 |  |  | No Match | Single-Speed |  |  |  | 45800 | 1949 | 23.5 | 16.2 | 37000 | 2522 | 4.3 | 3.6 | Non Federally-Regulated | 06/14/2011 |  | 03/23/2020
Waterfurnace International, Inc. | Geosmart Energy, Inc. | ZS036**0*4 |  | Ground-Water-Source | WBAHP: Heat Pump Packaged Unit | Heat Pump | 208 | 1 |  |  | No Match | Single-Speed |  |  |  | 37700 | 1639 | 23 | 16.2 | 33000 | 2249 | 4.3 | 3.6 | Non Federally-Regulated | 03/02/2012 |  | 03/23/2020
Waterfurnace International, Inc. | Johnson Controls | RKSV/RKSH030**0*1 |  | Ground-Water-Source | WBAHP: Heat Pump Packaged Unit | Heat Pump | 230 | 1 |  |  | No Match | Single-Speed |  |  |  | 31200 | 1058 | 29.5 | 16.2 | 24400 | 1490 | 4.8 | 3.6 | Non Federally-Regulated | 01/09/2014 |  | 03/23/2020
Waterfurnace International, Inc. | WFI Industries, Ltd. | GBV/GBH048**0*1 |  | Ground-Water-Source | WBAHP: Heat Pump Packaged Unit | Heat Pump | 230 | 1 |  |  | No Match | Single-Speed |  |  |  | 53000 | 2031 | 26.1 | 16.2 | 43400 | 2706 | 4.7 | 3.6 | Non Federally-Regulated | 01/09/2014 |  | 03/23/2020
Waterfurnace International, Inc. | WFI Industries, Ltd. | GBV/GBH042**0*1 |  | Ground-Water-Source | WBAHP: Heat Pump Packaged Unit | Heat Pump | 230 | 1 |  |  | No Match | Single-Speed |  |  |  | 46200 | 1566 | 29.5 | 16.2 | 35000 | 2093 | 4.9 | 3.6 | Non Federally-Regulated | 01/09/2014 |  | 03/23/2020
Waterfurnace International, Inc. | York | YBSV/YBSH048**4*1 |  | Ground-Water-Source | WBAHP: Heat Pump Packaged Unit | Heat Pump | 460 | 3 |  |  | No Match | Single-Speed |  |  |  | 57000 | 2714 | 21 | 16.2 | 48000 | 3349 | 4.2 | 3.6 | Non Federally-Regulated | 10/24/2014 |  | 03/23/2020
Waterfurnace International, Inc. | York | YKSV/YKSH018**2*4 |  | Ground-Water-Source | WBAHP: Heat Pump Packaged Unit | Heat Pump | 265 | 1 |  |  | No Match | Single-Speed |  |  |  | 21000 | 784 | 26.8 | 16.2 | 19000 | 1185 | 4.7 | 3.6 | Non Federally-Regulated | 10/24/2014 |  | 03/23/2020
Waterfurnace International, Inc. | WFI Industries, Ltd. | ZC031**0*0 |  | Ground-Water-Source | WBAHP: Heat Pump Packaged Unit | Heat Pump | 208 | 1 |  |  |  | Single-Speed |  |  |  | 32900 | 1605 | 20.5 | 16.2 | 28300 | 2127 | 3.9 | 3.6 | Non Federally-Regulated | 04/22/2015 |  | 03/23/2020
Waterfurnace International, Inc. | WFI Industries, Ltd. | GBV/GBH042**4*1 |  | Ground-Water-Source | WBAHP: Heat Pump Packaged Unit | Heat Pump | 460 | 3 |  |  | No Match | Single-Speed |  |  |  | 46200 | 1566 | 29.5 | 16.2 | 35000 | 2093 | 4.9 | 3.6 | Non Federally-Regulated | 01/09/2014 |  | 03/23/2020
Waterfurnace International, Inc. | Geosmart Energy, Inc. | ZS042**4*0 |  | Ground-Water-Source | WBAHP: Heat Pump Packaged Unit | Heat Pump | 460 | 3 |  |  | No Match | Single-Speed |  |  |  | 45800 | 2082 | 22 | 16.2 | 37000 | 2854 | 3.8 | 3.6 | Non Federally-Regulated | 01/24/2011 |  | 03/23/2020
Waterfurnace International, Inc. | WFI Industries, Ltd. | ZBV/ZBH009**2*0 |  | Ground-Water-Source | WBAHP: Heat Pump Packaged Unit | Heat Pump | 265 | 1 |  |  | No Match | Single-Speed |  |  |  | 9900 | 516 | 19.2 | 16.2 | 9600 | 703 | 4 | 3.6 | Non Federally-Regulated | 01/09/2014 |  | 03/23/2020
Waterfurnace International, Inc. | American Standard, Inc. | A2GY038***1* |  | Ground-Water-Source | WBAHP: Heat Pump Packaged Unit | Heat Pump | 208 | 1 |  |  | No Match | Dual-Speed |  |  |  | 37100 | 1893 | 19.6 | 16.2 | 31100 | 1981 | 4.6 | 3.6 | Non Federally-Regulated | 08/23/2011 |  | 03/23/2020
Waterfurnace International, Inc. | Waterfurnace International, Inc. | YS030**1*4 |  | Ground-Water-Source | WBAHP: Heat Pump Packaged Unit | Heat Pump | 208 | 1 |  |  |  | Single-Speed |  |  |  | 32900 | 1376 | 23.9 | 16.2 | 28300 | 1885 | 4.4 | 3.6 | Non Federally-Regulated | 06/19/2015 |  | 03/23/2020
Waterfurnace International, Inc. | Johnson Controls | RGSV/RGSH042**5*0 |  | Ground-Water-Source | WBAHP: Heat Pump Packaged Unit | Heat Pump | 575 | 3 |  |  | No Match | Single-Speed |  |  |  | 45800 | 2009 | 22.8 | 16.2 | 37000 | 2854 | 3.8 | 3.6 | Non Federally-Regulated | 01/24/2011 |  | 03/23/2020
Waterfurnace International, Inc. | Johnson Controls | RBSV/RBSH024**4*0 |  | Ground-Water-Source | WBAHP: Heat Pump Packaged Unit | Heat Pump | 460 | 3 |  |  | No Match | Single-Speed |  |  |  | 27000 | 1364 | 19.8 | 16.2 | 22600 | 1656 | 4 | 3.6 | Non Federally-Regulated | 09/03/2012 |  | 03/23/2020
Waterfurnace International, Inc. | WFI Industries, Ltd. | GBV/GBH036**2*0 |  | Ground-Water-Source | WBAHP: Heat Pump Packaged Unit | Heat Pump | 265 | 1 |  |  | No Match | Single-Speed |  |  |  | 36300 | 1412 | 25.7 | 16.2 | 28200 | 1758 | 4.7 | 3.6 | Non Federally-Regulated | 01/09/2014 |  | 03/23/2020
Waterfurnace International, Inc. | WFI Industries, Ltd. | GBV/GBH036**4*4 |  | Ground-Water-Source | WBAHP: Heat Pump Packaged Unit | Heat Pump | 460 | 3 |  |  | No Match | Single-Speed |  |  |  | 38000 | 1262 | 30.1 | 16.2 | 28200 | 1621 | 5.1 | 3.6 | Non Federally-Regulated | 01/09/2014 |  | 03/23/2020
Waterfurnace International, Inc. | Waterfurnace International, Inc. | UBV/UBH070**3*1 |  | Ground-Water-Source | WBAHP: Heat Pump Packaged Unit | Heat Pump | 230 | 3 |  |  | No Match | Single-Speed | 2609 | 800 |  | 75000 | 3409 | 22 | 16.2 | 64000 | 4466 | 4.2 | 3.6 | Non Federally-Regulated | 08/23/2011 |  | 03/23/2020
Waterfurnace International, Inc. | WFI Industries, Ltd. | GBV/GBH036**0*1 |  | Ground-Water-Source | WBAHP: Heat Pump Packaged Unit | Heat Pump | 208 | 1 |  |  | No Match | Single-Speed |  |  |  | 38000 | 1262 | 30.1 | 16.2 | 28200 | 1621 | 5.1 | 3.6 | Non Federally-Regulated | 01/09/2014 |  | 03/23/2020
Waterfurnace International, Inc. | Waterfurnace International, Inc. | USH023**2*4 |  | Ground-Water-Source | WBAHP: Heat Pump Packaged Unit | Heat Pump | 265 | 1 |  |  | No Match | Single-Speed |  |  |  | 25400 | 1104 | 23 | 16.2 | 21900 | 1493 | 4.3 | 3.6 | Non Federally-Regulated | 06/14/2011 |  | 03/23/2020
Waterfurnace International, Inc. | Waterfurnace International, Inc. | NBV/NBH072**0*4 |  | Ground-Water-Source | WBAHP: Heat Pump Packaged Unit | Heat Pump | 208 | 3 |  |  | No Match | Single-Speed | 3467 | 450 | 0 | 78500 | 3568 | 22 | 16.2 | 67500 | 4601 | 4.3 | 3.6 | Non Federally-Regulated | 09/03/2012 |  | 03/23/2020
Waterfurnace International, Inc. | Waterfurnace International, Inc. | NBV/NBH060**0*1 |  | Ground-Water-Source | WBAHP: Heat Pump Packaged Unit | Heat Pump | 230 | 1 |  |  | No Match | Single-Speed | 2359 | 400 | 0 | 69000 | 2794 | 24.7 | 16.2 | 57000 | 3554 | 4.7 | 3.6 | Non Federally-Regulated | 09/03/2012 |  | 03/23/2020
Waterfurnace International, Inc. | Johnson Controls | RKSV/RKSH048**0*0 |  | Ground-Water-Source | WBAHP: Heat Pump Packaged Unit | Heat Pump | 208 | 1 |  |  | No Match | Single-Speed |  |  |  | 51600 | 2293 | 22.5 | 16.2 | 43400 | 3028 | 4.2 | 3.6 | Non Federally-Regulated | 01/09/2014 |  | 03/23/2020
Waterfurnace International, Inc. | Johnson Controls | RKV/RKH012**2*0 |  | Ground-Water-Source | WBAHP: Heat Pump Packaged Unit | Heat Pump | 208 | 1 |  |  | No Match | Single-Speed |  |  |  | 14500 | 569 | 25.5 | 16.2 | 12300 | 801 | 4.5 | 3.6 | Non Federally-Regulated | 09/03/2012 |  | 03/23/2020
Waterfurnace International, Inc. | Johnson Controls | RBSV/RBSH030**3*4 |  | Ground-Water-Source | WBAHP: Heat Pump Packaged Unit | Heat Pump | 230 | 3 |  |  | No Match | Single-Speed |  |  |  | 33500 | 1489 | 22.5 | 16.2 | 28000 | 1954 | 4.2 | 3.6 | Non Federally-Regulated | 09/03/2012 |  | 03/23/2020
Waterfurnace International, Inc. | Waterfurnace International, Inc. | NBV/NBH026**2*1 |  | Ground-Water-Source | WBAHP: Heat Pump Packaged Unit | Heat Pump | 265 | 1 |  |  | No Match | Single-Speed |  |  |  | 29000 | 1208 | 24 | 16.2 | 25100 | 1471 | 5 | 3.6 | Non Federally-Regulated | 09/03/2012 |  | 03/23/2020
Waterfurnace International, Inc. | Waterfurnace International, Inc. | NBV/NBH049**0*4 |  | Ground-Water-Source | WBAHP: Heat Pump Packaged Unit | Heat Pump | 230 | 1 |  |  | No Match | Single-Speed |  |  |  | 56200 | 2294 | 24.5 | 16.2 | 46300 | 2950 | 4.6 | 3.6 | Non Federally-Regulated | 09/03/2012 |  | 03/23/2020
Waterfurnace International, Inc. | York | YBSV/YBSH024**0*4 |  | Ground-Water-Source | WBAHP: Heat Pump Packaged Unit | Heat Pump | 208 | 1 |  |  | No Match | Single-Speed |  |  |  | 27000 | 1298 | 20.8 | 16.2 | 22600 | 1577 | 4.2 | 3.6 | Non Federally-Regulated | 10/24/2014 |  | 03/23/2020
Waterfurnace International, Inc. | Johnson Controls | RBSV/RBSH024**0*1 |  | Ground-Water-Source | WBAHP: Heat Pump Packaged Unit | Heat Pump | 208 | 1 |  |  | No Match | Single-Speed |  |  |  | 27000 | 1298 | 20.8 | 16.2 | 22600 | 1577 | 4.2 | 3.6 | Non Federally-Regulated | 09/03/2012 |  | 03/23/2020
Waterfurnace International, Inc. | Johnson Controls | RBSV/RBSH036**0*0 |  | Ground-Water-Source | WBAHP: Heat Pump Packaged Unit | Heat Pump | 230 | 1 |  |  | No Match | Single-Speed |  |  |  | 40000 | 1818 | 22 | 16.2 | 35600 | 2484 | 4.2 | 3.6 | Non Federally-Regulated | 09/03/2012 |  | 03/23/2020
Waterfurnace International, Inc. | WFI Industries, Ltd. | ZBV/ZBH042**0*4 |  | Ground-Water-Source | WBAHP: Heat Pump Packaged Unit | Heat Pump | 230 | 1 |  |  | No Match | Single-Speed |  |  |  | 47000 | 2136 | 22 | 16.2 | 41400 | 2696 | 4.5 | 3.6 | Non Federally-Regulated | 01/09/2014 |  | 03/23/2020
Waterfurnace International, Inc. | Waterfurnace International, Inc. | UBV/UBH009**9*0 |  | Ground-Water-Source | WBAHP: Heat Pump Packaged Unit | Heat Pump | 115 | 1 |  |  | No Match | Single-Speed |  |  |  | 9900 | 516 | 19.2 | 16.2 | 9600 | 703 | 4 | 3.6 | Non Federally-Regulated | 12/12/2012 |  | 03/23/2020
Waterfurnace International, Inc. | York | YKSV/YKSH042**0*0 |  | Ground-Water-Source | WBAHP: Heat Pump Packaged Unit | Heat Pump | 208 | 1 |  |  | No Match | Single-Speed |  |  |  | 44600 | 1820 | 24.5 | 16.2 | 34900 | 2379 | 4.3 | 3.6 | Non Federally-Regulated | 10/24/2014 |  | 03/23/2020
Waterfurnace International, Inc. | Waterfurnace International, Inc. | UBV/UBH018**0*4 |  | Ground-Water-Source | WBAHP: Heat Pump Packaged Unit | Heat Pump | 230 | 1 |  |  | No Match | Single-Speed |  |  |  | 19800 | 900 | 22 | 16.2 | 16000 | 1202 | 3.9 | 3.6 | Non Federally-Regulated | 12/12/2012 |  | 03/23/2020
Waterfurnace International, Inc. | WFI Industries, Ltd. | GBV/GBH036**0*4 |  | Ground-Water-Source | WBAHP: Heat Pump Packaged Unit | Heat Pump | 208 | 1 |  |  | No Match | Single-Speed |  |  |  | 38000 | 1262 | 30.1 | 16.2 | 28200 | 1621 | 5.1 | 3.6 | Non Federally-Regulated | 01/09/2014 |  | 03/23/2020
Waterfurnace International, Inc. | York | YKSV/YKSH042**4*1 |  | Ground-Water-Source | WBAHP: Heat Pump Packaged Unit | Heat Pump | 460 | 3 |  |  | No Match | Single-Speed |  |  |  | 46200 | 1566 | 29.5 | 16.2 | 35000 | 2093 | 4.9 | 3.6 | Non Federally-Regulated | 10/24/2014 |  | 03/23/2020
Waterfurnace International, Inc. | Geosmart Energy, Inc. | ZS036**0 |  | Ground-Water-Source | WBAHP: Heat Pump Packaged Unit | Heat Pump | 230 | 1 |  |  | No Match | Single-Speed |  |  |  | 37700 | 1778 | 21.2 | 16.2 | 33000 | 2480 | 3.9 | 3.6 | Non Federally-Regulated | 01/24/2011 |  | 03/23/2020
Waterfurnace International, Inc. | Johnson Controls | RBSV/RBSH024**3*1 |  | Ground-Water-Source | WBAHP: Heat Pump Packaged Unit | Heat Pump | 208 | 3 |  |  | No Match | Single-Speed |  |  |  | 27000 | 1298 | 20.8 | 16.2 | 22600 | 1577 | 4.2 | 3.6 | Non Federally-Regulated | 09/03/2012 |  | 03/23/2020
Waterfurnace International, Inc. | York | YKSV/YKSH048**0*4 |  | Ground-Water-Source | WBAHP: Heat Pump Packaged Unit | Heat Pump | 230 | 1 |  |  | No Match | Single-Speed |  |  |  | 53000 | 2031 | 26.1 | 16.2 | 43400 | 2706 | 4.7 | 3.6 | Non Federally-Regulated | 10/24/2014 |  | 03/23/2020
Waterfurnace International, Inc. | WFI Industries, Ltd. | ZBV/ZBH042**3*0 |  | Ground-Water-Source | WBAHP: Heat Pump Packaged Unit | Heat Pump | 208 | 3 |  |  | No Match | Single-Speed |  |  |  | 47000 | 2304 | 20.4 | 16.2 | 41400 | 2822 | 4.3 | 3.6 | Non Federally-Regulated | 01/09/2014 |  | 03/23/2020
Waterfurnace International, Inc. | Johnson Controls | RKSV/RKSH048**3*0 |  | Ground-Water-Source | WBAHP: Heat Pump Packaged Unit | Heat Pump | 208 | 3 |  |  | No Match | Single-Speed |  |  |  | 51600 | 2293 | 22.5 | 16.2 | 43400 | 3028 | 4.2 | 3.6 | Non Federally-Regulated | 01/09/2014 |  | 03/23/2020
Waterfurnace International, Inc. | WFI Industries, Ltd. | ZS048**0*4 |  | Ground-Water-Source | WBAHP: Heat Pump Packaged Unit | Heat Pump | 208 | 1 |  |  | No Match | Single-Speed |  |  |  | 52000 | 2222 | 23.4 | 16.2 | 45900 | 3203 | 4.2 | 3.6 | Non Federally-Regulated | 06/14/2011 |  | 03/23/2020
Waterfurnace International, Inc. | Waterfurnace International, Inc. | UBV/UBH036**2*1 |  | Ground-Water-Source | WBAHP: Heat Pump Packaged Unit | Heat Pump | 265 | 1 |  |  | No Match | Single-Speed |  |  |  | 40000 | 1739 | 23 | 16.2 | 35600 | 2371 | 4.4 | 3.6 | Non Federally-Regulated | 08/23/2011 |  | 03/23/2020
Waterfurnace International, Inc. | York | YAFV036**1*(1,2) |  | Ground-Water-Source | WBAHP: Heat Pump Packaged Unit | Heat Pump | 230 | 1 |  |  | No Match | Variable-Speed |  |  |  | 38000 | 1206 | 31.5 | 16.2 | 41000 | 2612 | 4.6 | 3.6 | Non Federally-Regulated | 01/09/2014 |  | 03/23/2020
Waterfurnace International, Inc. | Johnson Controls | RGSV/RGSH036**0*1 |  | Ground-Water-Source | WBAHP: Heat Pump Packaged Unit | Heat Pump | 208 | 1 |  |  | No Match | Single-Speed |  |  |  | 37700 | 1639 | 23 | 16.2 | 33000 | 2249 | 4.3 | 3.6 | Non Federally-Regulated | 03/02/2012 |  | 03/23/2020
Waterfurnace International, Inc. | Geosmart Energy, Inc. | ZS036**4*4 |  | Ground-Water-Source | WBAHP: Heat Pump Packaged Unit | Heat Pump | 460 | 3 |  |  | No Match | Single-Speed |  |  |  | 37700 | 1639 | 23 | 16.2 | 33000 | 2249 | 4.3 | 3.6 | Non Federally-Regulated | 03/02/2012 |  | 03/23/2020
Waterfurnace International, Inc. | Johnson Controls | RGSV/RGSH048**0*4 |  | Ground-Water-Source | WBAHP: Heat Pump Packaged Unit | Heat Pump | 230 | 1 |  |  | No Match | Single-Speed |  |  |  | 52000 | 2222 | 23.4 | 16.2 | 45900 | 3203 | 4.2 | 3.6 | Non Federally-Regulated | 06/14/2011 |  | 03/23/2020
Waterfurnace International, Inc. | Waterfurnace International, Inc. | NVV/NVH048A1*1 |  | Ground-Water-Source | WBAHP: Heat Pump Packaged Unit | Heat Pump | 230 | 1 |  |  | No Match | Variable-Speed |  |  |  | 49000 | 1546 | 31.7 | 16.2 | 55000 | 3749 | 4.3 | 3.6 | Non Federally-Regulated | 09/03/2012 |  | 03/23/2020
Waterfurnace International, Inc. | Waterfurnace International, Inc. | UBV/UBH070**3*4 |  | Ground-Water-Source | WBAHP: Heat Pump Packaged Unit | Heat Pump | 230 | 3 |  |  | No Match | Single-Speed | 2609 | 800 |  | 75000 | 3409 | 22 | 16.2 | 64000 | 4466 | 4.2 | 3.6 | Non Federally-Regulated | 08/23/2011 |  | 03/23/2020
Waterfurnace International, Inc. | York | YKSV/YKSH015**0*4 |  | Ground-Water-Source | WBAHP: Heat Pump Packaged Unit | Heat Pump | 230 | 1 |  |  | No Match | Single-Speed |  |  |  | 16700 | 619 | 27 | 16.2 | 15500 | 967 | 4.7 | 3.6 | Non Federally-Regulated | 10/24/2014 |  | 03/23/2020
Waterfurnace International, Inc. | Johnson Controls | RGSV/RGSH015**2*1 |  | Ground-Water-Source | WBAHP: Heat Pump Packaged Unit | Heat Pump | 265 | 1 |  |  | No Match | Single-Speed |  |  |  | 16000 | 658 | 24.3 | 16.2 | 15000 | 999 | 4.4 | 3.6 | Non Federally-Regulated | 01/24/2011 |  | 03/23/2020
Waterfurnace International, Inc. | Waterfurnace International, Inc. | NSV/NSH018G1*0 |  | Ground-Water-Source | WBAHP: Heat Pump Packaged Unit | Heat Pump | 230 | 1 |  |  | No Match | Single-Speed |  |  |  | 21000 | 824 | 25.5 | 16.2 | 19000 | 1266 | 4.4 | 3.6 | Non Federally-Regulated | 09/03/2012 |  | 03/23/2020
Waterfurnace International, Inc. | Waterfurnace International, Inc. | NBV/NBH070**0*4 |  | Ground-Water-Source | WBAHP: Heat Pump Packaged Unit | Heat Pump | 230 | 1 |  |  | No Match | Single-Speed | 2869 | 450 | 0 | 77400 | 3252 | 23.8 | 16.2 | 67000 | 4463 | 4.4 | 3.6 | Non Federally-Regulated | 09/03/2012 |  | 03/23/2020
Waterfurnace International, Inc. | Geosmart Energy, Inc. | ZS024**4*4 |  | Ground-Water-Source | WBAHP: Heat Pump Packaged Unit | Heat Pump | 460 | 3 |  |  | No Match | Single-Speed |  |  |  | 26400 | 1128 | 23.4 | 16.2 | 22300 | 1452 | 4.5 | 3.6 | Non Federally-Regulated | 06/14/2011 |  | 03/23/2020
Waterfurnace International, Inc. | WFI Industries, Ltd. | ZBV/ZBH036**2*1 |  | Ground-Water-Source | WBAHP: Heat Pump Packaged Unit | Heat Pump | 265 | 1 |  |  | No Match | Single-Speed |  |  |  | 40000 | 1739 | 23 | 16.2 | 35600 | 2371 | 4.4 | 3.6 | Non Federally-Regulated | 01/09/2014 |  | 03/23/2020
Waterfurnace International, Inc. | WFI Industries, Ltd. | GBV/GBH026**3*4 |  | Ground-Water-Source | WBAHP: Heat Pump Packaged Unit | Heat Pump | 230 | 3 |  |  | No Match | Single-Speed |  |  |  | 29000 | 1208 | 24 | 16.2 | 25100 | 1471 | 5 | 3.6 | Non Federally-Regulated | 01/09/2014 |  | 03/23/2020
Waterfurnace International, Inc. | Trane Unitary Products Group | TVGX048**1**1 |  | Ground-Water-Source | WBAHP: Heat Pump Packaged Unit | Heat Pump | 230 | 1 |  |  | No Match | Variable-Speed |  |  |  | 49000 | 1546 | 31.7 | 16.2 | 55000 | 3749 | 4.3 | 3.6 | Non Federally-Regulated | 12/12/2012 |  | 03/23/2020
Waterfurnace International, Inc. | Johnson Controls | RKV/RKH030**4*1 |  | Ground-Water-Source | WBAHP: Heat Pump Packaged Unit | Heat Pump | 208 | 1 |  |  | No Match | Single-Speed |  |  |  | 30800 | 1137 | 27.1 | 16.2 | 24400 | 1521 | 4.7 | 3.6 | Non Federally-Regulated | 09/03/2012 |  | 03/23/2020
Waterfurnace International, Inc. | Johnson Controls | RBSV/RBSH012**9*0 |  | Ground-Water-Source | WBAHP: Heat Pump Packaged Unit | Heat Pump | 115 | 1 |  |  | No Match | Single-Speed |  |  |  | 12200 | 670 | 18.2 | 16.2 | 12600 | 947 | 3.9 | 3.6 | Non Federally-Regulated | 12/12/2012 |  | 03/23/2020
Waterfurnace International, Inc. | Waterfurnace International, Inc. | NVV/NVH060A1*1 |  | Ground-Water-Source | WBAHP: Heat Pump Packaged Unit | Heat Pump | 208 | 1 |  |  | No Match | Variable-Speed |  |  |  | 60000 | 2098 | 28.6 | 16.2 | 65000 | 4430 | 4.3 | 3.6 | Non Federally-Regulated | 09/03/2012 |  | 03/23/2020
Waterfurnace International, Inc. | WFI Industries, Ltd. | 12(1,2)A048 |  | Ground-Water-Source | WBAHP: Heat Pump Packaged Unit | Heat Pump | 208 | 1 |  |  |  | Dual-Speed |  |  |  | 52300 | 2399 | 21.8 | 16.2 | 45000 | 3067 | 4.3 | 3.6 | Non Federally-Regulated | 04/22/2015 |  | 03/23/2020
Waterfurnace International, Inc. | Geosmart Energy, Inc. | YS036**1*0 |  | Ground-Water-Source | WBAHP: Heat Pump Packaged Unit | Heat Pump | 208 | 1 |  |  |  | Single-Speed |  |  |  | 37700 | 1778 | 21.2 | 16.2 | 33000 | 2479 | 3.9 | 3.6 | Non Federally-Regulated | 05/01/2015 |  | 03/23/2020
Waterfurnace International, Inc. | Trane Unitary Products Group | T1GX060***1**1 |  | Ground-Water-Source | WBAHP: Heat Pump Packaged Unit | Heat Pump | 208 | 1 |  |  | No Match | Single-Speed | 2359 | 400 |  | 72000 | 3438 | 26.1 | 16.2 | 55100 | 2759 | 4.7 | 3.6 | Non Federally-Regulated | 08/23/2011 |  | 03/23/2020
Waterfurnace International, Inc. | York | YBSV/YBSH042**3*0 |  | Ground-Water-Source | WBAHP: Heat Pump Packaged Unit | Heat Pump | 208 | 3 |  |  | No Match | Single-Speed |  |  |  | 47000 | 2304 | 20.4 | 16.2 | 41400 | 2822 | 4.3 | 3.6 | Non Federally-Regulated | 10/24/2014 |  | 03/23/2020
Waterfurnace International, Inc. | York | YBSV/YBSH030**3*0 |  | Ground-Water-Source | WBAHP: Heat Pump Packaged Unit | Heat Pump | 208 | 3 |  |  | No Match | Single-Speed |  |  |  | 33500 | 1595 | 21 | 16.2 | 28000 | 2052 | 4 | 3.6 | Non Federally-Regulated | 10/24/2014 |  | 03/23/2020
Waterfurnace International, Inc. | WFI Industries, Ltd. | GBV/GBH026**2*4 |  | Ground-Water-Source | WBAHP: Heat Pump Packaged Unit | Heat Pump | 265 | 1 |  |  | No Match | Single-Speed |  |  |  | 29000 | 1208 | 24 | 16.2 | 25100 | 1471 | 5 | 3.6 | Non Federally-Regulated | 01/09/2014 |  | 03/23/2020
Waterfurnace International, Inc. | Waterfurnace International, Inc. | UBV/UBH036**3*4 |  | Ground-Water-Source | WBAHP: Heat Pump Packaged Unit | Heat Pump | 208 | 3 |  |  | No Match | Single-Speed |  |  |  | 40000 | 1739 | 23 | 16.2 | 35600 | 2371 | 4.4 | 3.6 | Non Federally-Regulated | 08/23/2011 |  | 03/23/2020
Waterfurnace International, Inc. | Waterfurnace International, Inc. | NBV/NBH072**4*1 |  | Ground-Water-Source | WBAHP: Heat Pump Packaged Unit | Heat Pump | 460 | 3 |  |  | No Match | Single-Speed | 3467 | 450 | 0 | 78500 | 3568 | 22 | 16.2 | 67500 | 4601 | 4.3 | 3.6 | Non Federally-Regulated | 09/03/2012 |  | 03/23/2020
Waterfurnace International, Inc. | Johnson Controls | RKSV/RKSH018**0*1 |  | Ground-Water-Source | WBAHP: Heat Pump Packaged Unit | Heat Pump | 230 | 1 |  |  | No Match | Single-Speed |  |  |  | 21000 | 784 | 26.8 | 16.2 | 19000 | 1185 | 4.7 | 3.6 | Non Federally-Regulated | 01/09/2014 |  | 03/23/2020
Waterfurnace International, Inc. | York | YBSV/YBSH018**2*1 |  | Ground-Water-Source | WBAHP: Heat Pump Packaged Unit | Heat Pump | 265 | 1 |  |  | No Match | Single-Speed |  |  |  | 19800 | 900 | 22 | 16.2 | 16000 | 1202 | 3.9 | 3.6 | Non Federally-Regulated | 10/24/2014 |  | 03/23/2020
Waterfurnace International, Inc. | WFI Industries, Ltd. | ZS041**3*4 |  | Ground-Water-Source | WBAHP: Heat Pump Packaged Unit | Heat Pump | 230 | 3 |  |  | No Match | Single-Speed |  |  |  | 44500 | 2023 | 22 | 16.2 | 36000 | 2638 | 4 | 3.6 | Non Federally-Regulated | 06/14/2011 |  | 03/23/2020
Waterfurnace International, Inc. | WFI Industries, Ltd. | ZC031**2*0 |  | Ground-Water-Source | WBAHP: Heat Pump Packaged Unit | Heat Pump | 265 | 1 |  |  |  | Single-Speed |  |  |  | 32900 | 1605 | 20.5 | 16.2 | 28300 | 2127 | 3.9 | 3.6 | Non Federally-Regulated | 04/22/2015 |  | 03/23/2020
Waterfurnace International, Inc. | WFI Industries, Ltd. | GBV/GBH030**2*4 |  | Ground-Water-Source | WBAHP: Heat Pump Packaged Unit | Heat Pump | 265 | 1 |  |  | No Match | Single-Speed |  |  |  | 31200 | 1058 | 29.5 | 16.2 | 24400 | 1490 | 4.8 | 3.6 | Non Federally-Regulated | 01/09/2014 |  | 03/23/2020
Waterfurnace International, Inc. | Johnson Controls | RGSV/RGSH042**4*0 |  | Ground-Water-Source | WBAHP: Heat Pump Packaged Unit | Heat Pump | 460 | 3 |  |  | No Match | Single-Speed |  |  |  | 45800 | 2009 | 22.8 | 16.2 | 37000 | 2854 | 3.8 | 3.6 | Non Federally-Regulated | 01/24/2011 |  | 03/23/2020
Waterfurnace International, Inc. | WFI Industries, Ltd. | GBV/GBH030**3*1 |  | Ground-Water-Source | WBAHP: Heat Pump Packaged Unit | Heat Pump | 208 | 3 |  |  | No Match | Single-Speed |  |  |  | 31200 | 1058 | 29.5 | 16.2 | 24400 | 1490 | 4.8 | 3.6 | Non Federally-Regulated | 01/09/2014 |  | 03/23/2020
Waterfurnace International, Inc. | Geosmart Energy, Inc. | QT072**1 |  | Ground-Water-Source | WBAHP: Heat Pump Packaged Unit | Heat Pump | 208 | 1 |  |  | No Match | Dual-Speed | 3170 | 450 | 1 | 73000 | 3946 | 18.5 | 16.2 | 63400 | 4532 | 4.1 | 3.6 | Non Federally-Regulated | 01/10/2012 |  | 03/23/2020
Waterfurnace International, Inc. | Johnson Controls | RGSV041**3*0 |  | Ground-Water-Source | WBAHP: Heat Pump Packaged Unit | Heat Pump | 230 | 3 |  |  | No Match | Single-Speed |  |  |  | 44500 | 2160 | 20.6 | 16.2 | 36000 | 2776 | 3.8 | 3.6 | Non Federally-Regulated | 01/24/2011 |  | 03/23/2020
Waterfurnace International, Inc. | Waterfurnace International, Inc. | NBV/NBH064**0*1 |  | Ground-Water-Source | WBAHP: Heat Pump Packaged Unit | Heat Pump | 230 | 1 |  |  | No Match | Single-Speed | 2715 | 400 | 0 | 70100 | 2933 | 23.9 | 16.2 | 58000 | 3617 | 4.7 | 3.6 | Non Federally-Regulated | 09/03/2012 |  | 03/23/2020
Waterfurnace International, Inc. | York | YAFS030**1*(0,3) |  | Ground-Water-Source | WBAHP: Heat Pump Packaged Unit | Heat Pump | 230 | 1 |  |  | No Match | Single-Speed |  |  |  | 30800 | 1137 | 27.1 | 16.2 | 24400 | 1521 | 4.7 | 3.6 | Non Federally-Regulated | 01/09/2014 |  | 03/23/2020
Waterfurnace International, Inc. | Waterfurnace International, Inc. | NBV/NBH042**3*1 |  | Ground-Water-Source | WBAHP: Heat Pump Packaged Unit | Heat Pump | 230 | 3 |  |  | No Match | Single-Speed |  |  |  | 46200 | 1566 | 29.5 | 16.2 | 35000 | 2093 | 4.9 | 3.6 | Non Federally-Regulated | 09/03/2012 |  | 03/23/2020
Waterfurnace International, Inc. | Johnson Controls | NBV/NBH038**4*1 |  | Ground-Water-Source | WBAHP: Heat Pump Packaged Unit | Heat Pump | 208 | 1 |  |  | No Match | Single-Speed |  |  |  | 39400 | 1635 | 24.1 | 16.2 | 33600 | 2052 | 4.8 | 3.6 | Non Federally-Regulated | 09/03/2012 |  | 03/23/2020
Waterfurnace International, Inc. | WFI Industries, Ltd. | GBV/GBH024**0*4 |  | Ground-Water-Source | WBAHP: Heat Pump Packaged Unit | Heat Pump | 230 | 1 |  |  | No Match | Single-Speed |  |  |  | 28100 | 1022 | 27.5 | 16.2 | 24600 | 1567 | 4.6 | 3.6 | Non Federally-Regulated | 01/09/2014 |  | 03/23/2020
Waterfurnace International, Inc. | York | YBSV/YBSH042**4*1 |  | Ground-Water-Source | WBAHP: Heat Pump Packaged Unit | Heat Pump | 460 | 3 |  |  | No Match | Single-Speed |  |  |  | 47000 | 2136 | 22 | 16.2 | 41400 | 2696 | 4.5 | 3.6 | Non Federally-Regulated | 10/24/2014 |  | 03/23/2020
Waterfurnace International, Inc. | Johnson Controls | RBSV/RBSH030**3*1 |  | Ground-Water-Source | WBAHP: Heat Pump Packaged Unit | Heat Pump | 230 | 3 |  |  | No Match | Single-Speed |  |  |  | 33500 | 1489 | 22.5 | 16.2 | 28000 | 1954 | 4.2 | 3.6 | Non Federally-Regulated | 09/03/2012 |  | 03/23/2020
Waterfurnace International, Inc. | Waterfurnace International, Inc. | NBV/NBH030**3*4 |  | Ground-Water-Source | WBAHP: Heat Pump Packaged Unit | Heat Pump | 230 | 3 |  |  | No Match | Single-Speed |  |  |  | 31200 | 1058 | 29.5 | 16.2 | 24400 | 1490 | 4.8 | 3.6 | Non Federally-Regulated | 09/03/2012 |  | 03/23/2020
Waterfurnace International, Inc. | WFI Industries, Ltd. | GBV/GBH024**3*0 |  | Ground-Water-Source | WBAHP: Heat Pump Packaged Unit | Heat Pump | 230 | 3 |  |  | No Match | Single-Speed |  |  |  | 28100 | 1171 | 24 | 16.2 | 23900 | 1629 | 4.3 | 3.6 | Non Federally-Regulated | 01/09/2014 |  | 03/23/2020
Waterfurnace International, Inc. | Waterfurnace International, Inc. | NBV/NBH070**4*4 |  | Ground-Water-Source | WBAHP: Heat Pump Packaged Unit | Heat Pump | 460 | 3 |  |  | No Match | Single-Speed | 2869 | 450 | 0 | 77400 | 3252 | 23.8 | 16.2 | 67000 | 4463 | 4.4 | 3.6 | Non Federally-Regulated | 09/03/2012 |  | 03/23/2020
Waterfurnace International, Inc. | Waterfurnace International, Inc. | UBV/UBH024**3*4 |  | Ground-Water-Source | WBAHP: Heat Pump Packaged Unit | Heat Pump | 208 | 3 |  |  | No Match | Single-Speed |  |  |  | 27000 | 1298 | 20.8 | 16.2 | 22600 | 1577 | 4.2 | 3.6 | Non Federally-Regulated | 08/23/2011 |  | 03/23/2020
Waterfurnace International, Inc. | Johnson Controls | RKV/RKH009**0*0 |  | Ground-Water-Source | WBAHP: Heat Pump Packaged Unit | Heat Pump | 208 | 1 |  |  | No Match | Single-Speed |  |  |  | 10800 | 486 | 22.2 | 16.2 | 10600 | 706 | 4.4 | 3.6 | Non Federally-Regulated | 09/03/2012 |  | 03/23/2020
Waterfurnace International, Inc. | Johnson Controls | RGSV/RGSH048**3*4 |  | Ground-Water-Source | WBAHP: Heat Pump Packaged Unit | Heat Pump | 208 | 3 |  |  | No Match | Single-Speed |  |  |  | 52000 | 2222 | 23.4 | 16.2 | 45900 | 3203 | 4.2 | 3.6 | Non Federally-Regulated | 06/14/2011 |  | 03/23/2020
Waterfurnace International, Inc. | Johnson Controls | RKV/RKH036**4*1 |  | Ground-Water-Source | WBAHP: Heat Pump Packaged Unit | Heat Pump | 208 | 1 |  |  | No Match | Single-Speed |  |  |  | 36300 | 1412 | 25.7 | 16.2 | 28200 | 1758 | 4.7 | 3.6 | Non Federally-Regulated | 09/03/2012 |  | 03/23/2020
Waterfurnace International, Inc. | York | YAFS022**1*(0,3) |  | Ground-Water-Source | WBAHP: Heat Pump Packaged Unit | Heat Pump | 230 | 1 |  |  | No Match | Single-Speed |  |  |  | 23000 | 821 | 28 | 16.2 | 18100 | 1153 | 4.6 | 3.6 | Non Federally-Regulated | 01/09/2014 |  | 03/23/2020
Waterfurnace International, Inc. | Johnson Controls | RBSV/RBSH036**3*1 |  | Ground-Water-Source | WBAHP: Heat Pump Packaged Unit | Heat Pump | 230 | 3 |  |  | No Match | Single-Speed |  |  |  | 40000 | 1739 | 23 | 16.2 | 35600 | 2371 | 4.4 | 3.6 | Non Federally-Regulated | 09/03/2012 |  | 03/23/2020
Waterfurnace International, Inc. | WFI Industries, Ltd. | GBV/GBH030**4*0 |  | Ground-Water-Source | WBAHP: Heat Pump Packaged Unit | Heat Pump | 460 | 3 |  |  | No Match | Single-Speed |  |  |  | 30800 | 1137 | 27.1 | 16.2 | 24400 | 1521 | 4.7 | 3.6 | Non Federally-Regulated | 01/09/2014 |  | 03/23/2020
Waterfurnace International, Inc. | Johnson Controls | RGSV041**3*1 |  | Ground-Water-Source | WBAHP: Heat Pump Packaged Unit | Heat Pump | 230 | 3 |  |  | No Match | Single-Speed |  |  |  | 44500 | 2023 | 22 | 16.2 | 36000 | 2638 | 4 | 3.6 | Non Federally-Regulated | 01/24/2011 |  | 03/23/2020
Waterfurnace International, Inc. | WFI Industries, Ltd. | GBV/GBH036**3*0 |  | Ground-Water-Source | WBAHP: Heat Pump Packaged Unit | Heat Pump | 230 | 3 |  |  | No Match | Single-Speed |  |  |  | 36300 | 1412 | 25.7 | 16.2 | 28200 | 1758 | 4.7 | 3.6 | Non Federally-Regulated | 01/09/2014 |  | 03/23/2020
Waterfurnace International, Inc. | Geosmart Energy, Inc. | ZS009**0*0 |  | Ground-Water-Source | WBAHP: Heat Pump Packaged Unit | Heat Pump | 230 | 1 |  |  | No Match | Single-Speed |  |  |  | 10500 | 577 | 18.2 | 16.2 | 9600 | 760 | 3.7 | 3.6 | Non Federally-Regulated | 01/24/2011 |  | 03/23/2020
Waterfurnace International, Inc. | Johnson Controls | RKTV/RKTH038**0*4 |  | Ground-Water-Source | WBAHP: Heat Pump Packaged Unit | Heat Pump | 230 | 1 |  |  | No Match | Single-Speed |  |  |  | 39400 | 1635 | 24.1 | 16.2 | 33600 | 2052 | 4.8 | 3.6 | Non Federally-Regulated | 01/09/2014 |  | 03/23/2020
Waterfurnace International, Inc. | Geosmart Energy, Inc. | YS024**1*0 |  | Ground-Water-Source | WBAHP: Heat Pump Packaged Unit | Heat Pump | 230 | 1 |  |  |  | Single-Speed |  |  |  | 26400 | 1157 | 22.8 | 16.2 | 22300 | 1633 | 4 | 3.6 | Non Federally-Regulated | 05/01/2015 |  | 03/23/2020
Waterfurnace International, Inc. | York | YKTV/YKTH049**3*1 |  | Ground-Water-Source | WBAHP: Heat Pump Packaged Unit | Heat Pump | 208 | 3 |  |  | No Match | Single-Speed |  |  |  | 56200 | 2294 | 24.5 | 16.2 | 46300 | 2950 | 4.6 | 3.6 | Non Federally-Regulated | 10/24/2014 |  | 03/23/2020
Waterfurnace International, Inc. | York | YKTV/YKTH049**4*1 |  | Ground-Water-Source | WBAHP: Heat Pump Packaged Unit | Heat Pump | 460 | 3 |  |  | No Match | Single-Speed |  |  |  | 56200 | 2294 | 24.5 | 16.2 | 46300 | 2950 | 4.6 | 3.6 | Non Federally-Regulated | 10/24/2014 |  | 03/23/2020
Waterfurnace International, Inc. | York | YKSV/YKSH015**0*1 |  | Ground-Water-Source | WBAHP: Heat Pump Packaged Unit | Heat Pump | 230 | 1 |  |  | No Match | Single-Speed |  |  |  | 16700 | 619 | 27 | 16.2 | 15500 | 967 | 4.7 | 3.6 | Non Federally-Regulated | 10/24/2014 |  | 03/23/2020
Waterfurnace International, Inc. | WFI Industries, Ltd. | 12(1,2)A072 |  | Ground-Water-Source | WBAHP: Heat Pump Packaged Unit | Heat Pump | 230 | 1 |  |  |  | Dual-Speed | 3467 | 450 |  | 71800 | 3452 | 20.8 | 16.2 | 68500 | 4896 | 4.1 | 3.6 | Non Federally-Regulated | 04/22/2015 |  | 03/23/2020
Waterfurnace International, Inc. | Johnson Controls | RKV/RKH048**3*1 |  | Ground-Water-Source | WBAHP: Heat Pump Packaged Unit | Heat Pump | 230 | 1 |  |  | No Match | Single-Speed |  |  |  | 51600 | 2293 | 22.5 | 16.2 | 43400 | 3028 | 4.2 | 3.6 | Non Federally-Regulated | 09/03/2012 |  | 03/23/2020
Waterfurnace International, Inc. | Trane Unitary Products Group | T2GC072*A |  | Ground-Water-Source | WBAHP: Heat Pump Packaged Unit | Heat Pump | 208 | 1 |  |  |  | Dual-Speed | 3467 | 450 |  | 71800 | 3452 | 20.8 | 16.2 | 68500 | 4896 | 4.1 | 3.6 | Non Federally-Regulated | 04/22/2015 |  | 03/23/2020
Waterfurnace International, Inc. | American Standard, Inc. | A1GX060***1**1 |  | Ground-Water-Source | WBAHP: Heat Pump Packaged Unit | Heat Pump | 230 | 1 |  |  | No Match | Single-Speed | 2359 | 400 |  | 72000 | 3438 | 26.1 | 16.2 | 55100 | 2759 | 4.7 | 3.6 | Non Federally-Regulated | 08/23/2011 |  | 03/23/2020
Waterfurnace International, Inc. | Waterfurnace International, Inc. | NBV/NBH042**0*0 |  | Ground-Water-Source | WBAHP: Heat Pump Packaged Unit | Heat Pump | 230 | 1 |  |  | No Match | Single-Speed |  |  |  | 44600 | 1820 | 24.5 | 16.2 | 34900 | 2379 | 4.3 | 3.6 | Non Federally-Regulated | 09/03/2012 |  | 03/23/2020
Waterfurnace International, Inc. | WFI Industries, Ltd. | YS024**1*0 |  | Ground-Water-Source | WBAHP: Heat Pump Packaged Unit | Heat Pump | 208 | 1 |  |  |  | Single-Speed |  |  |  | 26400 | 1157 | 22.8 | 16.2 | 22300 | 1633 | 4 | 3.6 | Non Federally-Regulated | 06/19/2015 |  | 03/23/2020
Waterfurnace International, Inc. | Waterfurnace International, Inc. | NBV/NBH030**0*0 |  | Ground-Water-Source | WBAHP: Heat Pump Packaged Unit | Heat Pump | 208 | 1 |  |  | No Match | Single-Speed |  |  |  | 30800 | 1137 | 27.1 | 16.2 | 24400 | 1521 | 4.7 | 3.6 | Non Federally-Regulated | 09/03/2012 |  | 03/23/2020
Waterfurnace International, Inc. | Waterfurnace International, Inc. | NDV/NDH026**4*1 |  | Ground-Water-Source | WBAHP: Heat Pump Packaged Unit | Heat Pump | 460 | 3 |  |  | No Match | Dual-Speed |  |  |  | 29000 | 1208 | 24 | 16.2 | 25300 | 1483 | 5 | 3.6 | Non Federally-Regulated | 01/24/2011 |  | 03/23/2020
Waterfurnace International, Inc. | Waterfurnace International, Inc. | NBV/NBH030**3*1 |  | Ground-Water-Source | WBAHP: Heat Pump Packaged Unit | Heat Pump | 230 | 3 |  |  | No Match | Single-Speed |  |  |  | 31200 | 1058 | 29.5 | 16.2 | 24400 | 1490 | 4.8 | 3.6 | Non Federally-Regulated | 09/03/2012 |  | 03/23/2020
Waterfurnace International, Inc. | York | YKTV/YKTH026**2*1 |  | Ground-Water-Source | WBAHP: Heat Pump Packaged Unit | Heat Pump | 265 | 1 |  |  | No Match | Single-Speed |  |  |  | 29000 | 1208 | 24 | 16.2 | 25100 | 1471 | 5 | 3.6 | Non Federally-Regulated | 10/24/2014 |  | 03/23/2020
Waterfurnace International, Inc. | Waterfurnace International, Inc. | NBV/NBH030**2*4 |  | Ground-Water-Source | WBAHP: Heat Pump Packaged Unit | Heat Pump | 265 | 1 |  |  | No Match | Single-Speed |  |  |  | 31200 | 1058 | 29.5 | 16.2 | 24400 | 1490 | 4.8 | 3.6 | Non Federally-Regulated | 09/03/2012 |  | 03/23/2020
Waterfurnace International, Inc. | Johnson Controls | RBSV/RBSH036**0*4 |  | Ground-Water-Source | WBAHP: Heat Pump Packaged Unit | Heat Pump | 230 | 1 |  |  | No Match | Single-Speed |  |  |  | 40000 | 1739 | 23 | 16.2 | 35600 | 2371 | 4.4 | 3.6 | Non Federally-Regulated | 09/03/2012 |  | 03/23/2020
Waterfurnace International, Inc. | Johnson Controls | RKTV/RKTH026**2*4 |  | Ground-Water-Source | WBAHP: Heat Pump Packaged Unit | Heat Pump | 265 | 1 |  |  | No Match | Single-Speed |  |  |  | 29000 | 1208 | 24 | 16.2 | 25100 | 1471 | 5 | 3.6 | Non Federally-Regulated | 01/09/2014 |  | 03/23/2020
Waterfurnace International, Inc. | Geosmart Energy, Inc. | ZS024**3*1 |  | Ground-Water-Source | WBAHP: Heat Pump Packaged Unit | Heat Pump | 208 | 3 |  |  | No Match | Single-Speed |  |  |  | 26400 | 1128 | 23.4 | 16.2 | 22300 | 1452 | 4.5 | 3.6 | Non Federally-Regulated | 01/24/2011 |  | 03/23/2020
Waterfurnace International, Inc. | WFI Industries, Ltd. | ZBV/ZBH015**0*0 |  | Ground-Water-Source | WBAHP: Heat Pump Packaged Unit | Heat Pump | 230 | 1 |  |  | No Match | Single-Speed |  |  |  | 16000 | 800 | 20 | 16.2 | 13000 | 952 | 4 | 3.6 | Non Federally-Regulated | 01/09/2014 |  | 03/23/2020
Waterfurnace International, Inc. | Johnson Controls | RMSV018**0*0 |  | Ground-Water-Source | WBAHP: Heat Pump Packaged Unit | Heat Pump | 230 | 1 |  |  | No Match | Single-Speed |  |  |  | 20600 | 877 | 23.5 | 16.2 | 17500 | 1282 | 4 | 3.6 | Non Federally-Regulated | 01/09/2014 |  | 03/23/2020
Waterfurnace International, Inc. | York | YLFT060*A |  | Ground-Water-Source | WBAHP: Heat Pump Packaged Unit | Heat Pump | 230 | 1 |  |  |  | Dual-Speed |  |  |  | 64100 | 3097 | 20.7 | 16.2 | 56500 | 4140 | 4 | 3.6 | Non Federally-Regulated | 04/22/2015 |  | 03/23/2020
Waterfurnace International, Inc. | Trane Unitary Products Group | T1GC036***1**0 |  | Ground-Water-Source | WBAHP: Heat Pump Packaged Unit | Heat Pump | 230 | 1 |  |  | No Match | Single-Speed |  |  |  | 37700 | 1778 | 21.2 | 16.2 | 33000 | 2480 | 3.9 | 3.6 | Non Federally-Regulated | 08/23/2011 |  | 03/23/2020
Waterfurnace International, Inc. | WFI Industries, Ltd. | ZS048**3*4 |  | Ground-Water-Source | WBAHP: Heat Pump Packaged Unit | Heat Pump | 208 | 3 |  |  | No Match | Single-Speed |  |  |  | 52000 | 2222 | 23.4 | 16.2 | 45900 | 3203 | 4.2 | 3.6 | Non Federally-Regulated | 06/14/2011 |  | 03/23/2020
Waterfurnace International, Inc. | Johnson Controls | RBSV/RBSH048**3*4 |  | Ground-Water-Source | WBAHP: Heat Pump Packaged Unit | Heat Pump | 208 | 3 |  |  | No Match | Single-Speed |  |  |  | 57000 | 2714 | 21 | 16.2 | 48000 | 3349 | 4.2 | 3.6 | Non Federally-Regulated | 09/03/2012 |  | 03/23/2020
Waterfurnace International, Inc. | Waterfurnace International, Inc. | UBV/UBH030**4*0 |  | Ground-Water-Source | WBAHP: Heat Pump Packaged Unit | Heat Pump | 460 | 3 |  |  | No Match | Single-Speed |  |  |  | 33500 | 1595 | 21 | 16.2 | 28000 | 2052 | 4 | 3.6 | Non Federally-Regulated | 08/23/2011 |  | 03/23/2020
Waterfurnace International, Inc. | WFI Industries, Ltd. | ZBV/ZBH018**0*0 |  | Ground-Water-Source | WBAHP: Heat Pump Packaged Unit | Heat Pump | 208 | 1 |  |  | No Match | Single-Speed |  |  |  | 19800 | 966 | 20.5 | 16.2 | 16000 | 1267 | 3.7 | 3.6 | Non Federally-Regulated | 01/09/2014 |  | 03/23/2020
Waterfurnace International, Inc. | Waterfurnace International, Inc. | UBV/UBH070**3*0 |  | Ground-Water-Source | WBAHP: Heat Pump Packaged Unit | Heat Pump | 208 | 3 |  |  | No Match | Single-Speed | 2718 | 940 |  | 75000 | 3659 | 20.5 | 16.2 | 64000 | 4689 | 4 | 3.6 | Non Federally-Regulated | 08/23/2011 |  | 03/23/2020
Waterfurnace International, Inc. | WFI Industries, Ltd. | GBV/GBH038**3*1 |  | Ground-Water-Source | WBAHP: Heat Pump Packaged Unit | Heat Pump | 230 | 3 |  |  | No Match | Single-Speed |  |  |  | 39400 | 1635 | 24.1 | 16.2 | 33600 | 2052 | 4.8 | 3.6 | Non Federally-Regulated | 01/09/2014 |  | 03/23/2020
Waterfurnace International, Inc. | Trane Unitary Products Group | T1GC048***1**4 |  | Ground-Water-Source | WBAHP: Heat Pump Packaged Unit | Heat Pump | 230 | 1 |  |  | No Match | Single-Speed |  |  |  | 52000 | 2222 | 23.4 | 16.2 | 45900 | 3203 | 4.2 | 3.6 | Non Federally-Regulated | 08/23/2011 |  | 03/23/2020
Waterfurnace International, Inc. | Geosmart Energy, Inc. | YS048**1*4 |  | Ground-Water-Source | WBAHP: Heat Pump Packaged Unit | Heat Pump | 208 | 1 |  |  |  | Single-Speed |  |  |  | 52000 | 2222 | 23.4 | 16.2 | 45900 | 3202 | 4.2 | 3.6 | Non Federally-Regulated | 05/01/2015 |  | 03/23/2020
Waterfurnace International, Inc. | York | YKSV/YKSH024**2*1 |  | Ground-Water-Source | WBAHP: Heat Pump Packaged Unit | Heat Pump | 265 | 1 |  |  | No Match | Single-Speed |  |  |  | 28100 | 1022 | 27.5 | 16.2 | 24600 | 1567 | 4.6 | 3.6 | Non Federally-Regulated | 10/24/2014 |  | 03/23/2020
Waterfurnace International, Inc. | Johnson Controls | RKSV/RKSH036**4*0 |  | Ground-Water-Source | WBAHP: Heat Pump Packaged Unit | Heat Pump | 460 | 3 |  |  | No Match | Single-Speed |  |  |  | 36300 | 1412 | 25.7 | 16.2 | 28200 | 1758 | 4.7 | 3.6 | Non Federally-Regulated | 01/09/2014 |  | 03/23/2020
Waterfurnace International, Inc. | WFI Industries, Ltd. | ZS023**0*4 |  | Ground-Water-Source | WBAHP: Heat Pump Packaged Unit | Heat Pump | 208 | 1 |  |  | No Match | Single-Speed |  |  |  | 25400 | 1104 | 23 | 16.2 | 21900 | 1493 | 4.3 | 3.6 | Non Federally-Regulated | 06/14/2011 |  | 03/23/2020
Waterfurnace International, Inc. | Geosmart Energy, Inc. | ZS048**3*0 |  | Ground-Water-Source | WBAHP: Heat Pump Packaged Unit | Heat Pump | 230 | 3 |  |  | No Match | Single-Speed |  |  |  | 52000 | 2476 | 21 | 16.2 | 45900 | 3540 | 3.8 | 3.6 | Non Federally-Regulated | 01/24/2011 |  | 03/23/2020
Waterfurnace International, Inc. | Johnson Controls | RBSV/RBSH030**0*1 |  | Ground-Water-Source | WBAHP: Heat Pump Packaged Unit | Heat Pump | 208 | 1 |  |  | No Match | Single-Speed |  |  |  | 33500 | 1489 | 22.5 | 16.2 | 28000 | 1954 | 4.2 | 3.6 | Non Federally-Regulated | 09/03/2012 |  | 03/23/2020
Waterfurnace International, Inc. | Johnson Controls | RKSV/RKSH048**3*1 |  | Ground-Water-Source | WBAHP: Heat Pump Packaged Unit | Heat Pump | 230 | 3 |  |  | No Match | Single-Speed |  |  |  | 53000 | 2031 | 26.1 | 16.2 | 43400 | 2706 | 4.7 | 3.6 | Non Federally-Regulated | 01/09/2014 |  | 03/23/2020
Waterfurnace International, Inc. | Waterfurnace International, Inc. | UBV/UBH012**0*0 |  | Ground-Water-Source | WBAHP: Heat Pump Packaged Unit | Heat Pump | 208 | 1 |  |  | No Match | Single-Speed |  |  |  | 12200 | 670 | 18.2 | 16.2 | 12600 | 947 | 3.9 | 3.6 | Non Federally-Regulated | 12/12/2012 |  | 03/23/2020
Waterfurnace International, Inc. | WFI Industries, Ltd. | YS048**1*4 |  | Ground-Water-Source | WBAHP: Heat Pump Packaged Unit | Heat Pump | 230 | 1 |  |  |  | Single-Speed |  |  |  | 52000 | 2222 | 23.4 | 16.2 | 45900 | 3202 | 4.2 | 3.6 | Non Federally-Regulated | 06/19/2015 |  | 03/23/2020
Waterfurnace International, Inc. | Geosmart Energy, Inc. | ZS048**0*4 |  | Ground-Water-Source | WBAHP: Heat Pump Packaged Unit | Heat Pump | 230 | 1 |  |  | No Match | Single-Speed |  |  |  | 52000 | 2222 | 23.4 | 16.2 | 45900 | 3203 | 4.2 | 3.6 | Non Federally-Regulated | 06/14/2011 |  | 03/23/2020
Waterfurnace International, Inc. | Johnson Controls | RBSV/RBSH042**3*1 |  | Ground-Water-Source | WBAHP: Heat Pump Packaged Unit | Heat Pump | 208 | 3 |  |  | No Match | Single-Speed |  |  |  | 47000 | 2136 | 22 | 16.2 | 41400 | 2696 | 4.5 | 3.6 | Non Federally-Regulated | 09/03/2012 |  | 03/23/2020
Waterfurnace International, Inc. | Trane Unitary Products Group | T2GY072***1* |  | Ground-Water-Source | WBAHP: Heat Pump Packaged Unit | Heat Pump | 230 | 1 |  |  | No Match | Dual-Speed | 3834 | 942 | 1 | 74500 | 4027 | 18.5 | 16.2 | 64600 | 4618 | 4.1 | 3.6 | Non Federally-Regulated | 11/30/2011 |  | 03/23/2020
Waterfurnace International, Inc. | Waterfurnace International, Inc. | NBV/NBH064**3*1 |  | Ground-Water-Source | WBAHP: Heat Pump Packaged Unit | Heat Pump | 230 | 3 |  |  | No Match | Single-Speed | 2715 | 400 | 0 | 70100 | 2933 | 23.9 | 16.2 | 58000 | 3617 | 4.7 | 3.6 | Non Federally-Regulated | 09/03/2012 |  | 03/23/2020
Waterfurnace International, Inc. | York | YBSV/YBSH015**2*1 |  | Ground-Water-Source | WBAHP: Heat Pump Packaged Unit | Heat Pump | 265 | 1 |  |  | No Match | Single-Speed |  |  |  | 16000 | 762 | 21 | 16.2 | 13400 | 958 | 4.1 | 3.6 | Non Federally-Regulated | 10/24/2014 |  | 03/23/2020
Waterfurnace International, Inc. | Geosmart Energy, Inc. | ZS023**4*4 |  | Ground-Water-Source | WBAHP: Heat Pump Packaged Unit | Heat Pump | 460 | 3 |  |  | No Match | Single-Speed |  |  |  | 25400 | 1104 | 23 | 16.2 | 21900 | 1493 | 4.3 | 3.6 | Non Federally-Regulated | 06/14/2011 |  | 03/23/2020
Waterfurnace International, Inc. | Geosmart Energy, Inc. | ZS042**0*1 |  | Ground-Water-Source | WBAHP: Heat Pump Packaged Unit | Heat Pump | 208 | 1 |  |  | No Match | Single-Speed |  |  |  | 45800 | 1949 | 23.5 | 16.2 | 37000 | 2522 | 4.3 | 3.6 | Non Federally-Regulated | 01/24/2011 |  | 03/23/2020
Waterfurnace International, Inc. | Johnson Controls | RKSV/RKSH042**0*1 |  | Ground-Water-Source | WBAHP: Heat Pump Packaged Unit | Heat Pump | 230 | 1 |  |  | No Match | Single-Speed |  |  |  | 46200 | 1566 | 29.5 | 16.2 | 35000 | 2093 | 4.9 | 3.6 | Non Federally-Regulated | 01/09/2014 |  | 03/23/2020
Waterfurnace International, Inc. | Geosmart Energy, Inc. | ZS036**3*4 |  | Ground-Water-Source | WBAHP: Heat Pump Packaged Unit | Heat Pump | 230 | 3 |  |  | No Match | Single-Speed |  |  |  | 37700 | 1639 | 23 | 16.2 | 33000 | 2249 | 4.3 | 3.6 | Non Federally-Regulated | 03/02/2012 |  | 03/23/2020
Waterfurnace International, Inc. | Waterfurnace International, Inc. | LD(V,H)072A |  | Ground-Water-Source | WBAHP: Heat Pump Packaged Unit | Heat Pump | 230 | 1 |  |  |  | Dual-Speed | 3467 | 450 |  | 71800 | 3452 | 20.8 | 16.2 | 68500 | 4896 | 4.1 | 3.6 | Non Federally-Regulated | 04/22/2015 |  | 03/23/2020
Waterfurnace International, Inc. | Waterfurnace International, Inc. | NBV/NBH064**3*4 |  | Ground-Water-Source | WBAHP: Heat Pump Packaged Unit | Heat Pump | 208 | 3 |  |  | No Match | Single-Speed | 2715 | 400 | 0 | 70100 | 2933 | 23.9 | 16.2 | 58000 | 3617 | 4.7 | 3.6 | Non Federally-Regulated | 09/03/2012 |  | 03/23/2020
Waterfurnace International, Inc. | Waterfurnace International, Inc. | UBV/UBH042**4*4 |  | Ground-Water-Source | WBAHP: Heat Pump Packaged Unit | Heat Pump | 460 | 3 |  |  | No Match | Single-Speed |  |  |  | 47000 | 2136 | 22 | 16.2 | 41400 | 2696 | 4.5 | 3.6 | Non Federally-Regulated | 08/23/2011 |  | 03/23/2020
Waterfurnace International, Inc. | Geosmart Energy, Inc. | ZS024**3*0 |  | Ground-Water-Source | WBAHP: Heat Pump Packaged Unit | Heat Pump | 208 | 3 |  |  | No Match | Single-Speed |  |  |  | 26400 | 1158 | 22.8 | 16.2 | 22300 | 1634 | 4 | 3.6 | Non Federally-Regulated | 01/24/2011 |  | 03/23/2020
Waterfurnace International, Inc. | Geosmart Energy, Inc. | ZS036**4*1 |  | Ground-Water-Source | WBAHP: Heat Pump Packaged Unit | Heat Pump | 460 | 3 |  |  | No Match | Single-Speed |  |  |  | 37700 | 1639 | 23 | 16.2 | 33000 | 2249 | 4.3 | 3.6 | Non Federally-Regulated | 01/24/2011 |  | 03/23/2020
Waterfurnace International, Inc. | York | YLFT036*A |  | Ground-Water-Source | WBAHP: Heat Pump Packaged Unit | Heat Pump | 208 | 1 |  |  |  | Dual-Speed |  |  |  | 38000 | 1929 | 19.7 | 16.2 | 35500 | 2477 | 4.2 | 3.6 | Non Federally-Regulated | 04/22/2015 |  | 03/23/2020
Waterfurnace International, Inc. | WFI Industries, Ltd. | ZBV/ZBH048**0*4 |  | Ground-Water-Source | WBAHP: Heat Pump Packaged Unit | Heat Pump | 230 | 1 |  |  | No Match | Single-Speed |  |  |  | 57000 | 2714 | 21 | 16.2 | 48000 | 3349 | 4.2 | 3.6 | Non Federally-Regulated | 01/09/2014 |  | 03/23/2020
Waterfurnace International, Inc. | WFI Industries, Ltd. | GBV/GBH049**3*1 |  | Ground-Water-Source | WBAHP: Heat Pump Packaged Unit | Heat Pump | 230 | 3 |  |  | No Match | Single-Speed |  |  |  | 56200 | 2294 | 24.5 | 16.2 | 46300 | 2950 | 4.6 | 3.6 | Non Federally-Regulated | 01/09/2014 |  | 03/23/2020
Waterfurnace International, Inc. | Johnson Controls | RBSV/RBSH042**0*4 |  | Ground-Water-Source | WBAHP: Heat Pump Packaged Unit | Heat Pump | 208 | 1 |  |  | No Match | Single-Speed |  |  |  | 47000 | 2136 | 22 | 16.2 | 41400 | 2696 | 4.5 | 3.6 | Non Federally-Regulated | 09/03/2012 |  | 03/23/2020
Waterfurnace International, Inc. | WFI Industries, Ltd. | ZS036**3*4 |  | Ground-Water-Source | WBAHP: Heat Pump Packaged Unit | Heat Pump | 230 | 3 |  |  | No Match | Single-Speed |  |  |  | 37700 | 1639 | 23 | 16.2 | 33000 | 2249 | 4.3 | 3.6 | Non Federally-Regulated | 03/02/2012 |  | 03/23/2020
Waterfurnace International, Inc. | WFI Industries, Ltd. | ZBV/ZBH042**3*4 |  | Ground-Water-Source | WBAHP: Heat Pump Packaged Unit | Heat Pump | 208 | 3 |  |  | No Match | Single-Speed |  |  |  | 47000 | 2136 | 22 | 16.2 | 41400 | 2696 | 4.5 | 3.6 | Non Federally-Regulated | 01/09/2014 |  | 03/23/2020
Waterfurnace International, Inc. | Waterfurnace International, Inc. | NBV/NBH024**3*4 |  | Ground-Water-Source | WBAHP: Heat Pump Packaged Unit | Heat Pump | 208 | 3 |  |  | No Match | Single-Speed |  |  |  | 28100 | 1022 | 27.5 | 16.2 | 24600 | 1567 | 4.6 | 3.6 | Non Federally-Regulated | 09/03/2012 |  | 03/23/2020
Waterfurnace International, Inc. | York | YACT064**1*1 |  | Ground-Water-Source | WBAHP: Heat Pump Packaged Unit | Heat Pump | 230 | 1 |  |  | No Match | Dual-Speed |  |  |  | 64300 | 2896 | 22.2 | 16.2 | 55400 | 3690 | 4.4 | 3.6 | Non Federally-Regulated | 01/09/2014 |  | 03/23/2020
Waterfurnace International, Inc. | Johnson Controls | RKV/RKH024**2*1 |  | Ground-Water-Source | WBAHP: Heat Pump Packaged Unit | Heat Pump | 208 | 1 |  |  | No Match | Single-Speed |  |  |  | 28100 | 1171 | 24 | 16.2 | 23900 | 1629 | 4.3 | 3.6 | Non Federally-Regulated | 09/03/2012 |  | 03/23/2020
Waterfurnace International, Inc. | WFI Industries, Ltd. | GBV/GBH042**0*0 |  | Ground-Water-Source | WBAHP: Heat Pump Packaged Unit | Heat Pump | 230 | 1 |  |  | No Match | Single-Speed |  |  |  | 44600 | 1820 | 24.5 | 16.2 | 34900 | 2379 | 4.3 | 3.6 | Non Federally-Regulated | 01/09/2014 |  | 03/23/2020
Waterfurnace International, Inc. | Geosmart Energy, Inc. | ZS023**3*1 |  | Ground-Water-Source | WBAHP: Heat Pump Packaged Unit | Heat Pump | 208 | 3 |  |  | No Match | Single-Speed |  |  |  | 25400 | 1104 | 23 | 16.2 | 21900 | 1493 | 4.3 | 3.6 | Non Federally-Regulated | 01/24/2011 |  | 03/23/2020
Waterfurnace International, Inc. | Johnson Controls | RKSV/RKSH018**2*1 |  | Ground-Water-Source | WBAHP: Heat Pump Packaged Unit | Heat Pump | 265 | 1 |  |  | No Match | Single-Speed |  |  |  | 21000 | 784 | 26.8 | 16.2 | 19000 | 1185 | 4.7 | 3.6 | Non Federally-Regulated | 01/09/2014 |  | 03/23/2020
Waterfurnace International, Inc. | Johnson Controls | NBV/NBH038**2*1 |  | Ground-Water-Source | WBAHP: Heat Pump Packaged Unit | Heat Pump | 230 | 1 |  |  | No Match | Single-Speed |  |  |  | 39400 | 1635 | 24.1 | 16.2 | 33600 | 2052 | 4.8 | 3.6 | Non Federally-Regulated | 09/03/2012 |  | 03/23/2020
Waterfurnace International, Inc. | Johnson Controls | RKV/RKH024**2*0 |  | Ground-Water-Source | WBAHP: Heat Pump Packaged Unit | Heat Pump | 208 | 1 |  |  | No Match | Single-Speed |  |  |  | 28100 | 1171 | 24 | 16.2 | 23900 | 1629 | 4.3 | 3.6 | Non Federally-Regulated | 09/03/2012 |  | 03/23/2020
Waterfurnace International, Inc. | Waterfurnace International, Inc. | NBV/NBH048**3*4 |  | Ground-Water-Source | WBAHP: Heat Pump Packaged Unit | Heat Pump | 208 | 3 |  |  | No Match | Single-Speed |  |  |  | 53000 | 2031 | 26.1 | 16.2 | 43400 | 2706 | 4.7 | 3.6 | Non Federally-Regulated | 09/03/2012 |  | 03/23/2020
Waterfurnace International, Inc. | York | YAFV060**1*1 |  | Ground-Water-Source | WBAHP: Heat Pump Packaged Unit | Heat Pump | 208 | 1 |  |  | No Match | Variable-Speed |  |  |  | 60000 | 2098 | 28.6 | 16.2 | 65000 | 4430 | 4.3 | 3.6 | Non Federally-Regulated | 01/09/2014 |  | 03/23/2020
Waterfurnace International, Inc. | WFI Industries, Ltd. | GBV/GBH015**0*0 |  | Ground-Water-Source | WBAHP: Heat Pump Packaged Unit | Heat Pump | 208 | 1 |  |  | No Match | Single-Speed |  |  |  | 16700 | 642 | 26 | 16.2 | 15500 | 1009 | 4.5 | 3.6 | Non Federally-Regulated | 01/09/2014 |  | 03/23/2020
Waterfurnace International, Inc. | WFI Industries, Ltd. | ZBV/ZBH012**2*0 |  | Ground-Water-Source | WBAHP: Heat Pump Packaged Unit | Heat Pump | 265 | 1 |  |  | No Match | Single-Speed |  |  |  | 12200 | 670 | 18.2 | 16.2 | 12600 | 947 | 3.9 | 3.6 | Non Federally-Regulated | 01/09/2014 |  | 03/23/2020
Waterfurnace International, Inc. | WFI Industries, Ltd. | ZBV/ZBH030**2*4 |  | Ground-Water-Source | WBAHP: Heat Pump Packaged Unit | Heat Pump | 265 | 1 |  |  | No Match | Single-Speed |  |  |  | 33500 | 1489 | 22.5 | 16.2 | 28000 | 1954 | 4.2 | 3.6 | Non Federally-Regulated | 01/09/2014 |  | 03/23/2020
Waterfurnace International, Inc. | Geosmart Energy, Inc. | ZS023**0*4 |  | Ground-Water-Source | WBAHP: Heat Pump Packaged Unit | Heat Pump | 208 | 1 |  |  | No Match | Single-Speed |  |  |  | 25400 | 1104 | 23 | 16.2 | 21900 | 1493 | 4.3 | 3.6 | Non Federally-Regulated | 06/14/2011 |  | 03/23/2020
Waterfurnace International, Inc. | Geosmart Energy, Inc. | YS030**1*4 |  | Ground-Water-Source | WBAHP: Heat Pump Packaged Unit | Heat Pump | 208 | 1 |  |  |  | Single-Speed |  |  |  | 32900 | 1376 | 23.9 | 16.2 | 28300 | 1885 | 4.4 | 3.6 | Non Federally-Regulated | 05/01/2015 |  | 03/23/2020
Waterfurnace International, Inc. | York | YKSV/YKSH042**5*0 |  | Ground-Water-Source | WBAHP: Heat Pump Packaged Unit | Heat Pump | 575 | 3 |  |  | No Match | Single-Speed |  |  |  | 44600 | 1820 | 24.5 | 16.2 | 34900 | 2379 | 4.3 | 3.6 | Non Federally-Regulated | 10/24/2014 |  | 03/23/2020
Waterfurnace International, Inc. | WFI Industries, Ltd. | ZBV/ZBH024**0*4 |  | Ground-Water-Source | WBAHP: Heat Pump Packaged Unit | Heat Pump | 230 | 1 |  |  | No Match | Single-Speed |  |  |  | 27000 | 1298 | 20.8 | 16.2 | 22600 | 1577 | 4.2 | 3.6 | Non Federally-Regulated | 01/09/2014 |  | 03/23/2020
Waterfurnace International, Inc. | Waterfurnace International, Inc. | NBV/NBH036**2*0 |  | Ground-Water-Source | WBAHP: Heat Pump Packaged Unit | Heat Pump | 265 | 1 |  |  | No Match | Single-Speed |  |  |  | 36300 | 1412 | 25.7 | 16.2 | 28200 | 1758 | 4.7 | 3.6 | Non Federally-Regulated | 09/03/2012 |  | 03/23/2020
Waterfurnace International, Inc. | York | YKSV/YKSH030**3*4 |  | Ground-Water-Source | WBAHP: Heat Pump Packaged Unit | Heat Pump | 230 | 3 |  |  | No Match | Single-Speed |  |  |  | 31200 | 1058 | 29.5 | 16.2 | 24400 | 1490 | 4.8 | 3.6 | Non Federally-Regulated | 10/24/2014 |  | 03/23/2020
Waterfurnace International, Inc. | Waterfurnace International, Inc. | NBV/NBH048**4*0 |  | Ground-Water-Source | WBAHP: Heat Pump Packaged Unit | Heat Pump | 460 | 3 |  |  | No Match | Single-Speed |  |  |  | 51600 | 2293 | 22.5 | 16.2 | 43400 | 3028 | 4.2 | 3.6 | Non Federally-Regulated | 09/03/2012 |  | 03/23/2020
Waterfurnace International, Inc. | York | YBSV/YBSH048**3*4 |  | Ground-Water-Source | WBAHP: Heat Pump Packaged Unit | Heat Pump | 208 | 3 |  |  | No Match | Single-Speed |  |  |  | 57000 | 2714 | 21 | 16.2 | 48000 | 3349 | 4.2 | 3.6 | Non Federally-Regulated | 10/24/2014 |  | 03/23/2020
Waterfurnace International, Inc. | Johnson Controls | RBSV/RBSH024**3*0 |  | Ground-Water-Source | WBAHP: Heat Pump Packaged Unit | Heat Pump | 208 | 3 |  |  | No Match | Single-Speed |  |  |  | 27000 | 1364 | 19.8 | 16.2 | 22600 | 1656 | 4 | 3.6 | Non Federally-Regulated | 09/03/2012 |  | 03/23/2020
Waterfurnace International, Inc. | York | YBSV/YBSH036**2*1 |  | Ground-Water-Source | WBAHP: Heat Pump Packaged Unit | Heat Pump | 265 | 1 |  |  | No Match | Single-Speed |  |  |  | 40000 | 1739 | 23 | 16.2 | 35600 | 2371 | 4.4 | 3.6 | Non Federally-Regulated | 10/24/2014 |  | 03/23/2020
Waterfurnace International, Inc. | Waterfurnace International, Inc. | NBV/NBH048**0*4 |  | Ground-Water-Source | WBAHP: Heat Pump Packaged Unit | Heat Pump | 208 | 1 |  |  | No Match | Single-Speed |  |  |  | 53000 | 2031 | 26.1 | 16.2 | 43400 | 2706 | 4.7 | 3.6 | Non Federally-Regulated | 09/03/2012 |  | 03/23/2020
Waterfurnace International, Inc. | WFI Industries, Ltd. | ZBV/ZBH036**3*4 |  | Ground-Water-Source | WBAHP: Heat Pump Packaged Unit | Heat Pump | 208 | 3 |  |  | No Match | Single-Speed |  |  |  | 40000 | 1739 | 23 | 16.2 | 35600 | 2371 | 4.4 | 3.6 | Non Federally-Regulated | 01/09/2014 |  | 03/23/2020
Waterfurnace International, Inc. | Johnson Controls | RGSV/RGSH036**3*0 |  | Ground-Water-Source | WBAHP: Heat Pump Packaged Unit | Heat Pump | 208 | 3 |  |  | No Match | Single-Speed |  |  |  | 37700 | 1778 | 21.2 | 16.2 | 33000 | 2480 | 3.9 | 3.6 | Non Federally-Regulated | 01/24/2011 |  | 03/23/2020
Waterfurnace International, Inc. | WFI Industries, Ltd. | GBV/GBH018**2*1 |  | Ground-Water-Source | WBAHP: Heat Pump Packaged Unit | Heat Pump | 265 | 1 |  |  | No Match | Single-Speed |  |  |  | 21000 | 784 | 26.8 | 16.2 | 19000 | 1185 | 4.7 | 3.6 | Non Federally-Regulated | 01/09/2014 |  | 03/23/2020
Waterfurnace International, Inc. | York | YKTV/YKTH026**3*1 |  | Ground-Water-Source | WBAHP: Heat Pump Packaged Unit | Heat Pump | 230 | 3 |  |  | No Match | Single-Speed |  |  |  | 29000 | 1208 | 24 | 16.2 | 25100 | 1471 | 5 | 3.6 | Non Federally-Regulated | 10/24/2014 |  | 03/23/2020
Waterfurnace International, Inc. | York | YKSV/YKSH030**0*4 |  | Ground-Water-Source | WBAHP: Heat Pump Packaged Unit | Heat Pump | 230 | 1 |  |  | No Match | Single-Speed |  |  |  | 31200 | 1058 | 29.5 | 16.2 | 24400 | 1490 | 4.8 | 3.6 | Non Federally-Regulated | 10/24/2014 |  | 03/23/2020
Waterfurnace International, Inc. | Johnson Controls | RKSV/RKSH024**3*4 |  | Ground-Water-Source | WBAHP: Heat Pump Packaged Unit | Heat Pump | 208 | 3 |  |  | No Match | Single-Speed |  |  |  | 28100 | 1022 | 27.5 | 16.2 | 24600 | 1567 | 4.6 | 3.6 | Non Federally-Regulated | 01/09/2014 |  | 03/23/2020
Waterfurnace International, Inc. | Waterfurnace International, Inc. | UBV/UBH036**3*1 |  | Ground-Water-Source | WBAHP: Heat Pump Packaged Unit | Heat Pump | 230 | 3 |  |  | No Match | Single-Speed |  |  |  | 40000 | 1739 | 23 | 16.2 | 35600 | 2371 | 4.4 | 3.6 | Non Federally-Regulated | 08/23/2011 |  | 03/23/2020
Waterfurnace International, Inc. | Waterfurnace International, Inc. | UBV/UBH048**0*0 |  | Ground-Water-Source | WBAHP: Heat Pump Packaged Unit | Heat Pump | 230 | 1 |  |  | No Match | Single-Speed |  |  |  | 57000 | 2879 | 19.8 | 16.2 | 48000 | 3517 | 4 | 3.6 | Non Federally-Regulated | 08/23/2011 |  | 03/23/2020
Waterfurnace International, Inc. | Johnson Controls | RBSV/RBSH048**0*0 |  | Ground-Water-Source | WBAHP: Heat Pump Packaged Unit | Heat Pump | 208 | 1 |  |  | No Match | Single-Speed |  |  |  | 57000 | 2879 | 19.8 | 16.2 | 48000 | 3517 | 4 | 3.6 | Non Federally-Regulated | 09/03/2012 |  | 03/23/2020
Waterfurnace International, Inc. | Waterfurnace International, Inc. | USV/USH024**3*4 |  | Ground-Water-Source | WBAHP: Heat Pump Packaged Unit | Heat Pump | 230 | 3 |  |  | No Match | Single-Speed |  |  |  | 26400 | 1128 | 23.4 | 16.2 | 22300 | 1452 | 4.5 | 3.6 | Non Federally-Regulated | 06/14/2011 |  | 03/23/2020
Waterfurnace International, Inc. | Johnson Controls | RGSV/RGSH036**3*1 |  | Ground-Water-Source | WBAHP: Heat Pump Packaged Unit | Heat Pump | 230 | 3 |  |  | No Match | Single-Speed |  |  |  | 37700 | 1639 | 23 | 16.2 | 33000 | 2249 | 4.3 | 3.6 | Non Federally-Regulated | 03/02/2012 |  | 03/23/2020
Waterfurnace International, Inc. | Trane Unitary Products Group | T1GC042***1**4 |  | Ground-Water-Source | WBAHP: Heat Pump Packaged Unit | Heat Pump | 208 | 1 |  |  | No Match | Single-Speed |  |  |  | 45800 | 1949 | 23.5 | 16.2 | 37000 | 2522 | 4.3 | 3.6 | Non Federally-Regulated | 08/23/2011 |  | 03/23/2020
Waterfurnace International, Inc. | Waterfurnace International, Inc. | NBV/NBH036**0*4 |  | Ground-Water-Source | WBAHP: Heat Pump Packaged Unit | Heat Pump | 230 | 1 |  |  | No Match | Single-Speed |  |  |  | 38000 | 1262 | 30.1 | 16.2 | 28200 | 1621 | 5.1 | 3.6 | Non Federally-Regulated | 09/03/2012 |  | 03/23/2020
Waterfurnace International, Inc. | York | YBSV/YBSH030**3*4 |  | Ground-Water-Source | WBAHP: Heat Pump Packaged Unit | Heat Pump | 230 | 3 |  |  | No Match | Single-Speed |  |  |  | 33500 | 1489 | 22.5 | 16.2 | 28000 | 1954 | 4.2 | 3.6 | Non Federally-Regulated | 10/24/2014 |  | 03/23/2020
Waterfurnace International, Inc. | WFI Industries, Ltd. | ZS030**2*4 |  | Ground-Water-Source | WBAHP: Heat Pump Packaged Unit | Heat Pump | 265 | 1 |  |  | No Match | Single-Speed |  |  |  | 32900 | 1377 | 23.9 | 16.2 | 28300 | 1885 | 4.4 | 3.6 | Non Federally-Regulated | 06/14/2011 |  | 03/23/2020
Waterfurnace International, Inc. | Waterfurnace International, Inc. | USV/USH024**2*1 |  | Ground-Water-Source | WBAHP: Heat Pump Packaged Unit | Heat Pump | 265 | 1 |  |  | No Match | Single-Speed |  |  |  | 26400 | 1128 | 23.4 | 16.2 | 22300 | 1452 | 4.5 | 3.6 | Non Federally-Regulated | 01/24/2011 |  | 03/23/2020
Waterfurnace International, Inc. | Geosmart Energy, Inc. | ZS015**0*0 |  | Ground-Water-Source | WBAHP: Heat Pump Packaged Unit | Heat Pump | 208 | 1 |  |  | No Match | Single-Speed |  |  |  | 16000 | 667 | 24 | 16.2 | 15000 | 1072 | 4.1 | 3.6 | Non Federally-Regulated | 01/24/2011 |  | 03/23/2020
Waterfurnace International, Inc. | Waterfurnace International, Inc. | NBV/NBH064**4*4 |  | Ground-Water-Source | WBAHP: Heat Pump Packaged Unit | Heat Pump | 460 | 3 |  |  | No Match | Single-Speed | 2715 | 400 | 0 | 70100 | 2933 | 23.9 | 16.2 | 58000 | 3617 | 4.7 | 3.6 | Non Federally-Regulated | 09/03/2012 |  | 03/23/2020
Waterfurnace International, Inc. | Johnson Controls | RKSV/RKSH024**0*1 |  | Ground-Water-Source | WBAHP: Heat Pump Packaged Unit | Heat Pump | 230 | 1 |  |  | No Match | Single-Speed |  |  |  | 28100 | 1022 | 27.5 | 16.2 | 24600 | 1567 | 4.6 | 3.6 | Non Federally-Regulated | 01/09/2014 |  | 03/23/2020
Waterfurnace International, Inc. | Geosmart Energy, Inc. | ZS018**0*0 |  | Ground-Water-Source | WBAHP: Heat Pump Packaged Unit | Heat Pump | 230 | 1 |  |  | No Match | Single-Speed |  |  |  | 20600 | 877 | 23.5 | 16.2 | 17500 | 1282 | 4 | 3.6 | Non Federally-Regulated | 01/24/2011 |  | 03/23/2020
Waterfurnace International, Inc. | Waterfurnace International, Inc. | UBV/UBH030**3*1 |  | Ground-Water-Source | WBAHP: Heat Pump Packaged Unit | Heat Pump | 230 | 3 |  |  | No Match | Single-Speed |  |  |  | 33500 | 1489 | 22.5 | 16.2 | 28000 | 1954 | 4.2 | 3.6 | Non Federally-Regulated | 08/23/2011 |  | 03/23/2020
Waterfurnace International, Inc. | Waterfurnace International, Inc. | USV/USH024**2*4 |  | Ground-Water-Source | WBAHP: Heat Pump Packaged Unit | Heat Pump | 265 | 1 |  |  | No Match | Single-Speed |  |  |  | 26400 | 1128 | 23.4 | 16.2 | 22300 | 1452 | 4.5 | 3.6 | Non Federally-Regulated | 06/14/2011 |  | 03/23/2020
Waterfurnace International, Inc. | Waterfurnace International, Inc. | UBV/UBH042**0*0 |  | Ground-Water-Source | WBAHP: Heat Pump Packaged Unit | Heat Pump | 208 | 1 |  |  | No Match | Single-Speed |  |  |  | 47000 | 2304 | 20.4 | 16.2 | 41400 | 2822 | 4.3 | 3.6 | Non Federally-Regulated | 08/23/2011 |  | 03/23/2020
Waterfurnace International, Inc. | Johnson Controls | RKTV/RKTH026**4*4 |  | Ground-Water-Source | WBAHP: Heat Pump Packaged Unit | Heat Pump | 460 | 3 |  |  | No Match | Single-Speed |  |  |  | 29000 | 1208 | 24 | 16.2 | 25100 | 1471 | 5 | 3.6 | Non Federally-Regulated | 01/09/2014 |  | 03/23/2020
Waterfurnace International, Inc. | Trane Unitary Products Group | T2GX064***1**1 |  | Ground-Water-Source | WBAHP: Heat Pump Packaged Unit | Heat Pump | 208 | 1 |  |  | No Match | Dual-Speed | 2715 | 400 |  | 70700 | 3621 | 22.7 | 16.2 | 56800 | 3115 | 4.6 | 3.6 | Non Federally-Regulated | 08/23/2011 |  | 03/23/2020
Waterfurnace International, Inc. | Johnson Controls | RKV/RKH049**4*1 |  | Ground-Water-Source | WBAHP: Heat Pump Packaged Unit | Heat Pump | 208 | 1 |  |  | No Match | Single-Speed |  |  |  | 56200 | 2294 | 24.5 | 16.2 | 46300 | 2950 | 4.6 | 3.6 | Non Federally-Regulated | 09/03/2012 |  | 03/23/2020
Waterfurnace International, Inc. | York | YKSV/YKSH042**3*0 |  | Ground-Water-Source | WBAHP: Heat Pump Packaged Unit | Heat Pump | 230 | 3 |  |  | No Match | Single-Speed |  |  |  | 44600 | 1820 | 24.5 | 16.2 | 34900 | 2379 | 4.3 | 3.6 | Non Federally-Regulated | 10/24/2014 |  | 03/23/2020
Waterfurnace International, Inc. | York | YKSV/YKSH042**0*4 |  | Ground-Water-Source | WBAHP: Heat Pump Packaged Unit | Heat Pump | 208 | 1 |  |  | No Match | Single-Speed |  |  |  | 46200 | 1566 | 29.5 | 16.2 | 35000 | 2093 | 4.9 | 3.6 | Non Federally-Regulated | 10/24/2014 |  | 03/23/2020
Waterfurnace International, Inc. | Johnson Controls | RGSV/RGSH036**4*1 |  | Ground-Water-Source | WBAHP: Heat Pump Packaged Unit | Heat Pump | 460 | 3 |  |  | No Match | Single-Speed |  |  |  | 37700 | 1639 | 23 | 16.2 | 33000 | 2249 | 4.3 | 3.6 | Non Federally-Regulated | 03/02/2012 |  | 03/23/2020
Waterfurnace International, Inc. | Waterfurnace International, Inc. | NBV/NBH070**3*0 |  | Ground-Water-Source | WBAHP: Heat Pump Packaged Unit | Heat Pump | 230 | 3 |  |  | No Match | Single-Speed | 2960 | 628 | 0 | 75900 | 3514 | 21.6 | 16.2 | 66100 | 4843 | 4 | 3.6 | Non Federally-Regulated | 09/03/2012 |  | 03/23/2020
Waterfurnace International, Inc. | WFI Industries, Ltd. | ZS048**4*4 |  | Ground-Water-Source | WBAHP: Heat Pump Packaged Unit | Heat Pump | 460 | 3 |  |  | No Match | Single-Speed |  |  |  | 52000 | 2222 | 23.4 | 16.2 | 45900 | 3203 | 4.2 | 3.6 | Non Federally-Regulated | 06/14/2011 |  | 03/23/2020
Waterfurnace International, Inc. | WFI Industries, Ltd. | GBV/GBH048**0*0 |  | Ground-Water-Source | WBAHP: Heat Pump Packaged Unit | Heat Pump | 230 | 1 |  |  | No Match | Single-Speed |  |  |  | 51600 | 2293 | 22.5 | 16.2 | 43400 | 3028 | 4.2 | 3.6 | Non Federally-Regulated | 01/09/2014 |  | 03/23/2020
Waterfurnace International, Inc. | York | YBSV/YBSH036**2*4 |  | Ground-Water-Source | WBAHP: Heat Pump Packaged Unit | Heat Pump | 265 | 1 |  |  | No Match | Single-Speed |  |  |  | 40000 | 1739 | 23 | 16.2 | 35600 | 2371 | 4.4 | 3.6 | Non Federally-Regulated | 10/24/2014 |  | 03/23/2020
Waterfurnace International, Inc. | Johnson Controls | RKSV/RKSH048**4*0 |  | Ground-Water-Source | WBAHP: Heat Pump Packaged Unit | Heat Pump | 460 | 3 |  |  | No Match | Single-Speed |  |  |  | 51600 | 2293 | 22.5 | 16.2 | 43400 | 3028 | 4.2 | 3.6 | Non Federally-Regulated | 01/09/2014 |  | 03/23/2020
Waterfurnace International, Inc. | Johnson Controls | RKSV/RKSH042**4*0 |  | Ground-Water-Source | WBAHP: Heat Pump Packaged Unit | Heat Pump | 460 | 3 |  |  | No Match | Single-Speed |  |  |  | 44600 | 1820 | 24.5 | 16.2 | 34900 | 2379 | 4.3 | 3.6 | Non Federally-Regulated | 01/09/2014 |  | 03/23/2020
Waterfurnace International, Inc. | Waterfurnace International, Inc. | NBV/NBH026**2*4 |  | Ground-Water-Source | WBAHP: Heat Pump Packaged Unit | Heat Pump | 265 | 1 |  |  | No Match | Single-Speed |  |  |  | 29000 | 1208 | 24 | 16.2 | 25100 | 1471 | 5 | 3.6 | Non Federally-Regulated | 09/03/2012 |  | 03/23/2020
Waterfurnace International, Inc. | WFI Industries, Ltd. | YS042**1*0 |  | Ground-Water-Source | WBAHP: Heat Pump Packaged Unit | Heat Pump | 230 | 1 |  |  |  | Single-Speed |  |  |  | 45800 | 2081 | 22 | 16.2 | 37000 | 2853 | 3.8 | 3.6 | Non Federally-Regulated | 06/19/2015 |  | 03/23/2020
Waterfurnace International, Inc. | Waterfurnace International, Inc. | NBV/NBH024**4*0 |  | Ground-Water-Source | WBAHP: Heat Pump Packaged Unit | Heat Pump | 460 | 3 |  |  | No Match | Single-Speed |  |  |  | 28100 | 1171 | 24 | 16.2 | 23900 | 1629 | 4.3 | 3.6 | Non Federally-Regulated | 09/03/2012 |  | 03/23/2020
Waterfurnace International, Inc. | York | YKTV/YKTH038**0*4 |  | Ground-Water-Source | WBAHP: Heat Pump Packaged Unit | Heat Pump | 208 | 1 |  |  | No Match | Single-Speed |  |  |  | 39400 | 1635 | 24.1 | 16.2 | 33600 | 2052 | 4.8 | 3.6 | Non Federally-Regulated | 10/24/2014 |  | 03/23/2020
Waterfurnace International, Inc. | York | YAFS042**1*(1,2,4) |  | Ground-Water-Source | WBAHP: Heat Pump Packaged Unit | Heat Pump | 230 | 1 |  |  | No Match | Single-Speed |  |  |  | 46200 | 1566 | 29.5 | 16.2 | 35000 | 2093 | 4.9 | 3.6 | Non Federally-Regulated | 01/09/2014 |  | 03/23/2020
Waterfurnace International, Inc. | Johnson Controls | RKV/RKH024**4*4 |  | Ground-Water-Source | WBAHP: Heat Pump Packaged Unit | Heat Pump | 230 | 1 |  |  | No Match | Single-Speed |  |  |  | 28100 | 1171 | 24 | 16.2 | 23900 | 1629 | 4.3 | 3.6 | Non Federally-Regulated | 09/03/2012 |  | 03/23/2020
Waterfurnace International, Inc. | WFI Industries, Ltd. | GBV/GBH049**0*4 |  | Ground-Water-Source | WBAHP: Heat Pump Packaged Unit | Heat Pump | 230 | 1 |  |  | No Match | Single-Speed |  |  |  | 56200 | 2294 | 24.5 | 16.2 | 46300 | 2950 | 4.6 | 3.6 | Non Federally-Regulated | 01/09/2014 |  | 03/23/2020
Waterfurnace International, Inc. | Johnson Controls | RBSV/RBSH030**0*4 |  | Ground-Water-Source | WBAHP: Heat Pump Packaged Unit | Heat Pump | 230 | 1 |  |  | No Match | Single-Speed |  |  |  | 33500 | 1489 | 22.5 | 16.2 | 28000 | 1954 | 4.2 | 3.6 | Non Federally-Regulated | 09/03/2012 |  | 03/23/2020
Waterfurnace International, Inc. | Johnson Controls | RKSV/RKSH042**3*0 |  | Ground-Water-Source | WBAHP: Heat Pump Packaged Unit | Heat Pump | 208 | 3 |  |  | No Match | Single-Speed |  |  |  | 44600 | 1820 | 24.5 | 16.2 | 34900 | 2379 | 4.3 | 3.6 | Non Federally-Regulated | 01/09/2014 |  | 03/23/2020
Waterfurnace International, Inc. | WFI Industries, Ltd. | GBV/GBH049**4*1 |  | Ground-Water-Source | WBAHP: Heat Pump Packaged Unit | Heat Pump | 460 | 3 |  |  | No Match | Single-Speed |  |  |  | 56200 | 2294 | 24.5 | 16.2 | 46300 | 2950 | 4.6 | 3.6 | Non Federally-Regulated | 01/09/2014 |  | 03/23/2020
Waterfurnace International, Inc. | WFI Industries, Ltd. | GBV/GBH049**0*1 |  | Ground-Water-Source | WBAHP: Heat Pump Packaged Unit | Heat Pump | 208 | 1 |  |  | No Match | Single-Speed |  |  |  | 56200 | 2294 | 24.5 | 16.2 | 46300 | 2950 | 4.6 | 3.6 | Non Federally-Regulated | 01/09/2014 |  | 03/23/2020
Waterfurnace International, Inc. | Johnson Controls | RKV/RKH009**2*0 |  | Ground-Water-Source | WBAHP: Heat Pump Packaged Unit | Heat Pump | 230 | 1 |  |  | No Match | Single-Speed |  |  |  | 10800 | 486 | 22.2 | 16.2 | 10600 | 706 | 4.4 | 3.6 | Non Federally-Regulated | 09/03/2012 |  | 03/23/2020
Waterfurnace International, Inc. | Johnson Controls | RBSV/RBSH036**2*4 |  | Ground-Water-Source | WBAHP: Heat Pump Packaged Unit | Heat Pump | 265 | 1 |  |  | No Match | Single-Speed |  |  |  | 40000 | 1739 | 23 | 16.2 | 35600 | 2371 | 4.4 | 3.6 | Non Federally-Regulated | 09/03/2012 |  | 03/23/2020
Waterfurnace International, Inc. | York | YKSV/YKSH030**2*0 |  | Ground-Water-Source | WBAHP: Heat Pump Packaged Unit | Heat Pump | 265 | 1 |  |  | No Match | Single-Speed |  |  |  | 30800 | 1137 | 27.1 | 16.2 | 24400 | 1521 | 4.7 | 3.6 | Non Federally-Regulated | 10/24/2014 |  | 03/23/2020
Waterfurnace International, Inc. | Trane Unitary Products Group | T2GY049***1**(1,2) |  | Ground-Water-Source | WBAHP: Heat Pump Packaged Unit | Heat Pump | 208 | 1 |  |  | No Match | Dual-Speed |  |  |  | 50600 | 2144 | 23.6 | 16.2 | 44600 | 3040 | 4.3 | 3.6 | Non Federally-Regulated | 01/09/2014 |  | 03/23/2020
Waterfurnace International, Inc. | Johnson Controls | RBSV/RBSH018**2*0 |  | Ground-Water-Source | WBAHP: Heat Pump Packaged Unit | Heat Pump | 208 | 1 |  |  | No Match | Single-Speed |  |  |  | 19800 | 966 | 20.5 | 16.2 | 16000 | 1267 | 3.7 | 3.6 | Non Federally-Regulated | 09/03/2012 |  | 03/23/2020
Waterfurnace International, Inc. | Trane Unitary Products Group | T2GY049***1* |  | Ground-Water-Source | WBAHP: Heat Pump Packaged Unit | Heat Pump | 208 | 1 |  |  | No Match | Dual-Speed |  |  |  | 45000 | 2036 | 22.1 | 16.2 | 39300 | 2560 | 4.5 | 3.6 | Non Federally-Regulated | 08/23/2011 |  | 03/23/2020
Waterfurnace International, Inc. | York | YBSV/YBSH030**2*0 |  | Ground-Water-Source | WBAHP: Heat Pump Packaged Unit | Heat Pump | 265 | 1 |  |  | No Match | Single-Speed |  |  |  | 33500 | 1595 | 21 | 16.2 | 28000 | 2052 | 4 | 3.6 | Non Federally-Regulated | 10/24/2014 |  | 03/23/2020
Waterfurnace International, Inc. | York | YKSV/YKSH015**0*0 |  | Ground-Water-Source | WBAHP: Heat Pump Packaged Unit | Heat Pump | 230 | 1 |  |  | No Match | Single-Speed |  |  |  | 16700 | 642 | 26 | 16.2 | 15500 | 967 | 4.7 | 3.6 | Non Federally-Regulated | 10/24/2014 |  | 03/23/2020
Waterfurnace International, Inc. | WFI Industries, Ltd. | ZBV/ZBH018**0*1 |  | Ground-Water-Source | WBAHP: Heat Pump Packaged Unit | Heat Pump | 208 | 1 |  |  | No Match | Single-Speed |  |  |  | 19800 | 900 | 22 | 16.2 | 16000 | 1202 | 3.9 | 3.6 | Non Federally-Regulated | 01/09/2014 |  | 03/23/2020
Waterfurnace International, Inc. | WFI Industries, Ltd. | ZBV/ZBH012**0*0 |  | Ground-Water-Source | WBAHP: Heat Pump Packaged Unit | Heat Pump | 208 | 1 |  |  | No Match | Single-Speed |  |  |  | 12200 | 670 | 18.2 | 16.2 | 12600 | 947 | 3.9 | 3.6 | Non Federally-Regulated | 01/09/2014 |  | 03/23/2020
Waterfurnace International, Inc. | Johnson Controls | RKSV/RKSH015**0*1 |  | Ground-Water-Source | WBAHP: Heat Pump Packaged Unit | Heat Pump | 208 | 1 |  |  | No Match | Single-Speed |  |  |  | 16700 | 619 | 27 | 16.2 | 15500 | 967 | 4.7 | 3.6 | Non Federally-Regulated | 01/09/2014 |  | 03/23/2020
Waterfurnace International, Inc. | Johnson Controls | RGSV/RGSH042**3*0 |  | Ground-Water-Source | WBAHP: Heat Pump Packaged Unit | Heat Pump | 230 | 3 |  |  | No Match | Single-Speed |  |  |  | 45800 | 2009 | 22.8 | 16.2 | 37000 | 2854 | 3.8 | 3.6 | Non Federally-Regulated | 01/24/2011 |  | 03/23/2020
Waterfurnace International, Inc. | WFI Industries, Ltd. | ZBV/ZBH030**0*4 |  | Ground-Water-Source | WBAHP: Heat Pump Packaged Unit | Heat Pump | 230 | 1 |  |  | No Match | Single-Speed |  |  |  | 33500 | 1489 | 22.5 | 16.2 | 28000 | 1954 | 4.2 | 3.6 | Non Federally-Regulated | 01/09/2014 |  | 03/23/2020
Waterfurnace International, Inc. | Johnson Controls | RBSV/RBSH018**0*1 |  | Ground-Water-Source | WBAHP: Heat Pump Packaged Unit | Heat Pump | 208 | 1 |  |  | No Match | Single-Speed |  |  |  | 19800 | 966 | 20.5 | 16.2 | 16000 | 1267 | 3.7 | 3.6 | Non Federally-Regulated | 09/03/2012 |  | 03/23/2020
Waterfurnace International, Inc. | York | YKSV/YKSH024**4*4 |  | Ground-Water-Source | WBAHP: Heat Pump Packaged Unit | Heat Pump | 460 | 3 |  |  | No Match | Single-Speed |  |  |  | 28100 | 1022 | 27.5 | 16.2 | 24600 | 1567 | 4.6 | 3.6 | Non Federally-Regulated | 10/24/2014 |  | 03/23/2020
Waterfurnace International, Inc. | Johnson Controls | RBSV/RBSH048**4*0 |  | Ground-Water-Source | WBAHP: Heat Pump Packaged Unit | Heat Pump | 460 | 3 |  |  | No Match | Single-Speed |  |  |  | 57000 | 2879 | 19.8 | 16.2 | 48000 | 3517 | 4 | 3.6 | Non Federally-Regulated | 09/03/2012 |  | 03/23/2020
Waterfurnace International, Inc. | Geosmart Energy, Inc. | ZS042**3*4 |  | Ground-Water-Source | WBAHP: Heat Pump Packaged Unit | Heat Pump | 230 | 3 |  |  | No Match | Single-Speed |  |  |  | 45800 | 1949 | 23.5 | 16.2 | 37000 | 2522 | 4.3 | 3.6 | Non Federally-Regulated | 06/14/2011 |  | 03/23/2020
Waterfurnace International, Inc. | WFI Industries, Ltd. | ZBV/ZBH036**0*0 |  | Ground-Water-Source | WBAHP: Heat Pump Packaged Unit | Heat Pump | 230 | 1 |  |  | No Match | Single-Speed |  |  |  | 40000 | 1818 | 22 | 16.2 | 35600 | 2484 | 4.2 | 3.6 | Non Federally-Regulated | 01/09/2014 |  | 03/23/2020
Waterfurnace International, Inc. | Geosmart Energy, Inc. | ZS018**0*1 |  | Ground-Water-Source | WBAHP: Heat Pump Packaged Unit | Heat Pump | 208 | 1 |  |  | No Match | Single-Speed |  |  |  | 20600 | 858 | 24 | 16.2 | 17500 | 1166 | 4.4 | 3.6 | Non Federally-Regulated | 01/24/2011 |  | 03/23/2020
Waterfurnace International, Inc. | WFI Industries, Ltd. | ZBV/ZBH024**2*1 |  | Ground-Water-Source | WBAHP: Heat Pump Packaged Unit | Heat Pump | 265 | 1 |  |  | No Match | Single-Speed |  |  |  | 27000 | 1298 | 20.8 | 16.2 | 22600 | 1577 | 4.2 | 3.6 | Non Federally-Regulated | 01/09/2014 |  | 03/23/2020
Waterfurnace International, Inc. | York | YKTV/YKTH049**0*4 |  | Ground-Water-Source | WBAHP: Heat Pump Packaged Unit | Heat Pump | 230 | 1 |  |  | No Match | Single-Speed |  |  |  | 56200 | 2294 | 24.5 | 16.2 | 46300 | 2950 | 4.6 | 3.6 | Non Federally-Regulated | 10/24/2014 |  | 03/23/2020
Waterfurnace International, Inc. | WFI Industries, Ltd. | ZS041**4*4 |  | Ground-Water-Source | WBAHP: Heat Pump Packaged Unit | Heat Pump | 460 | 3 |  |  | No Match | Single-Speed |  |  |  | 44500 | 2023 | 22 | 16.2 | 36000 | 2638 | 4 | 3.6 | Non Federally-Regulated | 06/14/2011 |  | 03/23/2020
Waterfurnace International, Inc. | Johnson Controls | RBSV/RBSH024**0*4 |  | Ground-Water-Source | WBAHP: Heat Pump Packaged Unit | Heat Pump | 230 | 1 |  |  | No Match | Single-Speed |  |  |  | 27000 | 1298 | 20.8 | 16.2 | 22600 | 1577 | 4.2 | 3.6 | Non Federally-Regulated | 09/03/2012 |  | 03/23/2020
Waterfurnace International, Inc. | York | YKSV/YKSH024**2*0 |  | Ground-Water-Source | WBAHP: Heat Pump Packaged Unit | Heat Pump | 265 | 1 |  |  | No Match | Single-Speed |  |  |  | 28100 | 1171 | 24 | 16.2 | 23900 | 1629 | 4.3 | 3.6 | Non Federally-Regulated | 10/24/2014 |  | 03/23/2020
Waterfurnace International, Inc. | WFI Industries, Ltd. | GBV/GBH042**0*4 |  | Ground-Water-Source | WBAHP: Heat Pump Packaged Unit | Heat Pump | 230 | 1 |  |  | No Match | Single-Speed |  |  |  | 46200 | 1566 | 29.5 | 16.2 | 35000 | 2093 | 4.9 | 3.6 | Non Federally-Regulated | 01/09/2014 |  | 03/23/2020
Waterfurnace International, Inc. | WFI Industries, Ltd. | ZBV/ZBH024**2*0 |  | Ground-Water-Source | WBAHP: Heat Pump Packaged Unit | Heat Pump | 265 | 1 |  |  | No Match | Single-Speed |  |  |  | 27000 | 1364 | 19.8 | 16.2 | 22600 | 1656 | 4 | 3.6 | Non Federally-Regulated | 01/09/2014 |  | 03/23/2020
Waterfurnace International, Inc. | York | YKSV/YKSH024**2*4 |  | Ground-Water-Source | WBAHP: Heat Pump Packaged Unit | Heat Pump | 265 | 1 |  |  | No Match | Single-Speed |  |  |  | 28100 | 1022 | 27.5 | 16.2 | 24600 | 1567 | 4.6 | 3.6 | Non Federally-Regulated | 10/24/2014 |  | 03/23/2020
Waterfurnace International, Inc. | Waterfurnace International, Inc. | NBV/NBH030**4*0 |  | Ground-Water-Source | WBAHP: Heat Pump Packaged Unit | Heat Pump | 460 | 3 |  |  | No Match | Single-Speed |  |  |  | 30800 | 1137 | 27.1 | 16.2 | 24400 | 1521 | 4.7 | 3.6 | Non Federally-Regulated | 09/03/2012 |  | 03/23/2020
Waterfurnace International, Inc. | Geosmart Energy, Inc. | ZS042**4*1 |  | Ground-Water-Source | WBAHP: Heat Pump Packaged Unit | Heat Pump | 460 | 3 |  |  | No Match | Single-Speed |  |  |  | 45800 | 1949 | 23.5 | 16.2 | 37000 | 2522 | 4.3 | 3.6 | Non Federally-Regulated | 01/24/2011 |  | 03/23/2020
Waterfurnace International, Inc. | Johnson Controls | RKSV/RKSH015**0*0 |  | Ground-Water-Source | WBAHP: Heat Pump Packaged Unit | Heat Pump | 230 | 1 |  |  | No Match | Single-Speed |  |  |  | 16700 | 642 | 26 | 16.2 | 15500 | 967 | 4.7 | 3.6 | Non Federally-Regulated | 01/09/2014 |  | 03/23/2020
Waterfurnace International, Inc. | Geosmart Energy, Inc. | ZS023**2*1 |  | Ground-Water-Source | WBAHP: Heat Pump Packaged Unit | Heat Pump | 265 | 1 |  |  | No Match | Single-Speed |  |  |  | 25400 | 1104 | 23 | 16.2 | 21900 | 1493 | 4.3 | 3.6 | Non Federally-Regulated | 01/24/2011 |  | 03/23/2020
Waterfurnace International, Inc. | York | YKTV/YKTH026**3*4 |  | Ground-Water-Source | WBAHP: Heat Pump Packaged Unit | Heat Pump | 208 | 3 |  |  | No Match | Single-Speed |  |  |  | 29000 | 1208 | 24 | 16.2 | 25100 | 1471 | 5 | 3.6 | Non Federally-Regulated | 10/24/2014 |  | 03/23/2020
Waterfurnace International, Inc. | Geosmart Energy, Inc. | ZS042**3*1 |  | Ground-Water-Source | WBAHP: Heat Pump Packaged Unit | Heat Pump | 208 | 3 |  |  | No Match | Single-Speed |  |  |  | 45800 | 1949 | 23.5 | 16.2 | 37000 | 2522 | 4.3 | 3.6 | Non Federally-Regulated | 01/24/2011 |  | 03/23/2020
Waterfurnace International, Inc. | Johnson Controls | RKSV/RKSH042**0*0 |  | Ground-Water-Source | WBAHP: Heat Pump Packaged Unit | Heat Pump | 208 | 1 |  |  | No Match | Single-Speed |  |  |  | 44600 | 1820 | 24.5 | 16.2 | 34900 | 2379 | 4.3 | 3.6 | Non Federally-Regulated | 01/09/2014 |  | 03/23/2020
Waterfurnace International, Inc. | WFI Industries, Ltd. | GBV/GBH018**2*0 |  | Ground-Water-Source | WBAHP: Heat Pump Packaged Unit | Heat Pump | 265 | 1 |  |  | No Match | Single-Speed |  |  |  | 21000 | 824 | 25.5 | 16.2 | 19000 | 1266 | 4.4 | 3.6 | Non Federally-Regulated | 01/09/2014 |  | 03/23/2020
Waterfurnace International, Inc. | Waterfurnace International, Inc. | UBV/UBH060**3*0 |  | Ground-Water-Source | WBAHP: Heat Pump Packaged Unit | Heat Pump | 230 | 3 |  |  | No Match | Single-Speed | 2290 | 900 |  | 67000 | 3190 | 21 | 16.2 | 55000 | 4030 | 4 | 3.6 | Non Federally-Regulated | 08/23/2011 |  | 03/23/2020
Waterfurnace International, Inc. | Geosmart Energy, Inc. | YT072*A |  | Ground-Water-Source | WBAHP: Heat Pump Packaged Unit | Heat Pump | 230 | 1 |  |  |  | Dual-Speed | 3467 | 450 |  | 71800 | 3452 | 20.8 | 16.2 | 68500 | 4896 | 4.1 | 3.6 | Non Federally-Regulated | 04/22/2015 |  | 03/23/2020
Waterfurnace International, Inc. | York | YKTV/YKTH026**4*1 |  | Ground-Water-Source | WBAHP: Heat Pump Packaged Unit | Heat Pump | 460 | 3 |  |  | No Match | Dual-Speed |  |  |  | 29000 | 1208 | 24 | 16.2 | 25100 | 1471 | 5 | 3.6 | Non Federally-Regulated | 10/24/2014 |  | 03/23/2020
Waterfurnace International, Inc. | Johnson Controls | RGSV/RGSH030**3*4 |  | Ground-Water-Source | WBAHP: Heat Pump Packaged Unit | Heat Pump | 208 | 3 |  |  | No Match | Single-Speed |  |  |  | 32900 | 1377 | 23.9 | 16.2 | 28300 | 1885 | 4.4 | 3.6 | Non Federally-Regulated | 06/14/2011 |  | 03/23/2020
Waterfurnace International, Inc. | WFI Industries, Ltd. | ZS042**0*4 |  | Ground-Water-Source | WBAHP: Heat Pump Packaged Unit | Heat Pump | 208 | 1 |  |  | No Match | Single-Speed |  |  |  | 45800 | 1949 | 23.5 | 16.2 | 37000 | 2522 | 4.3 | 3.6 | Non Federally-Regulated | 06/14/2011 |  | 03/23/2020
Waterfurnace International, Inc. | Waterfurnace International, Inc. | YS042**1*4 |  | Ground-Water-Source | WBAHP: Heat Pump Packaged Unit | Heat Pump | 230 | 1 |  |  |  | Single-Speed |  |  |  | 45800 | 1948 | 23.5 | 16.2 | 37000 | 2521 | 4.3 | 3.6 | Non Federally-Regulated | 06/19/2015 |  | 03/23/2020
Waterfurnace International, Inc. | Johnson Controls | RBSV/RBSH042**4*0 |  | Ground-Water-Source | WBAHP: Heat Pump Packaged Unit | Heat Pump | 460 | 3 |  |  | No Match | Single-Speed |  |  |  | 47000 | 2304 | 20.4 | 16.2 | 41400 | 2822 | 4.3 | 3.6 | Non Federally-Regulated | 09/03/2012 |  | 03/23/2020
Waterfurnace International, Inc. | Geosmart Energy, Inc. | ZS030**3*1 |  | Ground-Water-Source | WBAHP: Heat Pump Packaged Unit | Heat Pump | 230 | 3 |  |  | No Match | Single-Speed |  |  |  | 32900 | 1377 | 23.9 | 16.2 | 28300 | 1885 | 4.4 | 3.6 | Non Federally-Regulated | 01/24/2011 |  | 03/23/2020
Waterfurnace International, Inc. | Johnson Controls | RGSH023**4*0 |  | Ground-Water-Source | WBAHP: Heat Pump Packaged Unit | Heat Pump | 460 | 3 |  |  | No Match | Single-Speed |  |  |  | 25400 | 1129 | 22.5 | 16.2 | 21900 | 1646 | 3.9 | 3.6 | Non Federally-Regulated | 01/24/2011 |  | 03/23/2020
Waterfurnace International, Inc. | Johnson Controls | RGSV/RGSH036**3*4 |  | Ground-Water-Source | WBAHP: Heat Pump Packaged Unit | Heat Pump | 230 | 3 |  |  | No Match | Single-Speed |  |  |  | 37700 | 1639 | 23 | 16.2 | 33000 | 2249 | 4.3 | 3.6 | Non Federally-Regulated | 03/02/2012 |  | 03/23/2020
Waterfurnace International, Inc. | Waterfurnace International, Inc. | USV/USH036**2*4 |  | Ground-Water-Source | WBAHP: Heat Pump Packaged Unit | Heat Pump | 265 | 1 |  |  | No Match | Single-Speed |  |  |  | 37700 | 1639 | 23 | 16.2 | 33000 | 2249 | 4.3 | 3.6 | Non Federally-Regulated | 03/02/2012 |  | 03/23/2020
Waterfurnace International, Inc. | Waterfurnace International, Inc. | UBV/UBH048**3*1 |  | Ground-Water-Source | WBAHP: Heat Pump Packaged Unit | Heat Pump | 208 | 3 |  |  | No Match | Single-Speed |  |  |  | 57000 | 2714 | 21 | 16.2 | 48000 | 3349 | 4.2 | 3.6 | Non Federally-Regulated | 08/23/2011 |  | 03/23/2020
Waterfurnace International, Inc. | Waterfurnace International, Inc. | YS048**1*4 |  | Ground-Water-Source | WBAHP: Heat Pump Packaged Unit | Heat Pump | 208 | 1 |  |  |  | Single-Speed |  |  |  | 52000 | 2222 | 23.4 | 16.2 | 45900 | 3202 | 4.2 | 3.6 | Non Federally-Regulated | 06/19/2015 |  | 03/23/2020
Waterfurnace International, Inc. | Johnson Controls | RKTV/RKTH038**3*4 |  | Ground-Water-Source | WBAHP: Heat Pump Packaged Unit | Heat Pump | 208 | 3 |  |  | No Match | Single-Speed |  |  |  | 39400 | 1635 | 24.1 | 16.2 | 33600 | 2052 | 4.8 | 3.6 | Non Federally-Regulated | 01/09/2014 |  | 03/23/2020
Waterfurnace International, Inc. | York | YBSV/YBSH015**2*4 |  | Ground-Water-Source | WBAHP: Heat Pump Packaged Unit | Heat Pump | 265 | 1 |  |  | No Match | Single-Speed |  |  |  | 16000 | 762 | 21 | 16.2 | 13400 | 958 | 4.1 | 3.6 | Non Federally-Regulated | 10/24/2014 |  | 03/23/2020
Waterfurnace International, Inc. | Johnson Controls | RBSV/RBSH015**2*1 |  | Ground-Water-Source | WBAHP: Heat Pump Packaged Unit | Heat Pump | 265 | 1 |  |  | No Match | Single-Speed |  |  |  | 16000 | 762 | 21 | 16.2 | 13400 | 958 | 4.1 | 3.6 | Non Federally-Regulated | 12/12/2012 |  | 03/23/2020
Waterfurnace International, Inc. | Geosmart Energy, Inc. | ZS023**2*0 |  | Ground-Water-Source | WBAHP: Heat Pump Packaged Unit | Heat Pump | 265 | 1 |  |  | No Match | Single-Speed |  |  |  | 25400 | 1129 | 22.5 | 16.2 | 21900 | 1646 | 3.9 | 3.6 | Non Federally-Regulated | 01/24/2011 |  | 03/23/2020
Waterfurnace International, Inc. | York | YBSV/YBSH030**0*0 |  | Ground-Water-Source | WBAHP: Heat Pump Packaged Unit | Heat Pump | 230 | 1 |  |  | No Match | Single-Speed |  |  |  | 33500 | 1595 | 21 | 16.2 | 28000 | 2052 | 4 | 3.6 | Non Federally-Regulated | 10/24/2014 |  | 03/23/2020
Waterfurnace International, Inc. | York | YBSV/YBSH042**0*4 |  | Ground-Water-Source | WBAHP: Heat Pump Packaged Unit | Heat Pump | 230 | 1 |  |  | No Match | Single-Speed |  |  |  | 47000 | 2136 | 22 | 16.2 | 41400 | 2696 | 4.5 | 3.6 | Non Federally-Regulated | 10/24/2014 |  | 03/23/2020
Waterfurnace International, Inc. | Johnson Controls | RKSV/RKSH042**3*1 |  | Ground-Water-Source | WBAHP: Heat Pump Packaged Unit | Heat Pump | 230 | 3 |  |  | No Match | Single-Speed |  |  |  | 46200 | 1566 | 29.5 | 16.2 | 35000 | 2093 | 4.9 | 3.6 | Non Federally-Regulated | 01/09/2014 |  | 03/23/2020
Waterfurnace International, Inc. | WFI Industries, Ltd. | ZBV/ZBH030**0*0 |  | Ground-Water-Source | WBAHP: Heat Pump Packaged Unit | Heat Pump | 230 | 1 |  |  | No Match | Single-Speed |  |  |  | 33500 | 1595 | 21 | 16.2 | 28000 | 2052 | 4 | 3.6 | Non Federally-Regulated | 01/09/2014 |  | 03/23/2020
Waterfurnace International, Inc. | Johnson Controls | RKTV/RKTH026**0*1 |  | Ground-Water-Source | WBAHP: Heat Pump Packaged Unit | Heat Pump | 208 | 1 |  |  | No Match | Single-Speed |  |  |  | 29000 | 1208 | 24 | 16.2 | 25100 | 1471 | 5 | 3.6 | Non Federally-Regulated | 01/09/2014 |  | 03/23/2020
Waterfurnace International, Inc. | WFI Industries, Ltd. | ZBV/ZBH030**0*1 |  | Ground-Water-Source | WBAHP: Heat Pump Packaged Unit | Heat Pump | 208 | 1 |  |  | No Match | Single-Speed |  |  |  | 33500 | 1489 | 22.5 | 16.2 | 28000 | 1954 | 4.2 | 3.6 | Non Federally-Regulated | 01/09/2014 |  | 03/23/2020
Waterfurnace International, Inc. | Waterfurnace International, Inc. | NBV/NBH048**4*4 |  | Ground-Water-Source | WBAHP: Heat Pump Packaged Unit | Heat Pump | 460 | 3 |  |  | No Match | Single-Speed |  |  |  | 53000 | 2031 | 26.1 | 16.2 | 43400 | 2706 | 4.7 | 3.6 | Non Federally-Regulated | 09/03/2012 |  | 03/23/2020
Waterfurnace International, Inc. | Waterfurnace International, Inc. | NBV/NBH048**4*1 |  | Ground-Water-Source | WBAHP: Heat Pump Packaged Unit | Heat Pump | 460 | 3 |  |  | No Match | Single-Speed |  |  |  | 53000 | 2031 | 26.1 | 16.2 | 43400 | 2706 | 4.7 | 3.6 | Non Federally-Regulated | 09/03/2012 |  | 03/23/2020
Waterfurnace International, Inc. | American Standard, Inc. | A2GY072***1* |  | Ground-Water-Source | WBAHP: Heat Pump Packaged Unit | Heat Pump | 208 | 1 |  |  | No Match | Dual-Speed | 3834 | 942 | 1 | 74500 | 4027 | 18.5 | 16.2 | 64600 | 4618 | 4.1 | 3.6 | Non Federally-Regulated | 11/30/2011 |  | 03/23/2020
Waterfurnace International, Inc. | Johnson Controls | RGSV/RGSH048**4*4 |  | Ground-Water-Source | WBAHP: Heat Pump Packaged Unit | Heat Pump | 460 | 3 |  |  | No Match | Single-Speed |  |  |  | 52000 | 2222 | 23.4 | 16.2 | 45900 | 3203 | 4.2 | 3.6 | Non Federally-Regulated | 06/14/2011 |  | 03/23/2020
Waterfurnace International, Inc. | Geosmart Energy, Inc. | ZS023**0*0 |  | Ground-Water-Source | WBAHP: Heat Pump Packaged Unit | Heat Pump | 230 | 1 |  |  | No Match | Single-Speed |  |  |  | 25400 | 1129 | 22.5 | 16.2 | 21900 | 1646 | 3.9 | 3.6 | Non Federally-Regulated | 01/24/2011 |  | 03/23/2020
Waterfurnace International, Inc. | Geosmart Energy, Inc. | ZS024**3*4 |  | Ground-Water-Source | WBAHP: Heat Pump Packaged Unit | Heat Pump | 230 | 3 |  |  | No Match | Single-Speed |  |  |  | 26400 | 1128 | 23.4 | 16.2 | 22300 | 1452 | 4.5 | 3.6 | Non Federally-Regulated | 06/14/2011 |  | 03/23/2020
Waterfurnace International, Inc. | Johnson Controls | RKV/RKH015**2*1 |  | Ground-Water-Source | WBAHP: Heat Pump Packaged Unit | Heat Pump | 265 | 1 |  |  | No Match | Single-Speed |  |  |  | 16700 | 619 | 27 | 16.2 | 15500 | 967 | 4.7 | 3.6 | Non Federally-Regulated | 09/03/2012 |  | 03/23/2020
Waterfurnace International, Inc. | York | YBSV/YBSH012**9*0 |  | Ground-Water-Source | WBAHP: Heat Pump Packaged Unit | Heat Pump | 115 | 1 |  |  | No Match | Single-Speed |  |  |  | 12200 | 670 | 18.2 | 16.2 | 12600 | 947 | 3.9 | 3.6 | Non Federally-Regulated | 10/24/2014 |  | 03/23/2020
Waterfurnace International, Inc. | Waterfurnace International, Inc. | NBV/NBH030**0*4 |  | Ground-Water-Source | WBAHP: Heat Pump Packaged Unit | Heat Pump | 230 | 1 |  |  | No Match | Single-Speed |  |  |  | 31200 | 1058 | 29.5 | 16.2 | 24400 | 1490 | 4.8 | 3.6 | Non Federally-Regulated | 09/03/2012 |  | 03/23/2020
Waterfurnace International, Inc. | Johnson Controls | RKSV/RKSH030**4*4 |  | Ground-Water-Source | WBAHP: Heat Pump Packaged Unit | Heat Pump | 460 | 3 |  |  | No Match | Single-Speed |  |  |  | 31200 | 1058 | 29.5 | 16.2 | 24400 | 1490 | 4.8 | 3.6 | Non Federally-Regulated | 01/09/2014 |  | 03/23/2020
Waterfurnace International, Inc. | WFI Industries, Ltd. | GBV/GBH038**2*4 |  | Ground-Water-Source | WBAHP: Heat Pump Packaged Unit | Heat Pump | 265 | 1 |  |  | No Match | Single-Speed |  |  |  | 39400 | 1635 | 24.1 | 16.2 | 33600 | 2052 | 4.8 | 3.6 | Non Federally-Regulated | 01/09/2014 |  | 03/23/2020
Waterfurnace International, Inc. | Johnson Controls | RKTV/RKTH026**2*1 |  | Ground-Water-Source | WBAHP: Heat Pump Packaged Unit | Heat Pump | 265 | 1 |  |  | No Match | Single-Speed |  |  |  | 29000 | 1208 | 24 | 16.2 | 25100 | 1471 | 5 | 3.6 | Non Federally-Regulated | 01/09/2014 |  | 03/23/2020
Waterfurnace International, Inc. | American Standard, Inc. | A2GY064***1**1 |  | Ground-Water-Source | WBAHP: Heat Pump Packaged Unit | Heat Pump | 230 | 1 |  |  | No Match | Dual-Speed |  |  |  | 64300 | 2896 | 22.2 | 16.2 | 55400 | 3690 | 4.4 | 3.6 | Non Federally-Regulated | 01/09/2014 |  | 03/23/2020
Waterfurnace International, Inc. | Waterfurnace International, Inc. | UBV/UBH030**2*1 |  | Ground-Water-Source | WBAHP: Heat Pump Packaged Unit | Heat Pump | 265 | 1 |  |  | No Match | Single-Speed |  |  |  | 33500 | 1489 | 22.5 | 16.2 | 28000 | 1954 | 4.2 | 3.6 | Non Federally-Regulated | 08/23/2011 |  | 03/23/2020
Waterfurnace International, Inc. | Johnson Controls | RKSV/RKSH024**2*0 |  | Ground-Water-Source | WBAHP: Heat Pump Packaged Unit | Heat Pump | 265 | 1 |  |  | No Match | Single-Speed |  |  |  | 28100 | 1171 | 24 | 16.2 | 23900 | 1629 | 4.3 | 3.6 | Non Federally-Regulated | 01/09/2014 |  | 03/23/2020
Waterfurnace International, Inc. | Geosmart Energy, Inc. | ZS041**3*1 |  | Ground-Water-Source | WBAHP: Heat Pump Packaged Unit | Heat Pump | 230 | 3 |  |  | No Match | Single-Speed |  |  |  | 44500 | 2023 | 22 | 16.2 | 36000 | 2638 | 4 | 3.6 | Non Federally-Regulated | 01/24/2011 |  | 03/23/2020
Waterfurnace International, Inc. | WFI Industries, Ltd. | ZBV/ZBH015**2*4 |  | Ground-Water-Source | WBAHP: Heat Pump Packaged Unit | Heat Pump | 265 | 1 |  |  | No Match | Single-Speed |  |  |  | 16000 | 762 | 21 | 16.2 | 13400 | 958 | 4.1 | 3.6 | Non Federally-Regulated | 01/09/2014 |  | 03/23/2020
Waterfurnace International, Inc. | Geosmart Energy, Inc. | ZS041**4*1 |  | Ground-Water-Source | WBAHP: Heat Pump Packaged Unit | Heat Pump | 460 | 3 |  |  | No Match | Single-Speed |  |  |  | 44500 | 2023 | 22 | 16.2 | 36000 | 2638 | 4 | 3.6 | Non Federally-Regulated | 01/24/2011 |  | 03/23/2020
Waterfurnace International, Inc. | York | YACT049**1*(1,2) |  | Ground-Water-Source | WBAHP: Heat Pump Packaged Unit | Heat Pump | 208 | 1 |  |  | No Match | Dual-Speed |  |  |  | 50600 | 2144 | 23.6 | 16.2 | 44600 | 3040 | 4.3 | 3.6 | Non Federally-Regulated | 01/09/2014 |  | 03/23/2020
Waterfurnace International, Inc. | Geosmart Energy, Inc. | ZS048**4*1 |  | Ground-Water-Source | WBAHP: Heat Pump Packaged Unit | Heat Pump | 460 | 3 |  |  | No Match | Single-Speed |  |  |  | 52000 | 2222 | 23.4 | 16.2 | 45900 | 3203 | 4.2 | 3.6 | Non Federally-Regulated | 01/24/2011 |  | 03/23/2020
Waterfurnace International, Inc. | Geosmart Energy, Inc. | ZS024**4*1 |  | Ground-Water-Source | WBAHP: Heat Pump Packaged Unit | Heat Pump | 460 | 3 |  |  | No Match | Single-Speed |  |  |  | 26400 | 1128 | 23.4 | 16.2 | 22300 | 1452 | 4.5 | 3.6 | Non Federally-Regulated | 01/24/2011 |  | 03/23/2020
Waterfurnace International, Inc. | Geosmart Energy, Inc. | ZS030**0*4 |  | Ground-Water-Source | WBAHP: Heat Pump Packaged Unit | Heat Pump | 208 | 1 |  |  | No Match | Single-Speed |  |  |  | 32900 | 1377 | 23.9 | 16.2 | 28300 | 1885 | 4.4 | 3.6 | Non Federally-Regulated | 06/14/2011 |  | 03/23/2020
Waterfurnace International, Inc. | WFI Industries, Ltd. | GBV/GBH026**2*1 |  | Ground-Water-Source | WBAHP: Heat Pump Packaged Unit | Heat Pump | 265 | 1 |  |  | No Match | Single-Speed |  |  |  | 29000 | 1208 | 24 | 16.2 | 25100 | 1471 | 5 | 3.6 | Non Federally-Regulated | 01/09/2014 |  | 03/23/2020
Waterfurnace International, Inc. | Johnson Controls | RBSV/RBSH036**0*1 |  | Ground-Water-Source | WBAHP: Heat Pump Packaged Unit | Heat Pump | 230 | 1 |  |  | No Match | Single-Speed |  |  |  | 40000 | 1739 | 23 | 16.2 | 35600 | 2371 | 4.4 | 3.6 | Non Federally-Regulated | 09/03/2012 |  | 03/23/2020
Waterfurnace International, Inc. | York | YKSV/YKSH036**0*0 |  | Ground-Water-Source | WBAHP: Heat Pump Packaged Unit | Heat Pump | 230 | 1 |  |  | No Match | Single-Speed |  |  |  | 36300 | 1412 | 25.7 | 16.2 | 28200 | 1758 | 4.7 | 3.6 | Non Federally-Regulated | 10/24/2014 |  | 03/23/2020
Waterfurnace International, Inc. | York | YBSV/YBSH042**4*0 |  | Ground-Water-Source | WBAHP: Heat Pump Packaged Unit | Heat Pump | 460 | 3 |  |  | No Match | Single-Speed |  |  |  | 47000 | 2304 | 20.4 | 16.2 | 41400 | 2822 | 4.3 | 3.6 | Non Federally-Regulated | 10/24/2014 |  | 03/23/2020
Waterfurnace International, Inc. | Waterfurnace International, Inc. | UBV/UBH009**2*0 |  | Ground-Water-Source | WBAHP: Heat Pump Packaged Unit | Heat Pump | 265 | 1 |  |  | No Match | Single-Speed |  |  |  | 9900 | 516 | 19.2 | 16.2 | 9600 | 703 | 4 | 3.6 | Non Federally-Regulated | 12/12/2012 |  | 03/23/2020
Waterfurnace International, Inc. | Waterfurnace International, Inc. | NBV/NBH036**4*4 |  | Ground-Water-Source | WBAHP: Heat Pump Packaged Unit | Heat Pump | 460 | 3 |  |  | No Match | Single-Speed |  |  |  | 38000 | 1262 | 30.1 | 16.2 | 28200 | 1621 | 5.1 | 3.6 | Non Federally-Regulated | 09/03/2012 |  | 03/23/2020
Waterfurnace International, Inc. | Trane Unitary Products Group | T1GC070***1**0 |  | Ground-Water-Source | WBAHP: Heat Pump Packaged Unit | Heat Pump | 208 | 1 |  |  | No Match | Single-Speed | 2508 | 940 |  | 70000 | 3448 | 20.3 | 16.2 | 64100 | 4944 | 3.8 | 3.6 | Non Federally-Regulated | 08/23/2011 |  | 03/23/2020
Waterfurnace International, Inc. | Waterfurnace International, Inc. | UBV/UBH070**4*4 |  | Ground-Water-Source | WBAHP: Heat Pump Packaged Unit | Heat Pump | 460 | 3 |  |  | No Match | Single-Speed | 2609 | 800 |  | 75000 | 3409 | 22 | 16.2 | 64000 | 4466 | 4.2 | 3.6 | Non Federally-Regulated | 08/23/2011 |  | 03/23/2020
Waterfurnace International, Inc. | Johnson Controls | RKTV/RKTH038**2*1 |  | Ground-Water-Source | WBAHP: Heat Pump Packaged Unit | Heat Pump | 265 | 1 |  |  | No Match | Single-Speed |  |  |  | 39400 | 1635 | 24.1 | 16.2 | 33600 | 2052 | 4.8 | 3.6 | Non Federally-Regulated | 01/09/2014 |  | 03/23/2020
Waterfurnace International, Inc. | WFI Industries, Ltd. | GBV/GBH048**4*0 |  | Ground-Water-Source | WBAHP: Heat Pump Packaged Unit | Heat Pump | 460 | 3 |  |  | No Match | Single-Speed |  |  |  | 51600 | 2293 | 22.5 | 16.2 | 43400 | 3028 | 4.2 | 3.6 | Non Federally-Regulated | 01/09/2014 |  | 03/23/2020
Waterfurnace International, Inc. | Johnson Controls | RBSV/RBSH036**4*1 |  | Ground-Water-Source | WBAHP: Heat Pump Packaged Unit | Heat Pump | 460 | 3 |  |  | No Match | Single-Speed |  |  |  | 40000 | 1739 | 23 | 16.2 | 35600 | 2371 | 4.4 | 3.6 | Non Federally-Regulated | 09/03/2012 |  | 03/23/2020
Waterfurnace International, Inc. | York | YFV023**2*0 |  | Ground-Water-Source | WBAHP: Heat Pump Packaged Unit | Heat Pump | 265 | 1 |  |  |  | Single-Speed |  |  |  | 26400 | 1257 | 21 | 16.2 | 22300 | 1676 | 3.9 | 3.6 | Non Federally-Regulated | 04/22/2015 |  | 03/23/2020
Waterfurnace International, Inc. | Geosmart Energy, Inc. | ZS024**2*0 |  | Ground-Water-Source | WBAHP: Heat Pump Packaged Unit | Heat Pump | 265 | 1 |  |  | No Match | Single-Speed |  |  |  | 26400 | 1158 | 22.8 | 16.2 | 22300 | 1634 | 4 | 3.6 | Non Federally-Regulated | 01/24/2011 |  | 03/23/2020
Waterfurnace International, Inc. | Johnson Controls | RGSV/RGSH024**3*0 |  | Ground-Water-Source | WBAHP: Heat Pump Packaged Unit | Heat Pump | 230 | 3 |  |  | No Match | Single-Speed |  |  |  | 26400 | 1158 | 22.8 | 16.2 | 22300 | 1634 | 4 | 3.6 | Non Federally-Regulated | 01/24/2011 |  | 03/23/2020
Waterfurnace International, Inc. | Geosmart Energy, Inc. | ZS042**4*4 |  | Ground-Water-Source | WBAHP: Heat Pump Packaged Unit | Heat Pump | 460 | 3 |  |  | No Match | Single-Speed |  |  |  | 45800 | 1949 | 23.5 | 16.2 | 37000 | 2522 | 4.3 | 3.6 | Non Federally-Regulated | 06/14/2011 |  | 03/23/2020
Waterfurnace International, Inc. | WFI Industries, Ltd. | GBV/GBH024**4*0 |  | Ground-Water-Source | WBAHP: Heat Pump Packaged Unit | Heat Pump | 460 | 3 |  |  | No Match | Single-Speed |  |  |  | 28100 | 1171 | 24 | 16.2 | 23900 | 1629 | 4.3 | 3.6 | Non Federally-Regulated | 01/09/2014 |  | 03/23/2020
Waterfurnace International, Inc. | WFI Industries, Ltd. | ZBV/ZBH030**4*1 |  | Ground-Water-Source | WBAHP: Heat Pump Packaged Unit | Heat Pump | 460 | 3 |  |  | No Match | Single-Speed |  |  |  | 33500 | 1489 | 22.5 | 16.2 | 28000 | 1954 | 4.2 | 3.6 | Non Federally-Regulated | 01/09/2014 |  | 03/23/2020
Waterfurnace International, Inc. | York | YKTV/YKTH049**4*4 |  | Ground-Water-Source | WBAHP: Heat Pump Packaged Unit | Heat Pump | 460 | 3 |  |  | No Match | Single-Speed |  |  |  | 56200 | 2294 | 24.5 | 16.2 | 46300 | 2950 | 4.6 | 3.6 | Non Federally-Regulated | 10/24/2014 |  | 03/23/2020
Waterfurnace International, Inc. | York | YBSV/YBSH036**2*0 |  | Ground-Water-Source | WBAHP: Heat Pump Packaged Unit | Heat Pump | 265 | 1 |  |  | No Match | Single-Speed |  |  |  | 40000 | 1818 | 22 | 16.2 | 35600 | 2484 | 4.2 | 3.6 | Non Federally-Regulated | 10/24/2014 |  | 03/23/2020
Waterfurnace International, Inc. | Johnson Controls | RGSV/RGSH030**4*1 |  | Ground-Water-Source | WBAHP: Heat Pump Packaged Unit | Heat Pump | 460 | 3 |  |  | No Match | Single-Speed |  |  |  | 32900 | 1377 | 23.9 | 16.2 | 28300 | 1885 | 4.4 | 3.6 | Non Federally-Regulated | 01/24/2011 |  | 03/23/2020
Waterfurnace International, Inc. | WFI Industries, Ltd. | ZBV/ZBH030**2*0 |  | Ground-Water-Source | WBAHP: Heat Pump Packaged Unit | Heat Pump | 265 | 1 |  |  | No Match | Single-Speed |  |  |  | 33500 | 1595 | 21 | 16.2 | 28000 | 2052 | 4 | 3.6 | Non Federally-Regulated | 01/09/2014 |  | 03/23/2020
Waterfurnace International, Inc. | WFI Industries, Ltd. | GBV/GBH009**0*0 |  | Ground-Water-Source | WBAHP: Heat Pump Packaged Unit | Heat Pump | 230 | 1 |  |  | No Match | Single-Speed |  |  |  | 10800 | 486 | 22.2 | 16.2 | 10600 | 706 | 4.4 | 3.6 | Non Federally-Regulated | 01/09/2014 |  | 03/23/2020
Waterfurnace International, Inc. | York | YKTV/YKTH026**2*4 |  | Ground-Water-Source | WBAHP: Heat Pump Packaged Unit | Heat Pump | 265 | 1 |  |  | No Match | Single-Speed |  |  |  | 29000 | 1208 | 24 | 16.2 | 25100 | 1471 | 5 | 3.6 | Non Federally-Regulated | 10/24/2014 |  | 03/23/2020
Waterfurnace International, Inc. | Waterfurnace International, Inc. | USV/USH024**0*1 |  | Ground-Water-Source | WBAHP: Heat Pump Packaged Unit | Heat Pump | 208 | 1 |  |  | No Match | Single-Speed |  |  |  | 26400 | 1128 | 23.4 | 16.2 | 22300 | 1634 | 4 | 3.6 | Non Federally-Regulated | 09/03/2012 |  | 03/23/2020
Waterfurnace International, Inc. | Waterfurnace International, Inc. | USV/USH030**2*4 |  | Ground-Water-Source | WBAHP: Heat Pump Packaged Unit | Heat Pump | 265 | 1 |  |  | No Match | Single-Speed |  |  |  | 32900 | 1377 | 23.9 | 16.2 | 28300 | 1885 | 4.4 | 3.6 | Non Federally-Regulated | 06/14/2011 |  | 03/23/2020
Waterfurnace International, Inc. | WFI Industries, Ltd. | GBV/GBH024**2*0 |  | Ground-Water-Source | WBAHP: Heat Pump Packaged Unit | Heat Pump | 265 | 1 |  |  | No Match | Single-Speed |  |  |  | 28100 | 1171 | 24 | 16.2 | 23900 | 1629 | 4.3 | 3.6 | Non Federally-Regulated | 01/09/2014 |  | 03/23/2020
Waterfurnace International, Inc. | Johnson Controls | RBSV/RBSH048**4*4 |  | Ground-Water-Source | WBAHP: Heat Pump Packaged Unit | Heat Pump | 460 | 3 |  |  | No Match | Single-Speed |  |  |  | 57000 | 2714 | 21 | 16.2 | 48000 | 3349 | 4.2 | 3.6 | Non Federally-Regulated | 09/03/2012 |  | 03/23/2020
Waterfurnace International, Inc. | Geosmart Energy, Inc. | ZS036**2*4 |  | Ground-Water-Source | WBAHP: Heat Pump Packaged Unit | Heat Pump | 265 | 1 |  |  | No Match | Single-Speed |  |  |  | 37700 | 1639 | 23 | 16.2 | 33000 | 2249 | 4.3 | 3.6 | Non Federally-Regulated | 03/02/2012 |  | 03/23/2020
Waterfurnace International, Inc. | WFI Industries, Ltd. | ZBV/ZBH036**2*0 |  | Ground-Water-Source | WBAHP: Heat Pump Packaged Unit | Heat Pump | 265 | 1 |  |  | No Match | Single-Speed |  |  |  | 40000 | 1818 | 22 | 16.2 | 35600 | 2484 | 4.2 | 3.6 | Non Federally-Regulated | 01/09/2014 |  | 03/23/2020
Waterfurnace International, Inc. | Geosmart Energy, Inc. | QT049**1*(1,2) |  | Ground-Water-Source | WBAHP: Heat Pump Packaged Unit | Heat Pump | 208 | 1 |  |  | No Match | Dual-Speed |  |  |  | 50600 | 2144 | 23.6 | 16.2 | 44600 | 3040 | 4.3 | 3.6 | Non Federally-Regulated | 01/09/2014 |  | 03/23/2020
Waterfurnace International, Inc. | WFI Industries, Ltd. | GBV/GBH042**4*0 |  | Ground-Water-Source | WBAHP: Heat Pump Packaged Unit | Heat Pump | 460 | 3 |  |  | No Match | Single-Speed |  |  |  | 44600 | 1820 | 24.5 | 16.2 | 34900 | 2379 | 4.3 | 3.6 | Non Federally-Regulated | 01/09/2014 |  | 03/23/2020
Waterfurnace International, Inc. | WFI Industries, Ltd. | GBV/GBH048**4*4 |  | Ground-Water-Source | WBAHP: Heat Pump Packaged Unit | Heat Pump | 460 | 3 |  |  | No Match | Single-Speed |  |  |  | 53000 | 2031 | 26.1 | 16.2 | 43400 | 2706 | 4.7 | 3.6 | Non Federally-Regulated | 01/09/2014 |  | 03/23/2020
Waterfurnace International, Inc. | York | YBSV/YBSH018**2*0 |  | Ground-Water-Source | WBAHP: Heat Pump Packaged Unit | Heat Pump | 265 | 1 |  |  | No Match | Single-Speed |  |  |  | 19800 | 966 | 20.5 | 16.2 | 16000 | 1267 | 3.7 | 3.6 | Non Federally-Regulated | 10/24/2014 |  | 03/23/2020
Waterfurnace International, Inc. | Waterfurnace International, Inc. | NBV/NBH024**2*4 |  | Ground-Water-Source | WBAHP: Heat Pump Packaged Unit | Heat Pump | 265 | 1 |  |  | No Match | Single-Speed |  |  |  | 28100 | 1022 | 27.5 | 16.2 | 24600 | 1567 | 4.6 | 3.6 | Non Federally-Regulated | 09/03/2012 |  | 03/23/2020
Waterfurnace International, Inc. | York | YKSV/YKSH048**4*4 |  | Ground-Water-Source | WBAHP: Heat Pump Packaged Unit | Heat Pump | 460 | 3 |  |  | No Match | Single-Speed |  |  |  | 53000 | 2031 | 26.1 | 16.2 | 43400 | 2706 | 4.7 | 3.6 | Non Federally-Regulated | 10/24/2014 |  | 03/23/2020
Waterfurnace International, Inc. | Waterfurnace International, Inc. | UBV/UBH024**4*4 |  | Ground-Water-Source | WBAHP: Heat Pump Packaged Unit | Heat Pump | 460 | 3 |  |  | No Match | Single-Speed |  |  |  | 27000 | 1298 | 20.8 | 16.2 | 22600 | 1577 | 4.2 | 3.6 | Non Federally-Regulated | 08/23/2011 |  | 03/23/2020
Waterfurnace International, Inc. | Waterfurnace International, Inc. | NBV/NBH042**4*0 |  | Ground-Water-Source | WBAHP: Heat Pump Packaged Unit | Heat Pump | 460 | 3 |  |  | No Match | Single-Speed |  |  |  | 44600 | 1820 | 24.5 | 16.2 | 34900 | 2379 | 4.3 | 3.6 | Non Federally-Regulated | 09/03/2012 |  | 03/23/2020
Waterfurnace International, Inc. | Waterfurnace International, Inc. | UBV/UBH024**4*1 |  | Ground-Water-Source | WBAHP: Heat Pump Packaged Unit | Heat Pump | 460 | 3 |  |  | No Match | Single-Speed |  |  |  | 27000 | 1298 | 20.8 | 16.2 | 22600 | 1577 | 4.2 | 3.6 | Non Federally-Regulated | 08/23/2011 |  | 03/23/2020
Waterfurnace International, Inc. | Johnson Controls | RJTV/RJTH038**4 |  | Ground-Water-Source | WBAHP: Heat Pump Packaged Unit | Heat Pump | 460 | 3 |  |  | No Match | Dual-Speed |  |  |  | 39400 | 1635 | 24.1 | 16.2 | 34800 | 1635 | 5 | 3.6 | Non Federally-Regulated | 06/23/2011 |  | 03/23/2020
Waterfurnace International, Inc. | Geosmart Energy, Inc. | ZS041**4*0 |  | Ground-Water-Source | WBAHP: Heat Pump Packaged Unit | Heat Pump | 460 | 3 |  |  | No Match | Single-Speed |  |  |  | 44500 | 2160 | 20.6 | 16.2 | 36000 | 2776 | 3.8 | 3.6 | Non Federally-Regulated | 01/24/2011 |  | 03/23/2020
Waterfurnace International, Inc. | WFI Industries, Ltd. | ZS023**4*4 |  | Ground-Water-Source | WBAHP: Heat Pump Packaged Unit | Heat Pump | 460 | 3 |  |  | No Match | Single-Speed |  |  |  | 25400 | 1104 | 23 | 16.2 | 21900 | 1493 | 4.3 | 3.6 | Non Federally-Regulated | 06/14/2011 |  | 03/23/2020
Waterfurnace International, Inc. | York | YAZT064**1 | YRAC060* | Ground-Source | WBAHP-CB: Heat Pump Split Syst | Heat Pump | 230 | 1 |  |  | No Match | Dual-Speed |  |  |  | 59100 | 3813 | 15.5 | 13.4 | 43200 | 3517 | 3.6 | 3.1 | Non Federally-Regulated | 01/09/2014 |  | 03/23/2020
Waterfurnace International, Inc. | Waterfurnace International, Inc. | NDZ026G1 | NRAC026* | Ground-Source | WBAHP-CB: Heat Pump Split Syst | Heat Pump | 208 | 1 |  |  | No Match | Dual-Speed |  |  |  | 26200 | 1541 | 17 | 13.4 | 19500 | 1465 | 3.9 | 3.1 | Non Federally-Regulated | 01/09/2014 |  | 03/23/2020
Waterfurnace International, Inc. | Trane Unitary Products Group | T2GE049*1* | TCG48* | Ground-Source | WBAHP-CB: Heat Pump Split Syst | Heat Pump | 208 | 1 |  |  | No Match | Dual-Speed |  |  |  | 47700 | 2963 | 16.1 | 13.4 | 37000 | 2854 | 3.8 | 3.1 | Non Federally-Regulated | 05/02/2012 |  | 03/23/2020
Waterfurnace International, Inc. | York | YAZS036**1 | YAH036* | Ground-Source | WBAHP-CB: Heat Pump Split Syst | Heat Pump | 208 | 1 |  |  | No Match | Single-Speed |  |  |  | 31900 | 1611 | 19.8 | 13.4 | 24000 | 1758 | 4 | 3.1 | Non Federally-Regulated | 01/09/2014 |  | 03/23/2020
Waterfurnace International, Inc. | Waterfurnace International, Inc. | NDZ026A0 | NRAC026* | Ground-Source | WBAHP-CB: Heat Pump Split Syst | Heat Pump | 208 | 1 |  |  | No Match | Dual-Speed |  |  |  | 26200 | 1541 | 17 | 13.4 | 19500 | 1465 | 3.9 | 3.1 | Non Federally-Regulated | 01/24/2011 |  | 03/23/2020
Waterfurnace International, Inc. | Waterfurnace International, Inc. | NDS049G1 | NRAC048* | Ground-Source | WBAHP-CB: Heat Pump Split Syst | Heat Pump | 230 | 1 |  |  | No Match | Dual-Speed |  |  |  | 47700 | 2963 | 16.1 | 13.4 | 37000 | 2854 | 3.8 | 3.1 | Non Federally-Regulated | 01/09/2014 |  | 03/23/2020
Waterfurnace International, Inc. | York | YAZS048**1 | YAH048* | Ground-Source | WBAHP-CB: Heat Pump Split Syst | Heat Pump | 208 | 1 |  |  | No Match | Single-Speed |  |  |  | 46200 | 2552 | 18.1 | 13.4 | 35300 | 2723 | 3.8 | 3.1 | Non Federally-Regulated | 01/09/2014 |  | 03/23/2020
Waterfurnace International, Inc. | Trane Unitary Products Group | T2GE038*1* | TGCX*036* | Ground-Source | WBAHP-CB: Heat Pump Split Syst | Heat Pump | 230 | 1 |  |  | No Match | Dual-Speed |  |  |  | 35000 | 2047 | 17.1 | 13.4 | 25700 | 1982 | 3.8 | 3.1 | Non Federally-Regulated | 05/02/2012 |  | 03/23/2020
Waterfurnace International, Inc. | Waterfurnace International, Inc. | NDZ072G1 | NAH060* | Ground-Source | WBAHP-CB: Heat Pump Split Syst | Heat Pump | 230 | 1 |  |  | No Match | Dual-Speed |  |  |  | 62700 | 4180 | 15 | 13.4 | 50300 | 4336 | 3.4 | 3.1 | Non Federally-Regulated | 01/09/2014 |  | 03/23/2020
Waterfurnace International, Inc. | Geosmart Energy, Inc. | GTS049A1 | GRAC048* | Ground-Source | WBAHP-CB: Heat Pump Split Syst | Heat Pump | 208 | 1 |  |  | No Match | Dual-Speed |  |  |  | 47700 | 2963 | 16.1 | 13.4 | 37000 | 2854 | 3.8 | 3.1 | Non Federally-Regulated | 01/24/2011 |  | 03/23/2020
Waterfurnace International, Inc. | Waterfurnace International, Inc. | NSZ060A5 | NRAC060* | Ground-Source | WBAHP-CB: Heat Pump Split Syst | Heat Pump | 575 | 3 |  |  | No Match | Single-Speed |  |  |  | 57000 | 3333 | 17.1 | 13.4 | 44500 | 3623 | 3.6 | 3.1 | Non Federally-Regulated | 03/02/2012 |  | 03/23/2020
Waterfurnace International, Inc. | Waterfurnace International, Inc. | NSZ048G1 | NRAC048* | Ground-Source | WBAHP-CB: Heat Pump Split Syst | Heat Pump | 230 | 1 |  |  | No Match | Single-Speed |  |  |  | 46200 | 2552 | 18.1 | 13.4 | 35300 | 2723 | 3.8 | 3.1 | Non Federally-Regulated | 01/09/2014 |  | 03/23/2020
Waterfurnace International, Inc. | Waterfurnace International, Inc. | NDZ038B1 | NAH036* | Ground-Source | WBAHP-CB: Heat Pump Split Syst | Heat Pump | 230 | 1 |  |  | No Match | Dual-Speed |  |  |  | 35000 | 2047 | 17.1 | 13.4 | 25700 | 1982 | 3.8 | 3.1 | Non Federally-Regulated | 05/02/2012 |  | 03/23/2020
Waterfurnace International, Inc. | York | YAZS070**1 | YAH060* | Ground-Source | WBAHP-CB: Heat Pump Split Syst | Heat Pump | 230 | 1 |  |  | No Match | Single-Speed |  |  |  | 63200 | 3925 | 16.1 | 13.4 | 50800 | 4254 | 3.5 | 3.1 | Non Federally-Regulated | 01/09/2014 |  | 03/23/2020
Waterfurnace International, Inc. | York | YAZS042**1 | YAH042* | Ground-Source | WBAHP-CB: Heat Pump Split Syst | Heat Pump | 230 | 1 |  |  | No Match | Single-Speed |  |  |  | 39900 | 2005 | 19.9 | 13.4 | 25300 | 2004 | 3.7 | 3.1 | Non Federally-Regulated | 01/09/2014 |  | 03/23/2020
Waterfurnace International, Inc. | York | YAZS022**1 | YRAC026* | Ground-Source | WBAHP-CB: Heat Pump Split Syst | Heat Pump | 230 | 1 |  |  | No Match | Single-Speed |  |  |  | 21800 | 1118 | 19.5 | 13.4 | 14000 | 1109 | 3.7 | 3.1 | Non Federally-Regulated | 01/09/2014 |  | 03/23/2020
Waterfurnace International, Inc. | Waterfurnace International, Inc. | NSZ060A1 | NRAC060* | Ground-Source | WBAHP-CB: Heat Pump Split Syst | Heat Pump | 230 | 1 |  |  | No Match | Single-Speed |  |  |  | 57000 | 3333 | 17.1 | 13.4 | 44500 | 3623 | 3.6 | 3.1 | Non Federally-Regulated | 03/02/2012 |  | 03/23/2020
Waterfurnace International, Inc. | Waterfurnace International, Inc. | NSZ070A4 | NRAC060* | Ground-Source | WBAHP-CB: Heat Pump Split Syst | Heat Pump | 460 | 3 |  |  | No Match | Single-Speed | 3712 | 450 |  | 63200 | 3925 | 16.1 | 13.4 | 50800 | 4254 | 3.5 | 3.1 | Non Federally-Regulated | 08/23/2011 |  | 03/23/2020
Waterfurnace International, Inc. | WFI Industries, Ltd. | GTS026A1 | GRAC026* | Ground-Source | WBAHP-CB: Heat Pump Split Syst | Heat Pump | 208 | 1 |  |  | No Match | Dual-Speed |  |  |  | 26200 | 1541 | 17 | 13.4 | 19500 | 1465 | 3.9 | 3.1 | Non Federally-Regulated | 01/24/2011 |  | 03/23/2020
Waterfurnace International, Inc. | Waterfurnace International, Inc. | NDZ064A0 | NRAC060* | Ground-Source | WBAHP-CB: Heat Pump Split Syst | Heat Pump | 208 | 1 |  |  | No Match | Dual-Speed |  |  |  | 59100 | 3813 | 15.5 | 13.4 | 43200 | 3517 | 3.6 | 3.1 | Non Federally-Regulated | 01/24/2011 |  | 03/23/2020
Waterfurnace International, Inc. | Waterfurnace International, Inc. | NDS064G1 | NAH060* | Ground-Source | WBAHP-CB: Heat Pump Split Syst | Heat Pump | 230 | 1 |  |  | No Match | Dual-Speed |  |  |  | 59100 | 3813 | 15.5 | 13.4 | 43200 | 3517 | 3.6 | 3.1 | Non Federally-Regulated | 01/09/2014 |  | 03/23/2020
Waterfurnace International, Inc. | York | YAST049**1 | YAH048* | Ground-Source | WBAHP-CB: Heat Pump Split Syst | Heat Pump | 208 | 1 |  |  | No Match | Dual-Speed |  |  |  | 47700 | 2963 | 16.1 | 13.4 | 37000 | 2854 | 3.8 | 3.1 | Non Federally-Regulated | 01/09/2014 |  | 03/23/2020
Waterfurnace International, Inc. | Waterfurnace International, Inc. | NDZ064A4 | NRAC060* | Ground-Source | WBAHP-CB: Heat Pump Split Syst | Heat Pump | 460 | 3 |  |  | No Match | Dual-Speed |  |  |  | 59100 | 3813 | 15.5 | 13.4 | 43200 | 3517 | 3.6 | 3.1 | Non Federally-Regulated | 08/23/2011 |  | 03/23/2020
Waterfurnace International, Inc. | York | YAZT072**1 | YRAC060* | Ground-Source | WBAHP-CB: Heat Pump Split Syst | Heat Pump | 208 | 1 |  |  | No Match | Dual-Speed |  |  |  | 62700 | 4180 | 15 | 13.4 | 50300 | 4336 | 3.4 | 3.1 | Non Federally-Regulated | 01/09/2014 |  | 03/23/2020
Waterfurnace International, Inc. | Waterfurnace International, Inc. | NDZ064A3 | NRAC060* | Ground-Source | WBAHP-CB: Heat Pump Split Syst | Heat Pump | 230 | 3 |  |  | No Match | Dual-Speed |  |  |  | 59100 | 3813 | 15.5 | 13.4 | 43200 | 3517 | 3.6 | 3.1 | Non Federally-Regulated | 08/23/2011 |  | 03/23/2020
Waterfurnace International, Inc. | Waterfurnace International, Inc. | NDSX038*1 | TAHG036 | Ground-Source | WBAHP-CB: Heat Pump Split Syst | Heat Pump | 230 | 1 | False |  |  | Dual-Speed |  |  |  | 38100 | 2015 | 18.9 | 13.4 | 26500 | 2043 | 3.8 | 3.1 | Non Federally-Regulated | 06/19/2015 |  | 03/23/2020
Waterfurnace International, Inc. | Geosmart Energy, Inc. | GTS072A1 | GAH060* | Ground-Source | WBAHP-CB: Heat Pump Split Syst | Heat Pump | 230 | 1 |  |  | No Match | Dual-Speed |  |  |  | 62700 | 4180 | 15 | 13.4 | 50300 | 4336 | 3.4 | 3.1 | Non Federally-Regulated | 01/24/2011 |  | 03/23/2020
Waterfurnace International, Inc. | WFI Industries, Ltd. | GTS072A1 | GAH060* | Ground-Source | WBAHP-CB: Heat Pump Split Syst | Heat Pump | 208 | 1 |  |  | No Match | Dual-Speed |  |  |  | 62700 | 4180 | 15 | 13.4 | 50300 | 4336 | 3.4 | 3.1 | Non Federally-Regulated | 01/24/2011 |  | 03/23/2020
Waterfurnace International, Inc. | Waterfurnace International, Inc. | NSZ070A5 | NRAC060* | Ground-Source | WBAHP-CB: Heat Pump Split Syst | Heat Pump | 575 | 3 |  |  | No Match | Single-Speed | 3712 | 450 |  | 63200 | 3925 | 16.1 | 13.4 | 50800 | 4254 | 3.5 | 3.1 | Non Federally-Regulated | 08/23/2011 |  | 03/23/2020
Waterfurnace International, Inc. | WFI Industries, Ltd. | GTS038A | GRAC036* | Ground-Source | WBAHP-CB: Heat Pump Split Syst | Heat Pump | 230 | 1 |  |  | No Match | Dual-Speed |  |  |  | 35000 | 2047 | 17.1 | 13.4 | 25700 | 1982 | 3.8 | 3.1 | Non Federally-Regulated | 08/23/2011 |  | 03/23/2020
Waterfurnace International, Inc. | Waterfurnace International, Inc. | NDZ038A0 | NAH036* | Ground-Source | WBAHP-CB: Heat Pump Split Syst | Heat Pump | 230 | 1 |  |  | No Match | Dual-Speed |  |  |  | 35000 | 2047 | 17.1 | 13.4 | 25700 | 1982 | 3.8 | 3.1 | Non Federally-Regulated | 08/23/2011 |  | 03/23/2020
Waterfurnace International, Inc. | Waterfurnace International, Inc. | NDZ072A4 | NRAC060* | Ground-Source | WBAHP-CB: Heat Pump Split Syst | Heat Pump | 460 | 3 |  |  | No Match | Dual-Speed | 3905 | 450 |  | 67200 | 3733 | 18 | 13.4 | 50300 | 4336 | 3.4 | 3.1 | Non Federally-Regulated | 08/23/2011 |  | 03/23/2020
Waterfurnace International, Inc. | Waterfurnace International, Inc. | NDS026G1 | NAH026* | Ground-Water-Source | WBAHP-CB: Heat Pump Split Syst | Heat Pump | 230 | 1 |  |  | No Match | Dual-Speed |  |  |  | 27800 | 1275 | 21.8 | 16.2 | 25000 | 1593 | 4.6 | 3.6 | Non Federally-Regulated | 01/09/2014 |  | 03/23/2020
Waterfurnace International, Inc. | Geosmart Energy, Inc. | NDS026A1 | NAH026* | Ground-Water-Source | WBAHP-CB: Heat Pump Split Syst | Heat Pump | 208 | 1 |  |  | No Match | Dual-Speed |  |  |  | 27800 | 1275 | 21.8 | 16.2 | 25000 | 1593 | 4.6 | 3.6 | Non Federally-Regulated | 01/24/2011 |  | 03/23/2020
Waterfurnace International, Inc. | Waterfurnace International, Inc. | NSZ060A4 | NRAC060* | Ground-Water-Source | WBAHP-CB: Heat Pump Split Syst | Heat Pump | 460 | 3 |  |  | No Match | Single-Speed |  |  |  | 62300 | 2953 | 21.1 | 16.2 | 52900 | 3781 | 4.1 | 3.6 | Non Federally-Regulated | 03/02/2012 |  | 03/23/2020
Waterfurnace International, Inc. | Waterfurnace International, Inc. | NDZX026*1 | TAHG024 | Ground-Water-Source | WBAHP-CB: Heat Pump Split Syst | Heat Pump | 208 | 1 | False |  |  | Dual-Speed |  |  |  | 27100 | 1133 | 23.9 | 16.2 | 23200 | 1510 | 4.5 | 3.6 | Non Federally-Regulated | 06/19/2015 |  | 03/23/2020
Waterfurnace International, Inc. | York | YAST064**1 | YRAC060* | Ground-Water-Source | WBAHP-CB: Heat Pump Split Syst | Heat Pump | 230 | 1 |  |  | No Match | Dual-Speed |  |  |  | 63800 | 3323 | 19.2 | 16.2 | 55800 | 3803 | 4.3 | 3.6 | Non Federally-Regulated | 01/09/2014 |  | 03/23/2020
Waterfurnace International, Inc. | WFI Industries, Ltd. | GTS064A1 | GRAC060* | Ground-Water-Source | WBAHP-CB: Heat Pump Split Syst | Heat Pump | 208 | 1 |  |  | No Match | Dual-Speed |  |  |  | 63800 | 3323 | 19.2 | 16.2 | 55800 | 3803 | 4.3 | 3.6 | Non Federally-Regulated | 01/24/2011 |  | 03/23/2020
Waterfurnace International, Inc. | Waterfurnace International, Inc. | NSZ022G1 | NAH022* | Ground-Water-Source | WBAHP-CB: Heat Pump Split Syst | Heat Pump | 208 | 1 |  |  | No Match | Single-Speed |  |  |  | 23300 | 835 | 27.9 | 16.2 | 18900 | 1231 | 4.5 | 3.6 | Non Federally-Regulated | 01/09/2014 |  | 03/23/2020
Waterfurnace International, Inc. | Waterfurnace International, Inc. | NDS038A1 | NRAC036* | Ground-Water-Source | WBAHP-CB: Heat Pump Split Syst | Heat Pump | 230 | 1 |  |  | No Match | Dual-Speed |  |  |  | 34300 | 1681 | 20.4 | 16.2 | 33100 | 2156 | 4.5 | 3.6 | Non Federally-Regulated | 08/23/2011 |  | 03/23/2020
Waterfurnace International, Inc. | American Standard, Inc. | A2GE049*1* | AGC48* | Ground-Water-Source | WBAHP-CB: Heat Pump Split Syst | Heat Pump | 230 | 1 |  |  | No Match | Dual-Speed |  |  |  | 50500 | 2500 | 20.2 | 16.2 | 46700 | 3111 | 4.4 | 3.6 | Non Federally-Regulated | 05/02/2012 |  | 03/23/2020
Waterfurnace International, Inc. | Geosmart Energy, Inc. | GTS038A1 | GRAC036* | Ground-Water-Source | WBAHP-CB: Heat Pump Split Syst | Heat Pump | 208 | 1 |  |  | No Match | Dual-Speed |  |  |  | 34300 | 1681 | 20.4 | 16.2 | 33100 | 2156 | 4.5 | 3.6 | Non Federally-Regulated | 08/23/2011 |  | 03/23/2020
Waterfurnace International, Inc. | Waterfurnace International, Inc. | NSZ060A3 | NRAC060* | Ground-Water-Source | WBAHP-CB: Heat Pump Split Syst | Heat Pump | 230 | 3 |  |  | No Match | Single-Speed |  |  |  | 62300 | 2953 | 21.1 | 16.2 | 52900 | 3781 | 4.1 | 3.6 | Non Federally-Regulated | 03/02/2012 |  | 03/23/2020
Waterfurnace International, Inc. | American Standard, Inc. | A2GE038*1* | AGC36* | Ground-Water-Source | WBAHP-CB: Heat Pump Split Syst | Heat Pump | 208 | 1 |  |  | No Match | Dual-Speed |  |  |  | 34300 | 1681 | 20.4 | 16.2 | 33100 | 2156 | 4.5 | 3.6 | Non Federally-Regulated | 05/02/2012 |  | 03/23/2020
Waterfurnace International, Inc. | York | YAST026**1 | YRAC026* | Ground-Water-Source | WBAHP-CB: Heat Pump Split Syst | Heat Pump | 230 | 1 |  |  | No Match | Dual-Speed |  |  |  | 27800 | 1275 | 21.8 | 16.2 | 25000 | 1593 | 4.6 | 3.6 | Non Federally-Regulated | 01/09/2014 |  | 03/23/2020
Waterfurnace International, Inc. | Waterfurnace International, Inc. | NDZ038A4 | NRAC036* | Ground-Water-Source | WBAHP-CB: Heat Pump Split Syst | Heat Pump | 460 | 3 |  |  | No Match | Dual-Speed |  |  |  | 34300 | 1681 | 20.4 | 16.2 | 33100 | 2156 | 4.5 | 3.6 | Non Federally-Regulated | 08/23/2011 |  | 03/23/2020
Waterfurnace International, Inc. | Waterfurnace International, Inc. | NSZ030G1 | NAH030* | Ground-Water-Source | WBAHP-CB: Heat Pump Split Syst | Heat Pump | 230 | 1 |  |  | No Match | Single-Speed |  |  |  | 28500 | 1145 | 24.9 | 16.2 | 25300 | 1513 | 4.9 | 3.6 | Non Federally-Regulated | 01/09/2014 |  | 03/23/2020
Waterfurnace International, Inc. | Waterfurnace International, Inc. | NDZ064G1 | NAH060* | Ground-Water-Source | WBAHP-CB: Heat Pump Split Syst | Heat Pump | 208 | 1 |  |  | No Match | Dual-Speed |  |  |  | 63800 | 3323 | 19.2 | 16.2 | 55800 | 3803 | 4.3 | 3.6 | Non Federally-Regulated | 01/09/2014 |  | 03/23/2020
Waterfurnace International, Inc. | Trane Unitary Products Group | T2GE026*1* | TGA26* | Ground-Water-Source | WBAHP-CB: Heat Pump Split Syst | Heat Pump | 230 | 1 |  |  | No Match | Dual-Speed |  |  |  | 27800 | 1275 | 21.8 | 16.2 | 25000 | 1593 | 4.6 | 3.6 | Non Federally-Regulated | 05/02/2012 |  | 03/23/2020
Waterfurnace International, Inc. | Waterfurnace International, Inc. | NSZ042G1 | NRAC048* | Ground-Water-Source | WBAHP-CB: Heat Pump Split Syst | Heat Pump | 208 | 1 |  |  | No Match | Single-Speed |  |  |  | 42900 | 1696 | 25.3 | 16.2 | 33000 | 2149 | 4.5 | 3.6 | Non Federally-Regulated | 01/09/2014 |  | 03/23/2020
Waterfurnace International, Inc. | Waterfurnace International, Inc. | NSZ070A3 | NRAC060* | Ground-Water-Source | WBAHP-CB: Heat Pump Split Syst | Heat Pump | 230 | 3 |  |  | No Match | Single-Speed | 2867 | 450 |  | 68500 | 3568 | 19.2 | 16.2 | 63000 | 4859 | 3.8 | 3.6 | Non Federally-Regulated | 08/23/2011 |  | 03/23/2020
Waterfurnace International, Inc. | Waterfurnace International, Inc. | NSZ036G1 | NRAC036* | Ground-Water-Source | WBAHP-CB: Heat Pump Split Syst | Heat Pump | 230 | 1 |  |  | No Match | Single-Speed |  |  |  | 33900 | 1256 | 27 | 16.2 | 30000 | 1871 | 4.7 | 3.6 | Non Federally-Regulated | 01/09/2014 |  | 03/23/2020
Waterfurnace International, Inc. | York | YAZT049**1 | YRAC048* | Ground-Water-Source | WBAHP-CB: Heat Pump Split Syst | Heat Pump | 208 | 1 |  |  | No Match | Dual-Speed |  |  |  | 50500 | 2500 | 20.2 | 16.2 | 46700 | 3111 | 4.4 | 3.6 | Non Federally-Regulated | 01/09/2014 |  | 03/23/2020
Waterfurnace International, Inc. | Waterfurnace International, Inc. | NDZ026A3 | NRAC026* | Ground-Water-Source | WBAHP-CB: Heat Pump Split Syst | Heat Pump | 208 | 3 |  |  | No Match | Dual-Speed |  |  |  | 27800 | 1275 | 21.8 | 16.2 | 25000 | 1593 | 4.6 | 3.6 | Non Federally-Regulated | 08/23/2011 |  | 03/23/2020
Waterfurnace International, Inc. | Johnson Controls | RCC/RCW/RCS/RCE09*0 |  | Ground-Source | WBAHP-O: Heat Pump Packaged Un | Heat Pump | 208 | 1 |  |  | No Match | Single-Speed |  |  |  | 9000 | 563 | 16 | 13.4 | 6700 | 633 | 3.1 | 3.1 | Non Federally-Regulated | 01/24/2011 |  | 03/23/2020
Waterfurnace International, Inc. | Johnson Controls | RCC/RCW/RCS/RCE09*2 |  | Ground-Source | WBAHP-O: Heat Pump Packaged Un | Heat Pump | 265 | 1 |  |  | No Match | Single-Speed |  |  |  | 9000 | 563 | 16 | 13.4 | 6700 | 633 | 3.1 | 3.1 | Non Federally-Regulated | 01/24/2011 |  | 03/23/2020
Waterfurnace International, Inc. | Johnson Controls | RCC/RCW/RCS/RCE18*0 |  | Ground-Water-Source | WBAHP-O: Heat Pump Packaged Un | Heat Pump | 208 | 1 |  |  | No Match | Single-Speed |  |  |  | 19000 | 969 | 19.6 | 16.2 | 17000 | 1347 | 3.7 | 3.6 | Non Federally-Regulated | 01/24/2011 |  | 03/23/2020
Waterfurnace International, Inc. | Johnson Controls | RCC/RCW/RCS/RCE15*2 |  | Ground-Water-Source | WBAHP-O: Heat Pump Packaged Un | Heat Pump | 265 | 1 |  |  | No Match | Single-Speed |  |  |  | 16200 | 736 | 22 | 16.2 | 14000 | 1001 | 4.1 | 3.6 | Non Federally-Regulated | 01/24/2011 |  | 03/23/2020
Waterfurnace International, Inc. | Johnson Controls | RCLC/RCLW/RCLS/RCLX12*0 |  | Ground-Water-Source | WBAHP-O: Heat Pump Packaged Un | Heat Pump | 230 | 1 |  |  | No Match | Single-Speed |  |  |  | 12700 | 709 | 17.9 | 16.2 | 11800 | 935 | 3.7 | 3.6 | Non Federally-Regulated | 01/09/2014 |  | 03/23/2020
Waterfurnace International, Inc. | Waterfurnace International, Inc. | LCC/LCW/LCS/LCX12*2 |  | Ground-Water-Source | WBAHP-O: Heat Pump Packaged Un | Heat Pump | 265 | 1 |  |  | No Match | Single-Speed |  |  |  | 12700 | 709 | 17.9 | 16.2 | 11800 | 935 | 3.7 | 3.6 | Non Federally-Regulated | 01/09/2014 |  | 03/23/2020
Waterfurnace International, Inc. | Waterfurnace International, Inc. | LCC/LCW/LCS/LCX09*9 |  | Ground-Water-Source | WBAHP-O: Heat Pump Packaged Un | Heat Pump | 115 | 1 |  |  | No Match | Single-Speed |  |  |  | 10000 | 538 | 18.6 | 16.2 | 9200 | 729 | 3.7 | 3.6 | Non Federally-Regulated | 01/09/2014 |  | 03/23/2020
Waterfurnace International, Inc. | Waterfurnace International, Inc. | LCC/LCW/LCS/LCX/LCF18*0 |  | Ground-Water-Source | WBAHP-O: Heat Pump Packaged Un | Heat Pump | 230 | 1 |  |  | No Match | Single-Speed |  |  |  | 19000 | 1027 | 18.5 | 16.2 | 17000 | 1311 | 3.8 | 3.6 | Non Federally-Regulated | 01/09/2014 |  | 03/23/2020
Waterfurnace International, Inc. | Johnson Controls | RCC/RCW/RCS/RCE12*0 |  | Ground-Water-Source | WBAHP-O: Heat Pump Packaged Un | Heat Pump | 208 | 1 |  |  | No Match | Single-Speed |  |  |  | 12400 | 636 | 19.5 | 16.2 | 11800 | 935 | 3.7 | 3.6 | Non Federally-Regulated | 01/24/2011 |  | 03/23/2020
Waterfurnace International, Inc. | Waterfurnace International, Inc. | LCC/LCW/LCS/LCX/LCF18*2 |  | Ground-Water-Source | WBAHP-O: Heat Pump Packaged Un | Heat Pump | 265 | 1 |  |  | No Match | Single-Speed |  |  |  | 19000 | 1027 | 18.5 | 16.2 | 17000 | 1347 | 3.7 | 3.6 | Non Federally-Regulated | 01/09/2014 |  | 03/23/2020
Waterfurnace International, Inc. | Waterfurnace International, Inc. | NEW050A1* |  | Ground-Source |  | Heat Pump | 230 | 1 |  |  |  | Single-Speed |  |  |  | 44500 | 2763 | 16.1 |  | 45000 | 3996 | 3.3 |  | Non Federally-Regulated | 05/01/2015 |  | 03/23/2020
Waterfurnace International, Inc. | American Standard, Inc. | A1GH050***1 |  | Ground-Source |  | Heat Pump | 208 | 1 |  |  |  | Single-Speed |  |  |  | 44500 | 2763 | 16.1 |  | 45000 | 3996 | 3.3 |  | Non Federally-Regulated | 05/01/2015 |  | 03/23/2020
Waterfurnace International, Inc. | Waterfurnace International, Inc. | NEW040A1* |  | Ground-Source |  | Heat Pump | 208 | 1 |  |  |  | Single-Speed |  |  |  | 30600 | 1900 | 16.1 |  | 34000 | 3019 | 3.3 |  | Non Federally-Regulated | 05/01/2015 |  | 03/23/2020
Waterfurnace International, Inc. | York | YAWE050**1 |  | Ground-Source |  | Heat Pump | 230 | 1 |  |  |  | Single-Speed |  |  |  | 44500 | 2763 | 16.1 |  | 45000 | 3996 | 3.3 |  | Non Federally-Regulated | 05/01/2015 |  | 03/23/2020
Waterfurnace International, Inc. | WFI Industries, Ltd. | 106A050**1 |  | Ground-Source |  | Heat Pump | 208 | 1 |  |  |  | Single-Speed |  |  |  | 44500 | 2763 | 16.1 |  | 45000 | 3996 | 3.3 |  | Non Federally-Regulated | 05/01/2015 |  | 03/23/2020
Waterfurnace International, Inc. | WFI Industries, Ltd. | 106A040**1 |  | Ground-Water-Source |  | Heat Pump | 230 | 1 |  |  |  | Single-Speed |  |  |  | 33000 | 1641 | 20.1 |  | 40000 | 2930 | 4 |  | Non Federally-Regulated | 05/01/2015 |  | 03/23/2020
Waterfurnace International, Inc. | Geosmart Energy, Inc. | HE066*1 |  | Ground-Water-Source |  | Heat Pump | 230 | 1 |  |  |  | Single-Speed |  |  |  | 57000 | 2835 | 20.1 |  | 70000 | 5544 | 3.7 |  | Non Federally-Regulated | 05/01/2015 |  | 03/23/2020
Waterfurnace International, Inc. | Geosmart Energy, Inc. | HE040*1 |  | Ground-Water-Source |  | Heat Pump | 208 | 1 |  |  |  | Single-Speed |  |  |  | 33000 | 1641 | 20.1 |  | 40000 | 2930 | 4 |  | Non Federally-Regulated | 05/01/2015 |  | 03/23/2020
Waterfurnace International, Inc. | Waterfurnace International, Inc. | NEW066A1* |  | Ground-Water-Source |  | Heat Pump | 208 | 1 |  |  |  | Single-Speed |  |  |  | 57000 | 2835 | 20.1 |  | 70000 | 5544 | 3.7 |  | Non Federally-Regulated | 05/01/2015 |  | 03/23/2020
Waterfurnace International, Inc. | York | YAWE066**1 |  | Ground-Water-Source |  | Heat Pump | 230 | 1 |  |  |  | Single-Speed |  |  |  | 57000 | 2835 | 20.1 |  | 70000 | 5544 | 3.7 |  | Non Federally-Regulated | 05/01/2015 |  | 03/23/2020
FHP Manufacturing Company | GEO-THERMAL SPLIT | GZ060*******1**1 | CAP**60**AL* | Ground-Source | WBAHP-C: Heat Pump Split Syste | Heat Pump | 208 | 1 | False |  |  | Dual-Speed |  |  |  | 63900 | 3981 | 16.05 | 13.4 | 46000 | 3744 | 3.6 | 3.1 | Non Federally-Regulated | 10/29/2019 |  | 05/06/2020
FHP Manufacturing Company | GEO-THERMAL SPLIT | GZ036*******1**2 | CAP**36**AL* | Water-Source | WBAHP-C: Heat Pump Split Syste | Heat Pump | 208 | 1 | False |  |  | Dual-Speed |  |  |  | 35600 | 2472 | 14.4 |  | 44600 | 2723 | 4.8 |  | Federally-Regulated Commercial & Industrial Equipment | 12/05/2019 |  | 05/06/2020
FHP Manufacturing Company | GEO-THERMAL SPLIT | GZ048*******1**1 | CAP**48**AL* | Ground-Water-Source | WBAHP-C: Heat Pump Split Syste | Heat Pump | 208 | 1 | False |  |  | Dual-Speed |  |  |  | 52000 | 2561 | 20.3 | 16.2 | 46600 | 3251 | 4.2 | 3.6 | Non Federally-Regulated | 07/17/2019 |  | 05/06/2020
FHP Manufacturing Company | GEO-THERMAL SPLIT | GZ024*******1**1 | CAP**24**AL* | Ground-Water-Source | WBAHP-C: Heat Pump Split Syste | Heat Pump | 230 | 1 | False |  |  | Dual-Speed |  |  |  | 28000 | 1244 | 22.5 |  | 23900 | 1628 | 4.3 |  | Non Federally-Regulated | 02/21/2020 | 204140569 | 05/06/2020
FHP Manufacturing Company | GEO-THERMAL SPLIT | GZ036*******1**2 | CAP**36**AL* | Ground-Water-Source | WBAHP-C: Heat Pump Split Syste | Heat Pump | 208 | 1 | False |  |  | Dual-Speed |  |  |  | 40400 | 1951 | 20.7 |  | 36500 | 2459 | 4.4 |  | Non Federally-Regulated | 12/05/2019 |  | 05/06/2020
FHP Manufacturing Company | GEO-THERMAL SPLIT | GZ024*******1**1 | CAP**24**AL* | Ground-Water-Source | WBAHP-C: Heat Pump Split Syste | Heat Pump | 208 | 1 | False |  |  | Dual-Speed |  |  |  | 28000 | 1244 | 22.5 |  | 23900 | 1628 | 4.3 |  | Non Federally-Regulated | 02/21/2020 | 204140569 | 05/06/2020
FHP Manufacturing Company | GEO-THERMAL SPLIT | GZ024*******1**1 | CAP**24**AL* | Ground-Source | WBAHP-C: Heat Pump Split Syste | Heat Pump | 208 | 1 | False |  |  | Dual-Speed |  |  |  | 26100 | 1641 | 15.9 |  | 19000 | 1614 | 3.5 |  | Non Federally-Regulated | 02/21/2020 | 204140569 | 05/06/2020
FHP Manufacturing Company | GEO-THERMAL SPLIT | GZ024*******1**1 | CAP**24**AL* | Water-Source | WBAHP-C: Heat Pump Split Syste | Heat Pump | 230 | 1 | False |  |  | Dual-Speed |  |  |  | 24900 | 1784 | 13.95 |  | 28900 | 1764 | 4.8 |  | Federally-Regulated Commercial & Industrial Equipment | 02/21/2020 | 204140569 | 05/06/2020
FHP Manufacturing Company | GEO-THERMAL SPLIT | GZ036*******1**2 | CAP**36**AL* | Ground-Source | WBAHP-C: Heat Pump Split Syste | Heat Pump | 208 | 1 | False |  |  | Dual-Speed |  |  |  | 37400 | 2213 | 16.9 |  | 27700 | 2224 | 3.7 |  | Non Federally-Regulated | 12/05/2019 |  | 05/06/2020
FHP Manufacturing Company | GEO-THERMAL SPLIT | GZ024*******1**1 | CAP**24**AL* | Ground-Source | WBAHP-C: Heat Pump Split Syste | Heat Pump | 230 | 1 | False |  |  | Dual-Speed |  |  |  | 26100 | 1641 | 15.9 |  | 19000 | 1614 | 3.5 |  | Non Federally-Regulated | 02/21/2020 | 204140569 | 05/06/2020
FHP Manufacturing Company | GEO-THERMAL SPLIT | GZ048*******1**1 | CAP**48**AL* | Ground-Source | WBAHP-C: Heat Pump Split Syste | Heat Pump | 208 | 1 | False |  |  | Dual-Speed |  |  |  | 49000 | 3161 | 15.5 | 13.4 | 36100 | 2980 | 3.6 | 3.1 | Non Federally-Regulated | 07/17/2019 |  | 05/06/2020
FHP Manufacturing Company | GEO-THERMAL SPLIT | GZ024*******1**1 | CAP**24**AL* | Water-Source | WBAHP-C: Heat Pump Split Syste | Heat Pump | 208 | 1 | False |  |  | Dual-Speed |  |  |  | 24900 | 1784 | 13.95 |  | 28900 | 1764 | 4.8 |  | Federally-Regulated Commercial & Industrial Equipment | 02/21/2020 | 204140569 | 05/06/2020
FHP Manufacturing Company | GEO-THERMAL SPLIT | GZ060*******1**1 | CAP**60**AL* | Water-Source | WBAHP-C: Heat Pump Split Syste | Heat Pump | 208 | 1 | False |  |  | Dual-Speed |  |  |  | 60000 | 4316 | 13.9 | 12 | 71800 | 4574 | 4.6 | 4.2 | Federally-Regulated Commercial & Industrial Equipment | 10/29/2019 |  | 05/06/2020
FHP Manufacturing Company | GEO-THERMAL SPLIT | GZ048*******1**1 | CAP**48**AL* | Water-Source | WBAHP-C: Heat Pump Split Syste | Heat Pump | 208 | 1 | False |  |  | Dual-Speed |  |  |  | 46900 | 3500 | 13.4 | 12 | 56500 | 3523 | 4.7 | 4.2 | Federally-Regulated Commercial & Industrial Equipment | 07/17/2019 |  | 05/06/2020
Bard Manufacturing Company, Inc. | Bard | GV27S3AA |  | Ground-Source | WBAHP: Heat Pump Packaged Unit | Both Heat Pump and Electric Re | 208 | 1 |  |  |  | Dual-Speed |  |  |  | 26600 | 1469 | 18.1 | 13.4 | 20200 | 1443 | 4.1 | 3.1 | Non Federally-Regulated | 12/05/2019 |  | 05/06/2020
Bard Manufacturing Company, Inc. | Bard | GV27S3AA |  | Ground-Source | WBAHP: Heat Pump Packaged Unit | Both Heat Pump and Electric Re | 230 | 1 |  |  |  | Dual-Speed |  |  |  | 26600 | 1469 | 18.1 | 13.4 | 20200 | 1443 | 4.1 | 3.1 | Non Federally-Regulated | 11/29/2016 |  | 05/06/2020
Bard Manufacturing Company, Inc. | Bard | GV27S3AA |  | Ground-Water-Source | WBAHP: Heat Pump Packaged Unit | Both Heat Pump and Electric Re | 208 | 1 |  |  |  | Dual-Speed |  |  |  | 26600 | 1174 | 22.64 | 16.2 | 26200 | 1476 | 5.2 | 3.6 | Non Federally-Regulated | 12/05/2019 |  | 05/06/2020
Bard Manufacturing Company, Inc. | Bard | GV27S3AA |  | Ground-Water-Source | WBAHP: Heat Pump Packaged Unit | Both Heat Pump and Electric Re | 230 | 1 |  |  |  | Dual-Speed |  |  |  | 26600 | 1085 | 24.5 | 16.2 | 26200 | 1476 | 5.2 | 3.6 | Non Federally-Regulated | 11/29/2016 |  | 05/06/2020
FHP Manufacturing Company | BOSCH-GEO | CE035-1VT/HZ/CF*-*****B |  | Water-Source | WBAHP: Heat Pump Packaged Unit | Heat Pump | 208 | 1 |  |  |  | Dual-Speed |  |  |  | 36000 | 2571 | 14 |  | 43000 | 2897 | 4.4 |  | Federally-Regulated Commercial & Industrial Equipment | 10/25/2019 |  | 05/06/2020
FHP Manufacturing Company | BOSCH-GEO | CE035-1VT/HZ/CF*-*****B |  | Ground-Water-Source | WBAHP: Heat Pump Packaged Unit | Heat Pump | 208 | 1 |  |  |  | Dual-Speed |  |  |  | 42000 | 2228 | 18.85 |  | 36000 | 2740 | 3.9 |  | Non Federally-Regulated | 10/25/2019 |  | 05/06/2020
Waterfurnace International, Inc. | 5 SERIES OUTDOOR SPLITS | NDS064J1 | SRAA060* | Ground-Source | WBAHP-C: Heat Pump Split Syste | Heat Pump | 208 | 1 | False |  |  | Dual-Speed |  |  |  | 57400 | 3376 | 17 | 13.4 | 45200 | 3580 | 3.7 | 3.1 | Non Federally-Regulated | 08/06/2019 |  | 05/06/2020
Waterfurnace International, Inc. | 5 SERIES OUTDOOR SPLITS | NDS064J1 | SAH060* | Water-Source | WBAHP-CB: Heat Pump Split Syst | Heat Pump | 208 | 1 | False |  |  | Dual-Speed |  |  |  | 54800 | 3653 | 15 | 12 | 66900 | 4084 | 4.8 | 4.2 | Federally-Regulated Commercial & Industrial Equipment | 08/06/2019 |  | 05/06/2020
Waterfurnace International, Inc. | 5 SERIES OUTDOOR SPLITS | NDS064J1 | SAH060* | Ground-Source | WBAHP-CB: Heat Pump Split Syst | Heat Pump | 208 | 1 | False |  |  | Dual-Speed |  |  |  | 57400 | 3376 | 17 | 13.4 | 45200 | 3580 | 3.7 | 3.1 | Non Federally-Regulated | 08/06/2019 |  | 05/06/2020
Waterfurnace International, Inc. | 5 SERIES OUTDOOR SPLITS | NDS064J1 | SRAA060* | Water-Source | WBAHP-C: Heat Pump Split Syste | Heat Pump | 208 | 1 | False |  |  | Dual-Speed |  |  |  | 54800 | 3653 | 15 | 12 | 66900 | 4084 | 4.8 | 4.2 | Federally-Regulated Commercial & Industrial Equipment | 08/06/2019 |  | 05/06/2020
Waterfurnace International, Inc. | 5 SERIES OUTDOOR SPLITS | NDS064J1 | SAH060* | Ground-Water-Source | WBAHP-CB: Heat Pump Split Syst | Heat Pump | 208 | 1 | False |  |  | Dual-Speed |  |  |  | 63200 | 2808 | 22.5 | 16.2 | 56000 | 3730 | 4.4 | 3.6 | Non Federally-Regulated | 08/06/2019 |  | 05/06/2020
Waterfurnace International, Inc. | 5 SERIES OUTDOOR SPLITS | NDS064J1 | SRAA060* | Ground-Water-Source | WBAHP-C: Heat Pump Split Syste | Heat Pump | 208 | 1 | False |  |  | Dual-Speed |  |  |  | 63200 | 2808 | 22.5 | 16.2 | 56000 | 3730 | 4.4 | 3.6 | Non Federally-Regulated | 08/06/2019 |  | 05/06/2020
Waterfurnace International, Inc. | ASTON | 104J064**1 | SAH060* | Ground-Source | WBAHP-CB: Heat Pump Split Syst | Heat Pump | 208 | 1 | False |  |  | Dual-Speed |  |  |  | 57400 | 3376 | 17 | 13.4 | 45200 | 3580 | 3.7 | 3.1 | Non Federally-Regulated | 09/18/2019 |  | 05/06/2020
Waterfurnace International, Inc. | ASTON | 104J064**1 | SRAA060* | Ground-Source | WBAHP-C: Heat Pump Split Syste | Heat Pump | 208 | 1 | False |  |  | Dual-Speed |  |  |  | 57400 | 3376 | 17 | 13.4 | 45200 | 3580 | 3.7 | 3.1 | Non Federally-Regulated | 09/18/2019 |  | 05/06/2020
Waterfurnace International, Inc. | ASTON | 104J064**1 | SRAA060* | Ground-Water-Source | WBAHP-C: Heat Pump Split Syste | Heat Pump | 208 | 1 | False |  |  | Dual-Speed |  |  |  | 63200 | 2808 | 22.5 | 16.2 | 56000 | 3730 | 4.4 | 3.6 | Non Federally-Regulated | 09/18/2019 |  | 05/06/2020
Waterfurnace International, Inc. | ASTON | 104J064**1 | SRAA060* | Water-Source | WBAHP-C: Heat Pump Split Syste | Heat Pump | 208 | 1 | False |  |  | Dual-Speed |  |  |  | 54800 | 3653 | 15 | 12 | 66900 | 4084 | 4.8 | 4.2 | Federally-Regulated Commercial & Industrial Equipment | 09/18/2019 |  | 05/06/2020
Waterfurnace International, Inc. | ASTON | 104J064**1 | SAH060* | Water-Source | WBAHP-CB: Heat Pump Split Syst | Heat Pump | 208 | 1 | False |  |  | Dual-Speed |  |  |  | 54800 | 3653 | 15 | 12 | 66900 | 4084 | 4.8 | 4.2 | Federally-Regulated Commercial & Industrial Equipment | 09/18/2019 |  | 05/06/2020
Waterfurnace International, Inc. | ASTON | 104J064**1 | SAH060* | Ground-Water-Source | WBAHP-CB: Heat Pump Split Syst | Heat Pump | 208 | 1 | False |  |  | Dual-Speed |  |  |  | 63200 | 2808 | 22.5 | 16.2 | 56000 | 3730 | 4.4 | 3.6 | Non Federally-Regulated | 09/18/2019 |  | 05/06/2020
Johnson Controls, Inc. | ENVIRO-TEC | VSCS09*1****0 |  | Ground-Source | WBAHP: Heat Pump Packaged Unit | Heat Pump | 208 | 1 |  |  |  | Single-Speed |  |  |  | 9300 | 654 | 14.2 | 13.4 | 7000 | 641 | 3.2 | 3.1 | Non Federally-Regulated | 11/13/2015 |  | 05/06/2020
Johnson Controls, Inc. | ENVIRO-TEC | VPCS09*1****0 (ECM) |  | Ground-Source | WBAHP: Heat Pump Packaged Unit | Heat Pump | 208 | 1 |  |  |  | Single-Speed |  |  |  | 10000 | 571 | 17.5 | 13.4 | 7900 | 661 | 3.5 | 3.1 | Non Federally-Regulated | 11/13/2015 |  | 05/06/2020
Johnson Controls, Inc. | ENVIRO-TEC | VPCS09*1****0 (ECM) |  | Water-Source | WBAHP: Heat Pump Packaged Unit | Heat Pump | 230 | 1 |  |  |  | Single-Speed |  |  |  | 9700 | 621 | 15.6 | 11.2 | 12800 | 721 | 5.2 | 4.2 | Federally-Regulated Commercial & Industrial Equipment | 11/13/2015 |  | 05/06/2020
Johnson Controls, Inc. | ENVIRO-TEC | VPCS09*1****0 (ECM) |  | Ground-Water-Source | WBAHP: Heat Pump Packaged Unit | Heat Pump | 208 | 1 |  |  |  | Single-Speed |  |  |  | 11400 | 456 | 25 | 16.2 | 10300 | 686 | 4.4 | 3.6 | Non Federally-Regulated | 11/13/2015 |  | 05/06/2020
Johnson Controls, Inc. | ENVIRO-TEC | VSCS09*1****0 |  | Ground-Source | WBAHP: Heat Pump Packaged Unit | Heat Pump | 230 | 1 |  |  |  | Single-Speed |  |  |  | 9300 | 654 | 14.2 | 13.4 | 7000 | 641 | 3.2 | 3.1 | Non Federally-Regulated | 11/13/2015 |  | 05/06/2020
Johnson Controls, Inc. | ENVIRO-TEC | VSCS09*1****0 (ECM) |  | Ground-Source | WBAHP: Heat Pump Packaged Unit | Heat Pump | 208 | 1 |  |  |  | Single-Speed |  |  |  | 9400 | 652 | 14.4 | 13.4 | 6800 | 603 | 3.3 | 3.1 | Non Federally-Regulated | 11/13/2015 |  | 05/06/2020
Johnson Controls, Inc. | ENVIRO-TEC | VSCS09*1****0 |  | Water-Source | WBAHP: Heat Pump Packaged Unit | Heat Pump | 230 | 1 |  |  |  | Single-Speed |  |  |  | 8900 | 684 | 13 | 11.2 | 11800 | 768 | 4.5 | 4.2 | Federally-Regulated Commercial & Industrial Equipment | 11/13/2015 |  | 05/06/2020
Johnson Controls, Inc. | ENVIRO-TEC | VSCS09*1****0 |  | Ground-Water-Source | WBAHP: Heat Pump Packaged Unit | Heat Pump | 230 | 1 |  |  |  | Single-Speed |  |  |  | 10100 | 517 | 19.5 | 16.2 | 9300 | 717 | 3.8 | 3.6 | Non Federally-Regulated | 11/13/2015 |  | 05/06/2020
Johnson Controls, Inc. | ENVIRO-TEC | VPCS09*1****0 (ECM) |  | Ground-Source | WBAHP: Heat Pump Packaged Unit | Heat Pump | 230 | 1 |  |  |  | Single-Speed |  |  |  | 10000 | 571 | 17.5 | 13.4 | 7900 | 661 | 3.5 | 3.1 | Non Federally-Regulated | 11/13/2015 |  | 05/06/2020
Johnson Controls, Inc. | ENVIRO-TEC | VSCS09*1****0 (ECM) |  | Water-Source | WBAHP: Heat Pump Packaged Unit | Heat Pump | 208 | 1 |  |  |  | Single-Speed |  |  |  | 9100 | 650 | 14 | 11.2 | 11600 | 739 | 4.6 | 4.2 | Federally-Regulated Commercial & Industrial Equipment | 11/13/2015 |  | 05/06/2020
Johnson Controls, Inc. | ENVIRO-TEC | VSCS09*1****0 |  | Water-Source | WBAHP: Heat Pump Packaged Unit | Heat Pump | 208 | 1 |  |  |  | Single-Speed |  |  |  | 8900 | 684 | 13 | 11.2 | 11800 | 768 | 4.5 | 4.2 | Federally-Regulated Commercial & Industrial Equipment | 11/13/2015 |  | 05/06/2020
Johnson Controls, Inc. | ENVIRO-TEC | VSCS09*6****0 (ECM) |  | Water-Source | WBAHP: Heat Pump Packaged Unit | Heat Pump | 265 | 1 |  |  |  | Single-Speed |  |  |  | 9100 | 650 | 14 | 11.2 | 11600 | 739 | 4.6 | 4.2 | Federally-Regulated Commercial & Industrial Equipment | 11/13/2015 |  | 05/06/2020
Johnson Controls, Inc. | ENVIRO-TEC | VSCS09*6****0 (ECM) |  | Ground-Source | WBAHP: Heat Pump Packaged Unit | Heat Pump | 265 | 1 |  |  |  | Single-Speed |  |  |  | 9400 | 652 | 14.4 | 13.4 | 6800 | 603 | 3.3 | 3.1 | Non Federally-Regulated | 11/13/2015 |  | 05/06/2020
Johnson Controls, Inc. | ENVIRO-TEC | VSCS09*6****0 (ECM) |  | Ground-Water-Source | WBAHP: Heat Pump Packaged Unit | Heat Pump | 265 | 1 |  |  |  | Single-Speed |  |  |  | 10200 | 510 | 20 | 16.2 | 9100 | 666 | 4 | 3.6 | Non Federally-Regulated | 11/13/2015 |  | 05/06/2020
Johnson Controls, Inc. | ENVIRO-TEC | VPCS09*1****0 (ECM) |  | Water-Source | WBAHP: Heat Pump Packaged Unit | Heat Pump | 208 | 1 |  |  |  | Single-Speed |  |  |  | 9700 | 621 | 15.6 | 11.2 | 12800 | 721 | 5.2 | 4.2 | Federally-Regulated Commercial & Industrial Equipment | 11/13/2015 |  | 05/06/2020
Johnson Controls, Inc. | ENVIRO-TEC | VSCS09*1****0 (ECM) |  | Ground-Water-Source | WBAHP: Heat Pump Packaged Unit | Heat Pump | 208 | 1 |  |  |  | Single-Speed |  |  |  | 10200 | 510 | 20 | 16.2 | 9100 | 666 | 4 | 3.6 | Non Federally-Regulated | 11/13/2015 |  | 05/06/2020
Johnson Controls, Inc. | ENVIRO-TEC | VSCS09*1****0 |  | Ground-Water-Source | WBAHP: Heat Pump Packaged Unit | Heat Pump | 208 | 1 |  |  |  | Single-Speed |  |  |  | 10100 | 517 | 19.5 | 16.2 | 9300 | 717 | 3.8 | 3.6 | Non Federally-Regulated | 11/13/2015 |  | 05/06/2020
Johnson Controls, Inc. | ENVIRO-TEC | VSCS09*1****0 (ECM) |  | Ground-Source | WBAHP: Heat Pump Packaged Unit | Heat Pump | 230 | 1 |  |  |  | Single-Speed |  |  |  | 9400 | 652 | 14.4 | 13.4 | 6800 | 603 | 3.3 | 3.1 | Non Federally-Regulated | 11/13/2015 |  | 05/06/2020
Johnson Controls, Inc. | ENVIRO-TEC | VPCS09*1****0 (ECM) |  | Ground-Water-Source | WBAHP: Heat Pump Packaged Unit | Heat Pump | 230 | 1 |  |  |  | Single-Speed |  |  |  | 11400 | 456 | 25 | 16.2 | 10300 | 686 | 4.4 | 3.6 | Non Federally-Regulated | 11/13/2015 |  | 05/06/2020
Johnson Controls, Inc. | ENVIRO-TEC | VSCS09*1****0 (ECM) |  | Water-Source | WBAHP: Heat Pump Packaged Unit | Heat Pump | 230 | 1 |  |  |  | Single-Speed |  |  |  | 9100 | 650 | 14 | 11.2 | 11600 | 739 | 4.6 | 4.2 | Federally-Regulated Commercial & Industrial Equipment | 11/13/2015 |  | 05/06/2020
Johnson Controls, Inc. | ENVIRO-TEC | VSCS09*1****0 (ECM) |  | Ground-Water-Source | WBAHP: Heat Pump Packaged Unit | Heat Pump | 230 | 1 |  |  |  | Single-Speed |  |  |  | 10200 | 510 | 20 | 16.2 | 9100 | 666 | 4 | 3.6 | Non Federally-Regulated | 11/13/2015 |  | 05/06/2020
Johnson Controls, Inc. | Johnson Controls | VSCS09*1****0 (ECM) |  | Ground-Water-Source | WBAHP: Heat Pump Packaged Unit | Heat Pump | 230 | 1 |  |  |  | Single-Speed |  |  |  | 10200 | 510 | 20 | 16.2 | 9100 | 666 | 4 | 3.6 | Non Federally-Regulated | 11/13/2015 |  | 05/06/2020
Johnson Controls, Inc. | Johnson Controls | VPCS09*1****0 (ECM) |  | Water-Source | WBAHP: Heat Pump Packaged Unit | Heat Pump | 208 | 1 |  |  |  | Single-Speed |  |  |  | 9700 | 621 | 15.6 | 11.2 | 12800 | 721 | 5.2 | 4.2 | Federally-Regulated Commercial & Industrial Equipment | 02/23/2016 |  | 05/06/2020
Johnson Controls, Inc. | Johnson Controls | VSCS09*1****0 (ECM) |  | Water-Source | WBAHP: Heat Pump Packaged Unit | Heat Pump | 230 | 1 |  |  |  | Single-Speed |  |  |  | 9100 | 650 | 14 | 11.2 | 11600 | 739 | 4.6 | 4.2 | Federally-Regulated Commercial & Industrial Equipment | 11/13/2015 |  | 05/06/2020
Johnson Controls, Inc. | Johnson Controls | VSCS09*1****0 |  | Water-Source | WBAHP: Heat Pump Packaged Unit | Heat Pump | 230 | 1 |  |  |  | Single-Speed |  |  |  | 8900 | 684 | 13 | 11.2 | 11800 | 768 | 4.5 | 4.2 | Federally-Regulated Commercial & Industrial Equipment | 11/13/2015 |  | 05/06/2020
Johnson Controls, Inc. | Johnson Controls | VSCS09*1****0 (ECM) |  | Water-Source | WBAHP: Heat Pump Packaged Unit | Heat Pump | 208 | 1 |  |  |  | Single-Speed |  |  |  | 9100 | 650 | 14 | 11.2 | 11600 | 739 | 4.6 | 4.2 | Federally-Regulated Commercial & Industrial Equipment | 11/13/2015 |  | 05/06/2020
Johnson Controls, Inc. | Johnson Controls | VSCS09*6****0 (ECM) |  | Ground-Water-Source | WBAHP: Heat Pump Packaged Unit | Heat Pump | 265 | 1 |  |  |  | Single-Speed |  |  |  | 10200 | 510 | 20 | 16.2 | 9100 | 666 | 4 | 3.6 | Non Federally-Regulated | 11/28/2018 |  | 05/06/2020
Johnson Controls, Inc. | Johnson Controls | VSCS09*6****0 (ECM) |  | Ground-Source | WBAHP: Heat Pump Packaged Unit | Heat Pump | 265 | 1 |  |  |  | Single-Speed |  |  |  | 9400 | 652 | 14.4 | 13.4 | 6800 | 603 | 3.3 | 3.1 | Non Federally-Regulated | 11/28/2018 |  | 05/06/2020
Johnson Controls, Inc. | Johnson Controls | VPCS09*1****0 (ECM) |  | Ground-Water-Source | WBAHP: Heat Pump Packaged Unit | Heat Pump | 208 | 1 |  |  |  | Single-Speed |  |  |  | 11400 | 456 | 25 | 16.2 | 10300 | 686 | 4.4 | 3.6 | Non Federally-Regulated | 02/23/2016 |  | 05/06/2020
Johnson Controls, Inc. | Johnson Controls | VPCS09*1****0 (ECM) |  | Ground-Source | WBAHP: Heat Pump Packaged Unit | Heat Pump | 230 | 1 |  |  |  | Single-Speed |  |  |  | 10000 | 571 | 17.5 | 13.4 | 7900 | 661 | 3.5 | 3.1 | Non Federally-Regulated | 02/23/2016 |  | 05/06/2020
Johnson Controls, Inc. | Johnson Controls | VSCS09*1****0 |  | Water-Source | WBAHP: Heat Pump Packaged Unit | Heat Pump | 208 | 1 |  |  |  | Single-Speed |  |  |  | 8900 | 684 | 13 | 11.2 | 11800 | 768 | 4.5 | 4.2 | Federally-Regulated Commercial & Industrial Equipment | 11/13/2015 |  | 05/06/2020
Johnson Controls, Inc. | Johnson Controls | VPCS09*1****0 (ECM) |  | Ground-Water-Source | WBAHP: Heat Pump Packaged Unit | Heat Pump | 230 | 1 |  |  |  | Single-Speed |  |  |  | 11400 | 456 | 25 | 16.2 | 10300 | 686 | 4.4 | 3.6 | Non Federally-Regulated | 02/23/2016 |  | 05/06/2020
Johnson Controls, Inc. | Johnson Controls | VPCS09*1****0 (ECM) |  | Water-Source | WBAHP: Heat Pump Packaged Unit | Heat Pump | 230 | 1 |  |  |  | Single-Speed |  |  |  | 9700 | 621 | 15.6 | 11.2 | 12800 | 721 | 5.2 | 4.2 | Federally-Regulated Commercial & Industrial Equipment | 02/23/2016 |  | 05/06/2020
Johnson Controls, Inc. | Johnson Controls | VSCS09*1****0 (ECM) |  | Ground-Source | WBAHP: Heat Pump Packaged Unit | Heat Pump | 208 | 1 |  |  |  | Single-Speed |  |  |  | 9400 | 652 | 14.4 | 13.4 | 6800 | 603 | 3.3 | 3.1 | Non Federally-Regulated | 11/13/2015 |  | 05/06/2020
Johnson Controls, Inc. | Johnson Controls | VSCS09*6****0 (ECM) |  | Water-Source | WBAHP: Heat Pump Packaged Unit | Heat Pump | 265 | 1 |  |  |  | Single-Speed |  |  |  | 9100 | 650 | 14 | 11.2 | 11600 | 739 | 4.6 | 4.2 | Federally-Regulated Commercial & Industrial Equipment | 11/28/2018 |  | 05/06/2020
Johnson Controls, Inc. | Johnson Controls | VSCS09*1****0 (ECM) |  | Ground-Source | WBAHP: Heat Pump Packaged Unit | Heat Pump | 230 | 1 |  |  |  | Single-Speed |  |  |  | 9400 | 652 | 14.4 | 13.4 | 6800 | 603 | 3.3 | 3.1 | Non Federally-Regulated | 11/13/2015 |  | 05/06/2020
Johnson Controls, Inc. | Johnson Controls | VSCS09*1****0 |  | Ground-Water-Source | WBAHP: Heat Pump Packaged Unit | Heat Pump | 208 | 1 |  |  |  | Single-Speed |  |  |  | 10100 | 517 | 19.5 | 16.2 | 9300 | 717 | 3.8 | 3.6 | Non Federally-Regulated | 11/13/2015 |  | 05/06/2020
Johnson Controls, Inc. | Johnson Controls | VSCS09*1****0 |  | Ground-Source | WBAHP: Heat Pump Packaged Unit | Heat Pump | 230 | 1 |  |  |  | Single-Speed |  |  |  | 9300 | 654 | 14.2 | 13.4 | 7000 | 641 | 3.2 | 3.1 | Non Federally-Regulated | 11/13/2015 |  | 05/06/2020
Johnson Controls, Inc. | Johnson Controls | VSCS09*1****0 |  | Ground-Source | WBAHP: Heat Pump Packaged Unit | Heat Pump | 208 | 1 |  |  |  | Single-Speed |  |  |  | 9300 | 654 | 14.2 | 13.4 | 7000 | 641 | 3.2 | 3.1 | Non Federally-Regulated | 11/13/2015 |  | 05/06/2020
Johnson Controls, Inc. | Johnson Controls | VSCS09*1****0 (ECM) |  | Ground-Water-Source | WBAHP: Heat Pump Packaged Unit | Heat Pump | 208 | 1 |  |  |  | Single-Speed |  |  |  | 10200 | 510 | 20 | 16.2 | 9100 | 666 | 4 | 3.6 | Non Federally-Regulated | 11/13/2015 |  | 05/06/2020
Johnson Controls, Inc. | Johnson Controls | VSCS09*1****0 |  | Ground-Water-Source | WBAHP: Heat Pump Packaged Unit | Heat Pump | 230 | 1 |  |  |  | Single-Speed |  |  |  | 10100 | 517 | 19.5 | 16.2 | 9300 | 717 | 3.8 | 3.6 | Non Federally-Regulated | 11/13/2015 |  | 05/06/2020
Johnson Controls, Inc. | Johnson Controls | VPCS09*1****0 (ECM) |  | Ground-Source | WBAHP: Heat Pump Packaged Unit | Heat Pump | 208 | 1 |  |  |  | Single-Speed |  |  |  | 10000 | 571 | 17.5 | 13.4 | 7900 | 661 | 3.5 | 3.1 | Non Federally-Regulated | 02/23/2016 |  | 05/06/2020
ClimateMaster Inc. | TRANQUILITY 16 | TRH/V024A*W/K |  | Ground-Water-Source | WBAHP: Heat Pump Packaged Unit | Heat Pump | 208 | 1 |  |  |  | Single-Speed |  |  |  | 26200 | 1218 | 21.5 |  | 23000 | 1567 | 4.3 |  | Non Federally-Regulated | 02/21/2020 | 7784008 | 05/06/2020
ClimateMaster Inc. | TRANQUILITY 16 | TRH/V030A |  | Water-Source | WBAHP: Heat Pump Packaged Unit | Heat Pump | 208 | 1 |  |  |  | Single-Speed |  |  |  | 28100 | 2097 | 13.4 | 11.2 | 35100 | 2236 | 4.6 | 4.2 | Federally-Regulated Commercial & Industrial Equipment | 05/10/2019 |  | 05/06/2020
ClimateMaster Inc. | TRANQUILITY 16 | TCH/V018A*W/K |  | Ground-Water-Source | WBAHP: Heat Pump Packaged Unit | Heat Pump | 208 | 1 |  |  |  | Single-Speed |  |  |  | 22300 | 899 | 24.8 | 16.2 | 18200 | 1159 | 4.6 | 3.6 | Non Federally-Regulated | 05/10/2019 |  | 05/06/2020
ClimateMaster Inc. | TRANQUILITY 16 | TRH/V006A |  | Water-Source | WBAHP: Heat Pump Packaged Unit | Heat Pump | 208 | 1 |  |  |  | Single-Speed |  |  |  | 5800 | 439 | 13.2 | 11.2 | 7500 | 467 | 4.7 | 4.2 | Federally-Regulated Commercial & Industrial Equipment | 05/10/2019 |  | 05/06/2020
ClimateMaster Inc. | TRANQUILITY 16 | TCH/V048A |  | Water-Source | WBAHP: Heat Pump Packaged Unit | Heat Pump | 208 | 1 |  |  |  | Single-Speed |  |  |  | 47700 | 3586 | 13.3 | 11.2 | 55900 | 3485 | 4.7 | 4.2 | Federally-Regulated Commercial & Industrial Equipment | 05/10/2019 |  | 05/06/2020
ClimateMaster Inc. | TRANQUILITY 16 | TRH/V024A |  | Water-Source | WBAHP: Heat Pump Packaged Unit | Heat Pump | 230 | 1 |  |  |  | Single-Speed |  |  |  | 23000 | 1769 | 13 |  | 26900 | 1713 | 4.6 |  | Federally-Regulated Commercial & Industrial Equipment | 02/21/2020 | 7368804 | 05/06/2020
ClimateMaster Inc. | TRANQUILITY 16 | TRH/V018A*W/K |  | Ground-Source | WBAHP: Heat Pump Packaged Unit | Heat Pump | 208 | 1 |  |  |  | Single-Speed |  |  |  | 20200 | 1116 | 18.1 | 13.4 | 14100 | 1087 | 3.8 | 3.1 | Non Federally-Regulated | 05/10/2019 |  | 05/06/2020
ClimateMaster Inc. | TRANQUILITY 16 | TCH/V018A*W/K |  | Water-Source | WBAHP: Heat Pump Packaged Unit | Heat Pump | 208 | 1 |  |  |  | Single-Speed |  |  |  | 19600 | 1232 | 15.9 | 11.2 | 22000 | 1216 | 5.3 | 4.2 | Federally-Regulated Commercial & Industrial Equipment | 05/10/2019 |  | 05/06/2020
ClimateMaster Inc. | TRANQUILITY 16 | TRH/V018A*W/K |  | Water-Source | WBAHP: Heat Pump Packaged Unit | Heat Pump | 208 | 1 |  |  |  | Single-Speed |  |  |  | 19600 | 1232 | 15.9 | 11.2 | 22000 | 1216 | 5.3 | 4.2 | Federally-Regulated Commercial & Industrial Equipment | 05/10/2019 |  | 05/06/2020
ClimateMaster Inc. | TRANQUILITY 16 | TRH/V024A*W/K |  | Water-Source | WBAHP: Heat Pump Packaged Unit | Heat Pump | 208 | 1 |  |  |  | Single-Speed |  |  |  | 23000 | 1703 | 13.5 |  | 26900 | 1642 | 4.8 |  | Federally-Regulated Commercial & Industrial Equipment | 02/21/2020 | 7784008 | 05/06/2020
ClimateMaster Inc. | TRANQUILITY 16 | TCH/V018A |  | Ground-Source | WBAHP: Heat Pump Packaged Unit | Heat Pump | 230 | 1 |  |  |  | Single-Speed |  |  |  | 18400 | 1128 | 16.3 | 13.4 | 13900 | 1198 | 3.4 | 3.1 | Non Federally-Regulated | 02/22/2017 |  | 05/06/2020
ClimateMaster Inc. | TRANQUILITY 16 | TCH/V048A*W/K |  | Ground-Source | WBAHP: Heat Pump Packaged Unit | Heat Pump | 208 | 1 |  |  |  | Single-Speed |  |  |  | 49000 | 3024 | 16.2 | 13.4 | 36400 | 2963 | 3.6 | 3.1 | Non Federally-Regulated | 05/10/2019 |  | 05/06/2020
ClimateMaster Inc. | TRANQUILITY 16 | TRH/V006A |  | Ground-Water-Source | WBAHP: Heat Pump Packaged Unit | Heat Pump | 208 | 1 |  |  |  | Single-Speed |  |  |  | 6900 | 327 | 21.1 | 16.2 | 6200 | 454 | 4 | 3.6 | Non Federally-Regulated | 05/10/2019 |  | 05/06/2020
ClimateMaster Inc. | TRANQUILITY 16 | TRH/V048A |  | Ground-Source | WBAHP: Heat Pump Packaged Unit | Heat Pump | 208 | 1 |  |  |  | Single-Speed |  |  |  | 49000 | 3333 | 14.7 | 13.4 | 36400 | 3137 | 3.4 | 3.1 | Non Federally-Regulated | 05/10/2019 |  | 05/06/2020
ClimateMaster Inc. | TRANQUILITY 16 | TCH/V012A |  | Ground-Source | WBAHP: Heat Pump Packaged Unit | Heat Pump | 208 | 1 |  |  |  | Single-Speed |  |  |  | 12000 | 805 | 14.9 | 13.4 | 9900 | 906 | 3.2 | 3.1 | Non Federally-Regulated | 05/10/2019 |  | 05/06/2020
ClimateMaster Inc. | TRANQUILITY 16 | TCH/V018A |  | Water-Source | WBAHP: Heat Pump Packaged Unit | Heat Pump | 230 | 1 |  |  |  | Single-Speed |  |  |  | 17300 | 1209 | 14.3 | 11.2 | 21500 | 1260 | 5 | 4.2 | Federally-Regulated Commercial & Industrial Equipment | 02/22/2017 |  | 05/06/2020
ClimateMaster Inc. | TRANQUILITY 16 | TCH/V024A*W/K |  | Ground-Source | WBAHP: Heat Pump Packaged Unit | Heat Pump | 208 | 1 |  |  |  | Single-Speed |  |  |  | 24900 | 1518 | 16.4 | 13.4 | 18500 | 1549 | 3.5 | 3.1 | Non Federally-Regulated | 05/10/2019 |  | 05/06/2020
ClimateMaster Inc. | TRANQUILITY 16 | TCH/V060A |  | Ground-Source | WBAHP: Heat Pump Packaged Unit | Heat Pump | 208 | 1 |  |  |  | Single-Speed |  |  |  | 61500 | 4241 | 14.5 |  | 49200 | 4369 | 3.3 |  | Non Federally-Regulated | 02/21/2020 | 7425627 | 05/06/2020
ClimateMaster Inc. | TRANQUILITY 16 | TCH/V048A |  | Ground-Water-Source | WBAHP: Heat Pump Packaged Unit | Heat Pump | 208 | 1 |  |  |  | Single-Speed |  |  |  | 54300 | 2648 | 20.5 | 16.2 | 46500 | 3323 | 4.1 | 3.6 | Non Federally-Regulated | 05/10/2019 |  | 05/06/2020
ClimateMaster Inc. | TRANQUILITY 16 | TRH/V006A |  | Ground-Source | WBAHP: Heat Pump Packaged Unit | Heat Pump | 208 | 1 |  |  |  | Single-Speed |  |  |  | 6200 | 402 | 15.4 | 13.4 | 4900 | 455 | 3.2 | 3.1 | Non Federally-Regulated | 05/10/2019 |  | 05/06/2020
ClimateMaster Inc. | TRANQUILITY 16 | TCH/V048A |  | Ground-Source | WBAHP: Heat Pump Packaged Unit | Heat Pump | 208 | 1 |  |  |  | Single-Speed |  |  |  | 49000 | 3333 | 14.7 | 13.4 | 36400 | 3137 | 3.4 | 3.1 | Non Federally-Regulated | 05/10/2019 |  | 05/06/2020
ClimateMaster Inc. | TRANQUILITY 16 | TCH/V060A |  | Water-Source | WBAHP: Heat Pump Packaged Unit | Heat Pump | 208 | 1 |  |  |  | Single-Speed |  |  |  | 59500 | 4576 | 13 |  | 72000 | 4907 | 4.3 |  | Federally-Regulated Commercial & Industrial Equipment | 02/21/2020 | 7425627 | 05/06/2020
ClimateMaster Inc. | TRANQUILITY 16 | TCH/V048A*W/K |  | Water-Source | WBAHP: Heat Pump Packaged Unit | Heat Pump | 208 | 1 |  |  |  | Single-Speed |  |  |  | 47900 | 3373 | 14.2 | 11.2 | 53000 | 3236 | 4.8 | 4.2 | Federally-Regulated Commercial & Industrial Equipment | 05/10/2019 |  | 05/06/2020
ClimateMaster Inc. | TRANQUILITY 16 | TRH/V048A*W/K |  | Ground-Source | WBAHP: Heat Pump Packaged Unit | Heat Pump | 208 | 1 |  |  |  | Single-Speed |  |  |  | 49000 | 3024 | 16.2 | 13.4 | 36400 | 2963 | 3.6 | 3.1 | Non Federally-Regulated | 05/10/2019 |  | 05/06/2020
ClimateMaster Inc. | TRANQUILITY 16 | TCH/V030A*W/K |  | Water-Source | WBAHP: Heat Pump Packaged Unit | Heat Pump | 230 | 1 |  |  |  | Single-Speed |  |  |  | 27700 | 2036 | 13.6 |  | 35900 | 2191 | 4.8 |  | Federally-Regulated Commercial & Industrial Equipment | 02/21/2020 | 7783698 | 05/06/2020
ClimateMaster Inc. | TRANQUILITY 16 | TRH/V024A |  | Water-Source | WBAHP: Heat Pump Packaged Unit | Heat Pump | 208 | 1 |  |  |  | Single-Speed |  |  |  | 23000 | 1769 | 13 |  | 26900 | 1713 | 4.6 |  | Federally-Regulated Commercial & Industrial Equipment | 02/21/2020 | 7368804 | 05/06/2020
ClimateMaster Inc. | TRANQUILITY 16 | TRH/V018A |  | Ground-Source | WBAHP: Heat Pump Packaged Unit | Heat Pump | 208 | 1 |  |  |  | Single-Speed |  |  |  | 18400 | 1128 | 16.3 | 13.4 | 13900 | 1198 | 3.4 | 3.1 | Non Federally-Regulated | 05/10/2019 |  | 05/06/2020
ClimateMaster Inc. | TRANQUILITY 16 | TCH/V048A*W/K |  | Ground-Water-Source | WBAHP: Heat Pump Packaged Unit | Heat Pump | 208 | 1 |  |  |  | Single-Speed |  |  |  | 53600 | 2552 | 21 | 16.2 | 45600 | 3107 | 4.3 | 3.6 | Non Federally-Regulated | 05/10/2019 |  | 05/06/2020
ClimateMaster Inc. | TRANQUILITY 16 | TCH/V060A |  | Ground-Source | WBAHP: Heat Pump Packaged Unit | Heat Pump | 230 | 1 |  |  |  | Single-Speed |  |  |  | 61500 | 4241 | 14.5 |  | 49200 | 4369 | 3.3 |  | Non Federally-Regulated | 02/21/2020 | 7425627 | 05/06/2020
ClimateMaster Inc. | TRANQUILITY 16 | TRH/V048A |  | Ground-Water-Source | WBAHP: Heat Pump Packaged Unit | Heat Pump | 208 | 1 |  |  |  | Single-Speed |  |  |  | 54300 | 2648 | 20.5 | 16.2 | 46500 | 3323 | 4.1 | 3.6 | Non Federally-Regulated | 05/10/2019 |  | 05/06/2020
ClimateMaster Inc. | TRANQUILITY 16 | TRH/V018A |  | Ground-Water-Source | WBAHP: Heat Pump Packaged Unit | Heat Pump | 208 | 1 |  |  |  | Single-Speed |  |  |  | 20600 | 851 | 24.2 | 16.2 | 17200 | 1145 | 4.4 | 3.6 | Non Federally-Regulated | 05/10/2019 |  | 05/06/2020
ClimateMaster Inc. | TRANQUILITY 16 | TRH/V024A*W/K |  | Ground-Source | WBAHP: Heat Pump Packaged Unit | Heat Pump | 208 | 1 |  |  |  | Single-Speed |  |  |  | 24000 | 1500 | 16 |  | 18600 | 1557 | 3.5 |  | Non Federally-Regulated | 02/21/2020 | 7784008 | 05/06/2020
ClimateMaster Inc. | TRANQUILITY 16 | TCH/V024A*W/K |  | Ground-Water-Source | WBAHP: Heat Pump Packaged Unit | Heat Pump | 208 | 1 |  |  |  | Single-Speed |  |  |  | 26700 | 1241 | 21.5 | 16.2 | 23400 | 1672 | 4.1 | 3.6 | Non Federally-Regulated | 05/10/2019 |  | 05/06/2020
ClimateMaster Inc. | TRANQUILITY 16 | TCH/V024A*W/K |  | Water-Source | WBAHP: Heat Pump Packaged Unit | Heat Pump | 208 | 1 |  |  |  | Single-Speed |  |  |  | 23800 | 1664 | 14.3 | 11.2 | 27700 | 1656 | 4.9 | 4.2 | Federally-Regulated Commercial & Industrial Equipment | 05/10/2019 |  | 05/06/2020
ClimateMaster Inc. | TRANQUILITY 16 | TCH/V030A*W/K |  | Water-Source | WBAHP: Heat Pump Packaged Unit | Heat Pump | 208 | 1 |  |  |  | Single-Speed |  |  |  | 27700 | 2036 | 13.6 |  | 35900 | 2191 | 4.8 |  | Federally-Regulated Commercial & Industrial Equipment | 02/21/2020 | 7783698 | 05/06/2020
ClimateMaster Inc. | TRANQUILITY 16 | TRH/V024A*W/K |  | Ground-Water-Source | WBAHP: Heat Pump Packaged Unit | Heat Pump | 230 | 1 |  |  |  | Single-Speed |  |  |  | 26200 | 1218 | 21.5 |  | 23000 | 1567 | 4.3 |  | Non Federally-Regulated | 02/21/2020 | 7784008 | 05/06/2020
ClimateMaster Inc. | TRANQUILITY 16 | TRH/V030A |  | Ground-Water-Source | WBAHP: Heat Pump Packaged Unit | Heat Pump | 208 | 1 |  |  |  | Single-Speed |  |  |  | 31700 | 1577 | 20.1 | 16.2 | 29600 | 2115 | 4.1 | 3.6 | Non Federally-Regulated | 05/10/2019 |  | 05/06/2020
ClimateMaster Inc. | TRANQUILITY 16 | TCH/V018A |  | Ground-Water-Source | WBAHP: Heat Pump Packaged Unit | Heat Pump | 208 | 1 |  |  |  | Single-Speed |  |  |  | 20600 | 953 | 21.6 | 16.2 | 17200 | 1200 | 4.2 | 3.6 | Non Federally-Regulated | 05/10/2019 |  | 05/06/2020
ClimateMaster Inc. | TRANQUILITY 16 | TCH/V060A |  | Water-Source | WBAHP: Heat Pump Packaged Unit | Heat Pump | 230 | 1 |  |  |  | Single-Speed |  |  |  | 59500 | 4576 | 13 |  | 72000 | 4907 | 4.3 |  | Federally-Regulated Commercial & Industrial Equipment | 02/21/2020 | 7425627 | 05/06/2020
ClimateMaster Inc. | TRANQUILITY 16 | TRH/V024A |  | Ground-Source | WBAHP: Heat Pump Packaged Unit | Heat Pump | 208 | 1 |  |  |  | Single-Speed |  |  |  | 24000 | 1643 | 14.6 |  | 18600 | 1651 | 3.3 |  | Non Federally-Regulated | 02/21/2020 | 7368804 | 05/06/2020
ClimateMaster Inc. | TRANQUILITY 16 | TRH/V012A |  | Ground-Water-Source | WBAHP: Heat Pump Packaged Unit | Heat Pump | 208 | 1 |  |  |  | Single-Speed |  |  |  | 13700 | 658 | 20.8 | 16.2 | 12500 | 964 | 3.8 | 3.6 | Non Federally-Regulated | 05/10/2019 |  | 05/06/2020
ClimateMaster Inc. | TRANQUILITY 16 | TCH/V006A |  | Ground-Water-Source | WBAHP: Heat Pump Packaged Unit | Heat Pump | 208 | 1 |  |  |  | Single-Speed |  |  |  | 6900 | 327 | 21.1 | 16.2 | 6200 | 454 | 4 | 3.6 | Non Federally-Regulated | 05/10/2019 |  | 05/06/2020
ClimateMaster Inc. | TRANQUILITY 16 | TRH/V018A*W/K |  | Ground-Water-Source | WBAHP: Heat Pump Packaged Unit | Heat Pump | 208 | 1 |  |  |  | Single-Speed |  |  |  | 22300 | 899 | 24.8 | 16.2 | 18200 | 1159 | 4.6 | 3.6 | Non Federally-Regulated | 05/10/2019 |  | 05/06/2020
ClimateMaster Inc. | TRANQUILITY 16 | TRH/V024A |  | Ground-Water-Source | WBAHP: Heat Pump Packaged Unit | Heat Pump | 230 | 1 |  |  |  | Single-Speed |  |  |  | 26200 | 1336 | 19.6 |  | 23000 | 1644 | 4.1 |  | Non Federally-Regulated | 02/21/2020 | 7368804 | 05/06/2020
ClimateMaster Inc. | TRANQUILITY 16 | TRH/V024A*W/K |  | Ground-Source | WBAHP: Heat Pump Packaged Unit | Heat Pump | 230 | 1 |  |  |  | Single-Speed |  |  |  | 24000 | 1500 | 16 |  | 18600 | 1557 | 3.5 |  | Non Federally-Regulated | 02/21/2020 | 7784008 | 05/06/2020
ClimateMaster Inc. | TRANQUILITY 16 | TRH/V024A*W/K |  | Water-Source | WBAHP: Heat Pump Packaged Unit | Heat Pump | 230 | 1 |  |  |  | Single-Speed |  |  |  | 23000 | 1703 | 13.5 |  | 26900 | 1642 | 4.8 |  | Federally-Regulated Commercial & Industrial Equipment | 02/21/2020 | 7784008 | 05/06/2020
ClimateMaster Inc. | TRANQUILITY 16 | TCH/V012A |  | Ground-Water-Source | WBAHP: Heat Pump Packaged Unit | Heat Pump | 208 | 1 |  |  |  | Single-Speed |  |  |  | 13700 | 658 | 20.8 | 16.2 | 12500 | 964 | 3.8 | 3.6 | Non Federally-Regulated | 05/10/2019 |  | 05/06/2020
ClimateMaster Inc. | TRANQUILITY 16 | TRH/V012A |  | Water-Source | WBAHP: Heat Pump Packaged Unit | Heat Pump | 208 | 1 |  |  |  | Single-Speed |  |  |  | 11700 | 866 | 13.5 | 11.2 | 15200 | 1035 | 4.3 | 4.2 | Federally-Regulated Commercial & Industrial Equipment | 05/10/2019 |  | 05/06/2020
ClimateMaster Inc. | TRANQUILITY 16 | TCH/V006A |  | Water-Source | WBAHP: Heat Pump Packaged Unit | Heat Pump | 208 | 1 |  |  |  | Single-Speed |  |  |  | 5800 | 439 | 13.2 | 11.2 | 7500 | 467 | 4.7 | 4.2 | Federally-Regulated Commercial & Industrial Equipment | 05/10/2019 |  | 05/06/2020
ClimateMaster Inc. | TRANQUILITY 16 | TRH/V018A |  | Water-Source | WBAHP: Heat Pump Packaged Unit | Heat Pump | 208 | 1 |  |  |  | Single-Speed |  |  |  | 17300 | 1209 | 14.3 | 11.2 | 21500 | 1260 | 5 | 4.2 | Federally-Regulated Commercial & Industrial Equipment | 05/10/2019 |  | 05/06/2020
ClimateMaster Inc. | TRANQUILITY 16 | TRH/V024A |  | Ground-Water-Source | WBAHP: Heat Pump Packaged Unit | Heat Pump | 208 | 1 |  |  |  | Single-Speed |  |  |  | 26200 | 1336 | 19.6 |  | 23000 | 1644 | 4.1 |  | Non Federally-Regulated | 02/21/2020 | 7368804 | 05/06/2020
ClimateMaster Inc. | TRANQUILITY 16 | TRH/V048A |  | Water-Source | WBAHP: Heat Pump Packaged Unit | Heat Pump | 208 | 1 |  |  |  | Single-Speed |  |  |  | 47700 | 3586 | 13.3 | 11.2 | 55900 | 3485 | 4.7 | 4.2 | Federally-Regulated Commercial & Industrial Equipment | 05/10/2019 |  | 05/06/2020
ClimateMaster Inc. | TRANQUILITY 16 | TRH/V024A |  | Ground-Source | WBAHP: Heat Pump Packaged Unit | Heat Pump | 230 | 1 |  |  |  | Single-Speed |  |  |  | 24000 | 1643 | 14.6 |  | 18600 | 1651 | 3.3 |  | Non Federally-Regulated | 02/21/2020 | 7368804 | 05/06/2020
ClimateMaster Inc. | TRANQUILITY 16 | TCH/V018A |  | Ground-Source | WBAHP: Heat Pump Packaged Unit | Heat Pump | 208 | 1 |  |  |  | Single-Speed |  |  |  | 18400 | 1128 | 16.3 | 13.4 | 13900 | 1198 | 3.4 | 3.1 | Non Federally-Regulated | 05/10/2019 |  | 05/06/2020
ClimateMaster Inc. | TRANQUILITY 16 | TCH/V018A*W/K |  | Ground-Source | WBAHP: Heat Pump Packaged Unit | Heat Pump | 208 | 1 |  |  |  | Single-Speed |  |  |  | 20200 | 1116 | 18.1 | 13.4 | 14100 | 1087 | 3.8 | 3.1 | Non Federally-Regulated | 05/10/2019 |  | 05/06/2020
ClimateMaster Inc. | TRANQUILITY 16 | TCH/V018A |  | Ground-Water-Source | WBAHP: Heat Pump Packaged Unit | Heat Pump | 230 | 1 |  |  |  | Single-Speed |  |  |  | 20600 | 953 | 21.6 | 16.2 | 17200 | 1200 | 4.2 | 3.6 | Non Federally-Regulated | 02/22/2017 |  | 05/06/2020
ClimateMaster Inc. | TRANQUILITY 16 | TCH/V018A |  | Water-Source | WBAHP: Heat Pump Packaged Unit | Heat Pump | 208 | 1 |  |  |  | Single-Speed |  |  |  | 17300 | 1209 | 14.3 | 11.2 | 21500 | 1260 | 5 | 4.2 | Federally-Regulated Commercial & Industrial Equipment | 05/10/2019 |  | 05/06/2020
ClimateMaster Inc. | TRANQUILITY 16 | TCH/V006A |  | Ground-Source | WBAHP: Heat Pump Packaged Unit | Heat Pump | 208 | 1 |  |  |  | Single-Speed |  |  |  | 6200 | 402 | 15.4 | 13.4 | 4900 | 455 | 3.2 | 3.1 | Non Federally-Regulated | 05/10/2019 |  | 05/06/2020
ClimateMaster Inc. | TRANQUILITY 16 | TRH/V048A*W/K |  | Ground-Water-Source | WBAHP: Heat Pump Packaged Unit | Heat Pump | 208 | 1 |  |  |  | Single-Speed |  |  |  | 53600 | 2552 | 21 | 16.2 | 45600 | 3107 | 4.3 | 3.6 | Non Federally-Regulated | 05/10/2019 |  | 05/06/2020
ClimateMaster Inc. | TRANQUILITY 16 | TRH/V048A*W/K |  | Water-Source | WBAHP: Heat Pump Packaged Unit | Heat Pump | 208 | 1 |  |  |  | Single-Speed |  |  |  | 47900 | 3373 | 14.2 | 11.2 | 53000 | 3236 | 4.8 | 4.2 | Federally-Regulated Commercial & Industrial Equipment | 05/10/2019 |  | 05/06/2020
ClimateMaster Inc. | TRANQUILITY 16 | TCH/V012A |  | Water-Source | WBAHP: Heat Pump Packaged Unit | Heat Pump | 208 | 1 |  |  |  | Single-Speed |  |  |  | 11700 | 866 | 13.5 | 11.2 | 15200 | 1035 | 4.3 | 4.2 | Federally-Regulated Commercial & Industrial Equipment | 05/10/2019 |  | 05/06/2020
FHP Manufacturing Company | Bosch | ES035-4CF/HZ/VT*-*****A |  | Water-Source | WBAHP: Heat Pump Packaged Unit | Heat Pump | 460 | 3 |  |  |  | Dual-Speed |  |  |  | 36000 | 2465 | 14.6 | 11.2 | 43000 | 2625 | 4.8 | 4.2 | Federally-Regulated Commercial & Industrial Equipment | 02/21/2020 | 9008843 | 05/06/2020
FHP Manufacturing Company | Bosch | ES035-1CF/HZ/VT*-*****A |  | Ground-Water-Source | WBAHP: Heat Pump Packaged Unit | Heat Pump | 230 | 1 |  |  |  | Dual-Speed |  |  |  | 42000 | 1944 | 21.6 | 16.2 | 36000 | 2512 | 4.2 | 3.6 | Non Federally-Regulated | 02/21/2020 | 9008841 | 05/06/2020
FHP Manufacturing Company | Bosch | ES035-3CF/HZ/VT*-*****A |  | Ground-Water-Source | WBAHP: Heat Pump Packaged Unit | Heat Pump | 230 | 3 |  |  |  | Dual-Speed |  |  |  | 42000 | 2009 | 20.9 | 16.2 | 36000 | 2512 | 4.2 | 3.6 | Non Federally-Regulated | 02/21/2020 | 9008842 | 05/06/2020
FHP Manufacturing Company | Bosch | ES035-1CF/HZ/VT*-*****A |  | Ground-Water-Source | WBAHP: Heat Pump Packaged Unit | Heat Pump | 208 | 1 |  |  |  | Dual-Speed |  |  |  | 42000 | 2192 | 19.16 | 16.2 | 36000 | 2740 | 3.9 | 3.6 | Non Federally-Regulated | 02/21/2020 | 9008841 | 05/06/2020
FHP Manufacturing Company | Bosch | ES035-1CF/HZ/VT*-*****A |  | Ground-Source | WBAHP: Heat Pump Packaged Unit | Heat Pump | 208 | 1 |  |  |  | Dual-Speed |  |  |  | 38000 | 2209 | 17.2 | 13.4 | 28000 | 2159 | 3.8 | 3.1 | Non Federally-Regulated | 02/21/2020 | 9008841 | 05/06/2020
FHP Manufacturing Company | Bosch | ES035-4CF/HZ/VT*-*****A |  | Ground-Source | WBAHP: Heat Pump Packaged Unit | Heat Pump | 460 | 3 |  |  |  | Dual-Speed |  |  |  | 38000 | 2209 | 17.2 | 13.4 | 28000 | 2159 | 3.8 | 3.1 | Non Federally-Regulated | 02/21/2020 | 9008843 | 05/06/2020
FHP Manufacturing Company | Bosch | ES035-3CF/HZ/VT*-*****A |  | Ground-Source | WBAHP: Heat Pump Packaged Unit | Heat Pump | 208 | 3 |  |  |  | Dual-Speed |  |  |  | 38000 | 2420 | 15.7 | 13.4 | 28000 | 2311 | 3.6 | 3.1 | Non Federally-Regulated | 02/21/2020 | 9008842 | 05/06/2020
FHP Manufacturing Company | Bosch | ES035-3CF/HZ/VT*-*****A |  | Water-Source | WBAHP: Heat Pump Packaged Unit | Heat Pump | 208 | 3 |  |  |  | Dual-Speed |  |  |  | 36000 | 2571 | 14 | 11.2 | 43000 | 2739 | 4.6 | 4.2 | Federally-Regulated Commercial & Industrial Equipment | 02/21/2020 | 9008842 | 05/06/2020
FHP Manufacturing Company | Bosch | ES035-3CF/HZ/VT*-*****A |  | Water-Source | WBAHP: Heat Pump Packaged Unit | Heat Pump | 230 | 3 |  |  |  | Dual-Speed |  |  |  | 36000 | 2571 | 14 | 11.2 | 43000 | 2739 | 4.6 | 4.2 | Federally-Regulated Commercial & Industrial Equipment | 02/21/2020 | 9008842 | 05/06/2020
FHP Manufacturing Company | Bosch | ES035-3CF/HZ/VT*-*****A |  | Ground-Water-Source | WBAHP: Heat Pump Packaged Unit | Heat Pump | 208 | 3 |  |  |  | Dual-Speed |  |  |  | 42000 | 2265 | 18.54 | 16.2 | 36000 | 2740 | 3.9 | 3.6 | Non Federally-Regulated | 02/21/2020 | 9008842 | 05/06/2020
FHP Manufacturing Company | Bosch | ES035-1CF/HZ/VT*-*****A |  | Water-Source | WBAHP: Heat Pump Packaged Unit | Heat Pump | 208 | 1 |  |  |  | Dual-Speed |  |  |  | 36000 | 2465 | 14.6 | 11.2 | 43000 | 2625 | 4.8 | 4.2 | Federally-Regulated Commercial & Industrial Equipment | 02/21/2020 | 9008841 | 05/06/2020
FHP Manufacturing Company | Bosch | ES035-1CF/HZ/VT*-*****A |  | Ground-Source | WBAHP: Heat Pump Packaged Unit | Heat Pump | 230 | 1 |  |  |  | Dual-Speed |  |  |  | 38000 | 2209 | 17.2 | 13.4 | 28000 | 2159 | 3.8 | 3.1 | Non Federally-Regulated | 02/21/2020 | 9008841 | 05/06/2020
FHP Manufacturing Company | Bosch | ES035-4CF/HZ/VT*-*****A |  | Ground-Water-Source | WBAHP: Heat Pump Packaged Unit | Heat Pump | 460 | 3 |  |  |  | Dual-Speed |  |  |  | 42000 | 2192 | 19.16 | 16.2 | 36000 | 2740 | 3.9 | 3.6 | Non Federally-Regulated | 02/21/2020 | 9008843 | 05/06/2020
FHP Manufacturing Company | Bosch | ES035-3CF/HZ/VT*-*****A |  | Ground-Source | WBAHP: Heat Pump Packaged Unit | Heat Pump | 230 | 3 |  |  |  | Dual-Speed |  |  |  | 38000 | 2420 | 15.7 | 13.4 | 28000 | 2311 | 3.6 | 3.1 | Non Federally-Regulated | 02/21/2020 | 9008842 | 05/06/2020
FHP Manufacturing Company | Bosch | ES035-1CF/HZ/VT*-*****A |  | Water-Source | WBAHP: Heat Pump Packaged Unit | Heat Pump | 230 | 1 |  |  |  | Dual-Speed |  |  |  | 36000 | 2465 | 14.6 | 11.2 | 43000 | 2625 | 4.8 | 4.2 | Federally-Regulated Commercial & Industrial Equipment | 02/21/2020 | 9008841 | 05/06/2020
Johnson Controls, Inc. | Johnson Controls | VSCS09*1****0 (ECM) |  | Ground-Water-Source | WBAHP: Heat Pump Packaged Unit | Heat Pump | 230 | 1 |  |  |  | Single-Speed |  |  |  | 10200 | 510 | 20 |  | 9100 | 666 | 4 |  | Non Federally-Regulated | 05/06/2020 | 200083906 | 05/06/2020
Johnson Controls, Inc. | Johnson Controls | VPCS09*1****0 (ECM) |  | Water-Source | WBAHP: Heat Pump Packaged Unit | Heat Pump | 208 | 1 |  |  |  | Single-Speed |  |  |  | 9700 | 621 | 15.6 |  | 12800 | 721 | 5.2 |  | Federally-Regulated Commercial & Industrial Equipment | 05/06/2020 | 8277929 | 05/06/2020
Johnson Controls, Inc. | Johnson Controls | VSCS09*1****0 (ECM) |  | Water-Source | WBAHP: Heat Pump Packaged Unit | Heat Pump | 230 | 1 |  |  |  | Single-Speed |  |  |  | 9100 | 650 | 14 |  | 11600 | 739 | 4.6 |  | Federally-Regulated Commercial & Industrial Equipment | 05/06/2020 | 200083906 | 05/06/2020
Johnson Controls, Inc. | Johnson Controls | VSCS09*1****0 |  | Water-Source | WBAHP: Heat Pump Packaged Unit | Heat Pump | 230 | 1 |  |  |  | Single-Speed |  |  |  | 8900 | 684 | 13 |  | 11800 | 768 | 4.5 |  | Federally-Regulated Commercial & Industrial Equipment | 05/06/2020 | 200083903 | 05/06/2020
Johnson Controls, Inc. | Johnson Controls | VSCS09*1****0 (ECM) |  | Water-Source | WBAHP: Heat Pump Packaged Unit | Heat Pump | 208 | 1 |  |  |  | Single-Speed |  |  |  | 9100 | 650 | 14 |  | 11600 | 739 | 4.6 |  | Federally-Regulated Commercial & Industrial Equipment | 05/06/2020 | 200083906 | 05/06/2020
Johnson Controls, Inc. | Johnson Controls | VSCS09*6****0 (ECM) |  | Ground-Water-Source | WBAHP: Heat Pump Packaged Unit | Heat Pump | 265 | 1 |  |  |  | Single-Speed |  |  |  | 10200 | 525 | 19.4 |  | 9100 | 701 | 3.8 |  | Non Federally-Regulated | 05/06/2020 | 200083909 | 05/06/2020
Johnson Controls, Inc. | Johnson Controls | VSCS09*6****0 (ECM) |  | Ground-Source | WBAHP: Heat Pump Packaged Unit | Heat Pump | 265 | 1 |  |  |  | Single-Speed |  |  |  | 9400 | 666 | 14.1 |  | 6800 | 622 | 3.2 |  | Non Federally-Regulated | 05/06/2020 | 200083909 | 05/06/2020
Johnson Controls, Inc. | Johnson Controls | VPCS09*1****0 (ECM) |  | Ground-Water-Source | WBAHP: Heat Pump Packaged Unit | Heat Pump | 208 | 1 |  |  |  | Single-Speed |  |  |  | 11400 | 456 | 25 |  | 10300 | 686 | 4.4 |  | Non Federally-Regulated | 05/06/2020 | 8277929 | 05/06/2020
Johnson Controls, Inc. | Johnson Controls | VPCS09*1****0 (ECM) |  | Ground-Source | WBAHP: Heat Pump Packaged Unit | Heat Pump | 230 | 1 |  |  |  | Single-Speed |  |  |  | 10000 | 571 | 17.5 |  | 7900 | 661 | 3.5 |  | Non Federally-Regulated | 05/06/2020 | 8277929 | 05/06/2020
Johnson Controls, Inc. | Johnson Controls | VSCS09*1****0 |  | Water-Source | WBAHP: Heat Pump Packaged Unit | Heat Pump | 208 | 1 |  |  |  | Single-Speed |  |  |  | 8900 | 684 | 13 |  | 11800 | 768 | 4.5 |  | Federally-Regulated Commercial & Industrial Equipment | 05/06/2020 | 200083903 | 05/06/2020
Johnson Controls, Inc. | Johnson Controls | VPCS09*1****0 (ECM) |  | Ground-Water-Source | WBAHP: Heat Pump Packaged Unit | Heat Pump | 230 | 1 |  |  |  | Single-Speed |  |  |  | 11400 | 456 | 25 |  | 10300 | 686 | 4.4 |  | Non Federally-Regulated | 05/06/2020 | 8277929 | 05/06/2020
Johnson Controls, Inc. | Johnson Controls | VPCS09*1****0 (ECM) |  | Water-Source | WBAHP: Heat Pump Packaged Unit | Heat Pump | 230 | 1 |  |  |  | Single-Speed |  |  |  | 9700 | 621 | 15.6 |  | 12800 | 721 | 5.2 |  | Federally-Regulated Commercial & Industrial Equipment | 05/06/2020 | 8277929 | 05/06/2020
Johnson Controls, Inc. | Johnson Controls | VSCS09*1****0 (ECM) |  | Ground-Source | WBAHP: Heat Pump Packaged Unit | Heat Pump | 208 | 1 |  |  |  | Single-Speed |  |  |  | 9400 | 652 | 14.4 |  | 6800 | 603 | 3.3 |  | Non Federally-Regulated | 05/06/2020 | 200083906 | 05/06/2020
Johnson Controls, Inc. | Johnson Controls | VSCS09*6****0 (ECM) |  | Water-Source | WBAHP: Heat Pump Packaged Unit | Heat Pump | 265 | 1 |  |  |  | Single-Speed |  |  |  | 9100 | 669 | 13.6 |  | 11600 | 772 | 4.4 |  | Federally-Regulated Commercial & Industrial Equipment | 05/06/2020 | 200083909 | 05/06/2020
Johnson Controls, Inc. | Johnson Controls | VSCS09*1****0 (ECM) |  | Ground-Source | WBAHP: Heat Pump Packaged Unit | Heat Pump | 230 | 1 |  |  |  | Single-Speed |  |  |  | 9400 | 652 | 14.4 |  | 6800 | 603 | 3.3 |  | Non Federally-Regulated | 05/06/2020 | 200083906 | 05/06/2020
Johnson Controls, Inc. | Johnson Controls | VSCS09*1****0 |  | Ground-Water-Source | WBAHP: Heat Pump Packaged Unit | Heat Pump | 208 | 1 |  |  |  | Single-Speed |  |  |  | 10100 | 517 | 19.5 |  | 9300 | 717 | 3.8 |  | Non Federally-Regulated | 05/06/2020 | 200083903 | 05/06/2020
Johnson Controls, Inc. | Johnson Controls | VSCS09*1****0 |  | Ground-Source | WBAHP: Heat Pump Packaged Unit | Heat Pump | 230 | 1 |  |  |  | Single-Speed |  |  |  | 9300 | 654 | 14.2 |  | 7000 | 641 | 3.2 |  | Non Federally-Regulated | 05/06/2020 | 200083903 | 05/06/2020
Johnson Controls, Inc. | Johnson Controls | VSCS09*1****0 |  | Ground-Source | WBAHP: Heat Pump Packaged Unit | Heat Pump | 208 | 1 |  |  |  | Single-Speed |  |  |  | 9300 | 654 | 14.2 |  | 7000 | 641 | 3.2 |  | Non Federally-Regulated | 05/06/2020 | 200083903 | 05/06/2020
Johnson Controls, Inc. | Johnson Controls | VSCS09*1****0 (ECM) |  | Ground-Water-Source | WBAHP: Heat Pump Packaged Unit | Heat Pump | 208 | 1 |  |  |  | Single-Speed |  |  |  | 10200 | 510 | 20 |  | 9100 | 666 | 4 |  | Non Federally-Regulated | 05/06/2020 | 200083906 | 05/06/2020
Johnson Controls, Inc. | Johnson Controls | VSCS09*1****0 |  | Ground-Water-Source | WBAHP: Heat Pump Packaged Unit | Heat Pump | 230 | 1 |  |  |  | Single-Speed |  |  |  | 10100 | 517 | 19.5 |  | 9300 | 717 | 3.8 |  | Non Federally-Regulated | 05/06/2020 | 200083903 | 05/06/2020
Johnson Controls, Inc. | Johnson Controls | VPCS09*1****0 (ECM) |  | Ground-Source | WBAHP: Heat Pump Packaged Unit | Heat Pump | 208 | 1 |  |  |  | Single-Speed |  |  |  | 10000 | 571 | 17.5 |  | 7900 | 661 | 3.5 |  | Non Federally-Regulated | 05/06/2020 | 8277929 | 05/06/2020
FHP Manufacturing Company | GEO-THERMAL SPLIT | GZ060*******1**1 | CAP**60**AL* | Ground-Source | WBAHP-C: Heat Pump Split Syste | Heat Pump | 208 | 1 | False |  |  | Dual-Speed |  |  |  | 63900 | 3981 | 16.05 |  | 46000 | 3744 | 3.6 |  | Non Federally-Regulated | 05/06/2020 | 204433710 | 05/06/2020
FHP Manufacturing Company | GEO-THERMAL SPLIT | GZ036*******1**2 | CAP**36**AL* | Water-Source | WBAHP-C: Heat Pump Split Syste | Heat Pump | 208 | 1 | False |  |  | Dual-Speed |  |  |  | 35600 | 2472 | 14.4 |  | 44600 | 2723 | 4.8 |  | Federally-Regulated Commercial & Industrial Equipment | 05/06/2020 | 204595317 | 05/06/2020
FHP Manufacturing Company | GEO-THERMAL SPLIT | GZ048*******1**1 | CAP**48**AL* | Ground-Water-Source | WBAHP-C: Heat Pump Split Syste | Heat Pump | 208 | 1 | False |  |  | Dual-Speed |  |  |  | 52000 | 2561 | 20.3 |  | 46600 | 3251 | 4.2 |  | Non Federally-Regulated | 05/06/2020 | 203817317 | 05/06/2020
FHP Manufacturing Company | GEO-THERMAL SPLIT | GZ024*******1**1 | CAP**24**AL* | Ground-Water-Source | WBAHP-C: Heat Pump Split Syste | Heat Pump | 230 | 1 | False |  |  | Dual-Speed |  |  |  | 28000 | 1244 | 22.5 |  | 23900 | 1628 | 4.3 |  | Non Federally-Regulated | 05/06/2020 | 204140569 | 05/06/2020
FHP Manufacturing Company | GEO-THERMAL SPLIT | GZ036*******1**2 | CAP**36**AL* | Ground-Water-Source | WBAHP-C: Heat Pump Split Syste | Heat Pump | 208 | 1 | False |  |  | Dual-Speed |  |  |  | 40400 | 1951 | 20.7 |  | 36500 | 2459 | 4.4 |  | Non Federally-Regulated | 05/06/2020 | 204595317 | 05/06/2020
FHP Manufacturing Company | GEO-THERMAL SPLIT | GZ024*******1**1 | CAP**24**AL* | Ground-Water-Source | WBAHP-C: Heat Pump Split Syste | Heat Pump | 208 | 1 | False |  |  | Dual-Speed |  |  |  | 28000 | 1244 | 22.5 |  | 23900 | 1628 | 4.3 |  | Non Federally-Regulated | 05/06/2020 | 204140569 | 05/06/2020
FHP Manufacturing Company | GEO-THERMAL SPLIT | GZ024*******1**1 | CAP**24**AL* | Ground-Source | WBAHP-C: Heat Pump Split Syste | Heat Pump | 208 | 1 | False |  |  | Dual-Speed |  |  |  | 26100 | 1641 | 15.9 |  | 19000 | 1614 | 3.5 |  | Non Federally-Regulated | 05/06/2020 | 204140569 | 05/06/2020
FHP Manufacturing Company | GEO-THERMAL SPLIT | GZ024*******1**1 | CAP**24**AL* | Water-Source | WBAHP-C: Heat Pump Split Syste | Heat Pump | 230 | 1 | False |  |  | Dual-Speed |  |  |  | 24900 | 1784 | 13.95 |  | 28900 | 1764 | 4.8 |  | Federally-Regulated Commercial & Industrial Equipment | 05/06/2020 | 204140569 | 05/06/2020
FHP Manufacturing Company | GEO-THERMAL SPLIT | GZ036*******1**2 | CAP**36**AL* | Ground-Source | WBAHP-C: Heat Pump Split Syste | Heat Pump | 208 | 1 | False |  |  | Dual-Speed |  |  |  | 37400 | 2213 | 16.9 |  | 27700 | 2224 | 3.7 |  | Non Federally-Regulated | 05/06/2020 | 204595317 | 05/06/2020
FHP Manufacturing Company | GEO-THERMAL SPLIT | GZ024*******1**1 | CAP**24**AL* | Ground-Source | WBAHP-C: Heat Pump Split Syste | Heat Pump | 230 | 1 | False |  |  | Dual-Speed |  |  |  | 26100 | 1641 | 15.9 |  | 19000 | 1614 | 3.5 |  | Non Federally-Regulated | 05/06/2020 | 204140569 | 05/06/2020
FHP Manufacturing Company | GEO-THERMAL SPLIT | GZ048*******1**1 | CAP**48**AL* | Ground-Source | WBAHP-C: Heat Pump Split Syste | Heat Pump | 208 | 1 | False |  |  | Dual-Speed |  |  |  | 49000 | 3161 | 15.5 |  | 36100 | 2980 | 3.6 |  | Non Federally-Regulated | 05/06/2020 | 203817317 | 05/06/2020
FHP Manufacturing Company | GEO-THERMAL SPLIT | GZ024*******1**1 | CAP**24**AL* | Water-Source | WBAHP-C: Heat Pump Split Syste | Heat Pump | 208 | 1 | False |  |  | Dual-Speed |  |  |  | 24900 | 1784 | 13.95 |  | 28900 | 1764 | 4.8 |  | Federally-Regulated Commercial & Industrial Equipment | 05/06/2020 | 204140569 | 05/06/2020
FHP Manufacturing Company | GEO-THERMAL SPLIT | GZ060*******1**1 | CAP**60**AL* | Water-Source | WBAHP-C: Heat Pump Split Syste | Heat Pump | 208 | 1 | False |  |  | Dual-Speed |  |  |  | 60000 | 4316 | 13.9 |  | 71800 | 4574 | 4.6 |  | Federally-Regulated Commercial & Industrial Equipment | 05/06/2020 | 204433710 | 05/06/2020
FHP Manufacturing Company | GEO-THERMAL SPLIT | GZ048*******1**1 | CAP**48**AL* | Water-Source | WBAHP-C: Heat Pump Split Syste | Heat Pump | 208 | 1 | False |  |  | Dual-Speed |  |  |  | 46900 | 3500 | 13.4 |  | 56500 | 3523 | 4.7 |  | Federally-Regulated Commercial & Industrial Equipment | 05/06/2020 | 203817317 | 05/06/2020
Waterfurnace International, Inc. | ASTON | 104J064**1 | SAH060* | Ground-Source | WBAHP-CB: Heat Pump Split Syst | Heat Pump | 208 | 1 | False |  |  | Dual-Speed |  |  |  | 57400 | 3376 | 17 |  | 45200 | 3580 | 3.7 |  | Non Federally-Regulated | 05/06/2020 | 204117018 | 05/06/2020
Waterfurnace International, Inc. | ASTON | 104J064**1 | SRAA060* | Ground-Source | WBAHP-C: Heat Pump Split Syste | Heat Pump | 208 | 1 | False |  |  | Dual-Speed |  |  |  | 57400 | 3376 | 17 |  | 45200 | 3580 | 3.7 |  | Non Federally-Regulated | 05/06/2020 | 204117019 | 05/06/2020
Waterfurnace International, Inc. | ASTON | 104J064**1 | SRAA060* | Ground-Water-Source | WBAHP-C: Heat Pump Split Syste | Heat Pump | 208 | 1 | False |  |  | Dual-Speed |  |  |  | 63200 | 2808 | 22.5 |  | 56000 | 3730 | 4.4 |  | Non Federally-Regulated | 05/06/2020 | 204117019 | 05/06/2020
Waterfurnace International, Inc. | ASTON | 104J064**1 | SRAA060* | Water-Source | WBAHP-C: Heat Pump Split Syste | Heat Pump | 208 | 1 | False |  |  | Dual-Speed |  |  |  | 54800 | 3653 | 15 |  | 66900 | 4084 | 4.8 |  | Federally-Regulated Commercial & Industrial Equipment | 05/06/2020 | 204117019 | 05/06/2020
Waterfurnace International, Inc. | ASTON | 104J064**1 | SAH060* | Water-Source | WBAHP-CB: Heat Pump Split Syst | Heat Pump | 208 | 1 | False |  |  | Dual-Speed |  |  |  | 54800 | 3653 | 15 |  | 66900 | 4084 | 4.8 |  | Federally-Regulated Commercial & Industrial Equipment | 05/06/2020 | 204117018 | 05/06/2020
Waterfurnace International, Inc. | ASTON | 104J064**1 | SAH060* | Ground-Water-Source | WBAHP-CB: Heat Pump Split Syst | Heat Pump | 208 | 1 | False |  |  | Dual-Speed |  |  |  | 63200 | 2808 | 22.5 |  | 56000 | 3730 | 4.4 |  | Non Federally-Regulated | 05/06/2020 | 204117018 | 05/06/2020
Bard Manufacturing Company, Inc. | Bard | GV27S3AA |  | Ground-Source | WBAHP: Heat Pump Packaged Unit | Both Heat Pump and Electric Re | 208 | 1 |  |  |  | Dual-Speed |  |  |  | 26600 | 1469 | 18.1 |  | 20200 | 1443 | 4.1 |  | Non Federally-Regulated | 05/06/2020 | 9951968 | 05/06/2020
Bard Manufacturing Company, Inc. | Bard | GV27S3AA |  | Ground-Source | WBAHP: Heat Pump Packaged Unit | Both Heat Pump and Electric Re | 230 | 1 |  |  |  | Dual-Speed |  |  |  | 26600 | 1469 | 18.1 |  | 20200 | 1443 | 4.1 |  | Non Federally-Regulated | 05/06/2020 | 9951968 | 05/06/2020
Bard Manufacturing Company, Inc. | Bard | GV27S3AA |  | Ground-Water-Source | WBAHP: Heat Pump Packaged Unit | Both Heat Pump and Electric Re | 208 | 1 |  |  |  | Dual-Speed |  |  |  | 26600 | 1166 | 22.8 |  | 26200 | 1535 | 5 |  | Non Federally-Regulated | 05/06/2020 | 9951968 | 05/06/2020
Bard Manufacturing Company, Inc. | Bard | GV27S3AA |  | Ground-Water-Source | WBAHP: Heat Pump Packaged Unit | Both Heat Pump and Electric Re | 230 | 1 |  |  |  | Dual-Speed |  |  |  | 26600 | 1166 | 22.8 |  | 26200 | 1535 | 5 |  | Non Federally-Regulated | 05/06/2020 | 9951968 | 05/06/2020
Johnson Controls, Inc. | ENVIRO-TEC | VSCS09*1****0 |  | Ground-Source | WBAHP: Heat Pump Packaged Unit | Heat Pump | 208 | 1 |  |  |  | Single-Speed |  |  |  | 9300 | 654 | 14.2 |  | 7000 | 641 | 3.2 |  | Non Federally-Regulated | 05/06/2020 | 200083904 | 05/06/2020
Johnson Controls, Inc. | ENVIRO-TEC | VPCS09*1****0 (ECM) |  | Ground-Source | WBAHP: Heat Pump Packaged Unit | Heat Pump | 208 | 1 |  |  |  | Single-Speed |  |  |  | 10000 | 571 | 17.5 |  | 7900 | 661 | 3.5 |  | Non Federally-Regulated | 05/06/2020 | 201796686 | 05/06/2020
Johnson Controls, Inc. | ENVIRO-TEC | VPCS09*1****0 (ECM) |  | Water-Source | WBAHP: Heat Pump Packaged Unit | Heat Pump | 230 | 1 |  |  |  | Single-Speed |  |  |  | 9700 | 621 | 15.6 |  | 12800 | 721 | 5.2 |  | Federally-Regulated Commercial & Industrial Equipment | 05/06/2020 | 201796686 | 05/06/2020
Johnson Controls, Inc. | ENVIRO-TEC | VPCS09*1****0 (ECM) |  | Ground-Water-Source | WBAHP: Heat Pump Packaged Unit | Heat Pump | 208 | 1 |  |  |  | Single-Speed |  |  |  | 11400 | 456 | 25 |  | 10300 | 686 | 4.4 |  | Non Federally-Regulated | 05/06/2020 | 201796686 | 05/06/2020
Johnson Controls, Inc. | ENVIRO-TEC | VSCS09*1****0 |  | Ground-Source | WBAHP: Heat Pump Packaged Unit | Heat Pump | 230 | 1 |  |  |  | Single-Speed |  |  |  | 9300 | 654 | 14.2 |  | 7000 | 641 | 3.2 |  | Non Federally-Regulated | 05/06/2020 | 200083904 | 05/06/2020
Johnson Controls, Inc. | ENVIRO-TEC | VSCS09*1****0 (ECM) |  | Ground-Source | WBAHP: Heat Pump Packaged Unit | Heat Pump | 208 | 1 |  |  |  | Single-Speed |  |  |  | 9400 | 652 | 14.4 |  | 6800 | 603 | 3.3 |  | Non Federally-Regulated | 05/06/2020 | 200083907 | 05/06/2020
Johnson Controls, Inc. | ENVIRO-TEC | VSCS09*1****0 |  | Water-Source | WBAHP: Heat Pump Packaged Unit | Heat Pump | 230 | 1 |  |  |  | Single-Speed |  |  |  | 8900 | 684 | 13 |  | 11800 | 768 | 4.5 |  | Federally-Regulated Commercial & Industrial Equipment | 05/06/2020 | 200083904 | 05/06/2020
Johnson Controls, Inc. | ENVIRO-TEC | VSCS09*1****0 |  | Ground-Water-Source | WBAHP: Heat Pump Packaged Unit | Heat Pump | 230 | 1 |  |  |  | Single-Speed |  |  |  | 10100 | 517 | 19.5 |  | 9300 | 717 | 3.8 |  | Non Federally-Regulated | 05/06/2020 | 200083904 | 05/06/2020
Johnson Controls, Inc. | ENVIRO-TEC | VPCS09*1****0 (ECM) |  | Ground-Source | WBAHP: Heat Pump Packaged Unit | Heat Pump | 230 | 1 |  |  |  | Single-Speed |  |  |  | 10000 | 571 | 17.5 |  | 7900 | 661 | 3.5 |  | Non Federally-Regulated | 05/06/2020 | 201796686 | 05/06/2020
Johnson Controls, Inc. | ENVIRO-TEC | VSCS09*1****0 (ECM) |  | Water-Source | WBAHP: Heat Pump Packaged Unit | Heat Pump | 208 | 1 |  |  |  | Single-Speed |  |  |  | 9100 | 650 | 14 |  | 11600 | 739 | 4.6 |  | Federally-Regulated Commercial & Industrial Equipment | 05/06/2020 | 200083907 | 05/06/2020
Johnson Controls, Inc. | ENVIRO-TEC | VSCS09*1****0 |  | Water-Source | WBAHP: Heat Pump Packaged Unit | Heat Pump | 208 | 1 |  |  |  | Single-Speed |  |  |  | 8900 | 684 | 13 |  | 11800 | 768 | 4.5 |  | Federally-Regulated Commercial & Industrial Equipment | 05/06/2020 | 200083904 | 05/06/2020
Johnson Controls, Inc. | ENVIRO-TEC | VSCS09*6****0 (ECM) |  | Water-Source | WBAHP: Heat Pump Packaged Unit | Heat Pump | 265 | 1 |  |  |  | Single-Speed |  |  |  | 9100 | 669 | 13.6 |  | 11600 | 772 | 4.4 |  | Federally-Regulated Commercial & Industrial Equipment | 05/06/2020 | 200083910 | 05/06/2020
Johnson Controls, Inc. | ENVIRO-TEC | VSCS09*6****0 (ECM) |  | Ground-Source | WBAHP: Heat Pump Packaged Unit | Heat Pump | 265 | 1 |  |  |  | Single-Speed |  |  |  | 9400 | 666 | 14.1 |  | 6800 | 622 | 3.2 |  | Non Federally-Regulated | 05/06/2020 | 200083910 | 05/06/2020
Johnson Controls, Inc. | ENVIRO-TEC | VSCS09*6****0 (ECM) |  | Ground-Water-Source | WBAHP: Heat Pump Packaged Unit | Heat Pump | 265 | 1 |  |  |  | Single-Speed |  |  |  | 10200 | 525 | 19.4 |  | 9100 | 701 | 3.8 |  | Non Federally-Regulated | 05/06/2020 | 200083910 | 05/06/2020
Johnson Controls, Inc. | ENVIRO-TEC | VPCS09*1****0 (ECM) |  | Water-Source | WBAHP: Heat Pump Packaged Unit | Heat Pump | 208 | 1 |  |  |  | Single-Speed |  |  |  | 9700 | 621 | 15.6 |  | 12800 | 721 | 5.2 |  | Federally-Regulated Commercial & Industrial Equipment | 05/06/2020 | 201796686 | 05/06/2020
Johnson Controls, Inc. | ENVIRO-TEC | VSCS09*1****0 (ECM) |  | Ground-Water-Source | WBAHP: Heat Pump Packaged Unit | Heat Pump | 208 | 1 |  |  |  | Single-Speed |  |  |  | 10200 | 510 | 20 |  | 9100 | 666 | 4 |  | Non Federally-Regulated | 05/06/2020 | 200083907 | 05/06/2020
Johnson Controls, Inc. | ENVIRO-TEC | VSCS09*1****0 |  | Ground-Water-Source | WBAHP: Heat Pump Packaged Unit | Heat Pump | 208 | 1 |  |  |  | Single-Speed |  |  |  | 10100 | 517 | 19.5 |  | 9300 | 717 | 3.8 |  | Non Federally-Regulated | 05/06/2020 | 200083904 | 05/06/2020
Johnson Controls, Inc. | ENVIRO-TEC | VSCS09*1****0 (ECM) |  | Ground-Source | WBAHP: Heat Pump Packaged Unit | Heat Pump | 230 | 1 |  |  |  | Single-Speed |  |  |  | 9400 | 652 | 14.4 |  | 6800 | 603 | 3.3 |  | Non Federally-Regulated | 05/06/2020 | 200083907 | 05/06/2020
Johnson Controls, Inc. | ENVIRO-TEC | VPCS09*1****0 (ECM) |  | Ground-Water-Source | WBAHP: Heat Pump Packaged Unit | Heat Pump | 230 | 1 |  |  |  | Single-Speed |  |  |  | 11400 | 456 | 25 |  | 10300 | 686 | 4.4 |  | Non Federally-Regulated | 05/06/2020 | 201796686 | 05/06/2020
Johnson Controls, Inc. | ENVIRO-TEC | VSCS09*1****0 (ECM) |  | Water-Source | WBAHP: Heat Pump Packaged Unit | Heat Pump | 230 | 1 |  |  |  | Single-Speed |  |  |  | 9100 | 650 | 14 |  | 11600 | 739 | 4.6 |  | Federally-Regulated Commercial & Industrial Equipment | 05/06/2020 | 200083907 | 05/06/2020
Johnson Controls, Inc. | ENVIRO-TEC | VSCS09*1****0 (ECM) |  | Ground-Water-Source | WBAHP: Heat Pump Packaged Unit | Heat Pump | 230 | 1 |  |  |  | Single-Speed |  |  |  | 10200 | 510 | 20 |  | 9100 | 666 | 4 |  | Non Federally-Regulated | 05/06/2020 | 200083907 | 05/06/2020
ClimateMaster Inc. | TRANQUILITY 16 | TRH/V024A*W/K |  | Ground-Water-Source | WBAHP: Heat Pump Packaged Unit | Heat Pump | 208 | 1 |  |  |  | Single-Speed |  |  |  | 27000 | 1255 | 21.5 |  | 23500 | 1601 | 4.3 |  | Non Federally-Regulated | 05/06/2020 | 7784008 | 05/06/2020
ClimateMaster Inc. | TRANQUILITY 16 | TRH/V030A |  | Water-Source | WBAHP: Heat Pump Packaged Unit | Heat Pump | 208 | 1 |  |  |  | Single-Speed |  |  |  | 28600 | 2200 | 13 |  | 37000 | 2307 | 4.7 |  | Federally-Regulated Commercial & Industrial Equipment | 05/06/2020 | 7368805 | 05/06/2020
ClimateMaster Inc. | TRANQUILITY 16 | TCH/V018A*W/K |  | Ground-Water-Source | WBAHP: Heat Pump Packaged Unit | Heat Pump | 208 | 1 |  |  |  | Single-Speed |  |  |  | 21500 | 911 | 23.6 |  | 17800 | 1159 | 4.5 |  | Non Federally-Regulated | 05/06/2020 | 7783695 | 05/06/2020
ClimateMaster Inc. | TRANQUILITY 16 | TRH/V006A |  | Water-Source | WBAHP: Heat Pump Packaged Unit | Heat Pump | 208 | 1 |  |  |  | Single-Speed |  |  |  | 5800 | 439 | 13.2 |  | 7500 | 467 | 4.7 |  | Federally-Regulated Commercial & Industrial Equipment | 05/06/2020 | 7426503 | 05/06/2020
ClimateMaster Inc. | TRANQUILITY 16 | TCH/V048A |  | Water-Source | WBAHP: Heat Pump Packaged Unit | Heat Pump | 208 | 1 |  |  |  | Single-Speed |  |  |  | 48000 | 3609 | 13.3 |  | 53600 | 3342 | 4.7 |  | Federally-Regulated Commercial & Industrial Equipment | 05/06/2020 | 7425624 | 05/06/2020
ClimateMaster Inc. | TRANQUILITY 16 | TRH/V024A |  | Water-Source | WBAHP: Heat Pump Packaged Unit | Heat Pump | 230 | 1 |  |  |  | Single-Speed |  |  |  | 23600 | 1815 | 13 |  | 27500 | 1752 | 4.6 |  | Federally-Regulated Commercial & Industrial Equipment | 05/06/2020 | 7368804 | 05/06/2020
ClimateMaster Inc. | TRANQUILITY 16 | TRH/V018A*W/K |  | Ground-Source | WBAHP: Heat Pump Packaged Unit | Heat Pump | 208 | 1 |  |  |  | Single-Speed |  |  |  | 19500 | 1140 | 17.1 |  | 14100 | 1116 | 3.7 |  | Non Federally-Regulated | 05/06/2020 | 7784007 | 05/06/2020
ClimateMaster Inc. | TRANQUILITY 16 | TCH/V018A*W/K |  | Water-Source | WBAHP: Heat Pump Packaged Unit | Heat Pump | 208 | 1 |  |  |  | Single-Speed |  |  |  | 18700 | 1246 | 15 |  | 21800 | 1228 | 5.2 |  | Federally-Regulated Commercial & Industrial Equipment | 05/06/2020 | 7783695 | 05/06/2020
ClimateMaster Inc. | TRANQUILITY 16 | TRH/V018A*W/K |  | Water-Source | WBAHP: Heat Pump Packaged Unit | Heat Pump | 208 | 1 |  |  |  | Single-Speed |  |  |  | 18700 | 1246 | 15 |  | 21800 | 1228 | 5.2 |  | Federally-Regulated Commercial & Industrial Equipment | 05/06/2020 | 7784007 | 05/06/2020
ClimateMaster Inc. | TRANQUILITY 16 | TRH/V024A*W/K |  | Water-Source | WBAHP: Heat Pump Packaged Unit | Heat Pump | 208 | 1 |  |  |  | Single-Speed |  |  |  | 23600 | 1748 | 13.5 |  | 27500 | 1679 | 4.8 |  | Federally-Regulated Commercial & Industrial Equipment | 05/06/2020 | 7784008 | 05/06/2020
ClimateMaster Inc. | TRANQUILITY 16 | TCH/V018A |  | Ground-Source | WBAHP: Heat Pump Packaged Unit | Heat Pump | 230 | 1 |  |  |  | Single-Speed |  |  |  | 19500 | 1211 | 16.1 |  | 14100 | 1215 | 3.4 |  | Non Federally-Regulated | 05/06/2020 | 7425621 | 05/06/2020
ClimateMaster Inc. | TRANQUILITY 16 | TCH/V048A*W/K |  | Ground-Source | WBAHP: Heat Pump Packaged Unit | Heat Pump | 208 | 1 |  |  |  | Single-Speed |  |  |  | 50400 | 3111 | 16.2 |  | 36500 | 2971 | 3.6 |  | Non Federally-Regulated | 05/06/2020 | 7783708 | 05/06/2020
ClimateMaster Inc. | TRANQUILITY 16 | TRH/V006A |  | Ground-Water-Source | WBAHP: Heat Pump Packaged Unit | Heat Pump | 208 | 1 |  |  |  | Single-Speed |  |  |  | 7000 | 331 | 21.1 |  | 6300 | 461 | 4 |  | Non Federally-Regulated | 05/06/2020 | 7426503 | 05/06/2020
ClimateMaster Inc. | TRANQUILITY 16 | TRH/V048A |  | Ground-Source | WBAHP: Heat Pump Packaged Unit | Heat Pump | 208 | 1 |  |  |  | Single-Speed |  |  |  | 50400 | 3428 | 14.7 |  | 36500 | 3146 | 3.4 |  | Non Federally-Regulated | 05/06/2020 | 7426520 | 05/06/2020
ClimateMaster Inc. | TRANQUILITY 16 | TCH/V012A |  | Ground-Source | WBAHP: Heat Pump Packaged Unit | Heat Pump | 208 | 1 |  |  |  | Single-Speed |  |  |  | 12000 | 839 | 14.3 |  | 10000 | 915 | 3.2 |  | Non Federally-Regulated | 05/06/2020 | 7425615 | 05/06/2020
ClimateMaster Inc. | TRANQUILITY 16 | TCH/V018A |  | Water-Source | WBAHP: Heat Pump Packaged Unit | Heat Pump | 230 | 1 |  |  |  | Single-Speed |  |  |  | 18700 | 1335 | 14 |  | 21800 | 1277 | 5 |  | Federally-Regulated Commercial & Industrial Equipment | 05/06/2020 | 7425621 | 05/06/2020
ClimateMaster Inc. | TRANQUILITY 16 | TCH/V024A*W/K |  | Ground-Source | WBAHP: Heat Pump Packaged Unit | Heat Pump | 208 | 1 |  |  |  | Single-Speed |  |  |  | 24500 | 1531 | 16 |  | 18600 | 1557 | 3.5 |  | Non Federally-Regulated | 05/06/2020 | 7783697 | 05/06/2020
ClimateMaster Inc. | TRANQUILITY 16 | TCH/V060A |  | Ground-Source | WBAHP: Heat Pump Packaged Unit | Heat Pump | 208 | 1 |  |  |  | Single-Speed |  |  |  | 61500 | 4241 | 14.5 |  | 49200 | 4369 | 3.3 |  | Non Federally-Regulated | 05/06/2020 | 7425627 | 05/06/2020
ClimateMaster Inc. | TRANQUILITY 16 | TCH/V048A |  | Ground-Water-Source | WBAHP: Heat Pump Packaged Unit | Heat Pump | 208 | 1 |  |  |  | Single-Speed |  |  |  | 54200 | 2643 | 20.5 |  | 45300 | 3238 | 4.1 |  | Non Federally-Regulated | 05/06/2020 | 7425624 | 05/06/2020
ClimateMaster Inc. | TRANQUILITY 16 | TRH/V006A |  | Ground-Source | WBAHP: Heat Pump Packaged Unit | Heat Pump | 208 | 1 |  |  |  | Single-Speed |  |  |  | 6200 | 402 | 15.4 |  | 4900 | 463 | 3.1 |  | Non Federally-Regulated | 05/06/2020 | 7426503 | 05/06/2020
ClimateMaster Inc. | TRANQUILITY 16 | TCH/V048A |  | Ground-Source | WBAHP: Heat Pump Packaged Unit | Heat Pump | 208 | 1 |  |  |  | Single-Speed |  |  |  | 50400 | 3428 | 14.7 |  | 36500 | 3146 | 3.4 |  | Non Federally-Regulated | 05/06/2020 | 7425624 | 05/06/2020
ClimateMaster Inc. | TRANQUILITY 16 | TCH/V060A |  | Water-Source | WBAHP: Heat Pump Packaged Unit | Heat Pump | 208 | 1 |  |  |  | Single-Speed |  |  |  | 59500 | 4576 | 13 |  | 72000 | 4907 | 4.3 |  | Federally-Regulated Commercial & Industrial Equipment | 05/06/2020 | 7425627 | 05/06/2020
ClimateMaster Inc. | TRANQUILITY 16 | TCH/V048A*W/K |  | Water-Source | WBAHP: Heat Pump Packaged Unit | Heat Pump | 208 | 1 |  |  |  | Single-Speed |  |  |  | 48000 | 3428 | 14 |  | 53600 | 3272 | 4.8 |  | Federally-Regulated Commercial & Industrial Equipment | 05/06/2020 | 7783708 | 05/06/2020
ClimateMaster Inc. | TRANQUILITY 16 | TRH/V048A*W/K |  | Ground-Source | WBAHP: Heat Pump Packaged Unit | Heat Pump | 208 | 1 |  |  |  | Single-Speed |  |  |  | 50400 | 3111 | 16.2 |  | 36500 | 2971 | 3.6 |  | Non Federally-Regulated | 05/06/2020 | 7784012 | 05/06/2020
ClimateMaster Inc. | TRANQUILITY 16 | TCH/V030A*W/K |  | Water-Source | WBAHP: Heat Pump Packaged Unit | Heat Pump | 230 | 1 |  |  |  | Single-Speed |  |  |  | 28600 | 2102 | 13.6 |  | 37000 | 2213 | 4.9 |  | Federally-Regulated Commercial & Industrial Equipment | 05/06/2020 | 7783698 | 05/06/2020
ClimateMaster Inc. | TRANQUILITY 16 | TRH/V024A |  | Water-Source | WBAHP: Heat Pump Packaged Unit | Heat Pump | 208 | 1 |  |  |  | Single-Speed |  |  |  | 23600 | 1815 | 13 |  | 27500 | 1752 | 4.6 |  | Federally-Regulated Commercial & Industrial Equipment | 05/06/2020 | 7368804 | 05/06/2020
ClimateMaster Inc. | TRANQUILITY 16 | TRH/V018A |  | Ground-Source | WBAHP: Heat Pump Packaged Unit | Heat Pump | 208 | 1 |  |  |  | Single-Speed |  |  |  | 19500 | 1211 | 16.1 |  | 14100 | 1215 | 3.4 |  | Non Federally-Regulated | 05/06/2020 | 7426517 | 05/06/2020
ClimateMaster Inc. | TRANQUILITY 16 | TCH/V048A*W/K |  | Ground-Water-Source | WBAHP: Heat Pump Packaged Unit | Heat Pump | 208 | 1 |  |  |  | Single-Speed |  |  |  | 54200 | 2580 | 21 |  | 45300 | 3087 | 4.3 |  | Non Federally-Regulated | 05/06/2020 | 7783708 | 05/06/2020
ClimateMaster Inc. | TRANQUILITY 16 | TCH/V060A |  | Ground-Source | WBAHP: Heat Pump Packaged Unit | Heat Pump | 230 | 1 |  |  |  | Single-Speed |  |  |  | 61500 | 4241 | 14.5 |  | 49200 | 4369 | 3.3 |  | Non Federally-Regulated | 05/06/2020 | 7425627 | 05/06/2020
ClimateMaster Inc. | TRANQUILITY 16 | TRH/V048A |  | Ground-Water-Source | WBAHP: Heat Pump Packaged Unit | Heat Pump | 208 | 1 |  |  |  | Single-Speed |  |  |  | 54200 | 2643 | 20.5 |  | 45300 | 3238 | 4.1 |  | Non Federally-Regulated | 05/06/2020 | 7426520 | 05/06/2020
ClimateMaster Inc. | TRANQUILITY 16 | TRH/V018A |  | Ground-Water-Source | WBAHP: Heat Pump Packaged Unit | Heat Pump | 208 | 1 |  |  |  | Single-Speed |  |  |  | 21500 | 977 | 22 |  | 17800 | 1242 | 4.2 |  | Non Federally-Regulated | 05/06/2020 | 7426517 | 05/06/2020
ClimateMaster Inc. | TRANQUILITY 16 | TRH/V024A*W/K |  | Ground-Source | WBAHP: Heat Pump Packaged Unit | Heat Pump | 208 | 1 |  |  |  | Single-Speed |  |  |  | 24500 | 1531 | 16 |  | 18600 | 1557 | 3.5 |  | Non Federally-Regulated | 05/06/2020 | 7784008 | 05/06/2020
ClimateMaster Inc. | TRANQUILITY 16 | TCH/V024A*W/K |  | Ground-Water-Source | WBAHP: Heat Pump Packaged Unit | Heat Pump | 208 | 1 |  |  |  | Single-Speed |  |  |  | 27000 | 1255 | 21.5 |  | 23500 | 1601 | 4.3 |  | Non Federally-Regulated | 05/06/2020 | 7783697 | 05/06/2020
ClimateMaster Inc. | TRANQUILITY 16 | TCH/V024A*W/K |  | Water-Source | WBAHP: Heat Pump Packaged Unit | Heat Pump | 208 | 1 |  |  |  | Single-Speed |  |  |  | 23600 | 1748 | 13.5 |  | 27500 | 1679 | 4.8 |  | Federally-Regulated Commercial & Industrial Equipment | 05/06/2020 | 7783697 | 05/06/2020
ClimateMaster Inc. | TRANQUILITY 16 | TCH/V030A*W/K |  | Water-Source | WBAHP: Heat Pump Packaged Unit | Heat Pump | 208 | 1 |  |  |  | Single-Speed |  |  |  | 28600 | 2102 | 13.6 |  | 37000 | 2213 | 4.9 |  | Federally-Regulated Commercial & Industrial Equipment | 05/06/2020 | 7783698 | 05/06/2020
ClimateMaster Inc. | TRANQUILITY 16 | TRH/V024A*W/K |  | Ground-Water-Source | WBAHP: Heat Pump Packaged Unit | Heat Pump | 230 | 1 |  |  |  | Single-Speed |  |  |  | 27000 | 1255 | 21.5 |  | 23500 | 1601 | 4.3 |  | Non Federally-Regulated | 05/06/2020 | 7784008 | 05/06/2020
ClimateMaster Inc. | TRANQUILITY 16 | TRH/V030A |  | Ground-Water-Source | WBAHP: Heat Pump Packaged Unit | Heat Pump | 208 | 1 |  |  |  | Single-Speed |  |  |  | 32000 | 1632 | 19.6 |  | 30500 | 2180 | 4.1 |  | Non Federally-Regulated | 05/06/2020 | 7368805 | 05/06/2020
ClimateMaster Inc. | TRANQUILITY 16 | TCH/V018A |  | Ground-Water-Source | WBAHP: Heat Pump Packaged Unit | Heat Pump | 208 | 1 |  |  |  | Single-Speed |  |  |  | 21500 | 977 | 22 |  | 17800 | 1242 | 4.2 |  | Non Federally-Regulated | 05/06/2020 | 7425621 | 05/06/2020
ClimateMaster Inc. | TRANQUILITY 16 | TCH/V060A |  | Water-Source | WBAHP: Heat Pump Packaged Unit | Heat Pump | 230 | 1 |  |  |  | Single-Speed |  |  |  | 59500 | 4576 | 13 |  | 72000 | 4907 | 4.3 |  | Federally-Regulated Commercial & Industrial Equipment | 05/06/2020 | 7425627 | 05/06/2020
ClimateMaster Inc. | TRANQUILITY 16 | TRH/V024A |  | Ground-Source | WBAHP: Heat Pump Packaged Unit | Heat Pump | 208 | 1 |  |  |  | Single-Speed |  |  |  | 24500 | 1633 | 15 |  | 18600 | 1651 | 3.3 |  | Non Federally-Regulated | 05/06/2020 | 7368804 | 05/06/2020
ClimateMaster Inc. | TRANQUILITY 16 | TRH/V012A |  | Ground-Water-Source | WBAHP: Heat Pump Packaged Unit | Heat Pump | 208 | 1 |  |  |  | Single-Speed |  |  |  | 13500 | 703 | 19.2 |  | 12100 | 958 | 3.7 |  | Non Federally-Regulated | 05/06/2020 | 7426507 | 05/06/2020
ClimateMaster Inc. | TRANQUILITY 16 | TCH/V006A |  | Ground-Water-Source | WBAHP: Heat Pump Packaged Unit | Heat Pump | 208 | 1 |  |  |  | Single-Speed |  |  |  | 7000 | 331 | 21.1 |  | 6300 | 461 | 4 |  | Non Federally-Regulated | 05/06/2020 | 7425608 | 05/06/2020
ClimateMaster Inc. | TRANQUILITY 16 | TRH/V018A*W/K |  | Ground-Water-Source | WBAHP: Heat Pump Packaged Unit | Heat Pump | 208 | 1 |  |  |  | Single-Speed |  |  |  | 21500 | 911 | 23.6 |  | 17800 | 1159 | 4.5 |  | Non Federally-Regulated | 05/06/2020 | 7784007 | 05/06/2020
ClimateMaster Inc. | TRANQUILITY 16 | TRH/V024A |  | Ground-Water-Source | WBAHP: Heat Pump Packaged Unit | Heat Pump | 230 | 1 |  |  |  | Single-Speed |  |  |  | 27000 | 1317 | 20.5 |  | 23500 | 1679 | 4.1 |  | Non Federally-Regulated | 05/06/2020 | 7368804 | 05/06/2020
ClimateMaster Inc. | TRANQUILITY 16 | TRH/V024A*W/K |  | Ground-Source | WBAHP: Heat Pump Packaged Unit | Heat Pump | 230 | 1 |  |  |  | Single-Speed |  |  |  | 24500 | 1531 | 16 |  | 18600 | 1557 | 3.5 |  | Non Federally-Regulated | 05/06/2020 | 7784008 | 05/06/2020
ClimateMaster Inc. | TRANQUILITY 16 | TRH/V024A*W/K |  | Water-Source | WBAHP: Heat Pump Packaged Unit | Heat Pump | 230 | 1 |  |  |  | Single-Speed |  |  |  | 23600 | 1748 | 13.5 |  | 27500 | 1679 | 4.8 |  | Federally-Regulated Commercial & Industrial Equipment | 05/06/2020 | 7784008 | 05/06/2020
ClimateMaster Inc. | TRANQUILITY 16 | TCH/V012A |  | Ground-Water-Source | WBAHP: Heat Pump Packaged Unit | Heat Pump | 208 | 1 |  |  |  | Single-Speed |  |  |  | 13500 | 703 | 19.2 |  | 12100 | 958 | 3.7 |  | Non Federally-Regulated | 05/06/2020 | 7425615 | 05/06/2020
ClimateMaster Inc. | TRANQUILITY 16 | TRH/V012A |  | Water-Source | WBAHP: Heat Pump Packaged Unit | Heat Pump | 208 | 1 |  |  |  | Single-Speed |  |  |  | 11100 | 888 | 12.5 |  | 14700 | 1001 | 4.3 |  | Federally-Regulated Commercial & Industrial Equipment | 05/06/2020 | 7426507 | 05/06/2020
ClimateMaster Inc. | TRANQUILITY 16 | TCH/V006A |  | Water-Source | WBAHP: Heat Pump Packaged Unit | Heat Pump | 208 | 1 |  |  |  | Single-Speed |  |  |  | 5800 | 439 | 13.2 |  | 7500 | 467 | 4.7 |  | Federally-Regulated Commercial & Industrial Equipment | 05/06/2020 | 7425608 | 05/06/2020
ClimateMaster Inc. | TRANQUILITY 16 | TRH/V018A |  | Water-Source | WBAHP: Heat Pump Packaged Unit | Heat Pump | 208 | 1 |  |  |  | Single-Speed |  |  |  | 18700 | 1335 | 14 |  | 21800 | 1277 | 5 |  | Federally-Regulated Commercial & Industrial Equipment | 05/06/2020 | 7426517 | 05/06/2020
ClimateMaster Inc. | TRANQUILITY 16 | TRH/V024A |  | Ground-Water-Source | WBAHP: Heat Pump Packaged Unit | Heat Pump | 208 | 1 |  |  |  | Single-Speed |  |  |  | 27000 | 1317 | 20.5 |  | 23500 | 1679 | 4.1 |  | Non Federally-Regulated | 05/06/2020 | 7368804 | 05/06/2020
ClimateMaster Inc. | TRANQUILITY 16 | TRH/V048A |  | Water-Source | WBAHP: Heat Pump Packaged Unit | Heat Pump | 208 | 1 |  |  |  | Single-Speed |  |  |  | 48000 | 3609 | 13.3 |  | 53600 | 3342 | 4.7 |  | Federally-Regulated Commercial & Industrial Equipment | 05/06/2020 | 7426520 | 05/06/2020
ClimateMaster Inc. | TRANQUILITY 16 | TRH/V024A |  | Ground-Source | WBAHP: Heat Pump Packaged Unit | Heat Pump | 230 | 1 |  |  |  | Single-Speed |  |  |  | 24500 | 1633 | 15 |  | 18600 | 1651 | 3.3 |  | Non Federally-Regulated | 05/06/2020 | 7368804 | 05/06/2020
ClimateMaster Inc. | TRANQUILITY 16 | TCH/V018A |  | Ground-Source | WBAHP: Heat Pump Packaged Unit | Heat Pump | 208 | 1 |  |  |  | Single-Speed |  |  |  | 19500 | 1211 | 16.1 |  | 14100 | 1215 | 3.4 |  | Non Federally-Regulated | 05/06/2020 | 7425621 | 05/06/2020
ClimateMaster Inc. | TRANQUILITY 16 | TCH/V018A*W/K |  | Ground-Source | WBAHP: Heat Pump Packaged Unit | Heat Pump | 208 | 1 |  |  |  | Single-Speed |  |  |  | 19500 | 1140 | 17.1 |  | 14100 | 1116 | 3.7 |  | Non Federally-Regulated | 05/06/2020 | 7783695 | 05/06/2020
ClimateMaster Inc. | TRANQUILITY 16 | TCH/V018A |  | Ground-Water-Source | WBAHP: Heat Pump Packaged Unit | Heat Pump | 230 | 1 |  |  |  | Single-Speed |  |  |  | 21500 | 977 | 22 |  | 17800 | 1242 | 4.2 |  | Non Federally-Regulated | 05/06/2020 | 7425621 | 05/06/2020
ClimateMaster Inc. | TRANQUILITY 16 | TCH/V018A |  | Water-Source | WBAHP: Heat Pump Packaged Unit | Heat Pump | 208 | 1 |  |  |  | Single-Speed |  |  |  | 18700 | 1335 | 14 |  | 21800 | 1277 | 5 |  | Federally-Regulated Commercial & Industrial Equipment | 05/06/2020 | 7425621 | 05/06/2020
ClimateMaster Inc. | TRANQUILITY 16 | TCH/V006A |  | Ground-Source | WBAHP: Heat Pump Packaged Unit | Heat Pump | 208 | 1 |  |  |  | Single-Speed |  |  |  | 6200 | 402 | 15.4 |  | 4900 | 463 | 3.1 |  | Non Federally-Regulated | 05/06/2020 | 7425608 | 05/06/2020
ClimateMaster Inc. | TRANQUILITY 16 | TRH/V048A*W/K |  | Ground-Water-Source | WBAHP: Heat Pump Packaged Unit | Heat Pump | 208 | 1 |  |  |  | Single-Speed |  |  |  | 54200 | 2580 | 21 |  | 45300 | 3087 | 4.3 |  | Non Federally-Regulated | 05/06/2020 | 7784012 | 05/06/2020
ClimateMaster Inc. | TRANQUILITY 16 | TRH/V048A*W/K |  | Water-Source | WBAHP: Heat Pump Packaged Unit | Heat Pump | 208 | 1 |  |  |  | Single-Speed |  |  |  | 48000 | 3428 | 14 |  | 53600 | 3272 | 4.8 |  | Federally-Regulated Commercial & Industrial Equipment | 05/06/2020 | 7784012 | 05/06/2020
ClimateMaster Inc. | TRANQUILITY 16 | TCH/V012A |  | Water-Source | WBAHP: Heat Pump Packaged Unit | Heat Pump | 208 | 1 |  |  |  | Single-Speed |  |  |  | 11100 | 888 | 12.5 |  | 14700 | 1001 | 4.3 |  | Federally-Regulated Commercial & Industrial Equipment | 05/06/2020 | 7425615 | 05/06/2020
FHP Manufacturing Company | Bosch | ES035-4CF/HZ/VT*-*****A |  | Water-Source | WBAHP: Heat Pump Packaged Unit | Heat Pump | 460 | 3 |  |  |  | Dual-Speed |  |  |  | 36000 | 2465 | 14.6 |  | 43000 | 2625 | 4.8 |  | Federally-Regulated Commercial & Industrial Equipment | 05/06/2020 | 9008843 | 05/06/2020
FHP Manufacturing Company | Bosch | ES035-1CF/HZ/VT*-*****A |  | Ground-Water-Source | WBAHP: Heat Pump Packaged Unit | Heat Pump | 230 | 1 |  |  |  | Dual-Speed |  |  |  | 42000 | 1944 | 21.6 |  | 36000 | 2512 | 4.2 |  | Non Federally-Regulated | 05/06/2020 | 9008841 | 05/06/2020
FHP Manufacturing Company | Bosch | ES035-3CF/HZ/VT*-*****A |  | Ground-Water-Source | WBAHP: Heat Pump Packaged Unit | Heat Pump | 230 | 3 |  |  |  | Dual-Speed |  |  |  | 42000 | 2009 | 20.9 |  | 36000 | 2512 | 4.2 |  | Non Federally-Regulated | 05/06/2020 | 9008842 | 05/06/2020
FHP Manufacturing Company | Bosch | ES035-1CF/HZ/VT*-*****A |  | Ground-Water-Source | WBAHP: Heat Pump Packaged Unit | Heat Pump | 208 | 1 |  |  |  | Dual-Speed |  |  |  | 42000 | 2192 | 19.16 |  | 36000 | 2740 | 3.9 |  | Non Federally-Regulated | 05/06/2020 | 9008841 | 05/06/2020
FHP Manufacturing Company | Bosch | ES035-1CF/HZ/VT*-*****A |  | Ground-Source | WBAHP: Heat Pump Packaged Unit | Heat Pump | 208 | 1 |  |  |  | Dual-Speed |  |  |  | 38000 | 2209 | 17.2 |  | 28000 | 2159 | 3.8 |  | Non Federally-Regulated | 05/06/2020 | 9008841 | 05/06/2020
FHP Manufacturing Company | Bosch | ES035-4CF/HZ/VT*-*****A |  | Ground-Source | WBAHP: Heat Pump Packaged Unit | Heat Pump | 460 | 3 |  |  |  | Dual-Speed |  |  |  | 38000 | 2209 | 17.2 |  | 28000 | 2159 | 3.8 |  | Non Federally-Regulated | 05/06/2020 | 9008843 | 05/06/2020
FHP Manufacturing Company | Bosch | ES035-3CF/HZ/VT*-*****A |  | Ground-Source | WBAHP: Heat Pump Packaged Unit | Heat Pump | 208 | 3 |  |  |  | Dual-Speed |  |  |  | 38000 | 2420 | 15.7 |  | 28000 | 2311 | 3.6 |  | Non Federally-Regulated | 05/06/2020 | 9008842 | 05/06/2020
FHP Manufacturing Company | Bosch | ES035-3CF/HZ/VT*-*****A |  | Water-Source | WBAHP: Heat Pump Packaged Unit | Heat Pump | 208 | 3 |  |  |  | Dual-Speed |  |  |  | 36000 | 2571 | 14 |  | 43000 | 2739 | 4.6 |  | Federally-Regulated Commercial & Industrial Equipment | 05/06/2020 | 9008842 | 05/06/2020
FHP Manufacturing Company | Bosch | ES035-3CF/HZ/VT*-*****A |  | Water-Source | WBAHP: Heat Pump Packaged Unit | Heat Pump | 230 | 3 |  |  |  | Dual-Speed |  |  |  | 36000 | 2571 | 14 |  | 43000 | 2739 | 4.6 |  | Federally-Regulated Commercial & Industrial Equipment | 05/06/2020 | 9008842 | 05/06/2020
FHP Manufacturing Company | Bosch | ES035-3CF/HZ/VT*-*****A |  | Ground-Water-Source | WBAHP: Heat Pump Packaged Unit | Heat Pump | 208 | 3 |  |  |  | Dual-Speed |  |  |  | 42000 | 2265 | 18.54 |  | 36000 | 2740 | 3.9 |  | Non Federally-Regulated | 05/06/2020 | 9008842 | 05/06/2020
FHP Manufacturing Company | Bosch | ES035-1CF/HZ/VT*-*****A |  | Water-Source | WBAHP: Heat Pump Packaged Unit | Heat Pump | 208 | 1 |  |  |  | Dual-Speed |  |  |  | 36000 | 2465 | 14.6 |  | 43000 | 2625 | 4.8 |  | Federally-Regulated Commercial & Industrial Equipment | 05/06/2020 | 9008841 | 05/06/2020
FHP Manufacturing Company | Bosch | ES035-1CF/HZ/VT*-*****A |  | Ground-Source | WBAHP: Heat Pump Packaged Unit | Heat Pump | 230 | 1 |  |  |  | Dual-Speed |  |  |  | 38000 | 2209 | 17.2 |  | 28000 | 2159 | 3.8 |  | Non Federally-Regulated | 05/06/2020 | 9008841 | 05/06/2020
FHP Manufacturing Company | Bosch | ES035-4CF/HZ/VT*-*****A |  | Ground-Water-Source | WBAHP: Heat Pump Packaged Unit | Heat Pump | 460 | 3 |  |  |  | Dual-Speed |  |  |  | 42000 | 2192 | 19.16 |  | 36000 | 2740 | 3.9 |  | Non Federally-Regulated | 05/06/2020 | 9008843 | 05/06/2020
FHP Manufacturing Company | Bosch | ES035-3CF/HZ/VT*-*****A |  | Ground-Source | WBAHP: Heat Pump Packaged Unit | Heat Pump | 230 | 3 |  |  |  | Dual-Speed |  |  |  | 38000 | 2420 | 15.7 |  | 28000 | 2311 | 3.6 |  | Non Federally-Regulated | 05/06/2020 | 9008842 | 05/06/2020
FHP Manufacturing Company | Bosch | ES035-1CF/HZ/VT*-*****A |  | Water-Source | WBAHP: Heat Pump Packaged Unit | Heat Pump | 230 | 1 |  |  |  | Dual-Speed |  |  |  | 36000 | 2465 | 14.6 |  | 43000 | 2625 | 4.8 |  | Federally-Regulated Commercial & Industrial Equipment | 05/06/2020 | 9008841 | 05/06/2020
FHP Manufacturing Company | BOSCH-GEO | CE035-1VT/HZ/CF*-*****B |  | Ground-Source | WBAHP: Heat Pump Packaged Unit | Heat Pump | 208 | 1 |  |  |  | Dual-Speed |  |  |  | 38000 | 2420 | 15.7 |  | 28000 | 2279 | 3.6 |  | Non Federally-Regulated | 10/25/2019 |  | 05/06/2020
Johnson Controls, Inc. | Skymark | VPCS09*1****0 (ECM) |  | Ground-Water-Source | WBAHP: Heat Pump Packaged Unit | Heat Pump | 230 | 1 |  |  |  | Single-Speed |  |  |  | 11400 | 456 | 25 | 16.2 | 10300 | 686 | 4.4 | 3.6 | Non Federally-Regulated | 11/13/2015 |  | 05/06/2020
Johnson Controls, Inc. | Skymark | VSCS09*1****0 (ECM) |  | Ground-Water-Source | WBAHP: Heat Pump Packaged Unit | Heat Pump | 208 | 1 |  |  |  | Single-Speed |  |  |  | 10200 | 510 | 20 | 16.2 | 9100 | 666 | 4 | 3.6 | Non Federally-Regulated | 11/13/2015 |  | 05/06/2020
Johnson Controls, Inc. | Skymark | VSCS09*1****0 (ECM) |  | Ground-Source | WBAHP: Heat Pump Packaged Unit | Heat Pump | 230 | 1 |  |  |  | Single-Speed |  |  |  | 9400 | 652 | 14.4 | 13.4 | 6800 | 603 | 3.3 | 3.1 | Non Federally-Regulated | 11/13/2015 |  | 05/06/2020
Johnson Controls, Inc. | Skymark | VPCS09*1****0 (ECM) |  | Ground-Water-Source | WBAHP: Heat Pump Packaged Unit | Heat Pump | 208 | 1 |  |  |  | Single-Speed |  |  |  | 11400 | 456 | 25 | 16.2 | 10300 | 686 | 4.4 | 3.6 | Non Federally-Regulated | 11/13/2015 |  | 05/06/2020
Johnson Controls, Inc. | Skymark | VSCS09*1****0 |  | Ground-Source | WBAHP: Heat Pump Packaged Unit | Heat Pump | 230 | 1 |  |  |  | Single-Speed |  |  |  | 9300 | 654 | 14.2 | 13.4 | 7000 | 641 | 3.2 | 3.1 | Non Federally-Regulated | 11/13/2015 |  | 05/06/2020
Johnson Controls, Inc. | Skymark | VSCS09*6****0 (ECM) |  | Ground-Water-Source | WBAHP: Heat Pump Packaged Unit | Heat Pump | 265 | 1 |  |  |  | Single-Speed |  |  |  | 10200 | 510 | 20 | 16.2 | 9100 | 666 | 4 | 3.6 | Non Federally-Regulated | 11/13/2015 |  | 05/06/2020
Johnson Controls, Inc. | Skymark | VPCS09*1****0 (ECM) |  | Water-Source | WBAHP: Heat Pump Packaged Unit | Heat Pump | 208 | 1 |  |  |  | Single-Speed |  |  |  | 9700 | 621 | 15.6 | 11.2 | 12800 | 721 | 5.2 | 4.2 | Federally-Regulated Commercial & Industrial Equipment | 11/13/2015 |  | 05/06/2020
Johnson Controls, Inc. | Skymark | VSCS09*1****0 |  | Water-Source | WBAHP: Heat Pump Packaged Unit | Heat Pump | 208 | 1 |  |  |  | Single-Speed |  |  |  | 8900 | 684 | 13 | 11.2 | 11800 | 768 | 4.5 | 4.2 | Federally-Regulated Commercial & Industrial Equipment | 11/13/2015 |  | 05/06/2020
Johnson Controls, Inc. | Skymark | VSCS09*1****0 |  | Ground-Water-Source | WBAHP: Heat Pump Packaged Unit | Heat Pump | 208 | 1 |  |  |  | Single-Speed |  |  |  | 10100 | 517 | 19.5 | 16.2 | 9300 | 717 | 3.8 | 3.6 | Non Federally-Regulated | 11/13/2015 |  | 05/06/2020
Johnson Controls, Inc. | Skymark | VSCS09*1****0 (ECM) |  | Ground-Source | WBAHP: Heat Pump Packaged Unit | Heat Pump | 208 | 1 |  |  |  | Single-Speed |  |  |  | 9400 | 652 | 14.4 | 13.4 | 6800 | 603 | 3.3 | 3.1 | Non Federally-Regulated | 11/13/2015 |  | 05/06/2020
Johnson Controls, Inc. | Skymark | VSCS09*1****0 (ECM) |  | Ground-Water-Source | WBAHP: Heat Pump Packaged Unit | Heat Pump | 230 | 1 |  |  |  | Single-Speed |  |  |  | 10200 | 510 | 20 | 16.2 | 9100 | 666 | 4 | 3.6 | Non Federally-Regulated | 11/13/2015 |  | 05/06/2020
Johnson Controls, Inc. | Skymark | VSCS09*6****0 (ECM) |  | Ground-Source | WBAHP: Heat Pump Packaged Unit | Heat Pump | 265 | 1 |  |  |  | Single-Speed |  |  |  | 9400 | 652 | 14.4 | 13.4 | 6800 | 603 | 3.3 | 3.1 | Non Federally-Regulated | 11/13/2015 |  | 05/06/2020
Johnson Controls, Inc. | Skymark | VPCS09*1****0 (ECM) |  | Water-Source | WBAHP: Heat Pump Packaged Unit | Heat Pump | 230 | 1 |  |  |  | Single-Speed |  |  |  | 9700 | 621 | 15.6 | 11.2 | 12800 | 721 | 5.2 | 4.2 | Federally-Regulated Commercial & Industrial Equipment | 11/13/2015 |  | 05/06/2020
Johnson Controls, Inc. | Skymark | VSCS09*1****0 (ECM) |  | Water-Source | WBAHP: Heat Pump Packaged Unit | Heat Pump | 208 | 1 |  |  |  | Single-Speed |  |  |  | 9100 | 650 | 14 | 11.2 | 11600 | 739 | 4.6 | 4.2 | Federally-Regulated Commercial & Industrial Equipment | 11/13/2015 |  | 05/06/2020
Johnson Controls, Inc. | Skymark | VPCS09*1****0 (ECM) |  | Ground-Source | WBAHP: Heat Pump Packaged Unit | Heat Pump | 208 | 1 |  |  |  | Single-Speed |  |  |  | 10000 | 571 | 17.5 | 13.4 | 7900 | 661 | 3.5 | 3.1 | Non Federally-Regulated | 11/13/2015 |  | 05/06/2020
Johnson Controls, Inc. | Skymark | VPCS09*1****0 (ECM) |  | Ground-Source | WBAHP: Heat Pump Packaged Unit | Heat Pump | 230 | 1 |  |  |  | Single-Speed |  |  |  | 10000 | 571 | 17.5 | 13.4 | 7900 | 661 | 3.5 | 3.1 | Non Federally-Regulated | 11/13/2015 |  | 05/06/2020
Johnson Controls, Inc. | Skymark | VSCS09*6****0 (ECM) |  | Water-Source | WBAHP: Heat Pump Packaged Unit | Heat Pump | 265 | 1 |  |  |  | Single-Speed |  |  |  | 9100 | 650 | 14 | 11.2 | 11600 | 739 | 4.6 | 4.2 | Federally-Regulated Commercial & Industrial Equipment | 11/13/2015 |  | 05/06/2020
Johnson Controls, Inc. | Skymark | VSCS09*1****0 (ECM) |  | Water-Source | WBAHP: Heat Pump Packaged Unit | Heat Pump | 230 | 1 |  |  |  | Single-Speed |  |  |  | 9100 | 650 | 14 | 11.2 | 11600 | 739 | 4.6 | 4.2 | Federally-Regulated Commercial & Industrial Equipment | 11/13/2015 |  | 05/06/2020
Johnson Controls, Inc. | Skymark | VSCS09*1****0 |  | Water-Source | WBAHP: Heat Pump Packaged Unit | Heat Pump | 230 | 1 |  |  |  | Single-Speed |  |  |  | 8900 | 684 | 13 | 11.2 | 11800 | 768 | 4.5 | 4.2 | Federally-Regulated Commercial & Industrial Equipment | 11/13/2015 |  | 05/06/2020
Johnson Controls, Inc. | Skymark | VSCS09*1****0 |  | Ground-Water-Source | WBAHP: Heat Pump Packaged Unit | Heat Pump | 230 | 1 |  |  |  | Single-Speed |  |  |  | 10100 | 517 | 19.5 | 16.2 | 9300 | 717 | 3.8 | 3.6 | Non Federally-Regulated | 11/13/2015 |  | 05/06/2020
Johnson Controls, Inc. | Skymark | VSCS09*1****0 |  | Ground-Source | WBAHP: Heat Pump Packaged Unit | Heat Pump | 208 | 1 |  |  |  | Single-Speed |  |  |  | 9300 | 654 | 14.2 | 13.4 | 7000 | 641 | 3.2 | 3.1 | Non Federally-Regulated | 11/13/2015 |  | 05/06/2020
ClimateMaster Inc. | TRILOGY 45 | QEV/H/D0930 |  | Water-Source | WBAHP: Heat Pump Packaged Unit | Heat Pump | 208 | 1 |  |  |  | Variable-Speed |  |  |  | 24000 | 1243 | 19.3 | 11.2 | 30000 | 1332 | 6.6 | 4.2 | Federally-Regulated Commercial & Industrial Equipment | 05/10/2019 |  | 05/06/2020
ClimateMaster Inc. | TRILOGY 45 | QEV/H/D1860 |  | Water-Source | WBAHP: Heat Pump Packaged Unit | Heat Pump | 230 | 1 |  |  |  | Variable-Speed |  |  |  | 48000 | 2774 | 17.3 | 11.2 | 60000 | 3197 | 5.5 | 4.2 | Federally-Regulated Commercial & Industrial Equipment | 09/08/2017 |  | 05/06/2020
ClimateMaster Inc. | TRILOGY 45 | QEV/H/D1860 |  | Water-Source | WBAHP: Heat Pump Packaged Unit | Heat Pump | 208 | 1 |  |  |  | Variable-Speed |  |  |  | 48000 | 2774 | 17.3 | 11.2 | 60000 | 3197 | 5.5 | 4.2 | Federally-Regulated Commercial & Industrial Equipment | 07/17/2019 |  | 05/06/2020
ClimateMaster Inc. | TRILOGY 45 | QEV/H/D0930 |  | Water-Source | WBAHP: Heat Pump Packaged Unit | Heat Pump | 230 | 1 |  |  |  | Variable-Speed |  |  |  | 24000 | 1243 | 19.3 | 11.2 | 30000 | 1332 | 6.6 | 4.2 | Federally-Regulated Commercial & Industrial Equipment | 09/08/2017 |  | 05/06/2020
ClimateMaster Inc. | TRILOGY 45 | VEV/H/D1860 |  | Ground-Source | WBAHP: Heat Pump Packaged Unit | Heat Pump | 208 | 1 |  |  |  | Variable-Speed |  |  |  | 48000 | 2222 | 21.6 | 13.4 | 60000 | 5328 | 3.3 | 3.1 | Non Federally-Regulated | 07/17/2019 |  | 05/06/2020
ClimateMaster Inc. | TRILOGY 45 | VEV/H/D0930 |  | Ground-Source | WBAHP: Heat Pump Packaged Unit | Heat Pump | 208 | 1 |  |  |  | Variable-Speed |  |  |  | 24000 | 987 | 24.3 | 13.4 | 30000 | 2442 | 3.6 | 3.1 | Non Federally-Regulated | 07/17/2019 |  | 05/06/2020
ClimateMaster Inc. | TRILOGY 45 | QEV/H/D1860 |  | Ground-Water-Source | WBAHP: Heat Pump Packaged Unit | Heat Pump | 208 | 1 |  |  |  | Variable-Speed |  |  |  | 48000 | 1352 | 35.5 | 16.2 | 60000 | 4089 | 4.3 | 3.6 | Non Federally-Regulated | 07/17/2019 |  | 05/06/2020
ClimateMaster Inc. | TRILOGY 45 | QEV/H/D0930 |  | Ground-Source | WBAHP: Heat Pump Packaged Unit | Heat Pump | 230 | 1 |  |  |  | Variable-Speed |  |  |  | 24000 | 987 | 24.3 | 13.4 | 30000 | 2442 | 3.6 | 3.1 | Non Federally-Regulated | 09/08/2017 |  | 05/06/2020
ClimateMaster Inc. | TRILOGY 45 | VEV/H/D1860 |  | Ground-Water-Source | WBAHP: Heat Pump Packaged Unit | Heat Pump | 208 | 1 |  |  |  | Variable-Speed |  |  |  | 48000 | 1352 | 35.5 | 16.2 | 60000 | 4089 | 4.3 | 3.6 | Non Federally-Regulated | 07/17/2019 |  | 05/06/2020
ClimateMaster Inc. | TRILOGY 45 | QEV/H/D0930 |  | Ground-Water-Source | WBAHP: Heat Pump Packaged Unit | Heat Pump | 230 | 1 |  |  |  | Variable-Speed |  |  |  | 24000 | 571 | 42 | 16.2 | 30000 | 1831 | 4.8 | 3.6 | Non Federally-Regulated | 09/08/2017 |  | 05/06/2020
ClimateMaster Inc. | TRILOGY 45 | QEV/H/D0930 |  | Ground-Water-Source | WBAHP: Heat Pump Packaged Unit | Heat Pump | 208 | 1 |  |  |  | Variable-Speed |  |  |  | 24000 | 571 | 42 | 16.2 | 30000 | 1831 | 4.8 | 3.6 | Non Federally-Regulated | 05/10/2019 |  | 05/06/2020
ClimateMaster Inc. | TRILOGY 45 | VEV/H/D1860 |  | Water-Source | WBAHP: Heat Pump Packaged Unit | Heat Pump | 208 | 1 |  |  |  | Variable-Speed |  |  |  | 48000 | 2774 | 17.3 | 11.2 | 60000 | 3197 | 5.5 | 4.2 | Federally-Regulated Commercial & Industrial Equipment | 07/17/2019 |  | 05/06/2020
ClimateMaster Inc. | TRILOGY 45 | VEV/H/D0930 |  | Ground-Water-Source | WBAHP: Heat Pump Packaged Unit | Heat Pump | 208 | 1 |  |  |  | Variable-Speed |  |  |  | 24000 | 571 | 42 | 16.2 | 30000 | 1831 | 4.8 | 3.6 | Non Federally-Regulated | 07/17/2019 |  | 05/06/2020
ClimateMaster Inc. | TRILOGY 45 | QEV/H/D1860 |  | Ground-Source | WBAHP: Heat Pump Packaged Unit | Heat Pump | 208 | 1 |  |  |  | Variable-Speed |  |  |  | 48000 | 2222 | 21.6 | 13.4 | 60000 | 5328 | 3.3 | 3.1 | Non Federally-Regulated | 07/17/2019 |  | 05/06/2020
ClimateMaster Inc. | TRILOGY 45 | QEV/H/D1860 |  | Ground-Source | WBAHP: Heat Pump Packaged Unit | Heat Pump | 230 | 1 |  |  |  | Variable-Speed |  |  |  | 48000 | 2222 | 21.6 | 13.4 | 60000 | 5328 | 3.3 | 3.1 | Non Federally-Regulated | 09/08/2017 |  | 05/06/2020
ClimateMaster Inc. | TRILOGY 45 | QEV/H/D0930 |  | Ground-Source | WBAHP: Heat Pump Packaged Unit | Heat Pump | 208 | 1 |  |  |  | Variable-Speed |  |  |  | 24000 | 987 | 24.3 | 13.4 | 30000 | 2442 | 3.6 | 3.1 | Non Federally-Regulated | 05/10/2019 |  | 05/06/2020
ClimateMaster Inc. | TRILOGY 45 | VEV/H/D0930 |  | Water-Source | WBAHP: Heat Pump Packaged Unit | Heat Pump | 208 | 1 |  |  |  | Variable-Speed |  |  |  | 24000 | 1243 | 19.3 | 11.2 | 30000 | 1332 | 6.6 | 4.2 | Federally-Regulated Commercial & Industrial Equipment | 07/17/2019 |  | 05/06/2020
ClimateMaster Inc. | TRILOGY 45 | QEV/H/D1860 |  | Ground-Water-Source | WBAHP: Heat Pump Packaged Unit | Heat Pump | 230 | 1 |  |  |  | Variable-Speed |  |  |  | 48000 | 1352 | 35.5 | 16.2 | 60000 | 4089 | 4.3 | 3.6 | Non Federally-Regulated | 05/25/2016 |  | 05/06/2020
ClimateMaster Inc. | TRANQUILITY 16 | TRH/V030A*W/K |  | Ground-Water-Source | WBAHP: Heat Pump Packaged Unit | Heat Pump | 230 | 1 |  |  |  | Single-Speed |  |  |  | 32000 | 1502 | 21.3 |  | 29600 | 2017 | 4.3 |  | Non Federally-Regulated | 02/21/2020 | 7784009 | 05/06/2020
ClimateMaster Inc. | TRANQUILITY 16 | TRH/V030A*W/K |  | Ground-Source | WBAHP: Heat Pump Packaged Unit | Heat Pump | 230 | 1 |  |  |  | Single-Speed |  |  |  | 29000 | 1812 | 16 |  | 23400 | 1904 | 3.6 |  | Non Federally-Regulated | 02/21/2020 | 7784009 | 05/06/2020
ClimateMaster Inc. | TRANQUILITY 16 | TCH/V009A |  | Ground-Source | WBAHP: Heat Pump Packaged Unit | Heat Pump | 208 | 1 |  |  |  | Single-Speed |  |  |  | 9300 | 592 | 15.7 | 13.4 | 7900 | 680 | 3.4 | 3.1 | Non Federally-Regulated | 05/10/2019 |  | 05/06/2020
ClimateMaster Inc. | TRANQUILITY 16 | TCH/V030A*W/K |  | Ground-Water-Source | WBAHP: Heat Pump Packaged Unit | Heat Pump | 208 | 1 |  |  |  | Single-Speed |  |  |  | 32000 | 1502 | 21.3 |  | 29600 | 2017 | 4.3 |  | Non Federally-Regulated | 02/21/2020 | 7783698 | 05/06/2020
ClimateMaster Inc. | TRANQUILITY 16 | TRH/V030A*W/K |  | Water-Source | WBAHP: Heat Pump Packaged Unit | Heat Pump | 208 | 1 |  |  |  | Single-Speed |  |  |  | 27700 | 2036 | 13.6 |  | 35900 | 2191 | 4.8 |  | Federally-Regulated Commercial & Industrial Equipment | 02/21/2020 | 7784009 | 05/06/2020
ClimateMaster Inc. | TRANQUILITY 16 | TCH/V009A |  | Ground-Water-Source | WBAHP: Heat Pump Packaged Unit | Heat Pump | 208 | 1 |  |  |  | Single-Speed |  |  |  | 10100 | 480 | 21 | 16.2 | 9800 | 736 | 3.9 | 3.6 | Non Federally-Regulated | 05/10/2019 |  | 05/06/2020
ClimateMaster Inc. | TRANQUILITY 16 | TCH/V030A*W/K |  | Ground-Source | WBAHP: Heat Pump Packaged Unit | Heat Pump | 208 | 1 |  |  |  | Single-Speed |  |  |  | 29000 | 1812 | 16 |  | 23400 | 1904 | 3.6 |  | Non Federally-Regulated | 02/21/2020 | 7783698 | 05/06/2020
ClimateMaster Inc. | TRANQUILITY 16 | TRH/V009A |  | Water-Source | WBAHP: Heat Pump Packaged Unit | Heat Pump | 208 | 1 |  |  |  | Single-Speed |  |  |  | 8800 | 656 | 13.4 | 11.2 | 11600 | 790 | 4.3 | 4.2 | Federally-Regulated Commercial & Industrial Equipment | 05/10/2019 |  | 05/06/2020
ClimateMaster Inc. | TRANQUILITY 16 | TCH/V030A*W/K |  | Ground-Water-Source | WBAHP: Heat Pump Packaged Unit | Heat Pump | 230 | 1 |  |  |  | Single-Speed |  |  |  | 32000 | 1502 | 21.3 |  | 29600 | 2017 | 4.3 |  | Non Federally-Regulated | 02/21/2020 | 7783698 | 05/06/2020
ClimateMaster Inc. | TRANQUILITY 16 | TCH/V024A |  | Ground-Water-Source | WBAHP: Heat Pump Packaged Unit | Heat Pump | 208 | 1 |  |  |  | Single-Speed |  |  |  | 26700 | 1277 | 20.9 | 16.2 | 24000 | 1715 | 4.1 | 3.6 | Non Federally-Regulated | 05/10/2019 |  | 05/06/2020
ClimateMaster Inc. | TRANQUILITY 16 | TRH/V030A*W/K |  | Water-Source | WBAHP: Heat Pump Packaged Unit | Heat Pump | 230 | 1 |  |  |  | Single-Speed |  |  |  | 27700 | 2036 | 13.6 |  | 35900 | 2191 | 4.8 |  | Federally-Regulated Commercial & Industrial Equipment | 02/21/2020 | 7784009 | 05/06/2020
ClimateMaster Inc. | TRANQUILITY 16 | TCH/V009A |  | Water-Source | WBAHP: Heat Pump Packaged Unit | Heat Pump | 230 | 1 |  |  |  | Single-Speed |  |  |  | 8800 | 656 | 13.4 | 11.2 | 11600 | 790 | 4.3 | 4.2 | Federally-Regulated Commercial & Industrial Equipment | 05/25/2016 |  | 05/06/2020
ClimateMaster Inc. | TRANQUILITY 16 | TRH/V060A |  | Ground-Source | WBAHP: Heat Pump Packaged Unit | Heat Pump | 230 | 1 |  |  |  | Single-Speed |  |  |  | 61500 | 4241 | 14.5 |  | 49200 | 4369 | 3.3 |  | Non Federally-Regulated | 02/21/2020 | 7426525 | 05/06/2020
ClimateMaster Inc. | TRANQUILITY 16 | TRH/V009A |  | Ground-Source | WBAHP: Heat Pump Packaged Unit | Heat Pump | 208 | 1 |  |  |  | Single-Speed |  |  |  | 9300 | 592 | 15.7 | 13.4 | 7900 | 680 | 3.4 | 3.1 | Non Federally-Regulated | 05/10/2019 |  | 05/06/2020
ClimateMaster Inc. | TRANQUILITY 16 | TRH/V060A |  | Water-Source | WBAHP: Heat Pump Packaged Unit | Heat Pump | 208 | 1 |  |  |  | Single-Speed |  |  |  | 59500 | 4576 | 13 |  | 72000 | 4907 | 4.3 |  | Federally-Regulated Commercial & Industrial Equipment | 02/21/2020 | 7426525 | 05/06/2020
ClimateMaster Inc. | TRANQUILITY 16 | TRH/V009A |  | Ground-Source | WBAHP: Heat Pump Packaged Unit | Heat Pump | 230 | 1 |  |  |  | Single-Speed |  |  |  | 9300 | 592 | 15.7 | 13.4 | 7900 | 680 | 3.4 | 3.1 | Non Federally-Regulated | 05/25/2016 |  | 05/06/2020
ClimateMaster Inc. | TRANQUILITY 16 | TCH/V009A |  | Ground-Water-Source | WBAHP: Heat Pump Packaged Unit | Heat Pump | 230 | 1 |  |  |  | Single-Speed |  |  |  | 10100 | 480 | 21 | 16.2 | 9800 | 736 | 3.9 | 3.6 | Non Federally-Regulated | 05/25/2016 |  | 05/06/2020
ClimateMaster Inc. | TRANQUILITY 16 | TCH/V030A*W/K |  | Ground-Source | WBAHP: Heat Pump Packaged Unit | Heat Pump | 230 | 1 |  |  |  | Single-Speed |  |  |  | 29000 | 1812 | 16 |  | 23400 | 1904 | 3.6 |  | Non Federally-Regulated | 02/21/2020 | 7783698 | 05/06/2020
ClimateMaster Inc. | TRANQUILITY 16 | TRH/V030A |  | Ground-Source | WBAHP: Heat Pump Packaged Unit | Heat Pump | 208 | 1 |  |  |  | Single-Speed |  |  |  | 28900 | 1913 | 15.1 | 13.4 | 23400 | 2017 | 3.4 | 3.1 | Non Federally-Regulated | 05/10/2019 |  | 05/06/2020
ClimateMaster Inc. | TRANQUILITY 16 | TCH/V024A |  | Ground-Source | WBAHP: Heat Pump Packaged Unit | Heat Pump | 208 | 1 |  |  |  | Single-Speed |  |  |  | 24900 | 1616 | 15.4 | 13.4 | 18500 | 1642 | 3.3 | 3.1 | Non Federally-Regulated | 05/10/2019 |  | 05/06/2020
ClimateMaster Inc. | TRANQUILITY 16 | TRH/V030A*W/K |  | Ground-Water-Source | WBAHP: Heat Pump Packaged Unit | Heat Pump | 208 | 1 |  |  |  | Single-Speed |  |  |  | 32000 | 1502 | 21.3 |  | 29600 | 2017 | 4.3 |  | Non Federally-Regulated | 02/21/2020 | 7784009 | 05/06/2020
ClimateMaster Inc. | TRANQUILITY 16 | TRH/V009A |  | Ground-Water-Source | WBAHP: Heat Pump Packaged Unit | Heat Pump | 230 | 1 |  |  |  | Single-Speed |  |  |  | 10100 | 480 | 21 | 16.2 | 9800 | 736 | 3.9 | 3.6 | Non Federally-Regulated | 05/25/2016 |  | 05/06/2020
ClimateMaster Inc. | TRANQUILITY 16 | TCH/V030A |  | Ground-Source | WBAHP: Heat Pump Packaged Unit | Heat Pump | 208 | 1 |  |  |  | Single-Speed |  |  |  | 28900 | 1913 | 15.1 | 13.4 | 23400 | 2017 | 3.4 | 3.1 | Non Federally-Regulated | 05/10/2019 |  | 05/06/2020
ClimateMaster Inc. | TRANQUILITY 16 | TRH/V030A*W/K |  | Ground-Source | WBAHP: Heat Pump Packaged Unit | Heat Pump | 208 | 1 |  |  |  | Single-Speed |  |  |  | 29000 | 1812 | 16 |  | 23400 | 1904 | 3.6 |  | Non Federally-Regulated | 02/21/2020 | 7784009 | 05/06/2020
ClimateMaster Inc. | TRANQUILITY 16 | TRH/V060A |  | Ground-Source | WBAHP: Heat Pump Packaged Unit | Heat Pump | 208 | 1 |  |  |  | Single-Speed |  |  |  | 61500 | 4241 | 14.5 |  | 49200 | 4369 | 3.3 |  | Non Federally-Regulated | 02/21/2020 | 7426525 | 05/06/2020
ClimateMaster Inc. | TRANQUILITY 16 | TCH/V024A |  | Water-Source | WBAHP: Heat Pump Packaged Unit | Heat Pump | 208 | 1 |  |  |  | Single-Speed |  |  |  | 23700 | 1768 | 13.4 | 11.2 | 28500 | 1777 | 4.7 | 4.2 | Federally-Regulated Commercial & Industrial Equipment | 05/10/2019 |  | 05/06/2020
ClimateMaster Inc. | TRANQUILITY 16 | TRH/V060A |  | Water-Source | WBAHP: Heat Pump Packaged Unit | Heat Pump | 230 | 1 |  |  |  | Single-Speed |  |  |  | 59500 | 4576 | 13 |  | 72000 | 4907 | 4.3 |  | Federally-Regulated Commercial & Industrial Equipment | 02/21/2020 | 7426525 | 05/06/2020
ClimateMaster Inc. | TRANQUILITY 16 | TCH/V030A |  | Ground-Water-Source | WBAHP: Heat Pump Packaged Unit | Heat Pump | 208 | 1 |  |  |  | Single-Speed |  |  |  | 31700 | 1577 | 20.1 | 16.2 | 29600 | 2115 | 4.1 | 3.6 | Non Federally-Regulated | 05/10/2019 |  | 05/06/2020
ClimateMaster Inc. | TRANQUILITY 16 | TRH/V009A |  | Ground-Water-Source | WBAHP: Heat Pump Packaged Unit | Heat Pump | 208 | 1 |  |  |  | Single-Speed |  |  |  | 10100 | 480 | 21 | 16.2 | 9800 | 736 | 3.9 | 3.6 | Non Federally-Regulated | 05/10/2019 |  | 05/06/2020
ClimateMaster Inc. | TRANQUILITY 16 | TRH/V009A |  | Water-Source | WBAHP: Heat Pump Packaged Unit | Heat Pump | 230 | 1 |  |  |  | Single-Speed |  |  |  | 8800 | 656 | 13.4 | 11.2 | 11600 | 790 | 4.3 | 4.2 | Federally-Regulated Commercial & Industrial Equipment | 05/25/2016 |  | 05/06/2020
ClimateMaster Inc. | TRANQUILITY 16 | TCH/V009A |  | Water-Source | WBAHP: Heat Pump Packaged Unit | Heat Pump | 208 | 1 |  |  |  | Single-Speed |  |  |  | 8800 | 656 | 13.4 | 11.2 | 11600 | 790 | 4.3 | 4.2 | Federally-Regulated Commercial & Industrial Equipment | 05/10/2019 |  | 05/06/2020
ClimateMaster Inc. | TRANQUILITY 16 | TRH/V012A |  | Ground-Source | WBAHP: Heat Pump Packaged Unit | Heat Pump | 208 | 1 |  |  |  | Single-Speed |  |  |  | 12000 | 805 | 14.9 | 13.4 | 9900 | 906 | 3.2 | 3.1 | Non Federally-Regulated | 05/10/2019 |  | 05/06/2020
ClimateMaster Inc. | TRANQUILITY 16 | TCH/V030A |  | Water-Source | WBAHP: Heat Pump Packaged Unit | Heat Pump | 208 | 1 |  |  |  | Single-Speed |  |  |  | 28100 | 2097 | 13.4 | 11.2 | 35100 | 2236 | 4.6 | 4.2 | Federally-Regulated Commercial & Industrial Equipment | 05/10/2019 |  | 05/06/2020
ClimateMaster Inc. | TRANQUILITY 16 | TCH/V009A |  | Ground-Source | WBAHP: Heat Pump Packaged Unit | Heat Pump | 230 | 1 |  |  |  | Single-Speed |  |  |  | 9300 | 592 | 15.7 | 13.4 | 7900 | 680 | 3.4 | 3.1 | Non Federally-Regulated | 05/25/2016 |  | 05/06/2020
ClimateMaster Inc. | TRANQUILITY 20 | TSH/V/D042C*K |  | Ground-Source | WBAHP: Heat Pump Packaged Unit | Heat Pump | 208 | 1 |  |  |  | Single-Speed |  |  |  | 40700 | 1858 | 21.9 | 13.4 | 27400 | 1958 | 4.1 | 3.1 | Non Federally-Regulated | 05/10/2019 |  | 05/06/2020
ClimateMaster Inc. | TRANQUILITY 20 | TSH/V/D042C*K |  | Water-Source | WBAHP: Heat Pump Packaged Unit | Heat Pump | 208 | 1 |  |  |  | Single-Speed |  |  |  | 39400 | 2010 | 19.6 | 11.2 | 45100 | 2202 | 6 | 4.2 | Federally-Regulated Commercial & Industrial Equipment | 05/10/2019 |  | 05/06/2020
ClimateMaster Inc. | TRANQUILITY 20 | TSH/V/D024C |  | Ground-Source | WBAHP: Heat Pump Packaged Unit | Heat Pump | 208 | 1 |  |  |  | Single-Speed |  |  |  | 25300 | 1338 | 18.9 | 13.4 | 19200 | 1406 | 4 | 3.1 | Non Federally-Regulated | 05/10/2019 |  | 05/06/2020
ClimateMaster Inc. | TRANQUILITY 20 | TSH/V/D042C |  | Water-Source | WBAHP: Heat Pump Packaged Unit | Heat Pump | 208 | 1 |  |  |  | Single-Speed |  |  |  | 38500 | 2238 | 17.2 | 11.2 | 46300 | 2423 | 5.6 | 4.2 | Federally-Regulated Commercial & Industrial Equipment | 07/17/2019 |  | 05/06/2020
ClimateMaster Inc. | TRANQUILITY 20 | TSH/V/D024C |  | Water-Source | WBAHP: Heat Pump Packaged Unit | Heat Pump | 208 | 1 |  |  |  | Single-Speed |  |  |  | 23800 | 1408 | 16.9 | 11.2 | 30800 | 1529 | 5.9 | 4.2 | Federally-Regulated Commercial & Industrial Equipment | 05/10/2019 |  | 05/06/2020
ClimateMaster Inc. | TRANQUILITY 20 | TSH/V/D024C*K |  | Ground-Source | WBAHP: Heat Pump Packaged Unit | Heat Pump | 208 | 1 |  |  |  | Single-Speed |  |  |  | 25500 | 1220 | 20.9 | 13.4 | 19100 | 1332 | 4.2 | 3.1 | Non Federally-Regulated | 05/10/2019 |  | 05/06/2020
ClimateMaster Inc. | TRANQUILITY 20 | TSH/V/D042C |  | Ground-Water-Source | WBAHP: Heat Pump Packaged Unit | Heat Pump | 208 | 1 |  |  |  | Single-Speed |  |  |  | 43700 | 1720 | 25.4 | 16.2 | 36200 | 2257 | 4.7 | 3.6 | Non Federally-Regulated | 07/17/2019 |  | 05/06/2020
ClimateMaster Inc. | TRANQUILITY 20 | TSH/V/D024C |  | Ground-Water-Source | WBAHP: Heat Pump Packaged Unit | Heat Pump | 208 | 1 |  |  |  | Single-Speed |  |  |  | 26500 | 1003 | 26.4 | 16.2 | 24100 | 1412 | 5 | 3.6 | Non Federally-Regulated | 05/10/2019 |  | 05/06/2020
ClimateMaster Inc. | TRANQUILITY 20 | TSH/V/D042C |  | Ground-Source | WBAHP: Heat Pump Packaged Unit | Heat Pump | 208 | 1 |  |  |  | Single-Speed |  |  |  | 40100 | 2067 | 19.4 | 13.4 | 28700 | 2213 | 3.8 | 3.1 | Non Federally-Regulated | 07/17/2019 |  | 05/06/2020
ClimateMaster Inc. | TRANQUILITY 20 | TSH/V/D024C*K |  | Ground-Water-Source | WBAHP: Heat Pump Packaged Unit | Heat Pump | 208 | 1 |  |  |  | Single-Speed |  |  |  | 26900 | 943 | 28.5 | 16.2 | 23800 | 1341 | 5.2 | 3.6 | Non Federally-Regulated | 05/10/2019 |  | 05/06/2020
ClimateMaster Inc. | TRANQUILITY 20 | TSH/V/D024C*K |  | Water-Source | WBAHP: Heat Pump Packaged Unit | Heat Pump | 208 | 1 |  |  |  | Single-Speed |  |  |  | 23900 | 1335 | 17.9 | 11.2 | 30400 | 1460 | 6.1 | 4.2 | Federally-Regulated Commercial & Industrial Equipment | 05/10/2019 |  | 05/06/2020
ClimateMaster Inc. | TRANQUILITY 20 | TSH/V/D042C*K |  | Ground-Water-Source | WBAHP: Heat Pump Packaged Unit | Heat Pump | 208 | 1 |  |  |  | Single-Speed |  |  |  | 44400 | 1505 | 29.5 | 16.2 | 35200 | 1983 | 5.2 | 3.6 | Non Federally-Regulated | 05/10/2019 |  | 05/06/2020
ClimateMaster Inc. | TRANQUILITY HI RISE SERIES | TSM15 A |  | Water-Source | WBAHP-O: Heat Pump Packaged Un | Heat Pump | 208 | 1 |  |  |  | Single-Speed |  |  |  | 14300 | 1075 | 13.3 | 11.2 | 18000 | 1099 | 4.8 | 4.2 | Federally-Regulated Commercial & Industrial Equipment | 05/10/2019 |  | 05/06/2020
ClimateMaster Inc. | TRANQUILITY HI RISE SERIES | TSM15 B |  | Ground-Source | WBAHP-O: Heat Pump Packaged Un | Heat Pump | 208 | 1 |  |  |  | Single-Speed |  |  |  | 15500 | 824 | 18.8 | 13.4 | 11000 | 895 | 3.6 | 3.1 | Non Federally-Regulated | 05/10/2019 |  | 05/06/2020
ClimateMaster Inc. | TRANQUILITY HI RISE SERIES | TSM15 B |  | Water-Source | WBAHP-O: Heat Pump Packaged Un | Heat Pump | 208 | 1 |  |  |  | Single-Speed |  |  |  | 14600 | 918 | 15.9 | 11.2 | 17500 | 967 | 5.3 | 4.2 | Federally-Regulated Commercial & Industrial Equipment | 05/10/2019 |  | 05/06/2020
ClimateMaster Inc. | TRANQUILITY HI RISE SERIES | TSL15 B |  | Ground-Source | WBAHP: Heat Pump Packaged Unit | Heat Pump | 208 | 1 |  |  |  | Single-Speed |  |  |  | 15400 | 802 | 19.2 | 13.4 | 11000 | 871 | 3.7 | 3.1 | Non Federally-Regulated | 05/10/2019 |  | 05/06/2020
ClimateMaster Inc. | TRANQUILITY HI RISE SERIES | TSL15 B |  | Water-Source | WBAHP: Heat Pump Packaged Unit | Heat Pump | 208 | 1 |  |  |  | Single-Speed |  |  |  | 14600 | 895 | 16.3 | 11.2 | 18900 | 1025 | 5.4 | 4.2 | Federally-Regulated Commercial & Industrial Equipment | 05/10/2019 |  | 05/06/2020
ClimateMaster Inc. | TRANQUILITY HI RISE SERIES | TSM15 A |  | Ground-Source | WBAHP-O: Heat Pump Packaged Un | Heat Pump | 208 | 1 |  |  |  | Single-Speed |  |  |  | 15200 | 974 | 15.6 | 13.4 | 11500 | 1021 | 3.3 | 3.1 | Non Federally-Regulated | 05/10/2019 |  | 05/06/2020
ClimateMaster Inc. | TRANQUILITY HI RISE SERIES | TSL15 A |  | Water-Source | WBAHP: Heat Pump Packaged Unit | Heat Pump | 208 | 1 |  |  |  | Single-Speed |  |  |  | 14000 | 979 | 14.3 | 11.2 | 19000 | 1113 | 5 | 4.2 | Federally-Regulated Commercial & Industrial Equipment | 05/10/2019 |  | 05/06/2020
ClimateMaster Inc. | TRANQUILITY HI RISE SERIES | TSL15 A |  | Ground-Source | WBAHP: Heat Pump Packaged Unit | Heat Pump | 208 | 1 |  |  |  | Single-Speed |  |  |  | 15400 | 870 | 17.7 | 13.4 | 11500 | 936 | 3.6 | 3.1 | Non Federally-Regulated | 05/10/2019 |  | 05/06/2020
ClimateMaster Inc. | TRILOGY 45 | QEV/H/D0930 |  | Water-Source | WBAHP: Heat Pump Packaged Unit | Heat Pump | 208 | 1 |  |  |  | Variable-Speed |  |  |  | 24000 | 1243 | 19.3 |  | 30000 | 1332 | 6.6 |  | Federally-Regulated Commercial & Industrial Equipment | 05/06/2020 | 5262252 | 05/06/2020
ClimateMaster Inc. | TRILOGY 45 | QEV/H/D1860 |  | Water-Source | WBAHP: Heat Pump Packaged Unit | Heat Pump | 230 | 1 |  |  |  | Variable-Speed |  |  |  | 48000 | 2774 | 17.3 |  | 60000 | 3197 | 5.5 |  | Federally-Regulated Commercial & Industrial Equipment | 05/06/2020 | 5262253 | 05/06/2020
ClimateMaster Inc. | TRILOGY 45 | QEV/H/D1860 |  | Water-Source | WBAHP: Heat Pump Packaged Unit | Heat Pump | 208 | 1 |  |  |  | Variable-Speed |  |  |  | 48000 | 2774 | 17.3 |  | 60000 | 3197 | 5.5 |  | Federally-Regulated Commercial & Industrial Equipment | 05/06/2020 | 5262253 | 05/06/2020
ClimateMaster Inc. | TRILOGY 45 | QEV/H/D0930 |  | Water-Source | WBAHP: Heat Pump Packaged Unit | Heat Pump | 230 | 1 |  |  |  | Variable-Speed |  |  |  | 24000 | 1243 | 19.3 |  | 30000 | 1332 | 6.6 |  | Federally-Regulated Commercial & Industrial Equipment | 05/06/2020 | 5262252 | 05/06/2020
ClimateMaster Inc. | TRILOGY 45 | VEV/H/D1860 |  | Ground-Source | WBAHP: Heat Pump Packaged Unit | Heat Pump | 208 | 1 |  |  |  | Variable-Speed |  |  |  | 48000 | 2222 | 21.6 |  | 60000 | 5328 | 3.3 |  | Non Federally-Regulated | 05/06/2020 | 203996912 | 05/06/2020
ClimateMaster Inc. | TRILOGY 45 | VEV/H/D0930 |  | Ground-Source | WBAHP: Heat Pump Packaged Unit | Heat Pump | 208 | 1 |  |  |  | Variable-Speed |  |  |  | 24000 | 987 | 24.3 |  | 30000 | 2442 | 3.6 |  | Non Federally-Regulated | 05/06/2020 | 203996925 | 05/06/2020
ClimateMaster Inc. | TRILOGY 45 | QEV/H/D1860 |  | Ground-Water-Source | WBAHP: Heat Pump Packaged Unit | Heat Pump | 208 | 1 |  |  |  | Variable-Speed |  |  |  | 48000 | 1352 | 35.5 |  | 60000 | 4089 | 4.3 |  | Non Federally-Regulated | 05/06/2020 | 5262253 | 05/06/2020
ClimateMaster Inc. | TRILOGY 45 | QEV/H/D0930 |  | Ground-Source | WBAHP: Heat Pump Packaged Unit | Heat Pump | 230 | 1 |  |  |  | Variable-Speed |  |  |  | 24000 | 987 | 24.3 |  | 30000 | 2442 | 3.6 |  | Non Federally-Regulated | 05/06/2020 | 5262252 | 05/06/2020
ClimateMaster Inc. | TRILOGY 45 | VEV/H/D1860 |  | Ground-Water-Source | WBAHP: Heat Pump Packaged Unit | Heat Pump | 208 | 1 |  |  |  | Variable-Speed |  |  |  | 48000 | 1352 | 35.5 |  | 60000 | 4089 | 4.3 |  | Non Federally-Regulated | 05/06/2020 | 203996912 | 05/06/2020
ClimateMaster Inc. | TRILOGY 45 | QEV/H/D0930 |  | Ground-Water-Source | WBAHP: Heat Pump Packaged Unit | Heat Pump | 230 | 1 |  |  |  | Variable-Speed |  |  |  | 24000 | 571 | 42 |  | 30000 | 1831 | 4.8 |  | Non Federally-Regulated | 05/06/2020 | 5262252 | 05/06/2020
ClimateMaster Inc. | TRILOGY 45 | QEV/H/D0930 |  | Ground-Water-Source | WBAHP: Heat Pump Packaged Unit | Heat Pump | 208 | 1 |  |  |  | Variable-Speed |  |  |  | 24000 | 571 | 42 |  | 30000 | 1831 | 4.8 |  | Non Federally-Regulated | 05/06/2020 | 5262252 | 05/06/2020
ClimateMaster Inc. | TRILOGY 45 | VEV/H/D1860 |  | Water-Source | WBAHP: Heat Pump Packaged Unit | Heat Pump | 208 | 1 |  |  |  | Variable-Speed |  |  |  | 48000 | 2774 | 17.3 |  | 60000 | 3197 | 5.5 |  | Federally-Regulated Commercial & Industrial Equipment | 05/06/2020 | 203996912 | 05/06/2020
ClimateMaster Inc. | TRILOGY 45 | VEV/H/D0930 |  | Ground-Water-Source | WBAHP: Heat Pump Packaged Unit | Heat Pump | 208 | 1 |  |  |  | Variable-Speed |  |  |  | 24000 | 571 | 42 |  | 30000 | 1831 | 4.8 |  | Non Federally-Regulated | 05/06/2020 | 203996925 | 05/06/2020
ClimateMaster Inc. | TRILOGY 45 | QEV/H/D1860 |  | Ground-Source | WBAHP: Heat Pump Packaged Unit | Heat Pump | 208 | 1 |  |  |  | Variable-Speed |  |  |  | 48000 | 2222 | 21.6 |  | 60000 | 5328 | 3.3 |  | Non Federally-Regulated | 05/06/2020 | 5262253 | 05/06/2020
ClimateMaster Inc. | TRILOGY 45 | QEV/H/D1860 |  | Ground-Source | WBAHP: Heat Pump Packaged Unit | Heat Pump | 230 | 1 |  |  |  | Variable-Speed |  |  |  | 48000 | 2222 | 21.6 |  | 60000 | 5328 | 3.3 |  | Non Federally-Regulated | 05/06/2020 | 5262253 | 05/06/2020
ClimateMaster Inc. | TRILOGY 45 | QEV/H/D0930 |  | Ground-Source | WBAHP: Heat Pump Packaged Unit | Heat Pump | 208 | 1 |  |  |  | Variable-Speed |  |  |  | 24000 | 987 | 24.3 |  | 30000 | 2442 | 3.6 |  | Non Federally-Regulated | 05/06/2020 | 5262252 | 05/06/2020
ClimateMaster Inc. | TRILOGY 45 | VEV/H/D0930 |  | Water-Source | WBAHP: Heat Pump Packaged Unit | Heat Pump | 208 | 1 |  |  |  | Variable-Speed |  |  |  | 24000 | 1243 | 19.3 |  | 30000 | 1332 | 6.6 |  | Federally-Regulated Commercial & Industrial Equipment | 05/06/2020 | 203996925 | 05/06/2020
ClimateMaster Inc. | TRILOGY 45 | QEV/H/D1860 |  | Ground-Water-Source | WBAHP: Heat Pump Packaged Unit | Heat Pump | 230 | 1 |  |  |  | Variable-Speed |  |  |  | 48000 | 1352 | 35.5 |  | 60000 | 4089 | 4.3 |  | Non Federally-Regulated | 05/06/2020 | 5262253 | 05/06/2020
Johnson Controls, Inc. | Skymark | VPCS09*1****0 (ECM) |  | Ground-Water-Source | WBAHP: Heat Pump Packaged Unit | Heat Pump | 230 | 1 |  |  |  | Single-Speed |  |  |  | 11400 | 456 | 25 |  | 10300 | 686 | 4.4 |  | Non Federally-Regulated | 05/06/2020 | 201796692 | 05/06/2020
Johnson Controls, Inc. | Skymark | VSCS09*1****0 (ECM) |  | Ground-Water-Source | WBAHP: Heat Pump Packaged Unit | Heat Pump | 208 | 1 |  |  |  | Single-Speed |  |  |  | 10200 | 510 | 20 |  | 9100 | 666 | 4 |  | Non Federally-Regulated | 05/06/2020 | 200083908 | 05/06/2020
Johnson Controls, Inc. | Skymark | VSCS09*1****0 (ECM) |  | Ground-Source | WBAHP: Heat Pump Packaged Unit | Heat Pump | 230 | 1 |  |  |  | Single-Speed |  |  |  | 9400 | 652 | 14.4 |  | 6800 | 603 | 3.3 |  | Non Federally-Regulated | 05/06/2020 | 200083908 | 05/06/2020
Johnson Controls, Inc. | Skymark | VPCS09*1****0 (ECM) |  | Ground-Water-Source | WBAHP: Heat Pump Packaged Unit | Heat Pump | 208 | 1 |  |  |  | Single-Speed |  |  |  | 11400 | 456 | 25 |  | 10300 | 686 | 4.4 |  | Non Federally-Regulated | 05/06/2020 | 201796692 | 05/06/2020
Johnson Controls, Inc. | Skymark | VSCS09*1****0 |  | Ground-Source | WBAHP: Heat Pump Packaged Unit | Heat Pump | 230 | 1 |  |  |  | Single-Speed |  |  |  | 9300 | 654 | 14.2 |  | 7000 | 641 | 3.2 |  | Non Federally-Regulated | 05/06/2020 | 200083905 | 05/06/2020
Johnson Controls, Inc. | Skymark | VSCS09*6****0 (ECM) |  | Ground-Water-Source | WBAHP: Heat Pump Packaged Unit | Heat Pump | 265 | 1 |  |  |  | Single-Speed |  |  |  | 10200 | 525 | 19.4 |  | 9100 | 701 | 3.8 |  | Non Federally-Regulated | 05/06/2020 | 200083911 | 05/06/2020
Johnson Controls, Inc. | Skymark | VPCS09*1****0 (ECM) |  | Water-Source | WBAHP: Heat Pump Packaged Unit | Heat Pump | 208 | 1 |  |  |  | Single-Speed |  |  |  | 9700 | 621 | 15.6 |  | 12800 | 721 | 5.2 |  | Federally-Regulated Commercial & Industrial Equipment | 05/06/2020 | 201796692 | 05/06/2020
Johnson Controls, Inc. | Skymark | VSCS09*1****0 |  | Water-Source | WBAHP: Heat Pump Packaged Unit | Heat Pump | 208 | 1 |  |  |  | Single-Speed |  |  |  | 8900 | 684 | 13 |  | 11800 | 768 | 4.5 |  | Federally-Regulated Commercial & Industrial Equipment | 05/06/2020 | 200083905 | 05/06/2020
Johnson Controls, Inc. | Skymark | VSCS09*1****0 |  | Ground-Water-Source | WBAHP: Heat Pump Packaged Unit | Heat Pump | 208 | 1 |  |  |  | Single-Speed |  |  |  | 10100 | 517 | 19.5 |  | 9300 | 717 | 3.8 |  | Non Federally-Regulated | 05/06/2020 | 200083905 | 05/06/2020
Johnson Controls, Inc. | Skymark | VSCS09*1****0 (ECM) |  | Ground-Source | WBAHP: Heat Pump Packaged Unit | Heat Pump | 208 | 1 |  |  |  | Single-Speed |  |  |  | 9400 | 652 | 14.4 |  | 6800 | 603 | 3.3 |  | Non Federally-Regulated | 05/06/2020 | 200083908 | 05/06/2020
Johnson Controls, Inc. | Skymark | VSCS09*1****0 (ECM) |  | Ground-Water-Source | WBAHP: Heat Pump Packaged Unit | Heat Pump | 230 | 1 |  |  |  | Single-Speed |  |  |  | 10200 | 510 | 20 |  | 9100 | 666 | 4 |  | Non Federally-Regulated | 05/06/2020 | 200083908 | 05/06/2020
Johnson Controls, Inc. | Skymark | VSCS09*6****0 (ECM) |  | Ground-Source | WBAHP: Heat Pump Packaged Unit | Heat Pump | 265 | 1 |  |  |  | Single-Speed |  |  |  | 9400 | 666 | 14.1 |  | 6800 | 622 | 3.2 |  | Non Federally-Regulated | 05/06/2020 | 200083911 | 05/06/2020
Johnson Controls, Inc. | Skymark | VPCS09*1****0 (ECM) |  | Water-Source | WBAHP: Heat Pump Packaged Unit | Heat Pump | 230 | 1 |  |  |  | Single-Speed |  |  |  | 9700 | 621 | 15.6 |  | 12800 | 721 | 5.2 |  | Federally-Regulated Commercial & Industrial Equipment | 05/06/2020 | 201796692 | 05/06/2020
Johnson Controls, Inc. | Skymark | VSCS09*1****0 (ECM) |  | Water-Source | WBAHP: Heat Pump Packaged Unit | Heat Pump | 208 | 1 |  |  |  | Single-Speed |  |  |  | 9100 | 650 | 14 |  | 11600 | 739 | 4.6 |  | Federally-Regulated Commercial & Industrial Equipment | 05/06/2020 | 200083908 | 05/06/2020
Johnson Controls, Inc. | Skymark | VPCS09*1****0 (ECM) |  | Ground-Source | WBAHP: Heat Pump Packaged Unit | Heat Pump | 208 | 1 |  |  |  | Single-Speed |  |  |  | 10000 | 571 | 17.5 |  | 7900 | 661 | 3.5 |  | Non Federally-Regulated | 05/06/2020 | 201796692 | 05/06/2020
Johnson Controls, Inc. | Skymark | VPCS09*1****0 (ECM) |  | Ground-Source | WBAHP: Heat Pump Packaged Unit | Heat Pump | 230 | 1 |  |  |  | Single-Speed |  |  |  | 10000 | 571 | 17.5 |  | 7900 | 661 | 3.5 |  | Non Federally-Regulated | 05/06/2020 | 201796692 | 05/06/2020
Johnson Controls, Inc. | Skymark | VSCS09*6****0 (ECM) |  | Water-Source | WBAHP: Heat Pump Packaged Unit | Heat Pump | 265 | 1 |  |  |  | Single-Speed |  |  |  | 9100 | 669 | 13.6 |  | 11600 | 772 | 4.4 |  | Federally-Regulated Commercial & Industrial Equipment | 05/06/2020 | 200083911 | 05/06/2020
Johnson Controls, Inc. | Skymark | VSCS09*1****0 (ECM) |  | Water-Source | WBAHP: Heat Pump Packaged Unit | Heat Pump | 230 | 1 |  |  |  | Single-Speed |  |  |  | 9100 | 650 | 14 |  | 11600 | 739 | 4.6 |  | Federally-Regulated Commercial & Industrial Equipment | 05/06/2020 | 200083908 | 05/06/2020
Johnson Controls, Inc. | Skymark | VSCS09*1****0 |  | Water-Source | WBAHP: Heat Pump Packaged Unit | Heat Pump | 230 | 1 |  |  |  | Single-Speed |  |  |  | 8900 | 684 | 13 |  | 11800 | 768 | 4.5 |  | Federally-Regulated Commercial & Industrial Equipment | 05/06/2020 | 200083905 | 05/06/2020
Johnson Controls, Inc. | Skymark | VSCS09*1****0 |  | Ground-Water-Source | WBAHP: Heat Pump Packaged Unit | Heat Pump | 230 | 1 |  |  |  | Single-Speed |  |  |  | 10100 | 517 | 19.5 |  | 9300 | 717 | 3.8 |  | Non Federally-Regulated | 05/06/2020 | 200083905 | 05/06/2020
Johnson Controls, Inc. | Skymark | VSCS09*1****0 |  | Ground-Source | WBAHP: Heat Pump Packaged Unit | Heat Pump | 208 | 1 |  |  |  | Single-Speed |  |  |  | 9300 | 654 | 14.2 |  | 7000 | 641 | 3.2 |  | Non Federally-Regulated | 05/06/2020 | 200083905 | 05/06/2020
AAON, Inc. | AAON, Inc. | M2-005-3-H-BCBC-V0-10-000-A |  | Water-Source | WBAHP: Heat Pump Packaged Unit | Both Heat Pump and Electric Re | 460 | 3 |  |  |  | Single-Speed |  |  |  | 63200 | 4213 | 15 |  | 52600 | 3585 | 4.3 |  | Federally-Regulated Commercial & Industrial Equipment | 10/28/2019 |  | 05/06/2020
AAON, Inc. | AAON, Inc. | WV-060-2-H-ACAC-C0-10-200-A |  | Ground-Source | WBAHP: Heat Pump Packaged Unit | Heat Pump | 208 | 3 |  |  |  | Single-Speed |  |  |  | 62000 | 3583 | 17.3 | 13.4 | 47800 | 3619 | 3.9 | 3.1 | Non Federally-Regulated | 10/28/2019 |  | 05/06/2020
AAON, Inc. | AAON, Inc. | WH-060-1-H-ACAC-C0-10-100-A |  | Water-Source | WBAHP: Heat Pump Packaged Unit | Heat Pump | 208 | 1 |  |  |  | Single-Speed |  |  |  | 60000 | 4109 | 14.6 | 11.2 | 76700 | 4683 | 4.8 | 4.2 | Federally-Regulated Commercial & Industrial Equipment | 10/28/2019 |  | 05/06/2020
AAON, Inc. | AAON, Inc. | WV-060-2-H-ACAC-C0-10-100-A |  | Ground-Source | WBAHP: Heat Pump Packaged Unit | Heat Pump | 208 | 3 |  |  |  | Single-Speed |  |  |  | 61100 | 3795 | 16.1 | 13.4 | 43900 | 3829 | 3.4 | 3.1 | Non Federally-Regulated | 10/28/2019 |  | 05/06/2020
AAON, Inc. | AAON, Inc. | RQ-005-3-0-DCAY-S0-10-000-A |  | Water-Source | WBAHP: Heat Pump Packaged Unit | Both Heat Pump and Electric Re | 460 | 3 |  |  |  | Single-Speed |  |  |  | 54800 | 3702 | 14.8 | 11.2 | 65300 | 3680 | 5.2 | 4.2 | Federally-Regulated Commercial & Industrial Equipment | 10/28/2019 |  | 05/06/2020
AAON, Inc. | AAON, Inc. | WH-060-1-H-ACAC-C0-10-200-A |  | Ground-Source | WBAHP: Heat Pump Packaged Unit | Heat Pump | 208 | 1 |  |  |  | Single-Speed |  |  |  | 62300 | 3686 | 16.9 | 13.4 | 49400 | 3820 | 3.8 | 3.1 | Non Federally-Regulated | 10/28/2019 |  | 05/06/2020
AAON, Inc. | AAON, Inc. | WH-060-1-H-ACAC-C0-10-200-A |  | Water-Source | WBAHP: Heat Pump Packaged Unit | Heat Pump | 208 | 1 |  |  |  | Single-Speed |  |  |  | 61000 | 4039 | 15.1 | 11.2 | 76700 | 4683 | 4.8 | 4.2 | Federally-Regulated Commercial & Industrial Equipment | 10/28/2019 |  | 05/06/2020
AAON, Inc. | AAON, Inc. | WV-060-3-H-DCAC-C0-10-200-A |  | Ground-Source | WBAHP: Heat Pump Packaged Unit | Heat Pump | 460 | 3 |  |  |  | Dual-Speed |  |  |  | 59300 | 3683 | 16.1 | 13.4 | 40300 | 3515 | 3.4 | 3.1 | Non Federally-Regulated | 10/28/2019 |  | 05/06/2020
AAON, Inc. | AAON, Inc. | RQ-005-4-0-DCAY-S0-10-000-A |  | Water-Source | WBAHP: Heat Pump Packaged Unit | Both Heat Pump and Electric Re | 575 | 3 |  |  |  | Single-Speed |  |  |  | 54800 | 3702 | 14.8 | 11.2 | 65300 | 3680 | 5.2 | 4.2 | Federally-Regulated Commercial & Industrial Equipment | 10/28/2019 |  | 05/06/2020
AAON, Inc. | AAON, Inc. | WV-060-3-H-DCAC-C0-10-200-A |  | Ground-Water-Source | WBAHP: Heat Pump Packaged Unit | Heat Pump | 460 | 3 |  |  |  | Dual-Speed |  |  |  | 62600 | 3161 | 19.8 | 16.2 | 61500 | 3918 | 4.6 | 3.6 | Non Federally-Regulated | 10/28/2019 |  | 05/06/2020
AAON, Inc. | AAON, Inc. | M2-005-2-H-DCAC-S0-10-000-A |  | Water-Source | WBAHP: Heat Pump Packaged Unit | Both Heat Pump and Electric Re | 208 | 3 |  |  |  | Single-Speed |  |  |  | 56600 | 3582 | 15.8 |  | 57100 | 3803 | 4.4 |  | Federally-Regulated Commercial & Industrial Equipment | 10/28/2019 |  | 05/06/2020
AAON, Inc. | AAON, Inc. | RQ-005-1-0-DCAY-S0-10-000-A |  | Ground-Water-Source | WBAHP: Heat Pump Packaged Unit | Both Heat Pump and Electric Re | 208 | 1 |  |  |  | Single-Speed |  |  |  | 61500 | 2757 | 22.3 | 16.2 | 53000 | 3376 | 4.6 | 3.6 | Non Federally-Regulated | 10/28/2019 |  | 05/06/2020
AAON, Inc. | AAON, Inc. | M2-005-1-H-BCBC-V0-10-000-A |  | Water-Source | WBAHP: Heat Pump Packaged Unit | Both Heat Pump and Electric Re | 208 | 1 |  |  |  | Single-Speed |  |  |  | 63200 | 4213 | 15 |  | 52600 | 3585 | 4.3 |  | Federally-Regulated Commercial & Industrial Equipment | 10/28/2019 |  | 05/06/2020
AAON, Inc. | AAON, Inc. | WV-060-2-H-ACAC-C0-10-200-A |  | Water-Source | WBAHP: Heat Pump Packaged Unit | Heat Pump | 208 | 3 |  |  |  | Single-Speed |  |  |  | 59000 | 3933 | 15 | 11.2 | 72900 | 4273 | 5 | 4.2 | Federally-Regulated Commercial & Industrial Equipment | 10/28/2019 |  | 05/06/2020
AAON, Inc. | AAON, Inc. | M2-005-2-H-DCAC-S0-10-000-A |  | Ground-Source | WBAHP: Heat Pump Packaged Unit | Both Heat Pump and Electric Re | 208 | 3 |  |  |  | Single-Speed |  |  |  | 57900 | 3181 | 18.2 | 13.4 | 37700 | 3463 | 3.2 | 3.1 | Non Federally-Regulated | 10/28/2019 |  | 05/06/2020
AAON, Inc. | AAON, Inc. | WV-060-A-H-DCAC-C0-10-200-A |  | Ground-Water-Source | WBAHP: Heat Pump Packaged Unit | Heat Pump | 265 | 1 |  |  |  | Dual-Speed |  |  |  | 62600 | 3161 | 19.8 | 16.2 | 61500 | 3918 | 4.6 | 3.6 | Non Federally-Regulated | 10/28/2019 |  | 05/06/2020
AAON, Inc. | AAON, Inc. | SB-005-2-0-BCAC-V0-10-000-A |  | Water-Source | WBAHP: Heat Pump Packaged Unit | Both Heat Pump and Electric Re | 208 | 3 |  |  |  | Single-Speed |  |  |  | 51100 | 3813 | 13.4 | 11.2 | 56300 | 3837 | 4.3 | 4.2 | Federally-Regulated Commercial & Industrial Equipment | 10/28/2019 |  | 05/06/2020
AAON, Inc. | AAON, Inc. | RQ-005-1-0-BCAY-V0-10-000-A |  | Water-Source | WBAHP: Heat Pump Packaged Unit | Both Heat Pump and Electric Re | 208 | 1 |  |  |  | Single-Speed |  |  |  | 58000 | 4296 | 13.5 | 11.2 | 71900 | 4390 | 4.8 | 4.2 | Federally-Regulated Commercial & Industrial Equipment | 10/28/2019 |  | 05/06/2020
AAON, Inc. | AAON, Inc. | WH-060-A-H-ACAC-C0-10-200-A |  | Ground-Source | WBAHP: Heat Pump Packaged Unit | Heat Pump | 265 | 1 |  |  |  | Single-Speed |  |  |  | 62300 | 3686 | 16.9 | 13.4 | 49400 | 3820 | 3.8 | 3.1 | Non Federally-Regulated | 10/28/2019 |  | 05/06/2020
AAON, Inc. | AAON, Inc. | SB-005-3-0-BCBC-V0-10-000-A |  | Water-Source | WBAHP: Heat Pump Packaged Unit | Both Heat Pump and Electric Re | 460 | 3 |  |  |  | Single-Speed |  |  |  | 53700 | 3948 | 13.6 | 11.2 | 57100 | 3891 | 4.3 | 4.2 | Federally-Regulated Commercial & Industrial Equipment | 10/28/2019 |  | 05/06/2020
AAON, Inc. | AAON, Inc. | RQ-005-4-0-DCAY-S0-10-000-A |  | Ground-Water-Source | WBAHP: Heat Pump Packaged Unit | Both Heat Pump and Electric Re | 575 | 3 |  |  |  | Single-Speed |  |  |  | 61500 | 2757 | 22.3 | 16.2 | 53000 | 3376 | 4.6 | 3.6 | Non Federally-Regulated | 10/28/2019 |  | 05/06/2020
AAON, Inc. | AAON, Inc. | M2-005-2-H-DCAC-S0-10-000-A |  | Ground-Water-Source | WBAHP: Heat Pump Packaged Unit | Both Heat Pump and Electric Re | 208 | 3 |  |  |  | Single-Speed |  |  |  | 62100 | 2620 | 23.7 | 16.2 | 50000 | 3574 | 4.1 | 3.6 | Non Federally-Regulated | 10/28/2019 |  | 05/06/2020
AAON, Inc. | AAON, Inc. | WV-060-1-H-DCAC-C0-10-200-A |  | Ground-Source | WBAHP: Heat Pump Packaged Unit | Heat Pump | 208 | 1 |  |  |  | Dual-Speed |  |  |  | 59300 | 3683 | 16.1 | 13.4 | 40300 | 3515 | 3.4 | 3.1 | Non Federally-Regulated | 10/28/2019 |  | 05/06/2020
AAON, Inc. | AAON, Inc. | SB-005-4-0-BCBC-V0-10-000-A |  | Ground-Water-Source | WBAHP: Heat Pump Packaged Unit | Both Heat Pump and Electric Re | 575 | 3 |  |  |  | Single-Speed |  |  |  | 59600 | 3010 | 19.8 | 16.2 | 62300 | 4804 | 3.8 | 3.6 | Non Federally-Regulated | 10/28/2019 |  | 05/06/2020
AAON, Inc. | AAON, Inc. | WV-060-A-H-ACAC-C0-10-100-A |  | Water-Source | WBAHP: Heat Pump Packaged Unit | Heat Pump | 265 | 1 |  |  |  | Single-Speed |  |  |  | 57500 | 4136 | 13.9 | 11.2 | 73800 | 4601 | 4.7 | 4.2 | Federally-Regulated Commercial & Industrial Equipment | 10/28/2019 |  | 05/06/2020
AAON, Inc. | AAON, Inc. | WV-060-2-H-ACAC-C0-10-100-A |  | Water-Source | WBAHP: Heat Pump Packaged Unit | Heat Pump | 208 | 3 |  |  |  | Single-Speed |  |  |  | 57500 | 4136 | 13.9 | 11.2 | 73800 | 4601 | 4.7 | 4.2 | Federally-Regulated Commercial & Industrial Equipment | 10/28/2019 |  | 05/06/2020
AAON, Inc. | AAON, Inc. | WV-060-1-H-ACAC-C0-10-100-A |  | Water-Source | WBAHP: Heat Pump Packaged Unit | Heat Pump | 208 | 1 |  |  |  | Single-Speed |  |  |  | 57500 | 4136 | 13.9 | 11.2 | 73800 | 4601 | 4.7 | 4.2 | Federally-Regulated Commercial & Industrial Equipment | 10/28/2019 |  | 05/06/2020
AAON, Inc. | AAON, Inc. | WV-060-3-H-DCAC-C0-10-200-A |  | Water-Source | WBAHP: Heat Pump Packaged Unit | Heat Pump | 460 | 3 |  |  |  | Dual-Speed |  |  |  | 62300 | 4019 | 15.5 | 11.2 | 73200 | 4290 | 5 | 4.2 | Federally-Regulated Commercial & Industrial Equipment | 10/28/2019 |  | 05/06/2020
AAON, Inc. | AAON, Inc. | WV-060-A-H-DCAC-C0-10-200-A |  | Water-Source | WBAHP: Heat Pump Packaged Unit | Heat Pump | 265 | 1 |  |  |  | Dual-Speed |  |  |  | 62300 | 4019 | 15.5 | 11.2 | 73200 | 4290 | 5 | 4.2 | Federally-Regulated Commercial & Industrial Equipment | 10/28/2019 |  | 05/06/2020
AAON, Inc. | AAON, Inc. | WV-060-A-H-ACAC-C0-10-100-A |  | Ground-Source | WBAHP: Heat Pump Packaged Unit | Heat Pump | 265 | 1 |  |  |  | Single-Speed |  |  |  | 61100 | 3795 | 16.1 | 13.4 | 43900 | 3829 | 3.4 | 3.1 | Non Federally-Regulated | 10/28/2019 |  | 05/06/2020
AAON, Inc. | AAON, Inc. | WH-060-A-H-ACAC-C0-10-200-A |  | Water-Source | WBAHP: Heat Pump Packaged Unit | Heat Pump | 265 | 1 |  |  |  | Single-Speed |  |  |  | 61000 | 4039 | 15.1 | 11.2 | 76700 | 4683 | 4.8 | 4.2 | Federally-Regulated Commercial & Industrial Equipment | 10/28/2019 |  | 05/06/2020
AAON, Inc. | AAON, Inc. | WV-060-1-H-DCAC-C0-10-200-A |  | Ground-Water-Source | WBAHP: Heat Pump Packaged Unit | Heat Pump | 208 | 1 |  |  |  | Dual-Speed |  |  |  | 62600 | 3161 | 19.8 | 16.2 | 61500 | 3918 | 4.6 | 3.6 | Non Federally-Regulated | 10/28/2019 |  | 05/06/2020
AAON, Inc. | AAON, Inc. | SB-005-4-0-BCBC-V0-10-000-A |  | Water-Source | WBAHP: Heat Pump Packaged Unit | Both Heat Pump and Electric Re | 575 | 3 |  |  |  | Single-Speed |  |  |  | 53700 | 3948 | 13.6 | 11.2 | 57100 | 3891 | 4.3 | 4.2 | Federally-Regulated Commercial & Industrial Equipment | 10/28/2019 |  | 05/06/2020
AAON, Inc. | AAON, Inc. | RQ-005-3-0-DCAY-S0-10-000-A |  | Ground-Water-Source | WBAHP: Heat Pump Packaged Unit | Both Heat Pump and Electric Re | 460 | 3 |  |  |  | Single-Speed |  |  |  | 61500 | 2757 | 22.3 | 16.2 | 53000 | 3376 | 4.6 | 3.6 | Non Federally-Regulated | 10/28/2019 |  | 05/06/2020
AAON, Inc. | AAON, Inc. | M2-005-3-H-BCAC-V0-10-000-A |  | Water-Source | WBAHP: Heat Pump Packaged Unit | Both Heat Pump and Electric Re | 460 | 3 |  |  |  | Single-Speed |  |  |  | 60400 | 4108 | 14.7 |  | 52000 | 3544 | 4.3 |  | Federally-Regulated Commercial & Industrial Equipment | 10/28/2019 |  | 05/06/2020
AAON, Inc. | AAON, Inc. | RQ-005-1-0-DCAY-S0-10-000-A |  | Water-Source | WBAHP: Heat Pump Packaged Unit | Both Heat Pump and Electric Re | 208 | 1 |  |  |  | Single-Speed |  |  |  | 54800 | 3702 | 14.8 | 11.2 | 65300 | 3680 | 5.2 | 4.2 | Federally-Regulated Commercial & Industrial Equipment | 10/28/2019 |  | 05/06/2020
AAON, Inc. | AAON, Inc. | SB-005-2-0-BCAC-V0-10-000-A |  | Ground-Water-Source | WBAHP: Heat Pump Packaged Unit | Both Heat Pump and Electric Re | 208 | 3 |  |  |  | Single-Speed |  |  |  | 56600 | 2902 | 19.5 | 16.2 | 63000 | 4734 | 3.9 | 3.6 | Non Federally-Regulated | 10/28/2019 |  | 05/06/2020
AAON, Inc. | AAON, Inc. | WV-060-1-H-ACAC-C0-10-100-A |  | Ground-Source | WBAHP: Heat Pump Packaged Unit | Heat Pump | 208 | 1 |  |  |  | Single-Speed |  |  |  | 61100 | 3795 | 16.1 | 13.4 | 43900 | 3829 | 3.4 | 3.1 | Non Federally-Regulated | 10/28/2019 |  | 05/06/2020
AAON, Inc. | AAON, Inc. | M2-005-4-H-BCAC-V0-10-000-A |  | Water-Source | WBAHP: Heat Pump Packaged Unit | Both Heat Pump and Electric Re | 575 | 3 |  |  |  | Single-Speed |  |  |  | 60400 | 4108 | 14.7 |  | 52000 | 3544 | 4.3 |  | Federally-Regulated Commercial & Industrial Equipment | 10/28/2019 |  | 05/06/2020
AAON, Inc. | AAON, Inc. | SB-005-1-0-BCBC-V0-10-000-A |  | Ground-Water-Source | WBAHP: Heat Pump Packaged Unit | Both Heat Pump and Electric Re | 208 | 1 |  |  |  | Single-Speed |  |  |  | 59600 | 3010 | 19.8 | 16.2 | 62300 | 4804 | 3.8 | 3.6 | Non Federally-Regulated | 10/28/2019 |  | 05/06/2020
AAON, Inc. | AAON, Inc. | SB-005-1-0-BCBC-V0-10-000-A |  | Water-Source | WBAHP: Heat Pump Packaged Unit | Both Heat Pump and Electric Re | 208 | 1 |  |  |  | Single-Speed |  |  |  | 53700 | 3948 | 13.6 | 11.2 | 57100 | 3891 | 4.3 | 4.2 | Federally-Regulated Commercial & Industrial Equipment | 10/28/2019 |  | 05/06/2020
AAON, Inc. | AAON, Inc. | WV-060-1-H-DCAC-C0-10-200-A |  | Water-Source | WBAHP: Heat Pump Packaged Unit | Heat Pump | 208 | 1 |  |  |  | Dual-Speed |  |  |  | 62300 | 4019 | 15.5 | 11.2 | 73200 | 4290 | 5 | 4.2 | Federally-Regulated Commercial & Industrial Equipment | 10/28/2019 |  | 05/06/2020
AAON, Inc. | AAON, Inc. | SB-005-3-0-BCBC-V0-10-000-A |  | Ground-Water-Source | WBAHP: Heat Pump Packaged Unit | Both Heat Pump and Electric Re | 460 | 3 |  |  |  | Single-Speed |  |  |  | 59600 | 3010 | 19.8 | 16.2 | 62300 | 4804 | 3.8 | 3.6 | Non Federally-Regulated | 10/28/2019 |  | 05/06/2020
AAON, Inc. | AAON, Inc. | WV-060-A-H-DCAC-C0-10-200-A |  | Ground-Source | WBAHP: Heat Pump Packaged Unit | Heat Pump | 265 | 1 |  |  |  | Dual-Speed |  |  |  | 59300 | 3683 | 16.1 | 13.4 | 40300 | 3515 | 3.4 | 3.1 | Non Federally-Regulated | 10/28/2019 |  | 05/06/2020
ClimateMaster Inc. | TRANQUILITY HI RISE SERIES | TSM15 A |  | Water-Source | WBAHP-O: Heat Pump Packaged Un | Heat Pump | 208 | 1 |  |  |  | Single-Speed |  |  |  | 14300 | 1075 | 13.3 |  | 18000 | 1099 | 4.8 |  | Federally-Regulated Commercial & Industrial Equipment | 05/06/2020 | 7426728 | 05/06/2020
ClimateMaster Inc. | TRANQUILITY HI RISE SERIES | TSM15 B |  | Ground-Source | WBAHP-O: Heat Pump Packaged Un | Heat Pump | 208 | 1 |  |  |  | Single-Speed |  |  |  | 15500 | 824 | 18.8 |  | 11000 | 895 | 3.6 |  | Non Federally-Regulated | 05/06/2020 | 7426730 | 05/06/2020
ClimateMaster Inc. | TRANQUILITY HI RISE SERIES | TSM15 B |  | Water-Source | WBAHP-O: Heat Pump Packaged Un | Heat Pump | 208 | 1 |  |  |  | Single-Speed |  |  |  | 14600 | 918 | 15.9 |  | 17500 | 967 | 5.3 |  | Federally-Regulated Commercial & Industrial Equipment | 05/06/2020 | 7426730 | 05/06/2020
ClimateMaster Inc. | TRANQUILITY HI RISE SERIES | TSL15 B |  | Ground-Source | WBAHP: Heat Pump Packaged Unit | Heat Pump | 208 | 1 |  |  |  | Single-Speed |  |  |  | 15400 | 802 | 19.2 |  | 11000 | 871 | 3.7 |  | Non Federally-Regulated | 05/06/2020 | 8624508 | 05/06/2020
ClimateMaster Inc. | TRANQUILITY HI RISE SERIES | TSL15 B |  | Water-Source | WBAHP: Heat Pump Packaged Unit | Heat Pump | 208 | 1 |  |  |  | Single-Speed |  |  |  | 14600 | 895 | 16.3 |  | 18900 | 1025 | 5.4 |  | Federally-Regulated Commercial & Industrial Equipment | 05/06/2020 | 8624508 | 05/06/2020
ClimateMaster Inc. | TRANQUILITY HI RISE SERIES | TSM15 A |  | Ground-Source | WBAHP-O: Heat Pump Packaged Un | Heat Pump | 208 | 1 |  |  |  | Single-Speed |  |  |  | 15200 | 974 | 15.6 |  | 11500 | 1021 | 3.3 |  | Non Federally-Regulated | 05/06/2020 | 7426728 | 05/06/2020
ClimateMaster Inc. | TRANQUILITY HI RISE SERIES | TSL15 A |  | Water-Source | WBAHP: Heat Pump Packaged Unit | Heat Pump | 208 | 1 |  |  |  | Single-Speed |  |  |  | 14000 | 979 | 14.3 |  | 19000 | 1113 | 5 |  | Federally-Regulated Commercial & Industrial Equipment | 05/06/2020 | 8624507 | 05/06/2020
ClimateMaster Inc. | TRANQUILITY HI RISE SERIES | TSL15 A |  | Ground-Source | WBAHP: Heat Pump Packaged Unit | Heat Pump | 208 | 1 |  |  |  | Single-Speed |  |  |  | 15400 | 870 | 17.7 |  | 11500 | 936 | 3.6 |  | Non Federally-Regulated | 05/06/2020 | 8624507 | 05/06/2020
AAON, Inc. | AAON, Inc. | WV-060-1-H-ACAC-C0-10-200-A |  | Water-Source | WBAHP: Heat Pump Packaged Unit | Heat Pump | 208 | 1 |  |  |  | Single-Speed |  |  |  | 59000 | 3933 | 15 | 11.2 | 72900 | 4273 | 5 | 4.2 | Federally-Regulated Commercial & Industrial Equipment | 10/28/2019 |  | 05/06/2020
AAON, Inc. | AAON, Inc. | M2-005-1-H-DCAC-S0-10-000-A |  | Ground-Source | WBAHP: Heat Pump Packaged Unit | Both Heat Pump and Electric Re | 208 | 1 |  |  |  | Single-Speed |  |  |  | 57900 | 3181 | 18.2 | 13.4 | 37700 | 3463 | 3.2 | 3.1 | Non Federally-Regulated | 10/28/2019 |  | 05/06/2020
AAON, Inc. | AAON, Inc. | WV-060-3-H-ACAC-C0-10-100-A |  | Ground-Source | WBAHP: Heat Pump Packaged Unit | Heat Pump | 460 | 3 |  |  |  | Single-Speed |  |  |  | 61100 | 3795 | 16.1 | 13.4 | 43900 | 3829 | 3.4 | 3.1 | Non Federally-Regulated | 10/28/2019 |  | 05/06/2020
AAON, Inc. | AAON, Inc. | M2-005-2-H-DCBC-S0-10-000-A |  | Water-Source | WBAHP: Heat Pump Packaged Unit | Both Heat Pump and Electric Re | 208 | 3 |  |  |  | Single-Speed |  |  |  | 58900 | 3681 | 16 |  | 57700 | 3676 | 4.6 |  | Federally-Regulated Commercial & Industrial Equipment | 10/28/2019 |  | 05/06/2020
AAON, Inc. | AAON, Inc. | WV-060-1-H-ACAC-C0-10-200-A |  | Ground-Source | WBAHP: Heat Pump Packaged Unit | Heat Pump | 208 | 1 |  |  |  | Single-Speed |  |  |  | 62000 | 3583 | 17.3 | 13.4 | 47800 | 3619 | 3.9 | 3.1 | Non Federally-Regulated | 10/28/2019 |  | 05/06/2020
AAON, Inc. | AAON, Inc. | WH-060-1-H-DCAC-C0-10-200-A |  | Water-Source | WBAHP: Heat Pump Packaged Unit | Heat Pump | 208 | 1 |  |  |  | Dual-Speed |  |  |  | 59400 | 3666 | 16.2 | 11.2 | 70300 | 3887 | 5.3 | 4.2 | Federally-Regulated Commercial & Industrial Equipment | 10/28/2019 |  | 05/06/2020
AAON, Inc. | AAON, Inc. | M2-005-1-H-DCBC-S0-10-000-A |  | Water-Source | WBAHP: Heat Pump Packaged Unit | Both Heat Pump and Electric Re | 208 | 1 |  |  |  | Single-Speed |  |  |  | 58900 | 3681 | 16 |  | 57700 | 3676 | 4.6 |  | Federally-Regulated Commercial & Industrial Equipment | 10/28/2019 |  | 05/06/2020
AAON, Inc. | AAON, Inc. | SB-005-1-0-BCAC-V0-10-000-A |  | Water-Source | WBAHP: Heat Pump Packaged Unit | Both Heat Pump and Electric Re | 208 | 1 |  |  |  | Single-Speed |  |  |  | 51100 | 3813 | 13.4 | 11.2 | 56300 | 3837 | 4.3 | 4.2 | Federally-Regulated Commercial & Industrial Equipment | 10/28/2019 |  | 05/06/2020
AAON, Inc. | AAON, Inc. | M2-005-1-H-DCAC-S0-10-000-A |  | Ground-Water-Source | WBAHP: Heat Pump Packaged Unit | Both Heat Pump and Electric Re | 208 | 1 |  |  |  | Single-Speed |  |  |  | 62100 | 2620 | 23.7 | 16.2 | 50000 | 3574 | 4.1 | 3.6 | Non Federally-Regulated | 10/28/2019 |  | 05/06/2020
AAON, Inc. | AAON, Inc. | WH-060-1-H-DCAC-C0-10-200-A |  | Ground-Source | WBAHP: Heat Pump Packaged Unit | Heat Pump | 208 | 1 |  |  |  | Dual-Speed |  |  |  | 62700 | 3317 | 18.9 | 13.4 | 44900 | 4024 | 3.3 | 3.1 | Non Federally-Regulated | 10/28/2019 |  | 05/06/2020
AAON, Inc. | AAON, Inc. | WH-060-3-H-ACAC-C0-10-200-A |  | Water-Source | WBAHP: Heat Pump Packaged Unit | Heat Pump | 460 | 3 |  |  |  | Single-Speed |  |  |  | 61000 | 4039 | 15.1 | 11.2 | 76700 | 4683 | 4.8 | 4.2 | Federally-Regulated Commercial & Industrial Equipment | 10/28/2019 |  | 05/06/2020
AAON, Inc. | AAON, Inc. | WH-060-3-H-ACAC-C0-10-100-A |  | Water-Source | WBAHP: Heat Pump Packaged Unit | Heat Pump | 460 | 3 |  |  |  | Single-Speed |  |  |  | 60000 | 4109 | 14.6 | 11.2 | 76700 | 4683 | 4.8 | 4.2 | Federally-Regulated Commercial & Industrial Equipment | 10/28/2019 |  | 05/06/2020
AAON, Inc. | AAON, Inc. | M2-005-4-H-BCBC-V0-10-000-A |  | Water-Source | WBAHP: Heat Pump Packaged Unit | Both Heat Pump and Electric Re | 575 | 3 |  |  |  | Single-Speed |  |  |  | 63200 | 4213 | 15 |  | 52600 | 3585 | 4.3 |  | Federally-Regulated Commercial & Industrial Equipment | 10/28/2019 |  | 05/06/2020
AAON, Inc. | AAON, Inc. | RQ-005-2-0-DCAY-S0-10-000-A |  | Ground-Water-Source | WBAHP: Heat Pump Packaged Unit | Both Heat Pump and Electric Re | 208 | 3 |  |  |  | Single-Speed |  |  |  | 61500 | 2757 | 22.3 | 16.2 | 53000 | 3376 | 4.6 | 3.6 | Non Federally-Regulated | 10/28/2019 |  | 05/06/2020
AAON, Inc. | AAON, Inc. | SB-005-1-0-BCAC-V0-10-000-A |  | Ground-Water-Source | WBAHP: Heat Pump Packaged Unit | Both Heat Pump and Electric Re | 208 | 1 |  |  |  | Single-Speed |  |  |  | 56600 | 2902 | 19.5 | 16.2 | 63000 | 4734 | 3.9 | 3.6 | Non Federally-Regulated | 10/28/2019 |  | 05/06/2020
AAON, Inc. | AAON, Inc. | WH-060-3-H-ACAC-C0-10-200-A |  | Ground-Source | WBAHP: Heat Pump Packaged Unit | Heat Pump | 460 | 3 |  |  |  | Single-Speed |  |  |  | 62300 | 3686 | 16.9 | 13.4 | 49400 | 3820 | 3.8 | 3.1 | Non Federally-Regulated | 10/28/2019 |  | 05/06/2020
AAON, Inc. | AAON, Inc. | RQ-005-4-0-BCAY-V0-10-000-A |  | Water-Source | WBAHP: Heat Pump Packaged Unit | Both Heat Pump and Electric Re | 575 | 3 |  |  |  | Single-Speed |  |  |  | 58000 | 4296 | 13.5 | 11.2 | 71900 | 4390 | 4.8 | 4.2 | Federally-Regulated Commercial & Industrial Equipment | 10/28/2019 |  | 05/06/2020
AAON, Inc. | AAON, Inc. | WH-060-A-H-DCAC-C0-10-200-A |  | Ground-Source | WBAHP: Heat Pump Packaged Unit | Heat Pump | 265 | 1 |  |  |  | Dual-Speed |  |  |  | 62700 | 3317 | 18.9 | 13.4 | 44900 | 4024 | 3.3 | 3.1 | Non Federally-Regulated | 10/28/2019 |  | 05/06/2020
AAON, Inc. | AAON, Inc. | WH-060-3-H-ACAC-C0-10-100-A |  | Ground-Source | WBAHP: Heat Pump Packaged Unit | Heat Pump | 460 | 3 |  |  |  | Single-Speed |  |  |  | 61200 | 4000 | 15.3 | 13.4 | 44900 | 4024 | 3.3 | 3.1 | Non Federally-Regulated | 10/28/2019 |  | 05/06/2020
AAON, Inc. | AAON, Inc. | SB-005-4-0-BCAC-V0-10-000-A |  | Ground-Water-Source | WBAHP: Heat Pump Packaged Unit | Both Heat Pump and Electric Re | 575 | 3 |  |  |  | Single-Speed |  |  |  | 56600 | 2902 | 19.5 | 16.2 | 63000 | 4734 | 3.9 | 3.6 | Non Federally-Regulated | 10/28/2019 |  | 05/06/2020
AAON, Inc. | AAON, Inc. | WV-060-3-H-ACAC-C0-10-100-A |  | Water-Source | WBAHP: Heat Pump Packaged Unit | Heat Pump | 460 | 3 |  |  |  | Single-Speed |  |  |  | 57500 | 4136 | 13.9 | 11.2 | 73800 | 4601 | 4.7 | 4.2 | Federally-Regulated Commercial & Industrial Equipment | 10/28/2019 |  | 05/06/2020
AAON, Inc. | AAON, Inc. | SB-005-4-0-BCAC-V0-10-000-A |  | Water-Source | WBAHP: Heat Pump Packaged Unit | Both Heat Pump and Electric Re | 575 | 3 |  |  |  | Single-Speed |  |  |  | 51100 | 3813 | 13.4 | 11.2 | 56300 | 3837 | 4.3 | 4.2 | Federally-Regulated Commercial & Industrial Equipment | 10/28/2019 |  | 05/06/2020
AAON, Inc. | AAON, Inc. | WH-060-A-H-DCAC-C0-10-200-A |  | Water-Source | WBAHP: Heat Pump Packaged Unit | Heat Pump | 265 | 1 |  |  |  | Dual-Speed |  |  |  | 59400 | 3666 | 16.2 | 11.2 | 70300 | 3887 | 5.3 | 4.2 | Federally-Regulated Commercial & Industrial Equipment | 10/28/2019 |  | 05/06/2020
AAON, Inc. | AAON, Inc. | RQ-005-2-0-DCAY-S0-10-000-A |  | Water-Source | WBAHP: Heat Pump Packaged Unit | Both Heat Pump and Electric Re | 208 | 3 |  |  |  | Single-Speed |  |  |  | 54800 | 3702 | 14.8 | 11.2 | 65300 | 3680 | 5.2 | 4.2 | Federally-Regulated Commercial & Industrial Equipment | 10/28/2019 |  | 05/06/2020
AAON, Inc. | AAON, Inc. | M2-005-1-H-DCAC-S0-10-000-A |  | Water-Source | WBAHP: Heat Pump Packaged Unit | Both Heat Pump and Electric Re | 208 | 1 |  |  |  | Single-Speed |  |  |  | 56600 | 3582 | 15.8 |  | 57100 | 3803 | 4.4 |  | Federally-Regulated Commercial & Industrial Equipment | 10/28/2019 |  | 05/06/2020
ClimateMaster Inc. | TRANQUILITY 16 | TRH/V030A*W/K |  | Ground-Water-Source | WBAHP: Heat Pump Packaged Unit | Heat Pump | 230 | 1 |  |  |  | Single-Speed |  |  |  | 32000 | 1481 | 21.6 |  | 30500 | 2078 | 4.3 |  | Non Federally-Regulated | 05/06/2020 | 7784009 | 05/06/2020
ClimateMaster Inc. | TRANQUILITY 16 | TRH/V030A*W/K |  | Ground-Source | WBAHP: Heat Pump Packaged Unit | Heat Pump | 230 | 1 |  |  |  | Single-Speed |  |  |  | 29500 | 1843 | 16 |  | 24000 | 1953 | 3.6 |  | Non Federally-Regulated | 05/06/2020 | 7784009 | 05/06/2020
ClimateMaster Inc. | TRANQUILITY 16 | TCH/V009A |  | Ground-Source | WBAHP: Heat Pump Packaged Unit | Heat Pump | 208 | 1 |  |  |  | Single-Speed |  |  |  | 9100 | 579 | 15.7 |  | 7800 | 672 | 3.4 |  | Non Federally-Regulated | 05/06/2020 | 7425611 | 05/06/2020
ClimateMaster Inc. | TRANQUILITY 16 | TCH/V030A*W/K |  | Ground-Water-Source | WBAHP: Heat Pump Packaged Unit | Heat Pump | 208 | 1 |  |  |  | Single-Speed |  |  |  | 32000 | 1481 | 21.6 |  | 30500 | 2078 | 4.3 |  | Non Federally-Regulated | 05/06/2020 | 7783698 | 05/06/2020
ClimateMaster Inc. | TRANQUILITY 16 | TRH/V030A*W/K |  | Water-Source | WBAHP: Heat Pump Packaged Unit | Heat Pump | 208 | 1 |  |  |  | Single-Speed |  |  |  | 28600 | 2102 | 13.6 |  | 37000 | 2213 | 4.9 |  | Federally-Regulated Commercial & Industrial Equipment | 05/06/2020 | 7784009 | 05/06/2020
ClimateMaster Inc. | TRANQUILITY 16 | TCH/V009A |  | Ground-Water-Source | WBAHP: Heat Pump Packaged Unit | Heat Pump | 208 | 1 |  |  |  | Single-Speed |  |  |  | 10000 | 473 | 21.1 |  | 9700 | 728 | 3.9 |  | Non Federally-Regulated | 05/06/2020 | 7425611 | 05/06/2020
ClimateMaster Inc. | TRANQUILITY 16 | TCH/V030A*W/K |  | Ground-Source | WBAHP: Heat Pump Packaged Unit | Heat Pump | 208 | 1 |  |  |  | Single-Speed |  |  |  | 29500 | 1843 | 16 |  | 24000 | 1953 | 3.6 |  | Non Federally-Regulated | 05/06/2020 | 7783698 | 05/06/2020
ClimateMaster Inc. | TRANQUILITY 16 | TRH/V009A |  | Water-Source | WBAHP: Heat Pump Packaged Unit | Heat Pump | 208 | 1 |  |  |  | Single-Speed |  |  |  | 8600 | 641 | 13.4 |  | 11600 | 790 | 4.3 |  | Federally-Regulated Commercial & Industrial Equipment | 05/06/2020 | 7426505 | 05/06/2020
ClimateMaster Inc. | TRANQUILITY 16 | TCH/V030A*W/K |  | Ground-Water-Source | WBAHP: Heat Pump Packaged Unit | Heat Pump | 230 | 1 |  |  |  | Single-Speed |  |  |  | 32000 | 1481 | 21.6 |  | 30500 | 2078 | 4.3 |  | Non Federally-Regulated | 05/06/2020 | 7783698 | 05/06/2020
ClimateMaster Inc. | TRANQUILITY 16 | TCH/V024A |  | Ground-Water-Source | WBAHP: Heat Pump Packaged Unit | Heat Pump | 208 | 1 |  |  |  | Single-Speed |  |  |  | 27000 | 1317 | 20.5 |  | 23500 | 1679 | 4.1 |  | Non Federally-Regulated | 05/06/2020 | 7368711 | 05/06/2020
ClimateMaster Inc. | TRANQUILITY 16 | TRH/V030A*W/K |  | Water-Source | WBAHP: Heat Pump Packaged Unit | Heat Pump | 230 | 1 |  |  |  | Single-Speed |  |  |  | 28600 | 2102 | 13.6 |  | 37000 | 2213 | 4.9 |  | Federally-Regulated Commercial & Industrial Equipment | 05/06/2020 | 7784009 | 05/06/2020
ClimateMaster Inc. | TRANQUILITY 16 | TCH/V009A |  | Water-Source | WBAHP: Heat Pump Packaged Unit | Heat Pump | 230 | 1 |  |  |  | Single-Speed |  |  |  | 8600 | 641 | 13.4 |  | 11600 | 790 | 4.3 |  | Federally-Regulated Commercial & Industrial Equipment | 05/06/2020 | 7425611 | 05/06/2020
ClimateMaster Inc. | TRANQUILITY 16 | TRH/V060A |  | Ground-Source | WBAHP: Heat Pump Packaged Unit | Heat Pump | 230 | 1 |  |  |  | Single-Speed |  |  |  | 61500 | 4241 | 14.5 |  | 49200 | 4369 | 3.3 |  | Non Federally-Regulated | 05/06/2020 | 7426525 | 05/06/2020
ClimateMaster Inc. | TRANQUILITY 16 | TRH/V009A |  | Ground-Source | WBAHP: Heat Pump Packaged Unit | Heat Pump | 208 | 1 |  |  |  | Single-Speed |  |  |  | 9100 | 579 | 15.7 |  | 7800 | 672 | 3.4 |  | Non Federally-Regulated | 05/06/2020 | 7426505 | 05/06/2020
ClimateMaster Inc. | TRANQUILITY 16 | TRH/V060A |  | Water-Source | WBAHP: Heat Pump Packaged Unit | Heat Pump | 208 | 1 |  |  |  | Single-Speed |  |  |  | 59500 | 4576 | 13 |  | 72000 | 4907 | 4.3 |  | Federally-Regulated Commercial & Industrial Equipment | 05/06/2020 | 7426525 | 05/06/2020
ClimateMaster Inc. | TRANQUILITY 16 | TRH/V009A |  | Ground-Source | WBAHP: Heat Pump Packaged Unit | Heat Pump | 230 | 1 |  |  |  | Single-Speed |  |  |  | 9100 | 579 | 15.7 |  | 7800 | 672 | 3.4 |  | Non Federally-Regulated | 05/06/2020 | 7426505 | 05/06/2020
ClimateMaster Inc. | TRANQUILITY 16 | TCH/V009A |  | Ground-Water-Source | WBAHP: Heat Pump Packaged Unit | Heat Pump | 230 | 1 |  |  |  | Single-Speed |  |  |  | 10000 | 473 | 21.1 |  | 9700 | 728 | 3.9 |  | Non Federally-Regulated | 05/06/2020 | 7425611 | 05/06/2020
ClimateMaster Inc. | TRANQUILITY 16 | TCH/V030A*W/K |  | Ground-Source | WBAHP: Heat Pump Packaged Unit | Heat Pump | 230 | 1 |  |  |  | Single-Speed |  |  |  | 29500 | 1843 | 16 |  | 24000 | 1953 | 3.6 |  | Non Federally-Regulated | 05/06/2020 | 7783698 | 05/06/2020
ClimateMaster Inc. | TRANQUILITY 16 | TRH/V030A |  | Ground-Source | WBAHP: Heat Pump Packaged Unit | Heat Pump | 208 | 1 |  |  |  | Single-Speed |  |  |  | 29500 | 2006 | 14.7 |  | 24000 | 2068 | 3.4 |  | Non Federally-Regulated | 05/06/2020 | 7368805 | 05/06/2020
ClimateMaster Inc. | TRANQUILITY 16 | TCH/V024A |  | Ground-Source | WBAHP: Heat Pump Packaged Unit | Heat Pump | 208 | 1 |  |  |  | Single-Speed |  |  |  | 24500 | 1633 | 15 |  | 18600 | 1651 | 3.3 |  | Non Federally-Regulated | 05/06/2020 | 7368711 | 05/06/2020
ClimateMaster Inc. | TRANQUILITY 16 | TRH/V030A*W/K |  | Ground-Water-Source | WBAHP: Heat Pump Packaged Unit | Heat Pump | 208 | 1 |  |  |  | Single-Speed |  |  |  | 32000 | 1481 | 21.6 |  | 30500 | 2078 | 4.3 |  | Non Federally-Regulated | 05/06/2020 | 7784009 | 05/06/2020
ClimateMaster Inc. | TRANQUILITY 16 | TRH/V009A |  | Ground-Water-Source | WBAHP: Heat Pump Packaged Unit | Heat Pump | 230 | 1 |  |  |  | Single-Speed |  |  |  | 10000 | 473 | 21.1 |  | 9700 | 728 | 3.9 |  | Non Federally-Regulated | 05/06/2020 | 7426505 | 05/06/2020
ClimateMaster Inc. | TRANQUILITY 16 | TCH/V030A |  | Ground-Source | WBAHP: Heat Pump Packaged Unit | Heat Pump | 208 | 1 |  |  |  | Single-Speed |  |  |  | 29500 | 2006 | 14.7 |  | 24000 | 2068 | 3.4 |  | Non Federally-Regulated | 05/06/2020 | 7368712 | 05/06/2020
ClimateMaster Inc. | TRANQUILITY 16 | TRH/V030A*W/K |  | Ground-Source | WBAHP: Heat Pump Packaged Unit | Heat Pump | 208 | 1 |  |  |  | Single-Speed |  |  |  | 29500 | 1843 | 16 |  | 24000 | 1953 | 3.6 |  | Non Federally-Regulated | 05/06/2020 | 7784009 | 05/06/2020
ClimateMaster Inc. | TRANQUILITY 16 | TRH/V060A |  | Ground-Source | WBAHP: Heat Pump Packaged Unit | Heat Pump | 208 | 1 |  |  |  | Single-Speed |  |  |  | 61500 | 4241 | 14.5 |  | 49200 | 4369 | 3.3 |  | Non Federally-Regulated | 05/06/2020 | 7426525 | 05/06/2020
ClimateMaster Inc. | TRANQUILITY 16 | TCH/V024A |  | Water-Source | WBAHP: Heat Pump Packaged Unit | Heat Pump | 208 | 1 |  |  |  | Single-Speed |  |  |  | 23600 | 1815 | 13 |  | 27500 | 1752 | 4.6 |  | Federally-Regulated Commercial & Industrial Equipment | 05/06/2020 | 7368711 | 05/06/2020
ClimateMaster Inc. | TRANQUILITY 16 | TRH/V060A |  | Water-Source | WBAHP: Heat Pump Packaged Unit | Heat Pump | 230 | 1 |  |  |  | Single-Speed |  |  |  | 59500 | 4576 | 13 |  | 72000 | 4907 | 4.3 |  | Federally-Regulated Commercial & Industrial Equipment | 05/06/2020 | 7426525 | 05/06/2020
ClimateMaster Inc. | TRANQUILITY 16 | TCH/V030A |  | Ground-Water-Source | WBAHP: Heat Pump Packaged Unit | Heat Pump | 208 | 1 |  |  |  | Single-Speed |  |  |  | 32000 | 1632 | 19.6 |  | 30500 | 2180 | 4.1 |  | Non Federally-Regulated | 05/06/2020 | 7368712 | 05/06/2020
ClimateMaster Inc. | TRANQUILITY 16 | TRH/V009A |  | Ground-Water-Source | WBAHP: Heat Pump Packaged Unit | Heat Pump | 208 | 1 |  |  |  | Single-Speed |  |  |  | 10000 | 473 | 21.1 |  | 9700 | 728 | 3.9 |  | Non Federally-Regulated | 05/06/2020 | 7426505 | 05/06/2020
ClimateMaster Inc. | TRANQUILITY 16 | TRH/V009A |  | Water-Source | WBAHP: Heat Pump Packaged Unit | Heat Pump | 230 | 1 |  |  |  | Single-Speed |  |  |  | 8600 | 641 | 13.4 |  | 11600 | 790 | 4.3 |  | Federally-Regulated Commercial & Industrial Equipment | 05/06/2020 | 7426505 | 05/06/2020
ClimateMaster Inc. | TRANQUILITY 16 | TCH/V009A |  | Water-Source | WBAHP: Heat Pump Packaged Unit | Heat Pump | 208 | 1 |  |  |  | Single-Speed |  |  |  | 8600 | 641 | 13.4 |  | 11600 | 790 | 4.3 |  | Federally-Regulated Commercial & Industrial Equipment | 05/06/2020 | 7425611 | 05/06/2020
ClimateMaster Inc. | TRANQUILITY 16 | TRH/V012A |  | Ground-Source | WBAHP: Heat Pump Packaged Unit | Heat Pump | 208 | 1 |  |  |  | Single-Speed |  |  |  | 12000 | 839 | 14.3 |  | 10000 | 915 | 3.2 |  | Non Federally-Regulated | 05/06/2020 | 7426507 | 05/06/2020
ClimateMaster Inc. | TRANQUILITY 16 | TCH/V030A |  | Water-Source | WBAHP: Heat Pump Packaged Unit | Heat Pump | 208 | 1 |  |  |  | Single-Speed |  |  |  | 28600 | 2200 | 13 |  | 37000 | 2307 | 4.7 |  | Federally-Regulated Commercial & Industrial Equipment | 05/06/2020 | 7368712 | 05/06/2020
ClimateMaster Inc. | TRANQUILITY 16 | TCH/V009A |  | Ground-Source | WBAHP: Heat Pump Packaged Unit | Heat Pump | 230 | 1 |  |  |  | Single-Speed |  |  |  | 9100 | 579 | 15.7 |  | 7800 | 672 | 3.4 |  | Non Federally-Regulated | 05/06/2020 | 7425611 | 05/06/2020
FHP Manufacturing Company | BOSCH-GEO | CE035-1VT/HZ/CF*-*****B |  | Ground-Source | WBAHP: Heat Pump Packaged Unit | Heat Pump | 208 | 1 |  |  |  | Dual-Speed |  |  |  | 38000 | 2420 | 15.7 |  | 28000 | 2279 | 3.6 |  | Non Federally-Regulated | 05/06/2020 | 203303750 | 05/06/2020
ClimateMaster Inc. | TRANQUILITY 20 | TSH/V/D042C*K |  | Ground-Source | WBAHP: Heat Pump Packaged Unit | Heat Pump | 208 | 1 |  |  |  | Single-Speed |  |  |  | 40700 | 1858 | 21.9 |  | 27400 | 1958 | 4.1 |  | Non Federally-Regulated | 05/06/2020 | 7426587 | 05/06/2020
ClimateMaster Inc. | TRANQUILITY 20 | TSH/V/D042C*K |  | Water-Source | WBAHP: Heat Pump Packaged Unit | Heat Pump | 208 | 1 |  |  |  | Single-Speed |  |  |  | 39400 | 2010 | 19.6 |  | 45100 | 2202 | 6 |  | Federally-Regulated Commercial & Industrial Equipment | 05/06/2020 | 7426587 | 05/06/2020
ClimateMaster Inc. | TRANQUILITY 20 | TSH/V/D024C |  | Ground-Source | WBAHP: Heat Pump Packaged Unit | Heat Pump | 208 | 1 |  |  |  | Single-Speed |  |  |  | 25300 | 1338 | 18.9 |  | 19200 | 1406 | 4 |  | Non Federally-Regulated | 05/06/2020 | 7426543 | 05/06/2020
ClimateMaster Inc. | TRANQUILITY 20 | TSH/V/D042C |  | Water-Source | WBAHP: Heat Pump Packaged Unit | Heat Pump | 208 | 1 |  |  |  | Single-Speed |  |  |  | 38500 | 2238 | 17.2 |  | 46300 | 2423 | 5.6 |  | Federally-Regulated Commercial & Industrial Equipment | 05/06/2020 | 7426584 | 05/06/2020
ClimateMaster Inc. | TRANQUILITY 20 | TSH/V/D024C |  | Water-Source | WBAHP: Heat Pump Packaged Unit | Heat Pump | 208 | 1 |  |  |  | Single-Speed |  |  |  | 23800 | 1408 | 16.9 |  | 30800 | 1529 | 5.9 |  | Federally-Regulated Commercial & Industrial Equipment | 05/06/2020 | 7426543 | 05/06/2020
ClimateMaster Inc. | TRANQUILITY 20 | TSH/V/D024C*K |  | Ground-Source | WBAHP: Heat Pump Packaged Unit | Heat Pump | 208 | 1 |  |  |  | Single-Speed |  |  |  | 25500 | 1220 | 20.9 |  | 19100 | 1332 | 4.2 |  | Non Federally-Regulated | 05/06/2020 | 7426569 | 05/06/2020
ClimateMaster Inc. | TRANQUILITY 20 | TSH/V/D042C |  | Ground-Water-Source | WBAHP: Heat Pump Packaged Unit | Heat Pump | 208 | 1 |  |  |  | Single-Speed |  |  |  | 43700 | 1720 | 25.4 |  | 36200 | 2257 | 4.7 |  | Non Federally-Regulated | 05/06/2020 | 7426584 | 05/06/2020
ClimateMaster Inc. | TRANQUILITY 20 | TSH/V/D024C |  | Ground-Water-Source | WBAHP: Heat Pump Packaged Unit | Heat Pump | 208 | 1 |  |  |  | Single-Speed |  |  |  | 26500 | 1063 | 24.92 |  | 24100 | 1412 | 5 |  | Non Federally-Regulated | 05/06/2020 | 7426543 | 05/06/2020
ClimateMaster Inc. | TRANQUILITY 20 | TSH/V/D042C |  | Ground-Source | WBAHP: Heat Pump Packaged Unit | Heat Pump | 208 | 1 |  |  |  | Single-Speed |  |  |  | 40100 | 2067 | 19.4 |  | 28700 | 2213 | 3.8 |  | Non Federally-Regulated | 05/06/2020 | 7426584 | 05/06/2020
ClimateMaster Inc. | TRANQUILITY 20 | TSH/V/D024C*K |  | Ground-Water-Source | WBAHP: Heat Pump Packaged Unit | Heat Pump | 208 | 1 |  |  |  | Single-Speed |  |  |  | 26900 | 1000 | 26.9 |  | 23800 | 1341 | 5.2 |  | Non Federally-Regulated | 05/06/2020 | 7426569 | 05/06/2020
ClimateMaster Inc. | TRANQUILITY 20 | TSH/V/D024C*K |  | Water-Source | WBAHP: Heat Pump Packaged Unit | Heat Pump | 208 | 1 |  |  |  | Single-Speed |  |  |  | 23900 | 1335 | 17.9 |  | 30400 | 1460 | 6.1 |  | Federally-Regulated Commercial & Industrial Equipment | 05/06/2020 | 7426569 | 05/06/2020
ClimateMaster Inc. | TRANQUILITY 20 | TSH/V/D042C*K |  | Ground-Water-Source | WBAHP: Heat Pump Packaged Unit | Heat Pump | 208 | 1 |  |  |  | Single-Speed |  |  |  | 44400 | 1505 | 29.5 |  | 35200 | 1983 | 5.2 |  | Non Federally-Regulated | 05/06/2020 | 7426587 | 05/06/2020
AAON, Inc. | AAON, Inc. | M2-005-1-H-BCAC-V0-10-000-A |  | Water-Source | WBAHP: Heat Pump Packaged Unit | Both Heat Pump and Electric Re | 208 | 1 |  |  |  | Single-Speed |  |  |  | 60400 | 4108 | 14.7 |  | 52000 | 3544 | 4.3 |  | Federally-Regulated Commercial & Industrial Equipment | 10/28/2019 |  | 05/06/2020
AAON, Inc. | AAON, Inc. | RQ-005-2-0-BCAY-V0-10-000-A |  | Water-Source | WBAHP: Heat Pump Packaged Unit | Both Heat Pump and Electric Re | 208 | 3 |  |  |  | Single-Speed |  |  |  | 58000 | 4296 | 13.5 | 11.2 | 71900 | 4390 | 4.8 | 4.2 | Federally-Regulated Commercial & Industrial Equipment | 10/28/2019 |  | 05/06/2020
AAON, Inc. | AAON, Inc. | WH-060-2-H-ACAC-C0-10-100-A |  | Water-Source | WBAHP: Heat Pump Packaged Unit | Heat Pump | 208 | 3 |  |  |  | Single-Speed |  |  |  | 60000 | 4109 | 14.6 | 11.2 | 76700 | 4683 | 4.8 | 4.2 | Federally-Regulated Commercial & Industrial Equipment | 10/28/2019 |  | 05/06/2020
AAON, Inc. | AAON, Inc. | WH-060-2-H-ACAC-C0-10-200-A |  | Water-Source | WBAHP: Heat Pump Packaged Unit | Heat Pump | 208 | 3 |  |  |  | Single-Speed |  |  |  | 61000 | 4039 | 15.1 | 11.2 | 76700 | 4683 | 4.8 | 4.2 | Federally-Regulated Commercial & Industrial Equipment | 10/28/2019 |  | 05/06/2020
AAON, Inc. | AAON, Inc. | WH-060-3-H-DCAC-C0-10-200-A |  | Ground-Source | WBAHP: Heat Pump Packaged Unit | Heat Pump | 460 | 3 |  |  |  | Dual-Speed |  |  |  | 62700 | 3317 | 18.9 | 13.4 | 44900 | 4024 | 3.3 | 3.1 | Non Federally-Regulated | 10/28/2019 |  | 05/06/2020
AAON, Inc. | AAON, Inc. | M2-005-3-H-DCAC-S0-10-000-A |  | Ground-Source | WBAHP: Heat Pump Packaged Unit | Both Heat Pump and Electric Re | 460 | 3 |  |  |  | Single-Speed |  |  |  | 57900 | 3181 | 18.2 | 13.4 | 37700 | 3463 | 3.2 | 3.1 | Non Federally-Regulated | 10/28/2019 |  | 05/06/2020
AAON, Inc. | AAON, Inc. | M2-005-3-H-DCAC-S0-10-000-A |  | Water-Source | WBAHP: Heat Pump Packaged Unit | Both Heat Pump and Electric Re | 460 | 3 |  |  |  | Single-Speed |  |  |  | 56600 | 3582 | 15.8 |  | 57100 | 3803 | 4.4 |  | Federally-Regulated Commercial & Industrial Equipment | 10/28/2019 |  | 05/06/2020
AAON, Inc. | AAON, Inc. | M2-005-4-H-DCAC-S0-10-000-A |  | Water-Source | WBAHP: Heat Pump Packaged Unit | Both Heat Pump and Electric Re | 575 | 3 |  |  |  | Single-Speed |  |  |  | 56600 | 3582 | 15.8 |  | 57100 | 3803 | 4.4 |  | Federally-Regulated Commercial & Industrial Equipment | 10/28/2019 |  | 05/06/2020
AAON, Inc. | AAON, Inc. | SB-005-2-0-BCBC-V0-10-000-A |  | Water-Source | WBAHP: Heat Pump Packaged Unit | Both Heat Pump and Electric Re | 208 | 3 |  |  |  | Single-Speed |  |  |  | 53700 | 3948 | 13.6 | 11.2 | 57100 | 3891 | 4.3 | 4.2 | Federally-Regulated Commercial & Industrial Equipment | 10/28/2019 |  | 05/06/2020
AAON, Inc. | AAON, Inc. | WH-060-A-H-ACAC-C0-10-100-A |  | Water-Source | WBAHP: Heat Pump Packaged Unit | Heat Pump | 265 | 1 |  |  |  | Single-Speed |  |  |  | 60000 | 4109 | 14.6 | 11.2 | 76700 | 4683 | 4.8 | 4.2 | Federally-Regulated Commercial & Industrial Equipment | 10/28/2019 |  | 05/06/2020
AAON, Inc. | AAON, Inc. | WV-060-2-H-DCAC-C0-10-200-A |  | Water-Source | WBAHP: Heat Pump Packaged Unit | Heat Pump | 208 | 3 |  |  |  | Dual-Speed |  |  |  | 62300 | 4019 | 15.5 | 11.2 | 73200 | 4290 | 5 | 4.2 | Federally-Regulated Commercial & Industrial Equipment | 10/28/2019 |  | 05/06/2020
AAON, Inc. | AAON, Inc. | M2-005-2-H-BCBC-V0-10-000-A |  | Water-Source | WBAHP: Heat Pump Packaged Unit | Both Heat Pump and Electric Re | 208 | 3 |  |  |  | Single-Speed |  |  |  | 63200 | 4213 | 15 |  | 52600 | 3585 | 4.3 |  | Federally-Regulated Commercial & Industrial Equipment | 10/28/2019 |  | 05/06/2020
AAON, Inc. | AAON, Inc. | SB-005-3-0-BCAC-V0-10-000-A |  | Water-Source | WBAHP: Heat Pump Packaged Unit | Both Heat Pump and Electric Re | 460 | 3 |  |  |  | Single-Speed |  |  |  | 51100 | 3813 | 13.4 | 11.2 | 56300 | 3837 | 4.3 | 4.2 | Federally-Regulated Commercial & Industrial Equipment | 10/28/2019 |  | 05/06/2020
AAON, Inc. | AAON, Inc. | M2-005-4-H-DCAC-S0-10-000-A |  | Ground-Source | WBAHP: Heat Pump Packaged Unit | Both Heat Pump and Electric Re | 575 | 3 |  |  |  | Single-Speed |  |  |  | 57900 | 3181 | 18.2 | 13.4 | 37700 | 3463 | 3.2 | 3.1 | Non Federally-Regulated | 10/28/2019 |  | 05/06/2020
AAON, Inc. | AAON, Inc. | WH-060-A-H-ACAC-C0-10-100-A |  | Ground-Source | WBAHP: Heat Pump Packaged Unit | Heat Pump | 265 | 1 |  |  |  | Single-Speed |  |  |  | 61200 | 4000 | 15.3 | 13.4 | 44900 | 4024 | 3.3 | 3.1 | Non Federally-Regulated | 10/28/2019 |  | 05/06/2020
AAON, Inc. | AAON, Inc. | WH-060-2-H-DCAC-C0-10-200-A |  | Water-Source | WBAHP: Heat Pump Packaged Unit | Heat Pump | 208 | 3 |  |  |  | Dual-Speed |  |  |  | 59400 | 3666 | 16.2 | 11.2 | 70300 | 3887 | 5.3 | 4.2 | Federally-Regulated Commercial & Industrial Equipment | 10/28/2019 |  | 05/06/2020
AAON, Inc. | AAON, Inc. | SB-005-2-0-BCBC-V0-10-000-A |  | Ground-Water-Source | WBAHP: Heat Pump Packaged Unit | Both Heat Pump and Electric Re | 208 | 3 |  |  |  | Single-Speed |  |  |  | 59600 | 3010 | 19.8 | 16.2 | 62300 | 4804 | 3.8 | 3.6 | Non Federally-Regulated | 10/28/2019 |  | 05/06/2020
AAON, Inc. | AAON, Inc. | RQ-005-3-0-BCAY-V0-10-000-A |  | Water-Source | WBAHP: Heat Pump Packaged Unit | Both Heat Pump and Electric Re | 460 | 3 |  |  |  | Single-Speed |  |  |  | 58000 | 4296 | 13.5 | 11.2 | 71900 | 4390 | 4.8 | 4.2 | Federally-Regulated Commercial & Industrial Equipment | 10/28/2019 |  | 05/06/2020
AAON, Inc. | AAON, Inc. | WH-060-2-H-ACAC-C0-10-200-A |  | Ground-Source | WBAHP: Heat Pump Packaged Unit | Heat Pump | 208 | 3 |  |  |  | Single-Speed |  |  |  | 62300 | 3686 | 16.9 | 13.4 | 49400 | 3820 | 3.8 | 3.1 | Non Federally-Regulated | 10/28/2019 |  | 05/06/2020
AAON, Inc. | AAON, Inc. | WV-060-1-H-DCAC-C0-10-D00-A |  | Ground-Source | WBAHP: Heat Pump Packaged Unit | Heat Pump | 208 | 1 |  |  |  | Dual-Speed |  |  |  | 59000 | 3806 | 15.5 | 13.4 | 49100 | 3597 | 4 | 3.1 | Non Federally-Regulated | 02/21/2020 | 202350528 | 05/06/2020
AAON, Inc. | AAON, Inc. | WV-060-1-H-DCAC-C0-10-D00-A |  | Ground-Source | WBAHP: Heat Pump Packaged Unit | Heat Pump | 230 | 1 |  |  |  | Dual-Speed |  |  |  | 59000 | 3806 | 15.5 | 13.4 | 49100 | 3597 | 4 | 3.1 | Non Federally-Regulated | 02/21/2020 | 202350528 | 05/06/2020
AAON, Inc. | AAON, Inc. | WV-060-2-H-DCAC-C0-10-200-A |  | Ground-Water-Source | WBAHP: Heat Pump Packaged Unit | Heat Pump | 208 | 3 |  |  |  | Dual-Speed |  |  |  | 62600 | 3161 | 19.8 | 16.2 | 61500 | 3918 | 4.6 | 3.6 | Non Federally-Regulated | 10/28/2019 |  | 05/06/2020
AAON, Inc. | AAON, Inc. | M2-005-2-H-BCAC-V0-10-000-A |  | Water-Source | WBAHP: Heat Pump Packaged Unit | Both Heat Pump and Electric Re | 208 | 3 |  |  |  | Single-Speed |  |  |  | 60400 | 4108 | 14.7 |  | 52000 | 3544 | 4.3 |  | Federally-Regulated Commercial & Industrial Equipment | 10/28/2019 |  | 05/06/2020
AAON, Inc. | AAON, Inc. | WH-060-2-H-ACAC-C0-10-100-A |  | Ground-Source | WBAHP: Heat Pump Packaged Unit | Heat Pump | 208 | 3 |  |  |  | Single-Speed |  |  |  | 61200 | 4000 | 15.3 | 13.4 | 44900 | 4024 | 3.3 | 3.1 | Non Federally-Regulated | 10/28/2019 |  | 05/06/2020
AAON, Inc. | AAON, Inc. | WH-060-2-H-DCAC-C0-10-200-A |  | Ground-Source | WBAHP: Heat Pump Packaged Unit | Heat Pump | 208 | 3 |  |  |  | Dual-Speed |  |  |  | 62700 | 3317 | 18.9 | 13.4 | 44900 | 4024 | 3.3 | 3.1 | Non Federally-Regulated | 10/28/2019 |  | 05/06/2020
AAON, Inc. | AAON, Inc. | M2-005-4-H-DCBC-S0-10-000-A |  | Water-Source | WBAHP: Heat Pump Packaged Unit | Both Heat Pump and Electric Re | 575 | 3 |  |  |  | Single-Speed |  |  |  | 58900 | 3681 | 16 |  | 57700 | 3676 | 4.6 |  | Federally-Regulated Commercial & Industrial Equipment | 10/28/2019 |  | 05/06/2020
AAON, Inc. | AAON, Inc. | WV-060-A-H-ACAC-C0-10-200-A |  | Water-Source | WBAHP: Heat Pump Packaged Unit | Heat Pump | 265 | 1 |  |  |  | Single-Speed |  |  |  | 59000 | 3933 | 15 | 11.2 | 72900 | 4273 | 5 | 4.2 | Federally-Regulated Commercial & Industrial Equipment | 10/28/2019 |  | 05/06/2020
AAON, Inc. | AAON, Inc. | WV-060-3-H-ACAC-C0-10-200-A |  | Water-Source | WBAHP: Heat Pump Packaged Unit | Heat Pump | 460 | 3 |  |  |  | Single-Speed |  |  |  | 59000 | 3933 | 15 | 11.2 | 72900 | 4273 | 5 | 4.2 | Federally-Regulated Commercial & Industrial Equipment | 10/28/2019 |  | 05/06/2020
AAON, Inc. | AAON, Inc. | WH-060-1-H-ACAC-C0-10-100-A |  | Ground-Source | WBAHP: Heat Pump Packaged Unit | Heat Pump | 208 | 1 |  |  |  | Single-Speed |  |  |  | 61200 | 4000 | 15.3 | 13.4 | 44900 | 4024 | 3.3 | 3.1 | Non Federally-Regulated | 10/28/2019 |  | 05/06/2020
AAON, Inc. | AAON, Inc. | M2-005-3-H-DCBC-S0-10-000-A |  | Water-Source | WBAHP: Heat Pump Packaged Unit | Both Heat Pump and Electric Re | 460 | 3 |  |  |  | Single-Speed |  |  |  | 58900 | 3681 | 16 |  | 57700 | 3676 | 4.6 |  | Federally-Regulated Commercial & Industrial Equipment | 10/28/2019 |  | 05/06/2020
AAON, Inc. | AAON, Inc. | WV-060-A-H-ACAC-C0-10-200-A |  | Ground-Source | WBAHP: Heat Pump Packaged Unit | Heat Pump | 265 | 1 |  |  |  | Single-Speed |  |  |  | 62000 | 3583 | 17.3 | 13.4 | 47800 | 3619 | 3.9 | 3.1 | Non Federally-Regulated | 10/28/2019 |  | 05/06/2020
AAON, Inc. | AAON, Inc. | M2-005-3-H-DCAC-S0-10-000-A |  | Ground-Water-Source | WBAHP: Heat Pump Packaged Unit | Both Heat Pump and Electric Re | 460 | 3 |  |  |  | Single-Speed |  |  |  | 62100 | 2620 | 23.7 | 16.2 | 50000 | 3574 | 4.1 | 3.6 | Non Federally-Regulated | 10/28/2019 |  | 05/06/2020
AAON, Inc. | AAON, Inc. | WV-060-2-H-DCAC-C0-10-200-A |  | Ground-Source | WBAHP: Heat Pump Packaged Unit | Heat Pump | 208 | 3 |  |  |  | Dual-Speed |  |  |  | 59300 | 3683 | 16.1 | 13.4 | 40300 | 3515 | 3.4 | 3.1 | Non Federally-Regulated | 10/28/2019 |  | 05/06/2020
AAON, Inc. | AAON, Inc. | SB-005-3-0-BCAC-V0-10-000-A |  | Ground-Water-Source | WBAHP: Heat Pump Packaged Unit | Both Heat Pump and Electric Re | 460 | 3 |  |  |  | Single-Speed |  |  |  | 56600 | 2902 | 19.5 | 16.2 | 63000 | 4734 | 3.9 | 3.6 | Non Federally-Regulated | 10/28/2019 |  | 05/06/2020
AAON, Inc. | AAON, Inc. | WV-060-3-H-ACAC-C0-10-200-A |  | Ground-Source | WBAHP: Heat Pump Packaged Unit | Heat Pump | 460 | 3 |  |  |  | Single-Speed |  |  |  | 62000 | 3583 | 17.3 | 13.4 | 47800 | 3619 | 3.9 | 3.1 | Non Federally-Regulated | 10/28/2019 |  | 05/06/2020
AAON, Inc. | AAON, Inc. | WH-060-3-H-DCAC-C0-10-200-A |  | Water-Source | WBAHP: Heat Pump Packaged Unit | Heat Pump | 460 | 3 |  |  |  | Dual-Speed |  |  |  | 59400 | 3666 | 16.2 | 11.2 | 70300 | 3887 | 5.3 | 4.2 | Federally-Regulated Commercial & Industrial Equipment | 10/28/2019 |  | 05/06/2020
AAON, Inc. | AAON, Inc. | M2-005-4-H-DCAC-S0-10-000-A |  | Ground-Water-Source | WBAHP: Heat Pump Packaged Unit | Both Heat Pump and Electric Re | 575 | 3 |  |  |  | Single-Speed |  |  |  | 62100 | 2620 | 23.7 | 16.2 | 50000 | 3574 | 4.1 | 3.6 | Non Federally-Regulated | 10/28/2019 |  | 05/06/2020
ClimateMaster Inc. | TRANQUILITY 20 | TSH/V/D018B |  | Water-Source | WBAHP: Heat Pump Packaged Unit | Heat Pump | 208 | 1 |  |  |  | Single-Speed |  |  |  | 18600 | 1240 | 15 | 11.2 | 23000 | 1296 | 5.2 | 4.2 | Federally-Regulated Commercial & Industrial Equipment | 05/10/2019 |  | 05/13/2020
ClimateMaster Inc. | TRANQUILITY 20 | TSH/V/D060C |  | Ground-Source | WBAHP: Heat Pump Packaged Unit | Heat Pump | 208 | 1 |  |  |  | Single-Speed |  |  |  | 63900 | 3715 | 17.2 | 13.4 | 46900 | 3714 | 3.7 | 3.1 | Non Federally-Regulated | 05/10/2019 |  | 05/13/2020
ClimateMaster Inc. | TRANQUILITY 20 | TSH/V/D024C |  | Ground-Water-Source | WBAHP: Heat Pump Packaged Unit | Heat Pump | 208 | 1 |  |  |  | Single-Speed |  |  |  | 26500 | 1063 | 24.92 |  | 24100 | 1412 | 5 |  | Non Federally-Regulated | 05/06/2020 | 7426543 | 05/13/2020
ClimateMaster Inc. | TRANQUILITY 20 | TSH/V/D060C*K |  | Ground-Source | WBAHP: Heat Pump Packaged Unit | Heat Pump | 208 | 1 |  |  |  | Single-Speed |  |  |  | 64400 | 3500 | 18.4 | 13.4 | 46400 | 3486 | 3.9 | 3.1 | Non Federally-Regulated | 05/10/2019 |  | 05/13/2020
ClimateMaster Inc. | TRANQUILITY 20 | TSH/V/D018B |  | Ground-Source | WBAHP: Heat Pump Packaged Unit | Heat Pump | 208 | 1 |  |  |  | Single-Speed |  |  |  | 19500 | 1059 | 18.4 | 13.4 | 14500 | 1180 | 3.6 | 3.1 | Non Federally-Regulated | 05/10/2019 |  | 05/13/2020
ClimateMaster Inc. | TRANQUILITY 20 | TSH/V/D060C |  | Water-Source | WBAHP: Heat Pump Packaged Unit | Heat Pump | 230 | 1 |  |  |  | Single-Speed |  |  |  | 62400 | 3924 | 15.9 | 11.2 | 73900 | 4331 | 5 | 4.2 | Federally-Regulated Commercial & Industrial Equipment | 10/10/2017 |  | 05/13/2020
ClimateMaster Inc. | TRANQUILITY 20 | TSH/V/D024C |  | Ground-Source | WBAHP: Heat Pump Packaged Unit | Heat Pump | 208 | 1 |  |  |  | Single-Speed |  |  |  | 25300 | 1338 | 18.9 |  | 19200 | 1406 | 4 |  | Non Federally-Regulated | 05/06/2020 | 7426543 | 05/13/2020
ClimateMaster Inc. | TRANQUILITY 20 | TSH/V006A |  | Ground-Source | WBAHP: Heat Pump Packaged Unit | Heat Pump | 208 | 1 |  |  |  | Single-Speed |  |  |  | 6700 | 362 | 18.5 | 13.4 | 4800 | 413 | 3.4 | 3.1 | Non Federally-Regulated | 05/10/2019 |  | 05/13/2020
ClimateMaster Inc. | TRANQUILITY 20 | TSH/V/D060C*K |  | Water-Source | WBAHP: Heat Pump Packaged Unit | Heat Pump | 208 | 1 |  |  |  | Single-Speed |  |  |  | 63200 | 3674 | 17.2 | 11.2 | 73200 | 3972 | 5.4 | 4.2 | Federally-Regulated Commercial & Industrial Equipment | 05/10/2019 |  | 05/13/2020
ClimateMaster Inc. | TRANQUILITY 20 | TSH/V/D030C*K |  | Water-Source | WBAHP: Heat Pump Packaged Unit | Heat Pump | 208 | 1 |  |  |  | Single-Speed |  |  |  | 28000 | 1618 | 17.3 | 11.2 | 35100 | 1773 | 5.8 | 4.2 | Federally-Regulated Commercial & Industrial Equipment | 05/10/2019 |  | 05/13/2020
ClimateMaster Inc. | TRANQUILITY 20 | TSH/V012A |  | Ground-Water-Source | WBAHP: Heat Pump Packaged Unit | Heat Pump | 208 | 1 |  |  |  | Single-Speed |  |  |  | 13300 | 540 | 24.6 | 16.2 | 11800 | 864 | 4 | 3.6 | Non Federally-Regulated | 05/10/2019 |  | 05/13/2020
ClimateMaster Inc. | TRANQUILITY 20 | TSH/V/D048C*K |  | Ground-Source | WBAHP: Heat Pump Packaged Unit | Heat Pump | 208 | 1 |  |  |  | Single-Speed |  |  |  | 50600 | 2691 | 18.8 | 13.4 | 36100 | 2859 | 3.7 | 3.1 | Non Federally-Regulated | 05/10/2019 |  | 05/13/2020
ClimateMaster Inc. | TRANQUILITY 20 | TSH/V/D024C |  | Water-Source | WBAHP: Heat Pump Packaged Unit | Heat Pump | 208 | 1 |  |  |  | Single-Speed |  |  |  | 23800 | 1408 | 16.9 |  | 30800 | 1529 | 5.9 |  | Federally-Regulated Commercial & Industrial Equipment | 05/06/2020 | 7426543 | 05/13/2020
ClimateMaster Inc. | TRANQUILITY 20 | TSH/V006A |  | Water-Source | WBAHP: Heat Pump Packaged Unit | Heat Pump | 208 | 1 |  |  |  | Single-Speed |  |  |  | 6300 | 401 | 15.7 | 11.2 | 8000 | 434 | 5.4 | 4.2 | Federally-Regulated Commercial & Industrial Equipment | 05/10/2019 |  | 05/13/2020
ClimateMaster Inc. | TRANQUILITY 20 | TSH/V/D024C*K |  | Ground-Source | WBAHP: Heat Pump Packaged Unit | Heat Pump | 208 | 1 |  |  |  | Single-Speed |  |  |  | 25500 | 1220 | 20.9 |  | 19100 | 1332 | 4.2 |  | Non Federally-Regulated | 05/06/2020 | 7426569 | 05/13/2020
ClimateMaster Inc. | TRANQUILITY 20 | TSH/V009A |  | Water-Source | WBAHP: Heat Pump Packaged Unit | Heat Pump | 208 | 1 |  |  |  | Single-Speed |  |  |  | 9300 | 607 | 15.3 | 11.2 | 11100 | 677 | 4.8 | 4.2 | Federally-Regulated Commercial & Industrial Equipment | 05/10/2019 |  | 05/13/2020
ClimateMaster Inc. | TRANQUILITY 20 | TSH/V/D048C |  | Water-Source | WBAHP: Heat Pump Packaged Unit | Heat Pump | 208 | 1 |  |  |  | Single-Speed |  |  |  | 47100 | 3182 | 14.8 | 11.2 | 58000 | 3616 | 4.7 | 4.2 | Federally-Regulated Commercial & Industrial Equipment | 05/10/2019 |  | 05/13/2020
ClimateMaster Inc. | TRANQUILITY 20 | TSH/V/D060C*K |  | Water-Source | WBAHP: Heat Pump Packaged Unit | Heat Pump | 230 | 1 |  |  |  | Single-Speed |  |  |  | 63200 | 3674 | 17.2 | 11.2 | 73200 | 3972 | 5.4 | 4.2 | Federally-Regulated Commercial & Industrial Equipment | 10/10/2017 |  | 05/13/2020
ClimateMaster Inc. | TRANQUILITY 20 | TSH/V/D024C*K |  | Water-Source | WBAHP: Heat Pump Packaged Unit | Heat Pump | 208 | 1 |  |  |  | Single-Speed |  |  |  | 23900 | 1335 | 17.9 |  | 30400 | 1460 | 6.1 |  | Federally-Regulated Commercial & Industrial Equipment | 05/06/2020 | 7426569 | 05/13/2020
ClimateMaster Inc. | TRANQUILITY 20 | TSH/V/D030C |  | Ground-Water-Source | WBAHP: Heat Pump Packaged Unit | Heat Pump | 208 | 1 |  |  |  | Single-Speed |  |  |  | 31000 | 1244 | 24.9 | 16.2 | 28400 | 1770 | 4.7 | 3.6 | Non Federally-Regulated | 05/10/2019 |  | 05/13/2020
ClimateMaster Inc. | TRANQUILITY 20 | TSH/V006A |  | Ground-Water-Source | WBAHP: Heat Pump Packaged Unit | Heat Pump | 208 | 1 |  |  |  | Single-Speed |  |  |  | 7400 | 290 | 25.5 | 16.2 | 6300 | 419 | 4.4 | 3.6 | Non Federally-Regulated | 05/10/2019 |  | 05/13/2020
ClimateMaster Inc. | TRANQUILITY 20 | TSH/V/D018B |  | Ground-Water-Source | WBAHP: Heat Pump Packaged Unit | Heat Pump | 208 | 1 |  |  |  | Single-Speed |  |  |  | 21300 | 858 | 24.8 | 16.2 | 18600 | 1211 | 4.5 | 3.6 | Non Federally-Regulated | 05/10/2019 |  | 05/13/2020
ClimateMaster Inc. | TRANQUILITY 20 | TSH/V/D024C*K |  | Ground-Water-Source | WBAHP: Heat Pump Packaged Unit | Heat Pump | 208 | 1 |  |  |  | Single-Speed |  |  |  | 26900 | 1000 | 26.9 |  | 23800 | 1341 | 5.2 |  | Non Federally-Regulated | 05/06/2020 | 7426569 | 05/13/2020
ClimateMaster Inc. | TRANQUILITY 20 | TSH/V/D036C |  | Ground-Source | WBAHP: Heat Pump Packaged Unit | Heat Pump | 208 | 1 |  |  |  | Single-Speed |  |  |  | 34300 | 1786 | 19.2 | 13.4 | 25900 | 1851 | 4.1 | 3.1 | Non Federally-Regulated | 05/10/2019 |  | 05/13/2020
ClimateMaster Inc. | TRANQUILITY 20 | TSH/V009A |  | Ground-Source | WBAHP: Heat Pump Packaged Unit | Heat Pump | 208 | 1 |  |  |  | Single-Speed |  |  |  | 10000 | 552 | 18.1 | 13.4 | 7100 | 612 | 3.4 | 3.1 | Non Federally-Regulated | 05/10/2019 |  | 05/13/2020
ClimateMaster Inc. | TRANQUILITY 20 | TSH/V/D060C*K |  | Ground-Source | WBAHP: Heat Pump Packaged Unit | Heat Pump | 230 | 1 |  |  |  | Single-Speed |  |  |  | 64400 | 3500 | 18.4 | 13.4 | 46400 | 3486 | 3.9 | 3.1 | Non Federally-Regulated | 10/10/2017 |  | 05/13/2020
ClimateMaster Inc. | TRANQUILITY 20 | TSH/V/D018B*K |  | Ground-Water-Source | WBAHP: Heat Pump Packaged Unit | Heat Pump | 208 | 1 |  |  |  | Single-Speed |  |  |  | 22100 | 840 | 26.3 | 16.2 | 18900 | 1130 | 4.9 | 3.6 | Non Federally-Regulated | 05/10/2019 |  | 05/13/2020
ClimateMaster Inc. | TRANQUILITY 20 | TSH/V/D060C |  | Ground-Source | WBAHP: Heat Pump Packaged Unit | Heat Pump | 230 | 1 |  |  |  | Single-Speed |  |  |  | 63900 | 3715 | 17.2 | 13.4 | 46900 | 3714 | 3.7 | 3.1 | Non Federally-Regulated | 10/10/2017 |  | 05/13/2020
ClimateMaster Inc. | TRANQUILITY 20 | TSH/V/D030C*K |  | Ground-Source | WBAHP: Heat Pump Packaged Unit | Heat Pump | 208 | 1 |  |  |  | Single-Speed |  |  |  | 29200 | 1505 | 19.4 | 13.4 | 22000 | 1572 | 4.1 | 3.1 | Non Federally-Regulated | 05/10/2019 |  | 05/13/2020
ClimateMaster Inc. | TRANQUILITY 20 | TSH/V/D036C*K |  | Ground-Source | WBAHP: Heat Pump Packaged Unit | Heat Pump | 208 | 1 |  |  |  | Single-Speed |  |  |  | 34600 | 1696 | 20.4 | 13.4 | 25600 | 1744 | 4.3 | 3.1 | Non Federally-Regulated | 05/10/2019 |  | 05/13/2020
ClimateMaster Inc. | TRANQUILITY 20 | TSH/V012A |  | Water-Source | WBAHP: Heat Pump Packaged Unit | Heat Pump | 208 | 1 |  |  |  | Single-Speed |  |  |  | 11700 | 759 | 15.4 | 11.2 | 13800 | 898 | 4.5 | 4.2 | Federally-Regulated Commercial & Industrial Equipment | 05/10/2019 |  | 05/13/2020
ClimateMaster Inc. | TRANQUILITY 20 | TSH/V/D030C |  | Water-Source | WBAHP: Heat Pump Packaged Unit | Heat Pump | 208 | 1 |  |  |  | Single-Speed |  |  |  | 28000 | 1717 | 16.3 | 11.2 | 35500 | 1891 | 5.5 | 4.2 | Federally-Regulated Commercial & Industrial Equipment | 05/10/2019 |  | 05/13/2020
ClimateMaster Inc. | TRANQUILITY 20 | TSH/V/D030C |  | Ground-Source | WBAHP: Heat Pump Packaged Unit | Heat Pump | 208 | 1 |  |  |  | Single-Speed |  |  |  | 29200 | 1578 | 18.5 | 13.4 | 22200 | 1668 | 3.9 | 3.1 | Non Federally-Regulated | 05/10/2019 |  | 05/13/2020
ClimateMaster Inc. | TRANQUILITY 20 | TSH/V/D036C*K |  | Water-Source | WBAHP: Heat Pump Packaged Unit | Heat Pump | 208 | 1 |  |  |  | Single-Speed |  |  |  | 33500 | 1850 | 18.1 | 11.2 | 39900 | 1981 | 5.9 | 4.2 | Federally-Regulated Commercial & Industrial Equipment | 05/10/2019 |  | 05/13/2020
ClimateMaster Inc. | TRANQUILITY 20 | TSH/V/D018B*K |  | Ground-Source | WBAHP: Heat Pump Packaged Unit | Heat Pump | 208 | 1 |  |  |  | Single-Speed |  |  |  | 20200 | 1041 | 19.4 | 13.4 | 14500 | 1089 | 3.9 | 3.1 | Non Federally-Regulated | 05/10/2019 |  | 05/13/2020
ClimateMaster Inc. | TRANQUILITY 20 | TSH/V/D018B*K |  | Water-Source | WBAHP: Heat Pump Packaged Unit | Heat Pump | 208 | 1 |  |  |  | Single-Speed |  |  |  | 19200 | 1163 | 16.5 | 11.2 | 23300 | 1157 | 5.9 | 4.2 | Federally-Regulated Commercial & Industrial Equipment | 05/10/2019 |  | 05/13/2020
ClimateMaster Inc. | TRANQUILITY 20 | TSH/V/D048C |  | Ground-Source | WBAHP: Heat Pump Packaged Unit | Heat Pump | 208 | 1 |  |  |  | Single-Speed |  |  |  | 49600 | 2952 | 16.8 | 13.4 | 36600 | 3154 | 3.4 | 3.1 | Non Federally-Regulated | 05/10/2019 |  | 05/13/2020
ClimateMaster Inc. | TRANQUILITY 20 | TSH/V/D030C*K |  | Ground-Water-Source | WBAHP: Heat Pump Packaged Unit | Heat Pump | 208 | 1 |  |  |  | Single-Speed |  |  |  | 30800 | 1153 | 26.7 | 16.2 | 28000 | 1674 | 4.9 | 3.6 | Non Federally-Regulated | 05/10/2019 |  | 05/13/2020
ClimateMaster Inc. | TRANQUILITY 20 | TSH/V/D036C*K |  | Ground-Water-Source | WBAHP: Heat Pump Packaged Unit | Heat Pump | 208 | 1 |  |  |  | Single-Speed |  |  |  | 35400 | 1421 | 24.9 | 16.2 | 32600 | 1949 | 4.9 | 3.6 | Non Federally-Regulated | 05/10/2019 |  | 05/13/2020
ClimateMaster Inc. | TRANQUILITY 20 | TSH/V009A |  | Ground-Water-Source | WBAHP: Heat Pump Packaged Unit | Heat Pump | 208 | 1 |  |  |  | Single-Speed |  |  |  | 11100 | 440 | 25.2 | 16.2 | 9400 | 640 | 4.3 | 3.6 | Non Federally-Regulated | 05/10/2019 |  | 05/13/2020
ClimateMaster Inc. | TRANQUILITY 20 | TSH/V/D036C |  | Ground-Water-Source | WBAHP: Heat Pump Packaged Unit | Heat Pump | 208 | 1 |  |  |  | Single-Speed |  |  |  | 35400 | 1525 | 23.2 | 16.2 | 33200 | 2070 | 4.7 | 3.6 | Non Federally-Regulated | 05/10/2019 |  | 05/13/2020
ClimateMaster Inc. | TRANQUILITY 20 | TSH/V/D048C |  | Ground-Water-Source | WBAHP: Heat Pump Packaged Unit | Heat Pump | 208 | 1 |  |  |  | Single-Speed |  |  |  | 53600 | 2516 | 21.3 | 16.2 | 47500 | 3480 | 4 | 3.6 | Non Federally-Regulated | 05/10/2019 |  | 05/13/2020
ClimateMaster Inc. | TRANQUILITY 20 | TSH/V/D036C |  | Water-Source | WBAHP: Heat Pump Packaged Unit | Heat Pump | 208 | 1 |  |  |  | Single-Speed |  |  |  | 33400 | 1964 | 17 | 11.2 | 40400 | 2114 | 5.6 | 4.2 | Federally-Regulated Commercial & Industrial Equipment | 05/10/2019 |  | 05/13/2020
ClimateMaster Inc. | TRANQUILITY 20 | TSH/V/D048C*K |  | Ground-Water-Source | WBAHP: Heat Pump Packaged Unit | Heat Pump | 208 | 1 |  |  |  | Single-Speed |  |  |  | 53700 | 2246 | 23.9 | 16.2 | 45700 | 3043 | 4.4 | 3.6 | Non Federally-Regulated | 05/10/2019 |  | 05/13/2020
ClimateMaster Inc. | TRANQUILITY 20 | TSH/V/D060C |  | Water-Source | WBAHP: Heat Pump Packaged Unit | Heat Pump | 208 | 1 |  |  |  | Single-Speed |  |  |  | 62400 | 3924 | 15.9 | 11.2 | 73900 | 4331 | 5 | 4.2 | Federally-Regulated Commercial & Industrial Equipment | 05/10/2019 |  | 05/13/2020
ClimateMaster Inc. | TRANQUILITY 20 | TSH/V/D048C*K |  | Water-Source | WBAHP: Heat Pump Packaged Unit | Heat Pump | 208 | 1 |  |  |  | Single-Speed |  |  |  | 48900 | 2843 | 17.2 | 11.2 | 57700 | 3252 | 5.2 | 4.2 | Federally-Regulated Commercial & Industrial Equipment | 05/10/2019 |  | 05/13/2020
ClimateMaster Inc. | TRANQUILITY 20 | TSH/V012A |  | Ground-Source | WBAHP: Heat Pump Packaged Unit | Heat Pump | 208 | 1 |  |  |  | Single-Speed |  |  |  | 12300 | 679 | 18.1 | 13.4 | 9500 | 795 | 3.5 | 3.1 | Non Federally-Regulated | 05/10/2019 |  | 05/13/2020
ClimateMaster Inc. | TRANQUILITY 22 DIGITAL | TZV/H042C |  | Ground-Source | WBAHP: Heat Pump Packaged Unit | Heat Pump | 230 | 1 |  |  |  | Single-Speed |  |  |  | 43100 | 2677 | 16.1 | 13.4 | 33300 | 2870 | 3.4 | 3.1 | Non Federally-Regulated | 10/10/2017 |  | 05/13/2020
ClimateMaster Inc. | TRANQUILITY 22 DIGITAL | TYV/H048 |  | Water-Source | WBAHP: Heat Pump Packaged Unit | Heat Pump | 230 | 1 |  |  |  | Dual-Speed |  |  |  | 45900 | 3278 | 14 | 11.2 | 53800 | 3217 | 4.9 | 4.2 | Federally-Regulated Commercial & Industrial Equipment | 10/10/2017 |  | 05/13/2020
ClimateMaster Inc. | TRANQUILITY 22 DIGITAL | TZV/H042C |  | Water-Source | WBAHP: Heat Pump Packaged Unit | Heat Pump | 230 | 1 |  |  |  | Single-Speed |  |  |  | 41100 | 2874 | 14.3 | 11.2 | 50200 | 3198 | 4.6 | 4.2 | Federally-Regulated Commercial & Industrial Equipment | 10/10/2017 |  | 05/13/2020
ClimateMaster Inc. | TRANQUILITY 22 DIGITAL | TYV/H048 |  | Ground-Source | WBAHP: Heat Pump Packaged Unit | Heat Pump | 230 | 1 |  |  |  | Dual-Speed |  |  |  | 48100 | 3103 | 15.5 | 13.4 | 35600 | 2819 | 3.7 | 3.1 | Non Federally-Regulated | 10/10/2017 |  | 05/13/2020
ClimateMaster Inc. | TRANQUILITY 22 DIGITAL | TYV/H024B |  | Ground-Source | WBAHP: Heat Pump Packaged Unit | Heat Pump | 230 | 1 |  |  |  | Multiple-Speed |  |  |  | 24600 | 1537 | 16 | 13.4 | 17800 | 1449 | 3.6 | 3.1 | Non Federally-Regulated | 10/10/2017 |  | 05/13/2020
ClimateMaster Inc. | TRANQUILITY 22 DIGITAL | TZV/H042C |  | Ground-Source | WBAHP: Heat Pump Packaged Unit | Heat Pump | 208 | 1 |  |  |  | Single-Speed |  |  |  | 43100 | 2677 | 16.1 | 13.4 | 33300 | 2870 | 3.4 | 3.1 | Non Federally-Regulated | 05/10/2019 |  | 05/13/2020
ClimateMaster Inc. | TRANQUILITY 22 DIGITAL | TZV/H048C |  | Ground-Water-Source | WBAHP: Heat Pump Packaged Unit | Heat Pump | 208 | 1 |  |  |  | Single-Speed |  |  |  | 51800 | 2478 | 20.9 | 16.2 | 45000 | 2997 | 4.4 | 3.6 | Non Federally-Regulated | 05/10/2019 |  | 05/13/2020
ClimateMaster Inc. | TRANQUILITY 22 DIGITAL | TZV/H042C |  | Ground-Water-Source | WBAHP: Heat Pump Packaged Unit | Heat Pump | 208 | 1 |  |  |  | Single-Speed |  |  |  | 46300 | 2173 | 21.3 | 16.2 | 42300 | 3023 | 4.1 | 3.6 | Non Federally-Regulated | 05/10/2019 |  | 05/13/2020
ClimateMaster Inc. | TRANQUILITY 22 DIGITAL | TZV/H042C |  | Ground-Water-Source | WBAHP: Heat Pump Packaged Unit | Heat Pump | 230 | 1 |  |  |  | Single-Speed |  |  |  | 46300 | 2173 | 21.3 | 16.2 | 42300 | 3023 | 4.1 | 3.6 | Non Federally-Regulated | 10/10/2017 |  | 05/13/2020
ClimateMaster Inc. | TRANQUILITY 22 DIGITAL | TYV/H024B |  | Water-Source | WBAHP: Heat Pump Packaged Unit | Heat Pump | 208 | 1 |  |  |  | Multiple-Speed |  |  |  | 23700 | 1657 | 14.3 | 11.2 | 28000 | 1783 | 4.6 | 4.2 | Federally-Regulated Commercial & Industrial Equipment | 05/10/2019 |  | 05/13/2020
ClimateMaster Inc. | TRANQUILITY 22 DIGITAL | TYV/H048 |  | Ground-Water-Source | WBAHP: Heat Pump Packaged Unit | Heat Pump | 208 | 1 |  |  |  | Dual-Speed |  |  |  | 51800 | 2478 | 20.9 | 16.2 | 45000 | 2997 | 4.4 | 3.6 | Non Federally-Regulated | 05/10/2019 |  | 05/13/2020
ClimateMaster Inc. | TRANQUILITY 22 DIGITAL | TZV/H036C |  | Water-Source | WBAHP: Heat Pump Packaged Unit | Heat Pump | 208 | 1 |  |  |  | Single-Speed |  |  |  | 34300 | 2271 | 15.1 | 11.2 | 42000 | 2675 | 4.6 | 4.2 | Federally-Regulated Commercial & Industrial Equipment | 05/10/2019 |  | 05/13/2020
ClimateMaster Inc. | TRANQUILITY 22 DIGITAL | TZV/H024C |  | Ground-Source | WBAHP: Heat Pump Packaged Unit | Heat Pump | 230 | 1 |  |  |  | Single-Speed |  |  |  | 24600 | 1537 | 16 | 13.4 | 17800 | 1449 | 3.6 | 3.1 | Non Federally-Regulated | 10/10/2017 |  | 05/13/2020
ClimateMaster Inc. | TRANQUILITY 22 DIGITAL | TYV/H030 |  | Ground-Water-Source | WBAHP: Heat Pump Packaged Unit | Heat Pump | 230 | 1 |  |  |  | Multiple-Speed |  |  |  | 32300 | 1560 | 20.7 | 16.2 | 30000 | 2093 | 4.2 | 3.6 | Non Federally-Regulated | 10/10/2017 |  | 05/13/2020
ClimateMaster Inc. | TRANQUILITY 22 DIGITAL | TZV/H042C |  | Water-Source | WBAHP: Heat Pump Packaged Unit | Heat Pump | 208 | 1 |  |  |  | Single-Speed |  |  |  | 41100 | 2874 | 14.3 | 11.2 | 50200 | 3198 | 4.6 | 4.2 | Federally-Regulated Commercial & Industrial Equipment | 05/10/2019 |  | 05/13/2020
ClimateMaster Inc. | TRANQUILITY 22 DIGITAL | TZV/H024C |  | Water-Source | WBAHP: Heat Pump Packaged Unit | Heat Pump | 208 | 1 |  |  |  | Single-Speed |  |  |  | 23700 | 1657 | 14.3 | 11.2 | 28000 | 1783 | 4.6 | 4.2 | Federally-Regulated Commercial & Industrial Equipment | 05/10/2019 |  | 05/13/2020
ClimateMaster Inc. | TRANQUILITY 22 DIGITAL | TYV/H030 |  | Ground-Source | WBAHP: Heat Pump Packaged Unit | Heat Pump | 230 | 1 |  |  |  | Multiple-Speed |  |  |  | 29900 | 1904 | 15.7 | 13.4 | 23800 | 1937 | 3.6 | 3.1 | Non Federally-Regulated | 10/10/2017 |  | 05/13/2020
ClimateMaster Inc. | TRANQUILITY 22 DIGITAL | TYV/H048 |  | Ground-Source | WBAHP: Heat Pump Packaged Unit | Heat Pump | 208 | 1 |  |  |  | Dual-Speed |  |  |  | 48100 | 3103 | 15.5 | 13.4 | 35600 | 2819 | 3.7 | 3.1 | Non Federally-Regulated | 05/10/2019 |  | 05/13/2020
ClimateMaster Inc. | TRANQUILITY 22 DIGITAL | TZV/H036C |  | Ground-Source | WBAHP: Heat Pump Packaged Unit | Heat Pump | 208 | 1 |  |  |  | Single-Speed |  |  |  | 35200 | 2107 | 16.7 | 13.4 | 27300 | 2222 | 3.6 | 3.1 | Non Federally-Regulated | 05/10/2019 |  | 05/13/2020
ClimateMaster Inc. | TRANQUILITY 22 DIGITAL | TYV/H024B |  | Water-Source | WBAHP: Heat Pump Packaged Unit | Heat Pump | 230 | 1 |  |  |  | Multiple-Speed |  |  |  | 23700 | 1657 | 14.3 | 11.2 | 28000 | 1783 | 4.6 | 4.2 | Federally-Regulated Commercial & Industrial Equipment | 10/10/2017 |  | 05/13/2020
ClimateMaster Inc. | TRANQUILITY 22 DIGITAL | TZV/H030C |  | Ground-Water-Source | WBAHP: Heat Pump Packaged Unit | Heat Pump | 208 | 1 |  |  |  | Single-Speed |  |  |  | 32300 | 1560 | 20.7 | 16.2 | 30000 | 2093 | 4.2 | 3.6 | Non Federally-Regulated | 05/10/2019 |  | 05/13/2020
ClimateMaster Inc. | TRANQUILITY 22 DIGITAL | TZV/H048C |  | Water-Source | WBAHP: Heat Pump Packaged Unit | Heat Pump | 208 | 1 |  |  |  | Single-Speed |  |  |  | 45900 | 3278 | 14 | 11.2 | 53800 | 3217 | 4.9 | 4.2 | Federally-Regulated Commercial & Industrial Equipment | 05/10/2019 |  | 05/13/2020
ClimateMaster Inc. | TRANQUILITY 22 DIGITAL | TZV/H024C |  | Ground-Water-Source | WBAHP: Heat Pump Packaged Unit | Heat Pump | 208 | 1 |  |  |  | Single-Speed |  |  |  | 26500 | 1221 | 21.7 | 16.2 | 23000 | 1644 | 4.1 | 3.6 | Non Federally-Regulated | 05/10/2019 |  | 05/13/2020
ClimateMaster Inc. | TRANQUILITY 22 DIGITAL | TYV/H042 |  | Ground-Water-Source | WBAHP: Heat Pump Packaged Unit | Heat Pump | 230 | 1 |  |  |  | Dual-Speed |  |  |  | 46300 | 2173 | 21.3 | 16.2 | 42300 | 3023 | 4.1 | 3.6 | Non Federally-Regulated | 10/10/2017 |  | 05/13/2020
ClimateMaster Inc. | TRANQUILITY 22 DIGITAL | TZV/H048C |  | Ground-Water-Source | WBAHP: Heat Pump Packaged Unit | Heat Pump | 230 | 1 |  |  |  | Single-Speed |  |  |  | 51800 | 2478 | 20.9 | 16.2 | 45000 | 2997 | 4.4 | 3.6 | Non Federally-Regulated | 10/10/2017 |  | 05/13/2020
ClimateMaster Inc. | TRANQUILITY 22 DIGITAL | TYV/H042 |  | Water-Source | WBAHP: Heat Pump Packaged Unit | Heat Pump | 230 | 1 |  |  |  | Dual-Speed |  |  |  | 41100 | 2874 | 14.3 | 11.2 | 50200 | 3198 | 4.6 | 4.2 | Federally-Regulated Commercial & Industrial Equipment | 10/10/2017 |  | 05/13/2020
ClimateMaster Inc. | TRANQUILITY 22 DIGITAL | TYV/H036B |  | Ground-Water-Source | WBAHP: Heat Pump Packaged Unit | Heat Pump | 208 | 1 |  |  |  | Dual-Speed |  |  |  | 38200 | 1713 | 22.3 | 16.2 | 35100 | 2392 | 4.3 | 3.6 | Non Federally-Regulated | 05/10/2019 |  | 05/13/2020
ClimateMaster Inc. | TRANQUILITY 22 DIGITAL | TZV/H024C |  | Ground-Source | WBAHP: Heat Pump Packaged Unit | Heat Pump | 208 | 1 |  |  |  | Single-Speed |  |  |  | 24600 | 1537 | 16 | 13.4 | 17800 | 1449 | 3.6 | 3.1 | Non Federally-Regulated | 05/10/2019 |  | 05/13/2020
ClimateMaster Inc. | TRANQUILITY 22 DIGITAL | TZV/H048C |  | Ground-Source | WBAHP: Heat Pump Packaged Unit | Heat Pump | 230 | 1 |  |  |  | Single-Speed |  |  |  | 48100 | 3103 | 15.5 | 13.4 | 35600 | 2819 | 3.7 | 3.1 | Non Federally-Regulated | 10/10/2017 |  | 05/13/2020
ClimateMaster Inc. | TRANQUILITY 22 DIGITAL | TZV/H048C |  | Water-Source | WBAHP: Heat Pump Packaged Unit | Heat Pump | 230 | 1 |  |  |  | Single-Speed |  |  |  | 45900 | 3278 | 14 | 11.2 | 53800 | 3217 | 4.9 | 4.2 | Federally-Regulated Commercial & Industrial Equipment | 10/10/2017 |  | 05/13/2020
ClimateMaster Inc. | TRANQUILITY 22 DIGITAL | TYV/H048 |  | Ground-Water-Source | WBAHP: Heat Pump Packaged Unit | Heat Pump | 230 | 1 |  |  |  | Dual-Speed |  |  |  | 51800 | 2478 | 20.9 | 16.2 | 45000 | 2997 | 4.4 | 3.6 | Non Federally-Regulated | 10/10/2017 |  | 05/13/2020
ClimateMaster Inc. | TRANQUILITY 22 DIGITAL | TZV/H030C |  | Ground-Water-Source | WBAHP: Heat Pump Packaged Unit | Heat Pump | 230 | 1 |  |  |  | Single-Speed |  |  |  | 32300 | 1560 | 20.7 | 16.2 | 30000 | 2093 | 4.2 | 3.6 | Non Federally-Regulated | 10/10/2017 |  | 05/13/2020
ClimateMaster Inc. | TRANQUILITY 22 DIGITAL | TZV/H030C |  | Water-Source | WBAHP: Heat Pump Packaged Unit | Heat Pump | 230 | 1 |  |  |  | Single-Speed |  |  |  | 28500 | 2035 | 14 | 11.2 | 35800 | 2280 | 4.6 | 4.2 | Federally-Regulated Commercial & Industrial Equipment | 10/10/2017 |  | 05/13/2020
ClimateMaster Inc. | TRANQUILITY 22 DIGITAL | TZV/H030C |  | Ground-Source | WBAHP: Heat Pump Packaged Unit | Heat Pump | 230 | 1 |  |  |  | Single-Speed |  |  |  | 29900 | 1904 | 15.7 | 13.4 | 23800 | 1937 | 3.6 | 3.1 | Non Federally-Regulated | 10/10/2017 |  | 05/13/2020
ClimateMaster Inc. | TRANQUILITY 22 DIGITAL | TYV/H030 |  | Water-Source | WBAHP: Heat Pump Packaged Unit | Heat Pump | 208 | 1 |  |  |  | Multiple-Speed |  |  |  | 28500 | 2035 | 14 | 11.2 | 35800 | 2280 | 4.6 | 4.2 | Federally-Regulated Commercial & Industrial Equipment | 05/10/2019 |  | 05/13/2020
ClimateMaster Inc. | TRANQUILITY 22 DIGITAL | TYV/H030 |  | Ground-Source | WBAHP: Heat Pump Packaged Unit | Heat Pump | 208 | 1 |  |  |  | Multiple-Speed |  |  |  | 29900 | 1904 | 15.7 | 13.4 | 23800 | 1937 | 3.6 | 3.1 | Non Federally-Regulated | 05/10/2019 |  | 05/13/2020
ClimateMaster Inc. | TRANQUILITY 22 DIGITAL | TZV/H030C |  | Ground-Source | WBAHP: Heat Pump Packaged Unit | Heat Pump | 208 | 1 |  |  |  | Single-Speed |  |  |  | 29900 | 1904 | 15.7 | 13.4 | 23800 | 1937 | 3.6 | 3.1 | Non Federally-Regulated | 05/10/2019 |  | 05/13/2020
ClimateMaster Inc. | TRANQUILITY 22 DIGITAL | TZV/H036C |  | Ground-Water-Source | WBAHP: Heat Pump Packaged Unit | Heat Pump | 208 | 1 |  |  |  | Single-Speed |  |  |  | 38200 | 1713 | 22.3 | 16.2 | 35100 | 2392 | 4.3 | 3.6 | Non Federally-Regulated | 05/10/2019 |  | 05/13/2020
ClimateMaster Inc. | TRANQUILITY 22 DIGITAL | TYV/H042 |  | Ground-Water-Source | WBAHP: Heat Pump Packaged Unit | Heat Pump | 208 | 1 |  |  |  | Dual-Speed |  |  |  | 46300 | 2173 | 21.3 | 16.2 | 42300 | 3023 | 4.1 | 3.6 | Non Federally-Regulated | 05/10/2019 |  | 05/13/2020
ClimateMaster Inc. | TRANQUILITY 22 DIGITAL | TZV/H030C |  | Water-Source | WBAHP: Heat Pump Packaged Unit | Heat Pump | 208 | 1 |  |  |  | Single-Speed |  |  |  | 28500 | 2035 | 14 | 11.2 | 35800 | 2280 | 4.6 | 4.2 | Federally-Regulated Commercial & Industrial Equipment | 05/10/2019 |  | 05/13/2020
ClimateMaster Inc. | TRANQUILITY 22 DIGITAL | TYV/H030 |  | Ground-Water-Source | WBAHP: Heat Pump Packaged Unit | Heat Pump | 208 | 1 |  |  |  | Multiple-Speed |  |  |  | 32300 | 1560 | 20.7 | 16.2 | 30000 | 2093 | 4.2 | 3.6 | Non Federally-Regulated | 05/10/2019 |  | 05/13/2020
ClimateMaster Inc. | TRANQUILITY 22 DIGITAL | TYV/H036B |  | Ground-Source | WBAHP: Heat Pump Packaged Unit | Heat Pump | 208 | 1 |  |  |  | Dual-Speed |  |  |  | 35200 | 2107 | 16.7 | 13.4 | 27300 | 2222 | 3.6 | 3.1 | Non Federally-Regulated | 05/10/2019 |  | 05/13/2020
ClimateMaster Inc. | TRANQUILITY 22 DIGITAL | TYV/H036B |  | Water-Source | WBAHP: Heat Pump Packaged Unit | Heat Pump | 208 | 1 |  |  |  | Dual-Speed |  |  |  | 34300 | 2271 | 15.1 | 11.2 | 42000 | 2675 | 4.6 | 4.2 | Federally-Regulated Commercial & Industrial Equipment | 05/10/2019 |  | 05/13/2020
ClimateMaster Inc. | TRANQUILITY 22 DIGITAL | TYV/H042 |  | Ground-Source | WBAHP: Heat Pump Packaged Unit | Heat Pump | 208 | 1 |  |  |  | Dual-Speed |  |  |  | 43100 | 2677 | 16.1 | 13.4 | 33300 | 2870 | 3.4 | 3.1 | Non Federally-Regulated | 05/10/2019 |  | 05/13/2020
ClimateMaster Inc. | TRANQUILITY 22 DIGITAL | TYV/H024B |  | Ground-Source | WBAHP: Heat Pump Packaged Unit | Heat Pump | 208 | 1 |  |  |  | Multiple-Speed |  |  |  | 24600 | 1537 | 16 | 13.4 | 17800 | 1449 | 3.6 | 3.1 | Non Federally-Regulated | 05/10/2019 |  | 05/13/2020
ClimateMaster Inc. | TRANQUILITY 22 DIGITAL | TYV/H042 |  | Ground-Source | WBAHP: Heat Pump Packaged Unit | Heat Pump | 230 | 1 |  |  |  | Dual-Speed |  |  |  | 43100 | 2677 | 16.1 | 13.4 | 33300 | 2870 | 3.4 | 3.1 | Non Federally-Regulated | 10/10/2017 |  | 05/13/2020
ClimateMaster Inc. | TRANQUILITY 22 DIGITAL | TZV/H024C |  | Ground-Water-Source | WBAHP: Heat Pump Packaged Unit | Heat Pump | 230 | 1 |  |  |  | Single-Speed |  |  |  | 26500 | 1221 | 21.7 | 16.2 | 23000 | 1644 | 4.1 | 3.6 | Non Federally-Regulated | 10/10/2017 |  | 05/13/2020
ClimateMaster Inc. | TRANQUILITY 22 DIGITAL | TYV/H024B |  | Ground-Water-Source | WBAHP: Heat Pump Packaged Unit | Heat Pump | 230 | 1 |  |  |  | Multiple-Speed |  |  |  | 26500 | 1221 | 21.7 | 16.2 | 23000 | 1644 | 4.1 | 3.6 | Non Federally-Regulated | 10/10/2017 |  | 05/13/2020
ClimateMaster Inc. | TRANQUILITY 22 DIGITAL | TZV/H048C |  | Ground-Source | WBAHP: Heat Pump Packaged Unit | Heat Pump | 208 | 1 |  |  |  | Single-Speed |  |  |  | 48100 | 3103 | 15.5 | 13.4 | 35600 | 2819 | 3.7 | 3.1 | Non Federally-Regulated | 05/10/2019 |  | 05/13/2020
ClimateMaster Inc. | TRANQUILITY 22 DIGITAL | TYV/H024B |  | Ground-Water-Source | WBAHP: Heat Pump Packaged Unit | Heat Pump | 208 | 1 |  |  |  | Multiple-Speed |  |  |  | 26500 | 1221 | 21.7 | 16.2 | 23000 | 1644 | 4.1 | 3.6 | Non Federally-Regulated | 05/10/2019 |  | 05/13/2020
ClimateMaster Inc. | TRANQUILITY 22 DIGITAL | TYV/H030 |  | Water-Source | WBAHP: Heat Pump Packaged Unit | Heat Pump | 230 | 1 |  |  |  | Multiple-Speed |  |  |  | 28500 | 2035 | 14 | 11.2 | 35800 | 2280 | 4.6 | 4.2 | Federally-Regulated Commercial & Industrial Equipment | 10/10/2017 |  | 05/13/2020
ClimateMaster Inc. | TRANQUILITY 22 DIGITAL | TYV/H042 |  | Water-Source | WBAHP: Heat Pump Packaged Unit | Heat Pump | 208 | 1 |  |  |  | Dual-Speed |  |  |  | 41100 | 2874 | 14.3 | 11.2 | 50200 | 3198 | 4.6 | 4.2 | Federally-Regulated Commercial & Industrial Equipment | 05/10/2019 |  | 05/13/2020
ClimateMaster Inc. | TRANQUILITY 22 DIGITAL | TYV/H048 |  | Water-Source | WBAHP: Heat Pump Packaged Unit | Heat Pump | 208 | 1 |  |  |  | Dual-Speed |  |  |  | 45900 | 3278 | 14 | 11.2 | 53800 | 3217 | 4.9 | 4.2 | Federally-Regulated Commercial & Industrial Equipment | 05/10/2019 |  | 05/13/2020
ClimateMaster Inc. | TRANQUILITY 22 DIGITAL | TZV/H024C |  | Water-Source | WBAHP: Heat Pump Packaged Unit | Heat Pump | 230 | 1 |  |  |  | Single-Speed |  |  |  | 23700 | 1657 | 14.3 | 11.2 | 28000 | 1783 | 4.6 | 4.2 | Federally-Regulated Commercial & Industrial Equipment | 10/10/2017 |  | 05/13/2020
ClimateMaster Inc. | TRANQUILITY 16 | TCV041A |  | Ground-Water-Source | WBAHP: Heat Pump Packaged Unit | Heat Pump | 230 | 1 |  |  |  | Single-Speed |  |  |  | 41400 | 2101 | 19.7 | 16.2 | 38000 | 3009 | 3.7 | 3.6 | Non Federally-Regulated | 05/25/2016 |  | 05/13/2020
ClimateMaster Inc. | TRANQUILITY 16 | TCH/V030A |  | Ground-Water-Source | WBAHP: Heat Pump Packaged Unit | Heat Pump | 208 | 1 |  |  |  | Single-Speed |  |  |  | 32000 | 1632 | 19.6 |  | 30500 | 2180 | 4.1 |  | Non Federally-Regulated | 05/06/2020 | 7368712 | 05/13/2020
ClimateMaster Inc. | TRANQUILITY 16 | TCH/V012A |  | Water-Source | WBAHP: Heat Pump Packaged Unit | Heat Pump | 208 | 1 |  |  |  | Single-Speed |  |  |  | 11100 | 888 | 12.5 |  | 14700 | 1001 | 4.3 |  | Federally-Regulated Commercial & Industrial Equipment | 05/06/2020 | 7425615 | 05/13/2020
ClimateMaster Inc. | TRANQUILITY 16 | TCH/V024A |  | Ground-Water-Source | WBAHP: Heat Pump Packaged Unit | Heat Pump | 208 | 1 |  |  |  | Single-Speed |  |  |  | 27000 | 1317 | 20.5 |  | 23500 | 1679 | 4.1 |  | Non Federally-Regulated | 05/06/2020 | 7368711 | 05/13/2020
ClimateMaster Inc. | TRANQUILITY 16 | TCV041A |  | Ground-Source | WBAHP: Heat Pump Packaged Unit | Heat Pump | 230 | 1 |  |  |  | Single-Speed |  |  |  | 38000 | 2567 | 14.8 | 13.4 | 30100 | 2756 | 3.2 | 3.1 | Non Federally-Regulated | 05/25/2016 |  | 05/13/2020
ClimateMaster Inc. | TRANQUILITY 16 | TCH/V009A |  | Ground-Source | WBAHP: Heat Pump Packaged Unit | Heat Pump | 230 | 1 |  |  |  | Single-Speed |  |  |  | 9100 | 579 | 15.7 |  | 7800 | 672 | 3.4 |  | Non Federally-Regulated | 05/06/2020 | 7425611 | 05/13/2020
ClimateMaster Inc. | TRANQUILITY 16 | TCH/V060A |  | Water-Source | WBAHP: Heat Pump Packaged Unit | Heat Pump | 208 | 1 |  |  |  | Single-Speed |  |  |  | 59500 | 4576 | 13 |  | 72000 | 4907 | 4.3 |  | Federally-Regulated Commercial & Industrial Equipment | 05/06/2020 | 7425627 | 05/13/2020
ClimateMaster Inc. | TRANQUILITY 16 | TCH/V060A |  | Ground-Source | WBAHP: Heat Pump Packaged Unit | Heat Pump | 230 | 1 |  |  |  | Single-Speed |  |  |  | 61500 | 4241 | 14.5 |  | 49200 | 4369 | 3.3 |  | Non Federally-Regulated | 05/06/2020 | 7425627 | 05/13/2020
ClimateMaster Inc. | TRANQUILITY 16 | TCH/V018A |  | Water-Source | WBAHP: Heat Pump Packaged Unit | Heat Pump | 208 | 1 |  |  |  | Single-Speed |  |  |  | 18700 | 1335 | 14 |  | 21800 | 1277 | 5 |  | Federally-Regulated Commercial & Industrial Equipment | 05/06/2020 | 7425621 | 05/13/2020
ClimateMaster Inc. | TRANQUILITY 16 | TCH/V018A |  | Ground-Source | WBAHP: Heat Pump Packaged Unit | Heat Pump | 208 | 1 |  |  |  | Single-Speed |  |  |  | 19500 | 1211 | 16.1 |  | 14100 | 1215 | 3.4 |  | Non Federally-Regulated | 05/06/2020 | 7425621 | 05/13/2020
ClimateMaster Inc. | TRANQUILITY 16 | TCH/V006A |  | Water-Source | WBAHP: Heat Pump Packaged Unit | Heat Pump | 208 | 1 |  |  |  | Single-Speed |  |  |  | 5800 | 439 | 13.2 |  | 7500 | 467 | 4.7 |  | Federally-Regulated Commercial & Industrial Equipment | 05/06/2020 | 7425608 | 05/13/2020
ClimateMaster Inc. | TRANQUILITY 16 | TCH/V009A |  | Ground-Water-Source | WBAHP: Heat Pump Packaged Unit | Heat Pump | 230 | 1 |  |  |  | Single-Speed |  |  |  | 10000 | 473 | 21.1 |  | 9700 | 728 | 3.9 |  | Non Federally-Regulated | 05/06/2020 | 7425611 | 05/13/2020
ClimateMaster Inc. | TRANQUILITY 16 | TCH/V018A |  | Ground-Source | WBAHP: Heat Pump Packaged Unit | Heat Pump | 230 | 1 |  |  |  | Single-Speed |  |  |  | 19500 | 1211 | 16.1 |  | 14100 | 1215 | 3.4 |  | Non Federally-Regulated | 05/06/2020 | 7425621 | 05/13/2020
ClimateMaster Inc. | TRANQUILITY 16 | TRH/V024A |  | Ground-Source | WBAHP: Heat Pump Packaged Unit | Heat Pump | 208 | 1 |  |  |  | Single-Speed |  |  |  | 24500 | 1633 | 15 |  | 18600 | 1651 | 3.3 |  | Non Federally-Regulated | 05/06/2020 | 7368804 | 05/13/2020
ClimateMaster Inc. | TRANQUILITY 16 | TCV041A |  | Ground-Source | WBAHP: Heat Pump Packaged Unit | Heat Pump | 208 | 1 |  |  |  | Single-Speed |  |  |  | 38000 | 2567 | 14.8 | 13.4 | 30100 | 2756 | 3.2 | 3.1 | Non Federally-Regulated | 05/10/2019 |  | 05/13/2020
ClimateMaster Inc. | TRANQUILITY 16 | TCH/V009A |  | Water-Source | WBAHP: Heat Pump Packaged Unit | Heat Pump | 230 | 1 |  |  |  | Single-Speed |  |  |  | 8600 | 641 | 13.4 |  | 11600 | 790 | 4.3 |  | Federally-Regulated Commercial & Industrial Equipment | 05/06/2020 | 7425611 | 05/13/2020
ClimateMaster Inc. | TRANQUILITY 16 | TRH/V024A |  | Ground-Source | WBAHP: Heat Pump Packaged Unit | Heat Pump | 230 | 1 |  |  |  | Single-Speed |  |  |  | 24500 | 1633 | 15 |  | 18600 | 1651 | 3.3 |  | Non Federally-Regulated | 05/06/2020 | 7368804 | 05/13/2020
ClimateMaster Inc. | TRANQUILITY 16 | TCH/V030A |  | Ground-Source | WBAHP: Heat Pump Packaged Unit | Heat Pump | 208 | 1 |  |  |  | Single-Speed |  |  |  | 29500 | 2006 | 14.7 |  | 24000 | 2068 | 3.4 |  | Non Federally-Regulated | 05/06/2020 | 7368712 | 05/13/2020
ClimateMaster Inc. | TRANQUILITY 16 | TCH/V012A |  | Ground-Water-Source | WBAHP: Heat Pump Packaged Unit | Heat Pump | 208 | 1 |  |  |  | Single-Speed |  |  |  | 13500 | 703 | 19.2 |  | 12100 | 958 | 3.7 |  | Non Federally-Regulated | 05/06/2020 | 7425615 | 05/13/2020
ClimateMaster Inc. | TRANQUILITY 16 | TCH/V030A |  | Water-Source | WBAHP: Heat Pump Packaged Unit | Heat Pump | 208 | 1 |  |  |  | Single-Speed |  |  |  | 28600 | 2200 | 13 |  | 37000 | 2307 | 4.7 |  | Federally-Regulated Commercial & Industrial Equipment | 05/06/2020 | 7368712 | 05/13/2020
ClimateMaster Inc. | TRANQUILITY 16 | TRH/V030A |  | Ground-Water-Source | WBAHP: Heat Pump Packaged Unit | Heat Pump | 208 | 1 |  |  |  | Single-Speed |  |  |  | 32000 | 1632 | 19.6 |  | 30500 | 2180 | 4.1 |  | Non Federally-Regulated | 05/06/2020 | 7368805 | 05/13/2020
ClimateMaster Inc. | TRANQUILITY 16 | TRH/V024A |  | Water-Source | WBAHP: Heat Pump Packaged Unit | Heat Pump | 230 | 1 |  |  |  | Single-Speed |  |  |  | 23600 | 1815 | 13 |  | 27500 | 1752 | 4.6 |  | Federally-Regulated Commercial & Industrial Equipment | 05/06/2020 | 7368804 | 05/13/2020
ClimateMaster Inc. | TRANQUILITY 16 | TCH/V018A |  | Water-Source | WBAHP: Heat Pump Packaged Unit | Heat Pump | 230 | 1 |  |  |  | Single-Speed |  |  |  | 18700 | 1335 | 14 |  | 21800 | 1277 | 5 |  | Federally-Regulated Commercial & Industrial Equipment | 05/06/2020 | 7425621 | 05/13/2020
ClimateMaster Inc. | TRANQUILITY 16 | TCH/V018A |  | Ground-Water-Source | WBAHP: Heat Pump Packaged Unit | Heat Pump | 208 | 1 |  |  |  | Single-Speed |  |  |  | 21500 | 977 | 22 |  | 17800 | 1242 | 4.2 |  | Non Federally-Regulated | 05/06/2020 | 7425621 | 05/13/2020
ClimateMaster Inc. | TRANQUILITY 16 | TCH/V024A |  | Ground-Source | WBAHP: Heat Pump Packaged Unit | Heat Pump | 208 | 1 |  |  |  | Single-Speed |  |  |  | 24500 | 1633 | 15 |  | 18600 | 1651 | 3.3 |  | Non Federally-Regulated | 05/06/2020 | 7368711 | 05/13/2020
ClimateMaster Inc. | TRANQUILITY 16 | TCH/V009A |  | Water-Source | WBAHP: Heat Pump Packaged Unit | Heat Pump | 208 | 1 |  |  |  | Single-Speed |  |  |  | 8600 | 641 | 13.4 |  | 11600 | 790 | 4.3 |  | Federally-Regulated Commercial & Industrial Equipment | 05/06/2020 | 7425611 | 05/13/2020
ClimateMaster Inc. | TRANQUILITY 16 | TCV041A |  | Water-Source | WBAHP: Heat Pump Packaged Unit | Heat Pump | 208 | 1 |  |  |  | Single-Speed |  |  |  | 36500 | 2765 | 13.2 | 11.2 | 45700 | 3114 | 4.3 | 4.2 | Federally-Regulated Commercial & Industrial Equipment | 05/10/2019 |  | 05/13/2020
ClimateMaster Inc. | TRANQUILITY 16 | TRH/V030A |  | Ground-Source | WBAHP: Heat Pump Packaged Unit | Heat Pump | 208 | 1 |  |  |  | Single-Speed |  |  |  | 29500 | 2006 | 14.7 |  | 24000 | 2068 | 3.4 |  | Non Federally-Regulated | 05/06/2020 | 7368805 | 05/13/2020
ClimateMaster Inc. | TRANQUILITY 16 | TCH/V018A |  | Ground-Water-Source | WBAHP: Heat Pump Packaged Unit | Heat Pump | 230 | 1 |  |  |  | Single-Speed |  |  |  | 21500 | 977 | 22 |  | 17800 | 1242 | 4.2 |  | Non Federally-Regulated | 05/06/2020 | 7425621 | 05/13/2020
ClimateMaster Inc. | TRANQUILITY 16 | TCH/V060A |  | Water-Source | WBAHP: Heat Pump Packaged Unit | Heat Pump | 230 | 1 |  |  |  | Single-Speed |  |  |  | 59500 | 4576 | 13 |  | 72000 | 4907 | 4.3 |  | Federally-Regulated Commercial & Industrial Equipment | 05/06/2020 | 7425627 | 05/13/2020
ClimateMaster Inc. | TRANQUILITY 16 | TCH/V009A |  | Ground-Water-Source | WBAHP: Heat Pump Packaged Unit | Heat Pump | 208 | 1 |  |  |  | Single-Speed |  |  |  | 10000 | 473 | 21.1 |  | 9700 | 728 | 3.9 |  | Non Federally-Regulated | 05/06/2020 | 7425611 | 05/13/2020
ClimateMaster Inc. | TRANQUILITY 16 | TCV041A |  | Ground-Water-Source | WBAHP: Heat Pump Packaged Unit | Heat Pump | 208 | 1 |  |  |  | Single-Speed |  |  |  | 41400 | 2101 | 19.7 | 16.2 | 38000 | 3009 | 3.7 | 3.6 | Non Federally-Regulated | 05/10/2019 |  | 05/13/2020
ClimateMaster Inc. | TRANQUILITY 16 | TCH/V006A |  | Ground-Water-Source | WBAHP: Heat Pump Packaged Unit | Heat Pump | 208 | 1 |  |  |  | Single-Speed |  |  |  | 7000 | 331 | 21.1 |  | 6300 | 461 | 4 |  | Non Federally-Regulated | 05/06/2020 | 7425608 | 05/13/2020
ClimateMaster Inc. | TRANQUILITY 16 | TRH/V024A |  | Ground-Water-Source | WBAHP: Heat Pump Packaged Unit | Heat Pump | 230 | 1 |  |  |  | Single-Speed |  |  |  | 27000 | 1317 | 20.5 |  | 23500 | 1679 | 4.1 |  | Non Federally-Regulated | 05/06/2020 | 7368804 | 05/13/2020
ClimateMaster Inc. | TRANQUILITY 16 | TRH/V006A |  | Ground-Source | WBAHP: Heat Pump Packaged Unit | Heat Pump | 208 | 1 |  |  |  | Single-Speed |  |  |  | 6200 | 402 | 15.4 |  | 4900 | 463 | 3.1 |  | Non Federally-Regulated | 05/06/2020 | 7426503 | 05/13/2020
ClimateMaster Inc. | TRANQUILITY 16 | TRH/V024A |  | Water-Source | WBAHP: Heat Pump Packaged Unit | Heat Pump | 208 | 1 |  |  |  | Single-Speed |  |  |  | 23600 | 1815 | 13 |  | 27500 | 1752 | 4.6 |  | Federally-Regulated Commercial & Industrial Equipment | 05/06/2020 | 7368804 | 05/13/2020
ClimateMaster Inc. | TRANQUILITY 16 | TRH/V030A |  | Water-Source | WBAHP: Heat Pump Packaged Unit | Heat Pump | 208 | 1 |  |  |  | Single-Speed |  |  |  | 28600 | 2200 | 13 |  | 37000 | 2307 | 4.7 |  | Federally-Regulated Commercial & Industrial Equipment | 05/06/2020 | 7368805 | 05/13/2020
ClimateMaster Inc. | TRANQUILITY 16 | TRH/V024A |  | Ground-Water-Source | WBAHP: Heat Pump Packaged Unit | Heat Pump | 208 | 1 |  |  |  | Single-Speed |  |  |  | 27000 | 1317 | 20.5 |  | 23500 | 1679 | 4.1 |  | Non Federally-Regulated | 05/06/2020 | 7368804 | 05/13/2020
ClimateMaster Inc. | TRANQUILITY 16 | TCH/V024A |  | Water-Source | WBAHP: Heat Pump Packaged Unit | Heat Pump | 208 | 1 |  |  |  | Single-Speed |  |  |  | 23600 | 1815 | 13 |  | 27500 | 1752 | 4.6 |  | Federally-Regulated Commercial & Industrial Equipment | 05/06/2020 | 7368711 | 05/13/2020
ClimateMaster Inc. | TRANQUILITY 16 | TCH/V012A |  | Ground-Source | WBAHP: Heat Pump Packaged Unit | Heat Pump | 208 | 1 |  |  |  | Single-Speed |  |  |  | 12000 | 839 | 14.3 |  | 10000 | 915 | 3.2 |  | Non Federally-Regulated | 05/06/2020 | 7425615 | 05/13/2020
ClimateMaster Inc. | TRANQUILITY 16 | TCH/V006A |  | Ground-Source | WBAHP: Heat Pump Packaged Unit | Heat Pump | 208 | 1 |  |  |  | Single-Speed |  |  |  | 6200 | 402 | 15.4 |  | 4900 | 463 | 3.1 |  | Non Federally-Regulated | 05/06/2020 | 7425608 | 05/13/2020
ClimateMaster Inc. | TRANQUILITY 16 | TCH/V009A |  | Ground-Source | WBAHP: Heat Pump Packaged Unit | Heat Pump | 208 | 1 |  |  |  | Single-Speed |  |  |  | 9100 | 579 | 15.7 |  | 7800 | 672 | 3.4 |  | Non Federally-Regulated | 05/06/2020 | 7425611 | 05/13/2020
ClimateMaster Inc. | TRANQUILITY 16 | TCH/V060A |  | Ground-Source | WBAHP: Heat Pump Packaged Unit | Heat Pump | 208 | 1 |  |  |  | Single-Speed |  |  |  | 61500 | 4241 | 14.5 |  | 49200 | 4369 | 3.3 |  | Non Federally-Regulated | 05/06/2020 | 7425627 | 05/13/2020
ClimateMaster Inc. | TRANQUILITY 16 | TCV041A |  | Water-Source | WBAHP: Heat Pump Packaged Unit | Heat Pump | 230 | 1 |  |  |  | Single-Speed |  |  |  | 36500 | 2765 | 13.2 | 11.2 | 45700 | 3114 | 4.3 | 4.2 | Federally-Regulated Commercial & Industrial Equipment | 05/25/2016 |  | 05/13/2020
ClimateMaster Inc. | TRANQUILITY 16 | TRH/V060A |  | Ground-Source | WBAHP: Heat Pump Packaged Unit | Heat Pump | 230 | 1 |  |  |  | Single-Speed |  |  |  | 61500 | 4241 | 14.5 |  | 49200 | 4369 | 3.3 |  | Non Federally-Regulated | 05/06/2020 | 7426525 | 05/13/2020
ClimateMaster Inc. | TRANQUILITY 16 | TCH/V060A*W/K |  | Water-Source | WBAHP: Heat Pump Packaged Unit | Heat Pump | 208 | 1 |  |  |  | Single-Speed |  |  |  | 59500 | 4075 | 14.6 |  | 72000 | 4795 | 4.4 |  | Federally-Regulated Commercial & Industrial Equipment | 02/21/2020 | 7783726 | 05/13/2020
ClimateMaster Inc. | TRANQUILITY 16 | TRH/V030A*W/K |  | Ground-Source | WBAHP: Heat Pump Packaged Unit | Heat Pump | 208 | 1 |  |  |  | Single-Speed |  |  |  | 29500 | 1843 | 16 |  | 24000 | 1953 | 3.6 |  | Non Federally-Regulated | 05/06/2020 | 7784009 | 05/13/2020
ClimateMaster Inc. | TRANQUILITY 16 | TRH/V018A |  | Water-Source | WBAHP: Heat Pump Packaged Unit | Heat Pump | 208 | 1 |  |  |  | Single-Speed |  |  |  | 18700 | 1335 | 14 |  | 21800 | 1277 | 5 |  | Federally-Regulated Commercial & Industrial Equipment | 05/06/2020 | 7426517 | 05/13/2020
ClimateMaster Inc. | TRANQUILITY 16 | TCH/V030A*W/K |  | Ground-Water-Source | WBAHP: Heat Pump Packaged Unit | Heat Pump | 230 | 1 |  |  |  | Single-Speed |  |  |  | 32000 | 1481 | 21.6 |  | 30500 | 2078 | 4.3 |  | Non Federally-Regulated | 05/06/2020 | 7783698 | 05/13/2020
ClimateMaster Inc. | TRANQUILITY 16 | TRH/V048A*W/K |  | Ground-Source | WBAHP: Heat Pump Packaged Unit | Heat Pump | 208 | 1 |  |  |  | Single-Speed |  |  |  | 50400 | 3111 | 16.2 |  | 36500 | 2971 | 3.6 |  | Non Federally-Regulated | 05/06/2020 | 7784012 | 05/13/2020
ClimateMaster Inc. | TRANQUILITY 16 | TRH/V024A*W/K |  | Ground-Source | WBAHP: Heat Pump Packaged Unit | Heat Pump | 208 | 1 |  |  |  | Single-Speed |  |  |  | 24500 | 1531 | 16 |  | 18600 | 1557 | 3.5 |  | Non Federally-Regulated | 05/06/2020 | 7784008 | 05/13/2020
ClimateMaster Inc. | TRANQUILITY 16 | TRH/V024A*W/K |  | Water-Source | WBAHP: Heat Pump Packaged Unit | Heat Pump | 230 | 1 |  |  |  | Single-Speed |  |  |  | 23600 | 1748 | 13.5 |  | 27500 | 1679 | 4.8 |  | Federally-Regulated Commercial & Industrial Equipment | 05/06/2020 | 7784008 | 05/13/2020
ClimateMaster Inc. | TRANQUILITY 16 | TRH/V060A*W/K |  | Water-Source | WBAHP: Heat Pump Packaged Unit | Heat Pump | 208 | 1 |  |  |  | Single-Speed |  |  |  | 59500 | 4075 | 14.6 |  | 72000 | 4795 | 4.4 |  | Federally-Regulated Commercial & Industrial Equipment | 02/21/2020 | 7784014 | 05/13/2020
ClimateMaster Inc. | TRANQUILITY 16 | TRH/V024A*W/K |  | Ground-Water-Source | WBAHP: Heat Pump Packaged Unit | Heat Pump | 230 | 1 |  |  |  | Single-Speed |  |  |  | 27000 | 1255 | 21.5 |  | 23500 | 1601 | 4.3 |  | Non Federally-Regulated | 05/06/2020 | 7784008 | 05/13/2020
ClimateMaster Inc. | TRANQUILITY 16 | TCH/V030A*W/K |  | Water-Source | WBAHP: Heat Pump Packaged Unit | Heat Pump | 208 | 1 |  |  |  | Single-Speed |  |  |  | 28600 | 2102 | 13.6 |  | 37000 | 2213 | 4.9 |  | Federally-Regulated Commercial & Industrial Equipment | 05/06/2020 | 7783698 | 05/13/2020
ClimateMaster Inc. | TRANQUILITY 16 | TRH/V048A |  | Ground-Source | WBAHP: Heat Pump Packaged Unit | Heat Pump | 208 | 1 |  |  |  | Single-Speed |  |  |  | 50400 | 3428 | 14.7 |  | 36500 | 3146 | 3.4 |  | Non Federally-Regulated | 05/06/2020 | 7426520 | 05/13/2020
ClimateMaster Inc. | TRANQUILITY 16 | TRH/V018A*W/K |  | Ground-Source | WBAHP: Heat Pump Packaged Unit | Heat Pump | 208 | 1 |  |  |  | Single-Speed |  |  |  | 19500 | 1140 | 17.1 |  | 14100 | 1116 | 3.7 |  | Non Federally-Regulated | 05/06/2020 | 7784007 | 05/13/2020
ClimateMaster Inc. | TRANQUILITY 16 | TCH/V060A*W/K |  | Ground-Source | WBAHP: Heat Pump Packaged Unit | Heat Pump | 208 | 1 |  |  |  | Single-Speed |  |  |  | 61500 | 3727 | 16.5 |  | 49200 | 4240 | 3.4 |  | Non Federally-Regulated | 02/21/2020 | 7783726 | 05/13/2020
ClimateMaster Inc. | TRANQUILITY 16 | TCH/V030A*W/K |  | Ground-Source | WBAHP: Heat Pump Packaged Unit | Heat Pump | 208 | 1 |  |  |  | Single-Speed |  |  |  | 29500 | 1843 | 16 |  | 24000 | 1953 | 3.6 |  | Non Federally-Regulated | 05/06/2020 | 7783698 | 05/13/2020
ClimateMaster Inc. | TRANQUILITY 16 | TCH/V024A*W/K |  | Ground-Water-Source | WBAHP: Heat Pump Packaged Unit | Heat Pump | 208 | 1 |  |  |  | Single-Speed |  |  |  | 27000 | 1255 | 21.5 |  | 23500 | 1601 | 4.3 |  | Non Federally-Regulated | 05/06/2020 | 7783697 | 05/13/2020
ClimateMaster Inc. | TRANQUILITY 16 | TCH/V048A |  | Ground-Water-Source | WBAHP: Heat Pump Packaged Unit | Heat Pump | 208 | 1 |  |  |  | Single-Speed |  |  |  | 54200 | 2643 | 20.5 |  | 45300 | 3238 | 4.1 |  | Non Federally-Regulated | 05/06/2020 | 7425624 | 05/13/2020
ClimateMaster Inc. | TRANQUILITY 16 | TCH/V018A*W/K |  | Water-Source | WBAHP: Heat Pump Packaged Unit | Heat Pump | 208 | 1 |  |  |  | Single-Speed |  |  |  | 18700 | 1246 | 15 |  | 21800 | 1228 | 5.2 |  | Federally-Regulated Commercial & Industrial Equipment | 05/06/2020 | 7783695 | 05/13/2020
ClimateMaster Inc. | TRANQUILITY 16 | TRH/V030A*W/K |  | Ground-Water-Source | WBAHP: Heat Pump Packaged Unit | Heat Pump | 208 | 1 |  |  |  | Single-Speed |  |  |  | 32000 | 1481 | 21.6 |  | 30500 | 2078 | 4.3 |  | Non Federally-Regulated | 05/06/2020 | 7784009 | 05/13/2020
ClimateMaster Inc. | TRANQUILITY 16 | TCH/V018A*W/K |  | Ground-Water-Source | WBAHP: Heat Pump Packaged Unit | Heat Pump | 208 | 1 |  |  |  | Single-Speed |  |  |  | 21500 | 911 | 23.6 |  | 17800 | 1159 | 4.5 |  | Non Federally-Regulated | 05/06/2020 | 7783695 | 05/13/2020
ClimateMaster Inc. | TRANQUILITY 16 | TRH/V048A*W/K |  | Ground-Water-Source | WBAHP: Heat Pump Packaged Unit | Heat Pump | 208 | 1 |  |  |  | Single-Speed |  |  |  | 54200 | 2580 | 21 |  | 45300 | 3087 | 4.3 |  | Non Federally-Regulated | 05/06/2020 | 7784012 | 05/13/2020
ClimateMaster Inc. | TRANQUILITY 16 | TRH/V024A*W/K |  | Water-Source | WBAHP: Heat Pump Packaged Unit | Heat Pump | 208 | 1 |  |  |  | Single-Speed |  |  |  | 23600 | 1748 | 13.5 |  | 27500 | 1679 | 4.8 |  | Federally-Regulated Commercial & Industrial Equipment | 05/06/2020 | 7784008 | 05/13/2020
ClimateMaster Inc. | TRANQUILITY 16 | TCH/V048A*W/K |  | Ground-Water-Source | WBAHP: Heat Pump Packaged Unit | Heat Pump | 208 | 1 |  |  |  | Single-Speed |  |  |  | 54200 | 2580 | 21 |  | 45300 | 3087 | 4.3 |  | Non Federally-Regulated | 05/06/2020 | 7783708 | 05/13/2020
ClimateMaster Inc. | TRANQUILITY 16 | TRH/V060A |  | Ground-Source | WBAHP: Heat Pump Packaged Unit | Heat Pump | 208 | 1 |  |  |  | Single-Speed |  |  |  | 61500 | 4241 | 14.5 |  | 49200 | 4369 | 3.3 |  | Non Federally-Regulated | 05/06/2020 | 7426525 | 05/13/2020
ClimateMaster Inc. | TRANQUILITY 16 | TRH/V048A |  | Ground-Water-Source | WBAHP: Heat Pump Packaged Unit | Heat Pump | 208 | 1 |  |  |  | Single-Speed |  |  |  | 54200 | 2643 | 20.5 |  | 45300 | 3238 | 4.1 |  | Non Federally-Regulated | 05/06/2020 | 7426520 | 05/13/2020
ClimateMaster Inc. | TRANQUILITY 16 | TRH/V009A |  | Ground-Water-Source | WBAHP: Heat Pump Packaged Unit | Heat Pump | 208 | 1 |  |  |  | Single-Speed |  |  |  | 10000 | 473 | 21.1 |  | 9700 | 728 | 3.9 |  | Non Federally-Regulated | 05/06/2020 | 7426505 | 05/13/2020
ClimateMaster Inc. | TRANQUILITY 16 | TRH/V024A*W/K |  | Ground-Source | WBAHP: Heat Pump Packaged Unit | Heat Pump | 230 | 1 |  |  |  | Single-Speed |  |  |  | 24500 | 1531 | 16 |  | 18600 | 1557 | 3.5 |  | Non Federally-Regulated | 05/06/2020 | 7784008 | 05/13/2020
ClimateMaster Inc. | TRANQUILITY 16 | TRH/V030A*W/K |  | Water-Source | WBAHP: Heat Pump Packaged Unit | Heat Pump | 230 | 1 |  |  |  | Single-Speed |  |  |  | 28600 | 2102 | 13.6 |  | 37000 | 2213 | 4.9 |  | Federally-Regulated Commercial & Industrial Equipment | 05/06/2020 | 7784009 | 05/13/2020
ClimateMaster Inc. | TRANQUILITY 16 | TRH/V018A*W/K |  | Ground-Water-Source | WBAHP: Heat Pump Packaged Unit | Heat Pump | 208 | 1 |  |  |  | Single-Speed |  |  |  | 21500 | 911 | 23.6 |  | 17800 | 1159 | 4.5 |  | Non Federally-Regulated | 05/06/2020 | 7784007 | 05/13/2020
ClimateMaster Inc. | TRANQUILITY 16 | TCH/V030A*W/K |  | Water-Source | WBAHP: Heat Pump Packaged Unit | Heat Pump | 230 | 1 |  |  |  | Single-Speed |  |  |  | 28600 | 2102 | 13.6 |  | 37000 | 2213 | 4.9 |  | Federally-Regulated Commercial & Industrial Equipment | 05/06/2020 | 7783698 | 05/13/2020
ClimateMaster Inc. | TRANQUILITY 16 | TRH/V009A |  | Water-Source | WBAHP: Heat Pump Packaged Unit | Heat Pump | 208 | 1 |  |  |  | Single-Speed |  |  |  | 8600 | 641 | 13.4 |  | 11600 | 790 | 4.3 |  | Federally-Regulated Commercial & Industrial Equipment | 05/06/2020 | 7426505 | 05/13/2020
ClimateMaster Inc. | TRANQUILITY 16 | TRH/V012A |  | Ground-Water-Source | WBAHP: Heat Pump Packaged Unit | Heat Pump | 208 | 1 |  |  |  | Single-Speed |  |  |  | 13500 | 703 | 19.2 |  | 12100 | 958 | 3.7 |  | Non Federally-Regulated | 05/06/2020 | 7426507 | 05/13/2020
ClimateMaster Inc. | TRANQUILITY 16 | TRH/V060A*W/K |  | Water-Source | WBAHP: Heat Pump Packaged Unit | Heat Pump | 230 | 1 |  |  |  | Single-Speed |  |  |  | 59500 | 4075 | 14.6 |  | 72000 | 4795 | 4.4 |  | Federally-Regulated Commercial & Industrial Equipment | 02/21/2020 | 7784014 | 05/13/2020
ClimateMaster Inc. | TRANQUILITY 16 | TRH/V006A |  | Water-Source | WBAHP: Heat Pump Packaged Unit | Heat Pump | 208 | 1 |  |  |  | Single-Speed |  |  |  | 5800 | 439 | 13.2 |  | 7500 | 467 | 4.7 |  | Federally-Regulated Commercial & Industrial Equipment | 05/06/2020 | 7426503 | 05/13/2020
ClimateMaster Inc. | TRANQUILITY 16 | TCH/V048A*W/K |  | Ground-Source | WBAHP: Heat Pump Packaged Unit | Heat Pump | 208 | 1 |  |  |  | Single-Speed |  |  |  | 50400 | 3111 | 16.2 |  | 36500 | 2971 | 3.6 |  | Non Federally-Regulated | 05/06/2020 | 7783708 | 05/13/2020
ClimateMaster Inc. | TRANQUILITY 16 | TRH/V030A*W/K |  | Ground-Source | WBAHP: Heat Pump Packaged Unit | Heat Pump | 230 | 1 |  |  |  | Single-Speed |  |  |  | 29500 | 1843 | 16 |  | 24000 | 1953 | 3.6 |  | Non Federally-Regulated | 05/06/2020 | 7784009 | 05/13/2020
ClimateMaster Inc. | TRANQUILITY 16 | TRH/V012A |  | Ground-Source | WBAHP: Heat Pump Packaged Unit | Heat Pump | 208 | 1 |  |  |  | Single-Speed |  |  |  | 12000 | 839 | 14.3 |  | 10000 | 915 | 3.2 |  | Non Federally-Regulated | 05/06/2020 | 7426507 | 05/13/2020
ClimateMaster Inc. | TRANQUILITY 16 | TCH/V048A*W/K |  | Water-Source | WBAHP: Heat Pump Packaged Unit | Heat Pump | 208 | 1 |  |  |  | Single-Speed |  |  |  | 48000 | 3428 | 14 |  | 53600 | 3272 | 4.8 |  | Federally-Regulated Commercial & Industrial Equipment | 05/06/2020 | 7783708 | 05/13/2020
ClimateMaster Inc. | TRANQUILITY 16 | TRH/V018A |  | Ground-Source | WBAHP: Heat Pump Packaged Unit | Heat Pump | 208 | 1 |  |  |  | Single-Speed |  |  |  | 19500 | 1211 | 16.1 |  | 14100 | 1215 | 3.4 |  | Non Federally-Regulated | 05/06/2020 | 7426517 | 05/13/2020
ClimateMaster Inc. | TRANQUILITY 16 | TRH/V012A |  | Water-Source | WBAHP: Heat Pump Packaged Unit | Heat Pump | 208 | 1 |  |  |  | Single-Speed |  |  |  | 11100 | 888 | 12.5 |  | 14700 | 1001 | 4.3 |  | Federally-Regulated Commercial & Industrial Equipment | 05/06/2020 | 7426507 | 05/13/2020
ClimateMaster Inc. | TRANQUILITY 16 | TCH/V030A*W/K |  | Ground-Water-Source | WBAHP: Heat Pump Packaged Unit | Heat Pump | 208 | 1 |  |  |  | Single-Speed |  |  |  | 32000 | 1481 | 21.6 |  | 30500 | 2078 | 4.3 |  | Non Federally-Regulated | 05/06/2020 | 7783698 | 05/13/2020
ClimateMaster Inc. | TRANQUILITY 16 | TRH/V018A*W/K |  | Water-Source | WBAHP: Heat Pump Packaged Unit | Heat Pump | 208 | 1 |  |  |  | Single-Speed |  |  |  | 18700 | 1246 | 15 |  | 21800 | 1228 | 5.2 |  | Federally-Regulated Commercial & Industrial Equipment | 05/06/2020 | 7784007 | 05/13/2020
ClimateMaster Inc. | TRANQUILITY 16 | TRH/V060A*W/K |  | Ground-Source | WBAHP: Heat Pump Packaged Unit | Heat Pump | 208 | 1 |  |  |  | Single-Speed |  |  |  | 61500 | 3727 | 16.5 |  | 49200 | 4240 | 3.4 |  | Non Federally-Regulated | 02/21/2020 | 7784014 | 05/13/2020
ClimateMaster Inc. | TRANQUILITY 16 | TCH/V030A*W/K |  | Ground-Source | WBAHP: Heat Pump Packaged Unit | Heat Pump | 230 | 1 |  |  |  | Single-Speed |  |  |  | 29500 | 1843 | 16 |  | 24000 | 1953 | 3.6 |  | Non Federally-Regulated | 05/06/2020 | 7783698 | 05/13/2020
ClimateMaster Inc. | TRANQUILITY 16 | TCH/V024A*W/K |  | Ground-Source | WBAHP: Heat Pump Packaged Unit | Heat Pump | 208 | 1 |  |  |  | Single-Speed |  |  |  | 24500 | 1531 | 16 |  | 18600 | 1557 | 3.5 |  | Non Federally-Regulated | 05/06/2020 | 7783697 | 05/13/2020
ClimateMaster Inc. | TRANQUILITY 16 | TCH/V024A*W/K |  | Water-Source | WBAHP: Heat Pump Packaged Unit | Heat Pump | 208 | 1 |  |  |  | Single-Speed |  |  |  | 23600 | 1748 | 13.5 |  | 27500 | 1679 | 4.8 |  | Federally-Regulated Commercial & Industrial Equipment | 05/06/2020 | 7783697 | 05/13/2020
ClimateMaster Inc. | TRANQUILITY 16 | TRH/V030A*W/K |  | Ground-Water-Source | WBAHP: Heat Pump Packaged Unit | Heat Pump | 230 | 1 |  |  |  | Single-Speed |  |  |  | 32000 | 1481 | 21.6 |  | 30500 | 2078 | 4.3 |  | Non Federally-Regulated | 05/06/2020 | 7784009 | 05/13/2020
ClimateMaster Inc. | TRANQUILITY 16 | TCH/V048A |  | Ground-Source | WBAHP: Heat Pump Packaged Unit | Heat Pump | 208 | 1 |  |  |  | Single-Speed |  |  |  | 50400 | 3428 | 14.7 |  | 36500 | 3146 | 3.4 |  | Non Federally-Regulated | 05/06/2020 | 7425624 | 05/13/2020
ClimateMaster Inc. | TRANQUILITY 16 | TCH/V060A*W/K |  | Water-Source | WBAHP: Heat Pump Packaged Unit | Heat Pump | 230 | 1 |  |  |  | Single-Speed |  |  |  | 59500 | 4075 | 14.6 |  | 72000 | 4795 | 4.4 |  | Federally-Regulated Commercial & Industrial Equipment | 02/21/2020 | 7783726 | 05/13/2020
ClimateMaster Inc. | TRANQUILITY 16 | TRH/V009A |  | Ground-Water-Source | WBAHP: Heat Pump Packaged Unit | Heat Pump | 230 | 1 |  |  |  | Single-Speed |  |  |  | 10000 | 473 | 21.1 |  | 9700 | 728 | 3.9 |  | Non Federally-Regulated | 05/06/2020 | 7426505 | 05/13/2020
ClimateMaster Inc. | TRANQUILITY 16 | TRH/V009A |  | Water-Source | WBAHP: Heat Pump Packaged Unit | Heat Pump | 230 | 1 |  |  |  | Single-Speed |  |  |  | 8600 | 641 | 13.4 |  | 11600 | 790 | 4.3 |  | Federally-Regulated Commercial & Industrial Equipment | 05/06/2020 | 7426505 | 05/13/2020
ClimateMaster Inc. | TRANQUILITY 16 | TCH/V018A*W/K |  | Ground-Source | WBAHP: Heat Pump Packaged Unit | Heat Pump | 208 | 1 |  |  |  | Single-Speed |  |  |  | 19500 | 1140 | 17.1 |  | 14100 | 1116 | 3.7 |  | Non Federally-Regulated | 05/06/2020 | 7783695 | 05/13/2020
ClimateMaster Inc. | TRANQUILITY 16 | TRH/V018A |  | Ground-Water-Source | WBAHP: Heat Pump Packaged Unit | Heat Pump | 208 | 1 |  |  |  | Single-Speed |  |  |  | 21500 | 977 | 22 |  | 17800 | 1242 | 4.2 |  | Non Federally-Regulated | 05/06/2020 | 7426517 | 05/13/2020
ClimateMaster Inc. | TRANQUILITY 16 | TRH/V048A*W/K |  | Water-Source | WBAHP: Heat Pump Packaged Unit | Heat Pump | 208 | 1 |  |  |  | Single-Speed |  |  |  | 48000 | 3428 | 14 |  | 53600 | 3272 | 4.8 |  | Federally-Regulated Commercial & Industrial Equipment | 05/06/2020 | 7784012 | 05/13/2020
ClimateMaster Inc. | TRANQUILITY 16 | TRH/V060A |  | Water-Source | WBAHP: Heat Pump Packaged Unit | Heat Pump | 208 | 1 |  |  |  | Single-Speed |  |  |  | 59500 | 4576 | 13 |  | 72000 | 4907 | 4.3 |  | Federally-Regulated Commercial & Industrial Equipment | 05/06/2020 | 7426525 | 05/13/2020
ClimateMaster Inc. | TRANQUILITY 16 | TRH/V009A |  | Ground-Source | WBAHP: Heat Pump Packaged Unit | Heat Pump | 230 | 1 |  |  |  | Single-Speed |  |  |  | 9100 | 579 | 15.7 |  | 7800 | 672 | 3.4 |  | Non Federally-Regulated | 05/06/2020 | 7426505 | 05/13/2020
ClimateMaster Inc. | TRANQUILITY 16 | TRH/V024A*W/K |  | Ground-Water-Source | WBAHP: Heat Pump Packaged Unit | Heat Pump | 208 | 1 |  |  |  | Single-Speed |  |  |  | 27000 | 1255 | 21.5 |  | 23500 | 1601 | 4.3 |  | Non Federally-Regulated | 05/06/2020 | 7784008 | 05/13/2020
ClimateMaster Inc. | TRANQUILITY 16 | TRH/V006A |  | Ground-Water-Source | WBAHP: Heat Pump Packaged Unit | Heat Pump | 208 | 1 |  |  |  | Single-Speed |  |  |  | 7000 | 331 | 21.1 |  | 6300 | 461 | 4 |  | Non Federally-Regulated | 05/06/2020 | 7426503 | 05/13/2020
ClimateMaster Inc. | TRANQUILITY 16 | TRH/V060A*W/K |  | Ground-Source | WBAHP: Heat Pump Packaged Unit | Heat Pump | 230 | 1 |  |  |  | Single-Speed |  |  |  | 61500 | 3727 | 16.5 |  | 49200 | 4240 | 3.4 |  | Non Federally-Regulated | 02/21/2020 | 7784014 | 05/13/2020
ClimateMaster Inc. | TRANQUILITY 16 | TRH/V060A |  | Water-Source | WBAHP: Heat Pump Packaged Unit | Heat Pump | 230 | 1 |  |  |  | Single-Speed |  |  |  | 59500 | 4576 | 13 |  | 72000 | 4907 | 4.3 |  | Federally-Regulated Commercial & Industrial Equipment | 05/06/2020 | 7426525 | 05/13/2020
ClimateMaster Inc. | TRANQUILITY 16 | TRH/V009A |  | Ground-Source | WBAHP: Heat Pump Packaged Unit | Heat Pump | 208 | 1 |  |  |  | Single-Speed |  |  |  | 9100 | 579 | 15.7 |  | 7800 | 672 | 3.4 |  | Non Federally-Regulated | 05/06/2020 | 7426505 | 05/13/2020
ClimateMaster Inc. | TRANQUILITY 16 | TCH/V048A |  | Water-Source | WBAHP: Heat Pump Packaged Unit | Heat Pump | 208 | 1 |  |  |  | Single-Speed |  |  |  | 48000 | 3609 | 13.3 |  | 53600 | 3342 | 4.7 |  | Federally-Regulated Commercial & Industrial Equipment | 05/06/2020 | 7425624 | 05/13/2020
ClimateMaster Inc. | TRANQUILITY 16 | TRH/V030A*W/K |  | Water-Source | WBAHP: Heat Pump Packaged Unit | Heat Pump | 208 | 1 |  |  |  | Single-Speed |  |  |  | 28600 | 2102 | 13.6 |  | 37000 | 2213 | 4.9 |  | Federally-Regulated Commercial & Industrial Equipment | 05/06/2020 | 7784009 | 05/13/2020
ClimateMaster Inc. | TRANQUILITY 16 | TCH/V060A*W/K |  | Ground-Source | WBAHP: Heat Pump Packaged Unit | Heat Pump | 230 | 1 |  |  |  | Single-Speed |  |  |  | 61500 | 3727 | 16.5 |  | 49200 | 4240 | 3.4 |  | Non Federally-Regulated | 02/21/2020 | 7783726 | 05/13/2020
ClimateMaster Inc. | TRANQUILITY 16 | TRH/V048A |  | Water-Source | WBAHP: Heat Pump Packaged Unit | Heat Pump | 208 | 1 |  |  |  | Single-Speed |  |  |  | 48000 | 3609 | 13.3 |  | 53600 | 3342 | 4.7 |  | Federally-Regulated Commercial & Industrial Equipment | 05/06/2020 | 7426520 | 05/13/2020
ClimateMaster Inc. | TRANQUILITY TRE SERIES | TRE036D |  | Ground-Water-Source | WBAHP: Heat Pump Packaged Unit | Heat Pump | 230 | 3 |  |  |  | Single-Speed |  |  |  | 39800 | 1834 | 21.7 | 16.2 | 35400 | 2357 | 4.4 | 3.6 | Non Federally-Regulated | 10/10/2017 |  | 05/13/2020
ClimateMaster Inc. | TRANQUILITY TRE SERIES | TRE048D |  | Water-Source | WBAHP: Heat Pump Packaged Unit | Heat Pump | 230 | 3 |  |  |  | Single-Speed |  |  |  | 48500 | 3368 | 14.4 | 11.2 | 59700 | 3722 | 4.7 | 4.2 | Federally-Regulated Commercial & Industrial Equipment | 10/10/2017 |  | 05/13/2020
ClimateMaster Inc. | TRANQUILITY TRE SERIES | TRE036D |  | Water-Source | WBAHP: Heat Pump Packaged Unit | Heat Pump | 208 | 3 |  |  |  | Single-Speed |  |  |  | 35000 | 2464 | 14.2 | 11.2 | 42700 | 2502 | 5 | 4.2 | Federally-Regulated Commercial & Industrial Equipment | 05/10/2019 |  | 05/13/2020
ClimateMaster Inc. | TRANQUILITY TRE SERIES | TRE036D |  | Water-Source | WBAHP: Heat Pump Packaged Unit | Heat Pump | 230 | 3 |  |  |  | Single-Speed |  |  |  | 35000 | 2464 | 14.2 | 11.2 | 42700 | 2502 | 5 | 4.2 | Federally-Regulated Commercial & Industrial Equipment | 10/10/2017 |  | 05/13/2020
ClimateMaster Inc. | TRANQUILITY TRE SERIES | TRE048D |  | Ground-Water-Source | WBAHP: Heat Pump Packaged Unit | Heat Pump | 208 | 3 |  |  |  | Single-Speed |  |  |  | 54800 | 2597 | 21.1 | 16.2 | 48500 | 3466 | 4.1 | 3.6 | Non Federally-Regulated | 05/10/2019 |  | 05/13/2020
ClimateMaster Inc. | TRANQUILITY TRE SERIES | TRE048D |  | Ground-Source | WBAHP: Heat Pump Packaged Unit | Heat Pump | 230 | 3 |  |  |  | Single-Speed |  |  |  | 50000 | 3125 | 16 | 13.4 | 37800 | 3258 | 3.4 | 3.1 | Non Federally-Regulated | 10/10/2017 |  | 05/13/2020
ClimateMaster Inc. | TRANQUILITY TRE SERIES | TRE036D |  | Ground-Source | WBAHP: Heat Pump Packaged Unit | Heat Pump | 208 | 3 |  |  |  | Single-Speed |  |  |  | 35000 | 2121 | 16.5 | 13.4 | 28100 | 2287 | 3.6 | 3.1 | Non Federally-Regulated | 05/10/2019 |  | 05/13/2020
ClimateMaster Inc. | TRANQUILITY TRE SERIES | TRE060D |  | Water-Source | WBAHP: Heat Pump Packaged Unit | Heat Pump | 208 | 3 |  |  |  | Single-Speed |  |  |  | 61100 | 3891 | 15.7 | 11.2 | 72800 | 4183 | 5.1 | 4.2 | Federally-Regulated Commercial & Industrial Equipment | 05/10/2019 |  | 05/13/2020
ClimateMaster Inc. | TRANQUILITY TRE SERIES | TRE060D |  | Water-Source | WBAHP: Heat Pump Packaged Unit | Heat Pump | 230 | 3 |  |  |  | Single-Speed |  |  |  | 61100 | 3891 | 15.7 | 11.2 | 72800 | 4183 | 5.1 | 4.2 | Federally-Regulated Commercial & Industrial Equipment | 10/10/2017 |  | 05/13/2020
ClimateMaster Inc. | TRANQUILITY TRE SERIES | TRE036D |  | Ground-Water-Source | WBAHP: Heat Pump Packaged Unit | Heat Pump | 208 | 3 |  |  |  | Single-Speed |  |  |  | 39800 | 1834 | 21.7 | 16.2 | 35400 | 2357 | 4.4 | 3.6 | Non Federally-Regulated | 05/10/2019 |  | 05/13/2020
ClimateMaster Inc. | TRANQUILITY TRE SERIES | TRE048D |  | Ground-Water-Source | WBAHP: Heat Pump Packaged Unit | Heat Pump | 230 | 3 |  |  |  | Single-Speed |  |  |  | 54800 | 2597 | 21.1 | 16.2 | 48500 | 3466 | 4.1 | 3.6 | Non Federally-Regulated | 10/10/2017 |  | 05/13/2020
ClimateMaster Inc. | TRANQUILITY TRE SERIES | TRE036D |  | Ground-Source | WBAHP: Heat Pump Packaged Unit | Heat Pump | 230 | 3 |  |  |  | Single-Speed |  |  |  | 35000 | 2121 | 16.5 | 13.4 | 28100 | 2287 | 3.6 | 3.1 | Non Federally-Regulated | 10/10/2017 |  | 05/13/2020
ClimateMaster Inc. | TRANQUILITY TRE SERIES | TRE048D |  | Ground-Source | WBAHP: Heat Pump Packaged Unit | Heat Pump | 208 | 3 |  |  |  | Single-Speed |  |  |  | 50000 | 3125 | 16 | 13.4 | 37800 | 3258 | 3.4 | 3.1 | Non Federally-Regulated | 05/10/2019 |  | 05/13/2020
ClimateMaster Inc. | TRANQUILITY TRE SERIES | TRE060D |  | Ground-Source | WBAHP: Heat Pump Packaged Unit | Heat Pump | 230 | 3 |  |  |  | Single-Speed |  |  |  | 62100 | 3528 | 17.6 | 13.4 | 45600 | 3712 | 3.6 | 3.1 | Non Federally-Regulated | 10/10/2017 |  | 05/13/2020
ClimateMaster Inc. | TRANQUILITY TRE SERIES | TRE060D |  | Ground-Source | WBAHP: Heat Pump Packaged Unit | Heat Pump | 208 | 3 |  |  |  | Single-Speed |  |  |  | 62100 | 3528 | 17.6 | 13.4 | 45600 | 3712 | 3.6 | 3.1 | Non Federally-Regulated | 05/10/2019 |  | 05/13/2020
ClimateMaster Inc. | TRANQUILITY TRE SERIES | TRE048D |  | Water-Source | WBAHP: Heat Pump Packaged Unit | Heat Pump | 208 | 3 |  |  |  | Single-Speed |  |  |  | 48500 | 3368 | 14.4 | 11.2 | 59700 | 3722 | 4.7 | 4.2 | Federally-Regulated Commercial & Industrial Equipment | 05/10/2019 |  | 05/13/2020
ClimateMaster Inc. | TRILOGY 45 | VEV/H/D0930 |  | Ground-Source | WBAHP: Heat Pump Packaged Unit | Heat Pump | 208 | 1 |  |  |  | Variable-Speed |  |  |  | 24000 | 987 | 24.3 |  | 30000 | 2442 | 3.6 |  | Non Federally-Regulated | 05/06/2020 | 203996925 | 05/13/2020
ClimateMaster Inc. | TRILOGY 45 | VEV/H/D0930 |  | Ground-Water-Source | WBAHP: Heat Pump Packaged Unit | Heat Pump | 208 | 1 |  |  |  | Variable-Speed |  |  |  | 24000 | 571 | 42 |  | 30000 | 1831 | 4.8 |  | Non Federally-Regulated | 05/06/2020 | 203996925 | 05/13/2020
ClimateMaster Inc. | TRILOGY 45 | VEV/H/D0930 |  | Water-Source | WBAHP: Heat Pump Packaged Unit | Heat Pump | 208 | 1 |  |  |  | Variable-Speed |  |  |  | 24000 | 1243 | 19.3 |  | 30000 | 1332 | 6.6 |  | Federally-Regulated Commercial & Industrial Equipment | 05/06/2020 | 203996925 | 05/13/2020
ClimateMaster Inc. | TRANQUILITY HI RISE SERIES | TSL18 B |  | Ground-Source | WBAHP: Heat Pump Packaged Unit | Heat Pump | 208 | 1 |  |  |  | Single-Speed |  |  |  | 18400 | 1033 | 17.8 | 13.4 | 13000 | 1088 | 3.5 | 3.1 | Non Federally-Regulated | 05/10/2019 |  | 05/13/2020
ClimateMaster Inc. | TRANQUILITY HI RISE SERIES | TSM09 C/D B |  | Water-Source | WBAHP-O: Heat Pump Packaged Un | Heat Pump | 208 | 1 |  |  |  | Single-Speed |  |  |  | 9800 | 653 | 15 | 11.2 | 12900 | 700 | 5.4 | 4.2 | Federally-Regulated Commercial & Industrial Equipment | 05/10/2019 |  | 05/13/2020
ClimateMaster Inc. | TRANQUILITY HI RISE SERIES | TSM36 B |  | Water-Source | WBAHP-O: Heat Pump Packaged Un | Heat Pump | 208 | 1 |  |  |  | Single-Speed |  |  |  | 35000 | 2397 | 14.6 | 11.2 | 40500 | 2373 | 5 | 4.2 | Federally-Regulated Commercial & Industrial Equipment | 05/10/2019 |  | 05/13/2020
ClimateMaster Inc. | TRANQUILITY HI RISE SERIES | TSM36 B |  | Ground-Source | WBAHP-O: Heat Pump Packaged Un | Heat Pump | 208 | 1 |  |  |  | Single-Speed |  |  |  | 36000 | 2181 | 16.5 | 13.4 | 25500 | 2135 | 3.5 | 3.1 | Non Federally-Regulated | 05/10/2019 |  | 05/13/2020
ClimateMaster Inc. | TRANQUILITY HI RISE SERIES | TSM36 A |  | Water-Source | WBAHP-O: Heat Pump Packaged Un | Heat Pump | 208 | 1 |  |  |  | Single-Speed |  |  |  | 35000 | 2482 | 14.1 | 11.2 | 40500 | 2422 | 4.9 | 4.2 | Federally-Regulated Commercial & Industrial Equipment | 05/10/2019 |  | 05/13/2020
ClimateMaster Inc. | TRANQUILITY HI RISE SERIES | TSL15 B |  | Water-Source | WBAHP: Heat Pump Packaged Unit | Heat Pump | 208 | 1 |  |  |  | Single-Speed |  |  |  | 14600 | 895 | 16.3 |  | 18900 | 1025 | 5.4 |  | Federally-Regulated Commercial & Industrial Equipment | 05/06/2020 | 8624508 | 05/13/2020
ClimateMaster Inc. | TRANQUILITY HI RISE SERIES | TSM09 A/B B |  | Ground-Source | WBAHP-O: Heat Pump Packaged Un | Heat Pump | 208 | 1 |  |  |  | Single-Speed |  |  |  | 10300 | 635 | 16.2 | 13.4 | 7600 | 696 | 3.2 | 3.1 | Non Federally-Regulated | 05/10/2019 |  | 05/13/2020
ClimateMaster Inc. | TRANQUILITY HI RISE SERIES | TSL18 A |  | Ground-Source | WBAHP: Heat Pump Packaged Unit | Heat Pump | 208 | 1 |  |  |  | Single-Speed |  |  |  | 18600 | 1100 | 16.9 | 13.4 | 13100 | 1129 | 3.4 | 3.1 | Non Federally-Regulated | 05/10/2019 |  | 05/13/2020
ClimateMaster Inc. | TRANQUILITY HI RISE SERIES | TSL09 A/B B |  | Ground-Source | WBAHP: Heat Pump Packaged Unit | Heat Pump | 208 | 1 |  |  |  | Single-Speed |  |  |  | 10000 | 625 | 16 | 13.4 | 7500 | 686 | 3.2 | 3.1 | Non Federally-Regulated | 05/10/2019 |  | 05/13/2020
ClimateMaster Inc. | TRANQUILITY HI RISE SERIES | TSL18 B |  | Water-Source | WBAHP: Heat Pump Packaged Unit | Heat Pump | 208 | 1 |  |  |  | Single-Speed |  |  |  | 17100 | 1132 | 15.1 | 11.2 | 22300 | 1210 | 5.4 | 4.2 | Federally-Regulated Commercial & Industrial Equipment | 05/10/2019 |  | 05/13/2020
ClimateMaster Inc. | TRANQUILITY HI RISE SERIES | TSL09 C/D B |  | Water-Source | WBAHP: Heat Pump Packaged Unit | Heat Pump | 208 | 1 |  |  |  | Single-Speed |  |  |  | 10000 | 657 | 15.2 | 11.2 | 13100 | 710 | 5.4 | 4.2 | Federally-Regulated Commercial & Industrial Equipment | 05/10/2019 |  | 05/13/2020
ClimateMaster Inc. | TRANQUILITY HI RISE SERIES | TSL36 A |  | Water-Source | WBAHP: Heat Pump Packaged Unit | Heat Pump | 208 | 1 |  |  |  | Single-Speed |  |  |  | 35000 | 2447 | 14.3 | 11.2 | 40500 | 2373 | 5 | 4.2 | Federally-Regulated Commercial & Industrial Equipment | 05/10/2019 |  | 05/13/2020
ClimateMaster Inc. | TRANQUILITY HI RISE SERIES | TSL12 B |  | Water-Source | WBAHP: Heat Pump Packaged Unit | Heat Pump | 208 | 1 |  |  |  | Single-Speed |  |  |  | 12000 | 779 | 15.4 | 11.2 | 15500 | 857 | 5.3 | 4.2 | Federally-Regulated Commercial & Industrial Equipment | 05/10/2019 |  | 05/13/2020
ClimateMaster Inc. | TRANQUILITY HI RISE SERIES | TSL12 A |  | Water-Source | WBAHP: Heat Pump Packaged Unit | Heat Pump | 208 | 1 |  |  |  | Single-Speed |  |  |  | 12000 | 845 | 14.2 | 11.2 | 15500 | 873 | 5.2 | 4.2 | Federally-Regulated Commercial & Industrial Equipment | 05/10/2019 |  | 05/13/2020
ClimateMaster Inc. | TRANQUILITY HI RISE SERIES | TSL12 A |  | Ground-Source | WBAHP: Heat Pump Packaged Unit | Heat Pump | 208 | 1 |  |  |  | Single-Speed |  |  |  | 12600 | 792 | 15.9 | 13.4 | 9200 | 842 | 3.2 | 3.1 | Non Federally-Regulated | 05/10/2019 |  | 05/13/2020
ClimateMaster Inc. | TRANQUILITY HI RISE SERIES | TSM18 A |  | Water-Source | WBAHP-O: Heat Pump Packaged Un | Heat Pump | 208 | 1 |  |  |  | Single-Speed |  |  |  | 17300 | 1310 | 13.2 | 11.2 | 22500 | 1373 | 4.8 | 4.2 | Federally-Regulated Commercial & Industrial Equipment | 05/10/2019 |  | 05/13/2020
ClimateMaster Inc. | TRANQUILITY HI RISE SERIES | TSM12 B |  | Ground-Source | WBAHP-O: Heat Pump Packaged Un | Heat Pump | 208 | 1 |  |  |  | Single-Speed |  |  |  | 12100 | 720 | 16.8 | 13.4 | 9000 | 824 | 3.2 | 3.1 | Non Federally-Regulated | 05/10/2019 |  | 05/13/2020
ClimateMaster Inc. | TRANQUILITY HI RISE SERIES | TSM12 A/B B |  | Water-Source | WBAHP-O: Heat Pump Packaged Un | Heat Pump | 208 | 1 |  |  |  | Single-Speed |  |  |  | 11400 | 826 | 13.8 | 11.2 | 16000 | 919 | 5.1 | 4.2 | Federally-Regulated Commercial & Industrial Equipment | 05/10/2019 |  | 05/13/2020
ClimateMaster Inc. | TRANQUILITY HI RISE SERIES | TSL09 A |  | Water-Source | WBAHP: Heat Pump Packaged Unit | Heat Pump | 208 | 1 |  |  |  | Single-Speed |  |  |  | 9300 | 688 | 13.5 | 11.2 | 12500 | 704 | 5.2 | 4.2 | Federally-Regulated Commercial & Industrial Equipment | 05/10/2019 |  | 05/13/2020
ClimateMaster Inc. | TRANQUILITY HI RISE SERIES | TSL09 A |  | Ground-Source | WBAHP: Heat Pump Packaged Unit | Heat Pump | 208 | 1 |  |  |  | Single-Speed |  |  |  | 10100 | 655 | 15.4 | 13.4 | 7200 | 659 | 3.2 | 3.1 | Non Federally-Regulated | 05/10/2019 |  | 05/13/2020
ClimateMaster Inc. | TRANQUILITY HI RISE SERIES | TSL09 B |  | Ground-Source | WBAHP: Heat Pump Packaged Unit | Heat Pump | 208 | 1 |  |  |  | Single-Speed |  |  |  | 10100 | 601 | 16.8 | 13.4 | 7200 | 620 | 3.4 | 3.1 | Non Federally-Regulated | 05/10/2019 |  | 05/13/2020
ClimateMaster Inc. | TRANQUILITY HI RISE SERIES | TSM12 C/D B |  | Water-Source | WBAHP-O: Heat Pump Packaged Un | Heat Pump | 208 | 1 |  |  |  | Single-Speed |  |  |  | 11600 | 789 | 14.7 | 11.2 | 16000 | 901 | 5.2 | 4.2 | Federally-Regulated Commercial & Industrial Equipment | 05/10/2019 |  | 05/13/2020
ClimateMaster Inc. | TRANQUILITY HI RISE SERIES | TSM18 B |  | Ground-Source | WBAHP-O: Heat Pump Packaged Un | Heat Pump | 208 | 1 |  |  |  | Single-Speed |  |  |  | 18500 | 1069 | 17.3 | 13.4 | 13200 | 1172 | 3.3 | 3.1 | Non Federally-Regulated | 05/10/2019 |  | 05/13/2020
ClimateMaster Inc. | TRANQUILITY HI RISE SERIES | TSL12 C/D B |  | Water-Source | WBAHP: Heat Pump Packaged Unit | Heat Pump | 208 | 1 |  |  |  | Single-Speed |  |  |  | 11600 | 778 | 14.9 | 11.2 | 15800 | 907 | 5.1 | 4.2 | Federally-Regulated Commercial & Industrial Equipment | 05/10/2019 |  | 05/13/2020
ClimateMaster Inc. | TRANQUILITY HI RISE SERIES | TSM12 A/B B |  | Ground-Source | WBAHP-O: Heat Pump Packaged Un | Heat Pump | 208 | 1 |  |  |  | Single-Speed |  |  |  | 12200 | 762 | 16 | 13.4 | 9700 | 861 | 3.3 | 3.1 | Non Federally-Regulated | 05/10/2019 |  | 05/13/2020
ClimateMaster Inc. | TRANQUILITY HI RISE SERIES | TSM15 B |  | Ground-Source | WBAHP-O: Heat Pump Packaged Un | Heat Pump | 208 | 1 |  |  |  | Single-Speed |  |  |  | 15500 | 824 | 18.8 |  | 11000 | 895 | 3.6 |  | Non Federally-Regulated | 05/06/2020 | 7426730 | 05/13/2020
ClimateMaster Inc. | TRANQUILITY HI RISE SERIES | TSL36 A |  | Ground-Source | WBAHP: Heat Pump Packaged Unit | Heat Pump | 208 | 1 |  |  |  | Single-Speed |  |  |  | 36000 | 2168 | 16.6 | 13.4 | 25500 | 2135 | 3.5 | 3.1 | Non Federally-Regulated | 05/10/2019 |  | 05/13/2020
ClimateMaster Inc. | TRANQUILITY HI RISE SERIES | TSL12 A/B B |  | Ground-Source | WBAHP: Heat Pump Packaged Unit | Heat Pump | 208 | 1 |  |  |  | Single-Speed |  |  |  | 12100 | 737 | 16.4 | 13.4 | 9600 | 879 | 3.2 | 3.1 | Non Federally-Regulated | 05/10/2019 |  | 05/13/2020
ClimateMaster Inc. | TRANQUILITY HI RISE SERIES | TSM12 B |  | Water-Source | WBAHP-O: Heat Pump Packaged Un | Heat Pump | 208 | 1 |  |  |  | Single-Speed |  |  |  | 11800 | 836 | 14.1 | 11.2 | 15200 | 840 | 5.3 | 4.2 | Federally-Regulated Commercial & Industrial Equipment | 05/10/2019 |  | 05/13/2020
ClimateMaster Inc. | TRANQUILITY HI RISE SERIES | TSM18 A |  | Ground-Source | WBAHP-O: Heat Pump Packaged Un | Heat Pump | 208 | 1 |  |  |  | Single-Speed |  |  |  | 18400 | 1218 | 15.1 | 13.4 | 13500 | 1236 | 3.2 | 3.1 | Non Federally-Regulated | 05/10/2019 |  | 05/13/2020
ClimateMaster Inc. | TRANQUILITY HI RISE SERIES | TSM15 B |  | Water-Source | WBAHP-O: Heat Pump Packaged Un | Heat Pump | 208 | 1 |  |  |  | Single-Speed |  |  |  | 14600 | 918 | 15.9 |  | 17500 | 967 | 5.3 |  | Federally-Regulated Commercial & Industrial Equipment | 05/06/2020 | 7426730 | 05/13/2020
ClimateMaster Inc. | TRANQUILITY HI RISE SERIES | TSL36 B |  | Water-Source | WBAHP: Heat Pump Packaged Unit | Heat Pump | 208 | 1 |  |  |  | Single-Speed |  |  |  | 35000 | 2333 | 15 | 11.2 | 40500 | 2373 | 5 | 4.2 | Federally-Regulated Commercial & Industrial Equipment | 05/10/2019 |  | 05/13/2020
ClimateMaster Inc. | TRANQUILITY HI RISE SERIES | TSM15 A |  | Water-Source | WBAHP-O: Heat Pump Packaged Un | Heat Pump | 208 | 1 |  |  |  | Single-Speed |  |  |  | 14300 | 1075 | 13.3 |  | 18000 | 1099 | 4.8 |  | Federally-Regulated Commercial & Industrial Equipment | 05/06/2020 | 7426728 | 05/13/2020
ClimateMaster Inc. | TRANQUILITY HI RISE SERIES | TSL18 A |  | Water-Source | WBAHP: Heat Pump Packaged Unit | Heat Pump | 208 | 1 |  |  |  | Single-Speed |  |  |  | 16800 | 1272 | 13.2 | 11.2 | 22800 | 1336 | 5 | 4.2 | Federally-Regulated Commercial & Industrial Equipment | 05/10/2019 |  | 05/13/2020
ClimateMaster Inc. | TRANQUILITY HI RISE SERIES | TSM12 C/D B |  | Ground-Source | WBAHP-O: Heat Pump Packaged Un | Heat Pump | 208 | 1 |  |  |  | Single-Speed |  |  |  | 12300 | 715 | 17.2 | 13.4 | 9600 | 827 | 3.4 | 3.1 | Non Federally-Regulated | 05/10/2019 |  | 05/13/2020
ClimateMaster Inc. | TRANQUILITY HI RISE SERIES | TSL09 A/B B |  | Water-Source | WBAHP: Heat Pump Packaged Unit | Heat Pump | 208 | 1 |  |  |  | Single-Speed |  |  |  | 9500 | 673 | 14.1 | 11.2 | 13000 | 761 | 5 | 4.2 | Federally-Regulated Commercial & Industrial Equipment | 05/10/2019 |  | 05/13/2020
ClimateMaster Inc. | TRANQUILITY HI RISE SERIES | TSL12 B |  | Ground-Source | WBAHP: Heat Pump Packaged Unit | Heat Pump | 208 | 1 |  |  |  | Single-Speed |  |  |  | 12600 | 732 | 17.2 | 13.4 | 9200 | 793 | 3.4 | 3.1 | Non Federally-Regulated | 05/10/2019 |  | 05/13/2020
ClimateMaster Inc. | TRANQUILITY HI RISE SERIES | TSM09 C/D B |  | Ground-Source | WBAHP-O: Heat Pump Packaged Un | Heat Pump | 208 | 1 |  |  |  | Single-Speed |  |  |  | 10500 | 589 | 17.8 | 13.4 | 7400 | 637 | 3.4 | 3.1 | Non Federally-Regulated | 05/10/2019 |  | 05/13/2020
ClimateMaster Inc. | TRANQUILITY HI RISE SERIES | TSM18 B |  | Water-Source | WBAHP-O: Heat Pump Packaged Un | Heat Pump | 208 | 1 |  |  |  | Single-Speed |  |  |  | 18000 | 1184 | 15.2 | 11.2 | 22200 | 1275 | 5.1 | 4.2 | Federally-Regulated Commercial & Industrial Equipment | 05/10/2019 |  | 05/13/2020
ClimateMaster Inc. | TRANQUILITY HI RISE SERIES | TSL12 A/B B |  | Water-Source | WBAHP: Heat Pump Packaged Unit | Heat Pump | 208 | 1 |  |  |  | Single-Speed |  |  |  | 11600 | 811 | 14.3 | 11.2 | 15900 | 991 | 4.7 | 4.2 | Federally-Regulated Commercial & Industrial Equipment | 05/10/2019 |  | 05/13/2020
ClimateMaster Inc. | TRANQUILITY HI RISE SERIES | TSL09 C/D B |  | Ground-Source | WBAHP: Heat Pump Packaged Unit | Heat Pump | 208 | 1 |  |  |  | Single-Speed |  |  |  | 10400 | 601 | 17.3 | 13.4 | 7500 | 666 | 3.3 | 3.1 | Non Federally-Regulated | 05/10/2019 |  | 05/13/2020
ClimateMaster Inc. | TRANQUILITY HI RISE SERIES | TSL12 C/D B |  | Ground-Source | WBAHP: Heat Pump Packaged Unit | Heat Pump | 208 | 1 |  |  |  | Single-Speed |  |  |  | 12500 | 714 | 17.5 | 13.4 | 9400 | 834 | 3.3 | 3.1 | Non Federally-Regulated | 05/10/2019 |  | 05/13/2020
ClimateMaster Inc. | TRANQUILITY HI RISE SERIES | TSL15 A |  | Water-Source | WBAHP: Heat Pump Packaged Unit | Heat Pump | 208 | 1 |  |  |  | Single-Speed |  |  |  | 14000 | 979 | 14.3 |  | 19000 | 1113 | 5 |  | Federally-Regulated Commercial & Industrial Equipment | 05/06/2020 | 8624507 | 05/13/2020
ClimateMaster Inc. | TRANQUILITY HI RISE SERIES | TSM15 A |  | Ground-Source | WBAHP-O: Heat Pump Packaged Un | Heat Pump | 208 | 1 |  |  |  | Single-Speed |  |  |  | 15200 | 974 | 15.6 |  | 11500 | 1021 | 3.3 |  | Non Federally-Regulated | 05/06/2020 | 7426728 | 05/13/2020
ClimateMaster Inc. | TRANQUILITY HI RISE SERIES | TSL15 B |  | Ground-Source | WBAHP: Heat Pump Packaged Unit | Heat Pump | 208 | 1 |  |  |  | Single-Speed |  |  |  | 15400 | 802 | 19.2 |  | 11000 | 871 | 3.7 |  | Non Federally-Regulated | 05/06/2020 | 8624508 | 05/13/2020
ClimateMaster Inc. | TRANQUILITY HI RISE SERIES | TSL09 B |  | Water-Source | WBAHP: Heat Pump Packaged Unit | Heat Pump | 208 | 1 |  |  |  | Single-Speed |  |  |  | 9300 | 628 | 14.8 | 11.2 | 12500 | 654 | 5.6 | 4.2 | Federally-Regulated Commercial & Industrial Equipment | 05/10/2019 |  | 05/13/2020
ClimateMaster Inc. | TRANQUILITY HI RISE SERIES | TSM36 A |  | Ground-Source | WBAHP-O: Heat Pump Packaged Un | Heat Pump | 208 | 1 |  |  |  | Single-Speed |  |  |  | 36000 | 2222 | 16.2 | 13.4 | 25500 | 2198 | 3.4 | 3.1 | Non Federally-Regulated | 05/10/2019 |  | 05/13/2020
ClimateMaster Inc. | TRANQUILITY HI RISE SERIES | TSL36 B |  | Ground-Source | WBAHP: Heat Pump Packaged Unit | Heat Pump | 208 | 1 |  |  |  | Single-Speed |  |  |  | 36000 | 2155 | 16.7 | 13.4 | 25500 | 2135 | 3.5 | 3.1 | Non Federally-Regulated | 05/10/2019 |  | 05/13/2020
ClimateMaster Inc. | TRANQUILITY HI RISE SERIES | TSL15 A |  | Ground-Source | WBAHP: Heat Pump Packaged Unit | Heat Pump | 208 | 1 |  |  |  | Single-Speed |  |  |  | 15400 | 870 | 17.7 |  | 11500 | 936 | 3.6 |  | Non Federally-Regulated | 05/06/2020 | 8624507 | 05/13/2020
ClimateMaster Inc. | TRANQUILITY HI RISE SERIES | TSM09 A/B B |  | Water-Source | WBAHP-O: Heat Pump Packaged Un | Heat Pump | 208 | 1 |  |  |  | Single-Speed |  |  |  | 9700 | 697 | 13.9 | 11.2 | 12700 | 715 | 5.2 | 4.2 | Federally-Regulated Commercial & Industrial Equipment | 05/10/2019 |  | 05/13/2020
ClimateMaster Inc. | TRANQUILITY HI RISE SERIES | TSM09 A |  | Water-Source | WBAHP-O: Heat Pump Packaged Un | Heat Pump | 208 | 1 |  |  |  | Single-Speed |  |  |  | 9200 | 681 | 13.5 | 11.2 | 12200 | 715 | 5 | 4.2 | Federally-Regulated Commercial & Industrial Equipment | 05/10/2019 |  | 05/13/2020
ClimateMaster Inc. | TRANQUILITY HI RISE SERIES | TSM09 B |  | Water-Source | WBAHP-O: Heat Pump Packaged Un | Heat Pump | 208 | 1 |  |  |  | Single-Speed |  |  |  | 9200 | 643 | 14.3 | 11.2 | 12200 | 662 | 5.4 | 4.2 | Federally-Regulated Commercial & Industrial Equipment | 05/10/2019 |  | 05/13/2020
ClimateMaster Inc. | TRANQUILITY HI RISE SERIES | TSM12 A |  | Water-Source | WBAHP-O: Heat Pump Packaged Un | Heat Pump | 208 | 1 |  |  |  | Single-Speed |  |  |  | 11800 | 861 | 13.7 | 11.2 | 15200 | 909 | 4.9 | 4.2 | Federally-Regulated Commercial & Industrial Equipment | 05/10/2019 |  | 05/13/2020
ClimateMaster Inc. | TRANQUILITY HI RISE SERIES | TSM09 B |  | Ground-Source | WBAHP-O: Heat Pump Packaged Un | Heat Pump | 208 | 1 |  |  |  | Single-Speed |  |  |  | 9700 | 598 | 16.2 | 13.4 | 7100 | 630 | 3.3 | 3.1 | Non Federally-Regulated | 05/10/2019 |  | 05/13/2020
ClimateMaster Inc. | TRANQUILITY HI RISE SERIES | TSM12 A |  | Ground-Source | WBAHP-O: Heat Pump Packaged Un | Heat Pump | 208 | 1 |  |  |  | Single-Speed |  |  |  | 12100 | 806 | 15 | 13.4 | 9000 | 824 | 3.2 | 3.1 | Non Federally-Regulated | 05/10/2019 |  | 05/13/2020
ClimateMaster Inc. | TRANQUILITY HI RISE SERIES | TSM09 A |  | Ground-Source | WBAHP-O: Heat Pump Packaged Un | Heat Pump | 208 | 1 |  |  |  | Single-Speed |  |  |  | 9700 | 651 | 14.9 | 13.4 | 7100 | 650 | 3.2 | 3.1 | Non Federally-Regulated | 05/10/2019 |  | 05/13/2020
ClimateMaster Inc. | TRANQUILITY CONSOLE SERIES | TRC18 |  | Ground-Source | WBAHP-O: Heat Pump Packaged Un | Heat Pump | 208 | 1 |  |  |  | Single-Speed |  |  |  | 16100 | 1166 | 13.8 |  | 13200 | 1172 | 3.3 |  | Non Federally-Regulated | 02/21/2020 | 7368803 | 05/13/2020
ClimateMaster Inc. | TRANQUILITY CONSOLE SERIES | TRC12 |  | Ground-Source | WBAHP-O: Heat Pump Packaged Un | Heat Pump | 230 | 1 |  |  |  | Single-Speed |  |  |  | 11800 | 813 | 14.5 |  | 9300 | 825 | 3.3 |  | Non Federally-Regulated | 02/21/2020 | 7425765 | 05/13/2020
ClimateMaster Inc. | TRANQUILITY CONSOLE SERIES | TRC09 |  | Ground-Water-Source | WBAHP-O: Heat Pump Packaged Un | Heat Pump | 208 | 1 |  |  |  | Single-Speed |  |  |  | 9200 | 494 | 18.6 | 16.2 | 9500 | 696 | 4 | 3.6 | Non Federally-Regulated | 05/10/2019 |  | 05/13/2020
ClimateMaster Inc. | TRANQUILITY CONSOLE SERIES | TRC15 |  | Ground-Water-Source | WBAHP-O: Heat Pump Packaged Un | Heat Pump | 208 | 1 |  |  |  | Single-Speed |  |  |  | 15700 | 809 | 19.4 |  | 14600 | 1069 | 4 |  | Non Federally-Regulated | 02/21/2020 | 7425768 | 05/13/2020
ClimateMaster Inc. | TRANQUILITY CONSOLE SERIES | TRC09 |  | Water-Source | WBAHP-O: Heat Pump Packaged Un | Heat Pump | 208 | 1 |  |  |  | Single-Speed |  |  |  | 8600 | 646 | 13.3 | 11.2 | 11400 | 726 | 4.6 | 4.2 | Federally-Regulated Commercial & Industrial Equipment | 05/10/2019 |  | 05/13/2020
ClimateMaster Inc. | TRANQUILITY CONSOLE SERIES | TRC18 |  | Ground-Source | WBAHP-O: Heat Pump Packaged Un | Heat Pump | 230 | 1 |  |  |  | Single-Speed |  |  |  | 16100 | 1166 | 13.8 |  | 13200 | 1172 | 3.3 |  | Non Federally-Regulated | 02/21/2020 | 7368803 | 05/13/2020
ClimateMaster Inc. | TRANQUILITY CONSOLE SERIES | TRC15 |  | Water-Source | WBAHP-O: Heat Pump Packaged Un | Heat Pump | 230 | 1 |  |  |  | Single-Speed |  |  |  | 13700 | 1070 | 12.8 |  | 17500 | 1005 | 5.1 |  | Federally-Regulated Commercial & Industrial Equipment | 02/21/2020 | 7425768 | 05/13/2020
ClimateMaster Inc. | TRANQUILITY CONSOLE SERIES | TRC12 |  | Water-Source | WBAHP-O: Heat Pump Packaged Un | Heat Pump | 208 | 1 |  |  |  | Single-Speed |  |  |  | 11300 | 882 | 12.8 |  | 14100 | 918 | 4.5 |  | Federally-Regulated Commercial & Industrial Equipment | 02/21/2020 | 7425765 | 05/13/2020
ClimateMaster Inc. | TRANQUILITY CONSOLE SERIES | TRC18 |  | Water-Source | WBAHP-O: Heat Pump Packaged Un | Heat Pump | 208 | 1 |  |  |  | Single-Speed |  |  |  | 15600 | 1278 | 12.2 |  | 20100 | 1309 | 4.5 |  | Federally-Regulated Commercial & Industrial Equipment | 02/21/2020 | 7368803 | 05/13/2020
ClimateMaster Inc. | TRANQUILITY CONSOLE SERIES | TRC09 |  | Ground-Source | WBAHP-O: Heat Pump Packaged Un | Heat Pump | 208 | 1 |  |  |  | Single-Speed |  |  |  | 8800 | 590 | 14.9 | 13.4 | 7300 | 648 | 3.3 | 3.1 | Non Federally-Regulated | 05/10/2019 |  | 05/13/2020
ClimateMaster Inc. | TRANQUILITY CONSOLE SERIES | TRC15 |  | Ground-Water-Source | WBAHP-O: Heat Pump Packaged Un | Heat Pump | 230 | 1 |  |  |  | Single-Speed |  |  |  | 15700 | 809 | 19.4 |  | 14600 | 1069 | 4 |  | Non Federally-Regulated | 02/21/2020 | 7425768 | 05/13/2020
ClimateMaster Inc. | TRANQUILITY CONSOLE SERIES | TRC18 |  | Ground-Water-Source | WBAHP-O: Heat Pump Packaged Un | Heat Pump | 208 | 1 |  |  |  | Single-Speed |  |  |  | 17200 | 960 | 17.9 |  | 16500 | 1239 | 3.9 |  | Non Federally-Regulated | 02/21/2020 | 7368803 | 05/13/2020
ClimateMaster Inc. | TRANQUILITY CONSOLE SERIES | TRC15 |  | Ground-Source | WBAHP-O: Heat Pump Packaged Un | Heat Pump | 208 | 1 |  |  |  | Single-Speed |  |  |  | 14600 | 993 | 14.7 |  | 11400 | 1012 | 3.3 |  | Non Federally-Regulated | 02/21/2020 | 7425768 | 05/13/2020
ClimateMaster Inc. | TRANQUILITY CONSOLE SERIES | TRC18 |  | Water-Source | WBAHP-O: Heat Pump Packaged Un | Heat Pump | 230 | 1 |  |  |  | Single-Speed |  |  |  | 15600 | 1278 | 12.2 |  | 20100 | 1309 | 4.5 |  | Federally-Regulated Commercial & Industrial Equipment | 02/21/2020 | 7368803 | 05/13/2020
ClimateMaster Inc. | TRANQUILITY CONSOLE SERIES | TRC18 |  | Ground-Water-Source | WBAHP-O: Heat Pump Packaged Un | Heat Pump | 230 | 1 |  |  |  | Single-Speed |  |  |  | 17200 | 960 | 17.9 |  | 16500 | 1239 | 3.9 |  | Non Federally-Regulated | 02/21/2020 | 7368803 | 05/13/2020
ClimateMaster Inc. | TRANQUILITY CONSOLE SERIES | TRC12 |  | Water-Source | WBAHP-O: Heat Pump Packaged Un | Heat Pump | 230 | 1 |  |  |  | Single-Speed |  |  |  | 11300 | 882 | 12.8 |  | 14100 | 918 | 4.5 |  | Federally-Regulated Commercial & Industrial Equipment | 02/21/2020 | 7425765 | 05/13/2020
ClimateMaster Inc. | TRANQUILITY CONSOLE SERIES | TRC15 |  | Ground-Source | WBAHP-O: Heat Pump Packaged Un | Heat Pump | 230 | 1 |  |  |  | Single-Speed |  |  |  | 14600 | 993 | 14.7 |  | 11400 | 1012 | 3.3 |  | Non Federally-Regulated | 02/21/2020 | 7425768 | 05/13/2020
ClimateMaster Inc. | TRANQUILITY CONSOLE SERIES | TRC15 |  | Water-Source | WBAHP-O: Heat Pump Packaged Un | Heat Pump | 208 | 1 |  |  |  | Single-Speed |  |  |  | 13700 | 1070 | 12.8 |  | 17500 | 1005 | 5.1 |  | Federally-Regulated Commercial & Industrial Equipment | 02/21/2020 | 7425768 | 05/13/2020
ClimateMaster Inc. | TRANQUILITY CONSOLE SERIES | TRC12 |  | Ground-Water-Source | WBAHP-O: Heat Pump Packaged Un | Heat Pump | 208 | 1 |  |  |  | Single-Speed |  |  |  | 12500 | 668 | 18.7 |  | 11800 | 886 | 3.9 |  | Non Federally-Regulated | 02/21/2020 | 7425765 | 05/13/2020
ClimateMaster Inc. | TRANQUILITY CONSOLE SERIES | TRC12 |  | Ground-Water-Source | WBAHP-O: Heat Pump Packaged Un | Heat Pump | 230 | 1 |  |  |  | Single-Speed |  |  |  | 12500 | 668 | 18.7 |  | 11800 | 886 | 3.9 |  | Non Federally-Regulated | 02/21/2020 | 7425765 | 05/13/2020
ClimateMaster Inc. | TRANQUILITY CONSOLE SERIES | TRC12 |  | Ground-Source | WBAHP-O: Heat Pump Packaged Un | Heat Pump | 208 | 1 |  |  |  | Single-Speed |  |  |  | 11800 | 813 | 14.5 |  | 9300 | 825 | 3.3 |  | Non Federally-Regulated | 02/21/2020 | 7425765 | 05/13/2020
ClimateMaster Inc. | TRANQUILITY HI RISE SERIES | TSM09 A |  | Water-Source | WBAHP-O: Heat Pump Packaged Un | Heat Pump | 208 | 1 |  |  |  | Single-Speed |  |  |  | 9200 | 681 | 13.5 |  | 12200 | 715 | 5 |  | Federally-Regulated Commercial & Industrial Equipment | 05/13/2020 | 7426721 | 05/13/2020
ClimateMaster Inc. | TRANQUILITY HI RISE SERIES | TSM09 B |  | Water-Source | WBAHP-O: Heat Pump Packaged Un | Heat Pump | 208 | 1 |  |  |  | Single-Speed |  |  |  | 9200 | 643 | 14.3 |  | 12200 | 662 | 5.4 |  | Federally-Regulated Commercial & Industrial Equipment | 05/13/2020 | 7426722 | 05/13/2020
ClimateMaster Inc. | TRANQUILITY HI RISE SERIES | TSM12 A |  | Water-Source | WBAHP-O: Heat Pump Packaged Un | Heat Pump | 208 | 1 |  |  |  | Single-Speed |  |  |  | 11800 | 861 | 13.7 |  | 15200 | 909 | 4.9 |  | Federally-Regulated Commercial & Industrial Equipment | 05/13/2020 | 7426724 | 05/13/2020
ClimateMaster Inc. | TRANQUILITY HI RISE SERIES | TSM09 B |  | Ground-Source | WBAHP-O: Heat Pump Packaged Un | Heat Pump | 208 | 1 |  |  |  | Single-Speed |  |  |  | 9700 | 598 | 16.2 |  | 7100 | 630 | 3.3 |  | Non Federally-Regulated | 05/13/2020 | 7426722 | 05/13/2020
ClimateMaster Inc. | TRANQUILITY HI RISE SERIES | TSM12 A |  | Ground-Source | WBAHP-O: Heat Pump Packaged Un | Heat Pump | 208 | 1 |  |  |  | Single-Speed |  |  |  | 12100 | 806 | 15 |  | 9000 | 824 | 3.2 |  | Non Federally-Regulated | 05/13/2020 | 7426724 | 05/13/2020
ClimateMaster Inc. | TRANQUILITY HI RISE SERIES | TSM09 A |  | Ground-Source | WBAHP-O: Heat Pump Packaged Un | Heat Pump | 208 | 1 |  |  |  | Single-Speed |  |  |  | 9700 | 651 | 14.9 |  | 7100 | 650 | 3.2 |  | Non Federally-Regulated | 05/13/2020 | 7426721 | 05/13/2020
ClimateMaster Inc. | TRANQUILITY 16 | TRH/V060A |  | Ground-Source | WBAHP: Heat Pump Packaged Unit | Heat Pump | 230 | 1 |  |  |  | Single-Speed |  |  |  | 61500 | 4241 | 14.5 |  | 49200 | 4369 | 3.3 |  | Non Federally-Regulated | 05/13/2020 | 7426525 | 05/13/2020
ClimateMaster Inc. | TRANQUILITY 16 | TCH/V060A*W/K |  | Water-Source | WBAHP: Heat Pump Packaged Unit | Heat Pump | 208 | 1 |  |  |  | Single-Speed |  |  |  | 59500 | 4075 | 14.6 |  | 72000 | 4795 | 4.4 |  | Federally-Regulated Commercial & Industrial Equipment | 05/13/2020 | 7783726 | 05/13/2020
ClimateMaster Inc. | TRANQUILITY 16 | TRH/V030A*W/K |  | Ground-Source | WBAHP: Heat Pump Packaged Unit | Heat Pump | 208 | 1 |  |  |  | Single-Speed |  |  |  | 29500 | 1843 | 16 |  | 24000 | 1953 | 3.6 |  | Non Federally-Regulated | 05/13/2020 | 7784009 | 05/13/2020
ClimateMaster Inc. | TRANQUILITY 16 | TRH/V018A |  | Water-Source | WBAHP: Heat Pump Packaged Unit | Heat Pump | 208 | 1 |  |  |  | Single-Speed |  |  |  | 18700 | 1335 | 14 |  | 21800 | 1277 | 5 |  | Federally-Regulated Commercial & Industrial Equipment | 05/13/2020 | 7426517 | 05/13/2020
ClimateMaster Inc. | TRANQUILITY 16 | TCH/V030A*W/K |  | Ground-Water-Source | WBAHP: Heat Pump Packaged Unit | Heat Pump | 230 | 1 |  |  |  | Single-Speed |  |  |  | 32000 | 1481 | 21.6 |  | 30500 | 2078 | 4.3 |  | Non Federally-Regulated | 05/13/2020 | 7783698 | 05/13/2020
ClimateMaster Inc. | TRANQUILITY 16 | TRH/V048A*W/K |  | Ground-Source | WBAHP: Heat Pump Packaged Unit | Heat Pump | 208 | 1 |  |  |  | Single-Speed |  |  |  | 50400 | 3111 | 16.2 |  | 36500 | 2971 | 3.6 |  | Non Federally-Regulated | 05/13/2020 | 7784012 | 05/13/2020
ClimateMaster Inc. | TRANQUILITY 16 | TRH/V024A*W/K |  | Ground-Source | WBAHP: Heat Pump Packaged Unit | Heat Pump | 208 | 1 |  |  |  | Single-Speed |  |  |  | 24500 | 1531 | 16 |  | 18600 | 1557 | 3.5 |  | Non Federally-Regulated | 05/13/2020 | 7784008 | 05/13/2020
ClimateMaster Inc. | TRANQUILITY 16 | TRH/V024A*W/K |  | Water-Source | WBAHP: Heat Pump Packaged Unit | Heat Pump | 230 | 1 |  |  |  | Single-Speed |  |  |  | 23600 | 1748 | 13.5 |  | 27500 | 1679 | 4.8 |  | Federally-Regulated Commercial & Industrial Equipment | 05/13/2020 | 7784008 | 05/13/2020
ClimateMaster Inc. | TRANQUILITY 16 | TRH/V060A*W/K |  | Water-Source | WBAHP: Heat Pump Packaged Unit | Heat Pump | 208 | 1 |  |  |  | Single-Speed |  |  |  | 59500 | 4075 | 14.6 |  | 72000 | 4795 | 4.4 |  | Federally-Regulated Commercial & Industrial Equipment | 05/13/2020 | 7784014 | 05/13/2020
ClimateMaster Inc. | TRANQUILITY 16 | TRH/V024A*W/K |  | Ground-Water-Source | WBAHP: Heat Pump Packaged Unit | Heat Pump | 230 | 1 |  |  |  | Single-Speed |  |  |  | 27000 | 1255 | 21.5 |  | 23500 | 1601 | 4.3 |  | Non Federally-Regulated | 05/13/2020 | 7784008 | 05/13/2020
ClimateMaster Inc. | TRANQUILITY 16 | TCH/V030A*W/K |  | Water-Source | WBAHP: Heat Pump Packaged Unit | Heat Pump | 208 | 1 |  |  |  | Single-Speed |  |  |  | 28600 | 2102 | 13.6 |  | 37000 | 2213 | 4.9 |  | Federally-Regulated Commercial & Industrial Equipment | 05/13/2020 | 7783698 | 05/13/2020
ClimateMaster Inc. | TRANQUILITY 16 | TRH/V048A |  | Ground-Source | WBAHP: Heat Pump Packaged Unit | Heat Pump | 208 | 1 |  |  |  | Single-Speed |  |  |  | 50400 | 3428 | 14.7 |  | 36500 | 3146 | 3.4 |  | Non Federally-Regulated | 05/13/2020 | 7426520 | 05/13/2020
ClimateMaster Inc. | TRANQUILITY 16 | TRH/V018A*W/K |  | Ground-Source | WBAHP: Heat Pump Packaged Unit | Heat Pump | 208 | 1 |  |  |  | Single-Speed |  |  |  | 19500 | 1140 | 17.1 |  | 14100 | 1116 | 3.7 |  | Non Federally-Regulated | 05/13/2020 | 7784007 | 05/13/2020
ClimateMaster Inc. | TRANQUILITY 16 | TCH/V060A*W/K |  | Ground-Source | WBAHP: Heat Pump Packaged Unit | Heat Pump | 208 | 1 |  |  |  | Single-Speed |  |  |  | 61500 | 3727 | 16.5 |  | 49200 | 4240 | 3.4 |  | Non Federally-Regulated | 05/13/2020 | 7783726 | 05/13/2020
ClimateMaster Inc. | TRANQUILITY 16 | TCH/V030A*W/K |  | Ground-Source | WBAHP: Heat Pump Packaged Unit | Heat Pump | 208 | 1 |  |  |  | Single-Speed |  |  |  | 29500 | 1843 | 16 |  | 24000 | 1953 | 3.6 |  | Non Federally-Regulated | 05/13/2020 | 7783698 | 05/13/2020
ClimateMaster Inc. | TRANQUILITY 16 | TCH/V024A*W/K |  | Ground-Water-Source | WBAHP: Heat Pump Packaged Unit | Heat Pump | 208 | 1 |  |  |  | Single-Speed |  |  |  | 27000 | 1255 | 21.5 |  | 23500 | 1601 | 4.3 |  | Non Federally-Regulated | 05/13/2020 | 7783697 | 05/13/2020
ClimateMaster Inc. | TRANQUILITY 16 | TCH/V048A |  | Ground-Water-Source | WBAHP: Heat Pump Packaged Unit | Heat Pump | 208 | 1 |  |  |  | Single-Speed |  |  |  | 54200 | 2643 | 20.5 |  | 45300 | 3238 | 4.1 |  | Non Federally-Regulated | 05/13/2020 | 7425624 | 05/13/2020
ClimateMaster Inc. | TRANQUILITY 16 | TCH/V018A*W/K |  | Water-Source | WBAHP: Heat Pump Packaged Unit | Heat Pump | 208 | 1 |  |  |  | Single-Speed |  |  |  | 18700 | 1246 | 15 |  | 21800 | 1228 | 5.2 |  | Federally-Regulated Commercial & Industrial Equipment | 05/13/2020 | 7783695 | 05/13/2020
ClimateMaster Inc. | TRANQUILITY 16 | TRH/V030A*W/K |  | Ground-Water-Source | WBAHP: Heat Pump Packaged Unit | Heat Pump | 208 | 1 |  |  |  | Single-Speed |  |  |  | 32000 | 1481 | 21.6 |  | 30500 | 2078 | 4.3 |  | Non Federally-Regulated | 05/13/2020 | 7784009 | 05/13/2020
ClimateMaster Inc. | TRANQUILITY 16 | TCH/V018A*W/K |  | Ground-Water-Source | WBAHP: Heat Pump Packaged Unit | Heat Pump | 208 | 1 |  |  |  | Single-Speed |  |  |  | 21500 | 911 | 23.6 |  | 17800 | 1159 | 4.5 |  | Non Federally-Regulated | 05/13/2020 | 7783695 | 05/13/2020
ClimateMaster Inc. | TRANQUILITY 16 | TRH/V048A*W/K |  | Ground-Water-Source | WBAHP: Heat Pump Packaged Unit | Heat Pump | 208 | 1 |  |  |  | Single-Speed |  |  |  | 54200 | 2580 | 21 |  | 45300 | 3087 | 4.3 |  | Non Federally-Regulated | 05/13/2020 | 7784012 | 05/13/2020
ClimateMaster Inc. | TRANQUILITY 16 | TRH/V024A*W/K |  | Water-Source | WBAHP: Heat Pump Packaged Unit | Heat Pump | 208 | 1 |  |  |  | Single-Speed |  |  |  | 23600 | 1748 | 13.5 |  | 27500 | 1679 | 4.8 |  | Federally-Regulated Commercial & Industrial Equipment | 05/13/2020 | 7784008 | 05/13/2020
ClimateMaster Inc. | TRANQUILITY 16 | TCH/V048A*W/K |  | Ground-Water-Source | WBAHP: Heat Pump Packaged Unit | Heat Pump | 208 | 1 |  |  |  | Single-Speed |  |  |  | 54200 | 2580 | 21 |  | 45300 | 3087 | 4.3 |  | Non Federally-Regulated | 05/13/2020 | 7783708 | 05/13/2020
ClimateMaster Inc. | TRANQUILITY 16 | TRH/V060A |  | Ground-Source | WBAHP: Heat Pump Packaged Unit | Heat Pump | 208 | 1 |  |  |  | Single-Speed |  |  |  | 61500 | 4241 | 14.5 |  | 49200 | 4369 | 3.3 |  | Non Federally-Regulated | 05/13/2020 | 7426525 | 05/13/2020
ClimateMaster Inc. | TRANQUILITY 16 | TRH/V048A |  | Ground-Water-Source | WBAHP: Heat Pump Packaged Unit | Heat Pump | 208 | 1 |  |  |  | Single-Speed |  |  |  | 54200 | 2643 | 20.5 |  | 45300 | 3238 | 4.1 |  | Non Federally-Regulated | 05/13/2020 | 7426520 | 05/13/2020
ClimateMaster Inc. | TRANQUILITY 16 | TRH/V009A |  | Ground-Water-Source | WBAHP: Heat Pump Packaged Unit | Heat Pump | 208 | 1 |  |  |  | Single-Speed |  |  |  | 10000 | 473 | 21.1 |  | 9700 | 728 | 3.9 |  | Non Federally-Regulated | 05/13/2020 | 7426505 | 05/13/2020
ClimateMaster Inc. | TRANQUILITY 16 | TRH/V024A*W/K |  | Ground-Source | WBAHP: Heat Pump Packaged Unit | Heat Pump | 230 | 1 |  |  |  | Single-Speed |  |  |  | 24500 | 1531 | 16 |  | 18600 | 1557 | 3.5 |  | Non Federally-Regulated | 05/13/2020 | 7784008 | 05/13/2020
ClimateMaster Inc. | TRANQUILITY 16 | TRH/V030A*W/K |  | Water-Source | WBAHP: Heat Pump Packaged Unit | Heat Pump | 230 | 1 |  |  |  | Single-Speed |  |  |  | 28600 | 2102 | 13.6 |  | 37000 | 2213 | 4.9 |  | Federally-Regulated Commercial & Industrial Equipment | 05/13/2020 | 7784009 | 05/13/2020
ClimateMaster Inc. | TRANQUILITY 16 | TRH/V018A*W/K |  | Ground-Water-Source | WBAHP: Heat Pump Packaged Unit | Heat Pump | 208 | 1 |  |  |  | Single-Speed |  |  |  | 21500 | 911 | 23.6 |  | 17800 | 1159 | 4.5 |  | Non Federally-Regulated | 05/13/2020 | 7784007 | 05/13/2020
ClimateMaster Inc. | TRANQUILITY 16 | TCH/V030A*W/K |  | Water-Source | WBAHP: Heat Pump Packaged Unit | Heat Pump | 230 | 1 |  |  |  | Single-Speed |  |  |  | 28600 | 2102 | 13.6 |  | 37000 | 2213 | 4.9 |  | Federally-Regulated Commercial & Industrial Equipment | 05/13/2020 | 7783698 | 05/13/2020
ClimateMaster Inc. | TRANQUILITY 16 | TRH/V009A |  | Water-Source | WBAHP: Heat Pump Packaged Unit | Heat Pump | 208 | 1 |  |  |  | Single-Speed |  |  |  | 8600 | 641 | 13.4 |  | 11600 | 790 | 4.3 |  | Federally-Regulated Commercial & Industrial Equipment | 05/13/2020 | 7426505 | 05/13/2020
ClimateMaster Inc. | TRANQUILITY 16 | TRH/V012A |  | Ground-Water-Source | WBAHP: Heat Pump Packaged Unit | Heat Pump | 208 | 1 |  |  |  | Single-Speed |  |  |  | 13500 | 703 | 19.2 |  | 12100 | 958 | 3.7 |  | Non Federally-Regulated | 05/13/2020 | 7426507 | 05/13/2020
ClimateMaster Inc. | TRANQUILITY 16 | TRH/V060A*W/K |  | Water-Source | WBAHP: Heat Pump Packaged Unit | Heat Pump | 230 | 1 |  |  |  | Single-Speed |  |  |  | 59500 | 4075 | 14.6 |  | 72000 | 4795 | 4.4 |  | Federally-Regulated Commercial & Industrial Equipment | 05/13/2020 | 7784014 | 05/13/2020
ClimateMaster Inc. | TRANQUILITY 16 | TRH/V006A |  | Water-Source | WBAHP: Heat Pump Packaged Unit | Heat Pump | 208 | 1 |  |  |  | Single-Speed |  |  |  | 5800 | 439 | 13.2 |  | 7500 | 467 | 4.7 |  | Federally-Regulated Commercial & Industrial Equipment | 05/13/2020 | 7426503 | 05/13/2020
ClimateMaster Inc. | TRANQUILITY 16 | TCH/V048A*W/K |  | Ground-Source | WBAHP: Heat Pump Packaged Unit | Heat Pump | 208 | 1 |  |  |  | Single-Speed |  |  |  | 50400 | 3111 | 16.2 |  | 36500 | 2971 | 3.6 |  | Non Federally-Regulated | 05/13/2020 | 7783708 | 05/13/2020
ClimateMaster Inc. | TRANQUILITY 16 | TRH/V030A*W/K |  | Ground-Source | WBAHP: Heat Pump Packaged Unit | Heat Pump | 230 | 1 |  |  |  | Single-Speed |  |  |  | 29500 | 1843 | 16 |  | 24000 | 1953 | 3.6 |  | Non Federally-Regulated | 05/13/2020 | 7784009 | 05/13/2020
ClimateMaster Inc. | TRANQUILITY 16 | TRH/V012A |  | Ground-Source | WBAHP: Heat Pump Packaged Unit | Heat Pump | 208 | 1 |  |  |  | Single-Speed |  |  |  | 12000 | 839 | 14.3 |  | 10000 | 915 | 3.2 |  | Non Federally-Regulated | 05/13/2020 | 7426507 | 05/13/2020
ClimateMaster Inc. | TRANQUILITY 16 | TCH/V048A*W/K |  | Water-Source | WBAHP: Heat Pump Packaged Unit | Heat Pump | 208 | 1 |  |  |  | Single-Speed |  |  |  | 48000 | 3428 | 14 |  | 53600 | 3272 | 4.8 |  | Federally-Regulated Commercial & Industrial Equipment | 05/13/2020 | 7783708 | 05/13/2020
ClimateMaster Inc. | TRANQUILITY 16 | TRH/V018A |  | Ground-Source | WBAHP: Heat Pump Packaged Unit | Heat Pump | 208 | 1 |  |  |  | Single-Speed |  |  |  | 19500 | 1211 | 16.1 |  | 14100 | 1215 | 3.4 |  | Non Federally-Regulated | 05/13/2020 | 7426517 | 05/13/2020
ClimateMaster Inc. | TRANQUILITY 16 | TRH/V012A |  | Water-Source | WBAHP: Heat Pump Packaged Unit | Heat Pump | 208 | 1 |  |  |  | Single-Speed |  |  |  | 11100 | 888 | 12.5 |  | 14700 | 1001 | 4.3 |  | Federally-Regulated Commercial & Industrial Equipment | 05/13/2020 | 7426507 | 05/13/2020
ClimateMaster Inc. | TRANQUILITY 16 | TCH/V030A*W/K |  | Ground-Water-Source | WBAHP: Heat Pump Packaged Unit | Heat Pump | 208 | 1 |  |  |  | Single-Speed |  |  |  | 32000 | 1481 | 21.6 |  | 30500 | 2078 | 4.3 |  | Non Federally-Regulated | 05/13/2020 | 7783698 | 05/13/2020
ClimateMaster Inc. | TRANQUILITY 16 | TRH/V018A*W/K |  | Water-Source | WBAHP: Heat Pump Packaged Unit | Heat Pump | 208 | 1 |  |  |  | Single-Speed |  |  |  | 18700 | 1246 | 15 |  | 21800 | 1228 | 5.2 |  | Federally-Regulated Commercial & Industrial Equipment | 05/13/2020 | 7784007 | 05/13/2020
ClimateMaster Inc. | TRANQUILITY 16 | TRH/V060A*W/K |  | Ground-Source | WBAHP: Heat Pump Packaged Unit | Heat Pump | 208 | 1 |  |  |  | Single-Speed |  |  |  | 61500 | 3727 | 16.5 |  | 49200 | 4240 | 3.4 |  | Non Federally-Regulated | 05/13/2020 | 7784014 | 05/13/2020
ClimateMaster Inc. | TRANQUILITY 16 | TCH/V030A*W/K |  | Ground-Source | WBAHP: Heat Pump Packaged Unit | Heat Pump | 230 | 1 |  |  |  | Single-Speed |  |  |  | 29500 | 1843 | 16 |  | 24000 | 1953 | 3.6 |  | Non Federally-Regulated | 05/13/2020 | 7783698 | 05/13/2020
ClimateMaster Inc. | TRANQUILITY 16 | TCH/V024A*W/K |  | Ground-Source | WBAHP: Heat Pump Packaged Unit | Heat Pump | 208 | 1 |  |  |  | Single-Speed |  |  |  | 24500 | 1531 | 16 |  | 18600 | 1557 | 3.5 |  | Non Federally-Regulated | 05/13/2020 | 7783697 | 05/13/2020
ClimateMaster Inc. | TRANQUILITY 16 | TCH/V024A*W/K |  | Water-Source | WBAHP: Heat Pump Packaged Unit | Heat Pump | 208 | 1 |  |  |  | Single-Speed |  |  |  | 23600 | 1748 | 13.5 |  | 27500 | 1679 | 4.8 |  | Federally-Regulated Commercial & Industrial Equipment | 05/13/2020 | 7783697 | 05/13/2020
ClimateMaster Inc. | TRANQUILITY 16 | TRH/V030A*W/K |  | Ground-Water-Source | WBAHP: Heat Pump Packaged Unit | Heat Pump | 230 | 1 |  |  |  | Single-Speed |  |  |  | 32000 | 1481 | 21.6 |  | 30500 | 2078 | 4.3 |  | Non Federally-Regulated | 05/13/2020 | 7784009 | 05/13/2020
ClimateMaster Inc. | TRANQUILITY 16 | TCH/V048A |  | Ground-Source | WBAHP: Heat Pump Packaged Unit | Heat Pump | 208 | 1 |  |  |  | Single-Speed |  |  |  | 50400 | 3428 | 14.7 |  | 36500 | 3146 | 3.4 |  | Non Federally-Regulated | 05/13/2020 | 7425624 | 05/13/2020
ClimateMaster Inc. | TRANQUILITY 16 | TCH/V060A*W/K |  | Water-Source | WBAHP: Heat Pump Packaged Unit | Heat Pump | 230 | 1 |  |  |  | Single-Speed |  |  |  | 59500 | 4075 | 14.6 |  | 72000 | 4795 | 4.4 |  | Federally-Regulated Commercial & Industrial Equipment | 05/13/2020 | 7783726 | 05/13/2020
ClimateMaster Inc. | TRANQUILITY 16 | TRH/V009A |  | Ground-Water-Source | WBAHP: Heat Pump Packaged Unit | Heat Pump | 230 | 1 |  |  |  | Single-Speed |  |  |  | 10000 | 473 | 21.1 |  | 9700 | 728 | 3.9 |  | Non Federally-Regulated | 05/13/2020 | 7426505 | 05/13/2020
ClimateMaster Inc. | TRANQUILITY 16 | TRH/V009A |  | Water-Source | WBAHP: Heat Pump Packaged Unit | Heat Pump | 230 | 1 |  |  |  | Single-Speed |  |  |  | 8600 | 641 | 13.4 |  | 11600 | 790 | 4.3 |  | Federally-Regulated Commercial & Industrial Equipment | 05/13/2020 | 7426505 | 05/13/2020
ClimateMaster Inc. | TRANQUILITY 16 | TCH/V018A*W/K |  | Ground-Source | WBAHP: Heat Pump Packaged Unit | Heat Pump | 208 | 1 |  |  |  | Single-Speed |  |  |  | 19500 | 1140 | 17.1 |  | 14100 | 1116 | 3.7 |  | Non Federally-Regulated | 05/13/2020 | 7783695 | 05/13/2020
ClimateMaster Inc. | TRANQUILITY 16 | TRH/V018A |  | Ground-Water-Source | WBAHP: Heat Pump Packaged Unit | Heat Pump | 208 | 1 |  |  |  | Single-Speed |  |  |  | 21500 | 977 | 22 |  | 17800 | 1242 | 4.2 |  | Non Federally-Regulated | 05/13/2020 | 7426517 | 05/13/2020
ClimateMaster Inc. | TRANQUILITY 16 | TRH/V048A*W/K |  | Water-Source | WBAHP: Heat Pump Packaged Unit | Heat Pump | 208 | 1 |  |  |  | Single-Speed |  |  |  | 48000 | 3428 | 14 |  | 53600 | 3272 | 4.8 |  | Federally-Regulated Commercial & Industrial Equipment | 05/13/2020 | 7784012 | 05/13/2020
ClimateMaster Inc. | TRANQUILITY 16 | TRH/V060A |  | Water-Source | WBAHP: Heat Pump Packaged Unit | Heat Pump | 208 | 1 |  |  |  | Single-Speed |  |  |  | 59500 | 4576 | 13 |  | 72000 | 4907 | 4.3 |  | Federally-Regulated Commercial & Industrial Equipment | 05/13/2020 | 7426525 | 05/13/2020
ClimateMaster Inc. | TRANQUILITY 16 | TRH/V009A |  | Ground-Source | WBAHP: Heat Pump Packaged Unit | Heat Pump | 230 | 1 |  |  |  | Single-Speed |  |  |  | 9100 | 579 | 15.7 |  | 7800 | 672 | 3.4 |  | Non Federally-Regulated | 05/13/2020 | 7426505 | 05/13/2020
ClimateMaster Inc. | TRANQUILITY 16 | TRH/V024A*W/K |  | Ground-Water-Source | WBAHP: Heat Pump Packaged Unit | Heat Pump | 208 | 1 |  |  |  | Single-Speed |  |  |  | 27000 | 1255 | 21.5 |  | 23500 | 1601 | 4.3 |  | Non Federally-Regulated | 05/13/2020 | 7784008 | 05/13/2020
ClimateMaster Inc. | TRANQUILITY 16 | TRH/V006A |  | Ground-Water-Source | WBAHP: Heat Pump Packaged Unit | Heat Pump | 208 | 1 |  |  |  | Single-Speed |  |  |  | 7000 | 331 | 21.1 |  | 6300 | 461 | 4 |  | Non Federally-Regulated | 05/13/2020 | 7426503 | 05/13/2020
ClimateMaster Inc. | TRANQUILITY 16 | TRH/V060A*W/K |  | Ground-Source | WBAHP: Heat Pump Packaged Unit | Heat Pump | 230 | 1 |  |  |  | Single-Speed |  |  |  | 61500 | 3727 | 16.5 |  | 49200 | 4240 | 3.4 |  | Non Federally-Regulated | 05/13/2020 | 7784014 | 05/13/2020
ClimateMaster Inc. | TRANQUILITY 16 | TRH/V060A |  | Water-Source | WBAHP: Heat Pump Packaged Unit | Heat Pump | 230 | 1 |  |  |  | Single-Speed |  |  |  | 59500 | 4576 | 13 |  | 72000 | 4907 | 4.3 |  | Federally-Regulated Commercial & Industrial Equipment | 05/13/2020 | 7426525 | 05/13/2020
ClimateMaster Inc. | TRANQUILITY 16 | TRH/V009A |  | Ground-Source | WBAHP: Heat Pump Packaged Unit | Heat Pump | 208 | 1 |  |  |  | Single-Speed |  |  |  | 9100 | 579 | 15.7 |  | 7800 | 672 | 3.4 |  | Non Federally-Regulated | 05/13/2020 | 7426505 | 05/13/2020
ClimateMaster Inc. | TRANQUILITY 16 | TCH/V048A |  | Water-Source | WBAHP: Heat Pump Packaged Unit | Heat Pump | 208 | 1 |  |  |  | Single-Speed |  |  |  | 48000 | 3609 | 13.3 |  | 53600 | 3342 | 4.7 |  | Federally-Regulated Commercial & Industrial Equipment | 05/13/2020 | 7425624 | 05/13/2020
ClimateMaster Inc. | TRANQUILITY 16 | TRH/V030A*W/K |  | Water-Source | WBAHP: Heat Pump Packaged Unit | Heat Pump | 208 | 1 |  |  |  | Single-Speed |  |  |  | 28600 | 2102 | 13.6 |  | 37000 | 2213 | 4.9 |  | Federally-Regulated Commercial & Industrial Equipment | 05/13/2020 | 7784009 | 05/13/2020
ClimateMaster Inc. | TRANQUILITY 16 | TCH/V060A*W/K |  | Ground-Source | WBAHP: Heat Pump Packaged Unit | Heat Pump | 230 | 1 |  |  |  | Single-Speed |  |  |  | 61500 | 3727 | 16.5 |  | 49200 | 4240 | 3.4 |  | Non Federally-Regulated | 05/13/2020 | 7783726 | 05/13/2020
ClimateMaster Inc. | TRANQUILITY 16 | TRH/V048A |  | Water-Source | WBAHP: Heat Pump Packaged Unit | Heat Pump | 208 | 1 |  |  |  | Single-Speed |  |  |  | 48000 | 3609 | 13.3 |  | 53600 | 3342 | 4.7 |  | Federally-Regulated Commercial & Industrial Equipment | 05/13/2020 | 7426520 | 05/13/2020
ClimateMaster Inc. | TRANQUILITY 20 | TSH/V012A |  | Ground-Source | WBAHP: Heat Pump Packaged Unit | Heat Pump | 208 | 1 |  |  |  | Single-Speed |  |  |  | 12300 | 679 | 18.1 |  | 9500 | 795 | 3.5 |  | Non Federally-Regulated | 05/13/2020 | 7370909 | 05/13/2020
ClimateMaster Inc. | TRILOGY 45 | VEV/H/D0930 |  | Ground-Source | WBAHP: Heat Pump Packaged Unit | Heat Pump | 208 | 1 |  |  |  | Variable-Speed |  |  |  | 24000 | 987 | 24.3 |  | 30000 | 2442 | 3.6 |  | Non Federally-Regulated | 05/13/2020 | 203996925 | 05/13/2020
ClimateMaster Inc. | TRILOGY 45 | VEV/H/D0930 |  | Ground-Water-Source | WBAHP: Heat Pump Packaged Unit | Heat Pump | 208 | 1 |  |  |  | Variable-Speed |  |  |  | 24000 | 571 | 42 |  | 30000 | 1831 | 4.8 |  | Non Federally-Regulated | 05/13/2020 | 203996925 | 05/13/2020
ClimateMaster Inc. | TRILOGY 45 | VEV/H/D0930 |  | Water-Source | WBAHP: Heat Pump Packaged Unit | Heat Pump | 208 | 1 |  |  |  | Variable-Speed |  |  |  | 24000 | 1243 | 19.3 |  | 30000 | 1332 | 6.6 |  | Federally-Regulated Commercial & Industrial Equipment | 05/13/2020 | 203996925 | 05/13/2020
ClimateMaster Inc. | TRANQUILITY 16 | TCV041A |  | Ground-Water-Source | WBAHP: Heat Pump Packaged Unit | Heat Pump | 230 | 1 |  |  |  | Single-Speed |  |  |  | 41400 | 2101 | 19.7 | 16.2 | 38000 | 3009 | 3.7 | 3.6 | Non Federally-Regulated | 05/13/2020 | 7368714 | 05/13/2020
ClimateMaster Inc. | TRANQUILITY 16 | TCH/V030A |  | Ground-Water-Source | WBAHP: Heat Pump Packaged Unit | Heat Pump | 208 | 1 |  |  |  | Single-Speed |  |  |  | 32000 | 1632 | 19.6 | 16.2 | 30500 | 2180 | 4.1 | 3.6 | Non Federally-Regulated | 05/13/2020 | 7368712 | 05/13/2020
ClimateMaster Inc. | TRANQUILITY 16 | TCH/V012A |  | Water-Source | WBAHP: Heat Pump Packaged Unit | Heat Pump | 208 | 1 |  |  |  | Single-Speed |  |  |  | 11100 | 888 | 12.5 | 11.2 | 14700 | 1001 | 4.3 | 4.2 | Federally-Regulated Commercial & Industrial Equipment | 05/13/2020 | 7425615 | 05/13/2020
ClimateMaster Inc. | TRANQUILITY 16 | TCH/V024A |  | Ground-Water-Source | WBAHP: Heat Pump Packaged Unit | Heat Pump | 208 | 1 |  |  |  | Single-Speed |  |  |  | 27000 | 1317 | 20.5 | 16.2 | 23500 | 1679 | 4.1 | 3.6 | Non Federally-Regulated | 05/13/2020 | 7368711 | 05/13/2020
ClimateMaster Inc. | TRANQUILITY 16 | TCV041A |  | Ground-Source | WBAHP: Heat Pump Packaged Unit | Heat Pump | 230 | 1 |  |  |  | Single-Speed |  |  |  | 38000 | 2567 | 14.8 | 13.4 | 30000 | 2747 | 3.2 | 3.1 | Non Federally-Regulated | 05/13/2020 | 7368714 | 05/13/2020
ClimateMaster Inc. | TRANQUILITY 16 | TCH/V009A |  | Ground-Source | WBAHP: Heat Pump Packaged Unit | Heat Pump | 230 | 1 |  |  |  | Single-Speed |  |  |  | 9100 | 579 | 15.7 | 13.4 | 7800 | 672 | 3.4 | 3.1 | Non Federally-Regulated | 05/13/2020 | 7425611 | 05/13/2020
ClimateMaster Inc. | TRANQUILITY 16 | TCH/V060A |  | Water-Source | WBAHP: Heat Pump Packaged Unit | Heat Pump | 208 | 1 |  |  |  | Single-Speed |  |  |  | 59500 | 4576 | 13 | 11.2 | 72000 | 4907 | 4.3 | 4.2 | Federally-Regulated Commercial & Industrial Equipment | 05/13/2020 | 7425627 | 05/13/2020
ClimateMaster Inc. | TRANQUILITY 16 | TCH/V060A |  | Ground-Source | WBAHP: Heat Pump Packaged Unit | Heat Pump | 230 | 1 |  |  |  | Single-Speed |  |  |  | 61500 | 4241 | 14.5 | 13.4 | 49200 | 4369 | 3.3 | 3.1 | Non Federally-Regulated | 05/13/2020 | 7425627 | 05/13/2020
ClimateMaster Inc. | TRANQUILITY 16 | TCH/V018A |  | Water-Source | WBAHP: Heat Pump Packaged Unit | Heat Pump | 208 | 1 |  |  |  | Single-Speed |  |  |  | 18700 | 1335 | 14 | 11.2 | 21800 | 1277 | 5 | 4.2 | Federally-Regulated Commercial & Industrial Equipment | 05/13/2020 | 7425621 | 05/13/2020
ClimateMaster Inc. | TRANQUILITY 16 | TCH/V018A |  | Ground-Source | WBAHP: Heat Pump Packaged Unit | Heat Pump | 208 | 1 |  |  |  | Single-Speed |  |  |  | 19500 | 1211 | 16.1 | 13.4 | 14100 | 1215 | 3.4 | 3.1 | Non Federally-Regulated | 05/13/2020 | 7425621 | 05/13/2020
ClimateMaster Inc. | TRANQUILITY 16 | TCH/V006A |  | Water-Source | WBAHP: Heat Pump Packaged Unit | Heat Pump | 208 | 1 |  |  |  | Single-Speed |  |  |  | 5800 | 439 | 13.2 | 11.2 | 7500 | 467 | 4.7 | 4.2 | Federally-Regulated Commercial & Industrial Equipment | 05/13/2020 | 7425608 | 05/13/2020
ClimateMaster Inc. | TRANQUILITY 16 | TCH/V009A |  | Ground-Water-Source | WBAHP: Heat Pump Packaged Unit | Heat Pump | 230 | 1 |  |  |  | Single-Speed |  |  |  | 10000 | 473 | 21.1 | 16.2 | 9700 | 728 | 3.9 | 3.6 | Non Federally-Regulated | 05/13/2020 | 7425611 | 05/13/2020
ClimateMaster Inc. | TRANQUILITY 16 | TCH/V018A |  | Ground-Source | WBAHP: Heat Pump Packaged Unit | Heat Pump | 230 | 1 |  |  |  | Single-Speed |  |  |  | 19500 | 1211 | 16.1 | 13.4 | 14100 | 1215 | 3.4 | 3.1 | Non Federally-Regulated | 05/13/2020 | 7425621 | 05/13/2020
ClimateMaster Inc. | TRANQUILITY 16 | TRH/V024A |  | Ground-Source | WBAHP: Heat Pump Packaged Unit | Heat Pump | 208 | 1 |  |  |  | Single-Speed |  |  |  | 24500 | 1633 | 15 | 13.4 | 18600 | 1651 | 3.3 | 3.1 | Non Federally-Regulated | 05/13/2020 | 7368804 | 05/13/2020
ClimateMaster Inc. | TRANQUILITY 16 | TCV041A |  | Ground-Source | WBAHP: Heat Pump Packaged Unit | Heat Pump | 208 | 1 |  |  |  | Single-Speed |  |  |  | 38000 | 2567 | 14.8 | 13.4 | 30000 | 2747 | 3.2 | 3.1 | Non Federally-Regulated | 05/13/2020 | 7368714 | 05/13/2020
ClimateMaster Inc. | TRANQUILITY 16 | TCH/V009A |  | Water-Source | WBAHP: Heat Pump Packaged Unit | Heat Pump | 230 | 1 |  |  |  | Single-Speed |  |  |  | 8600 | 641 | 13.4 | 11.2 | 11600 | 790 | 4.3 | 4.2 | Federally-Regulated Commercial & Industrial Equipment | 05/13/2020 | 7425611 | 05/13/2020
ClimateMaster Inc. | TRANQUILITY 16 | TRH/V024A |  | Ground-Source | WBAHP: Heat Pump Packaged Unit | Heat Pump | 230 | 1 |  |  |  | Single-Speed |  |  |  | 24500 | 1633 | 15 | 13.4 | 18600 | 1651 | 3.3 | 3.1 | Non Federally-Regulated | 05/13/2020 | 7368804 | 05/13/2020
ClimateMaster Inc. | TRANQUILITY 16 | TCH/V030A |  | Ground-Source | WBAHP: Heat Pump Packaged Unit | Heat Pump | 208 | 1 |  |  |  | Single-Speed |  |  |  | 29500 | 2006 | 14.7 | 13.4 | 24000 | 2068 | 3.4 | 3.1 | Non Federally-Regulated | 05/13/2020 | 7368712 | 05/13/2020
ClimateMaster Inc. | TRANQUILITY 16 | TCH/V012A |  | Ground-Water-Source | WBAHP: Heat Pump Packaged Unit | Heat Pump | 208 | 1 |  |  |  | Single-Speed |  |  |  | 13500 | 703 | 19.2 | 16.2 | 12100 | 958 | 3.7 | 3.6 | Non Federally-Regulated | 05/13/2020 | 7425615 | 05/13/2020
ClimateMaster Inc. | TRANQUILITY 16 | TCH/V030A |  | Water-Source | WBAHP: Heat Pump Packaged Unit | Heat Pump | 208 | 1 |  |  |  | Single-Speed |  |  |  | 28600 | 2200 | 13 | 11.2 | 37000 | 2307 | 4.7 | 4.2 | Federally-Regulated Commercial & Industrial Equipment | 05/13/2020 | 7368712 | 05/13/2020
ClimateMaster Inc. | TRANQUILITY 16 | TRH/V030A |  | Ground-Water-Source | WBAHP: Heat Pump Packaged Unit | Heat Pump | 208 | 1 |  |  |  | Single-Speed |  |  |  | 32000 | 1632 | 19.6 | 16.2 | 30500 | 2180 | 4.1 | 3.6 | Non Federally-Regulated | 05/13/2020 | 7368805 | 05/13/2020
ClimateMaster Inc. | TRANQUILITY 16 | TRH/V024A |  | Water-Source | WBAHP: Heat Pump Packaged Unit | Heat Pump | 230 | 1 |  |  |  | Single-Speed |  |  |  | 23600 | 1815 | 13 | 11.2 | 27500 | 1752 | 4.6 | 4.2 | Federally-Regulated Commercial & Industrial Equipment | 05/13/2020 | 7368804 | 05/13/2020
ClimateMaster Inc. | TRANQUILITY 16 | TCH/V018A |  | Water-Source | WBAHP: Heat Pump Packaged Unit | Heat Pump | 230 | 1 |  |  |  | Single-Speed |  |  |  | 18700 | 1335 | 14 | 11.2 | 21800 | 1277 | 5 | 4.2 | Federally-Regulated Commercial & Industrial Equipment | 05/13/2020 | 7425621 | 05/13/2020
ClimateMaster Inc. | TRANQUILITY 16 | TCH/V018A |  | Ground-Water-Source | WBAHP: Heat Pump Packaged Unit | Heat Pump | 208 | 1 |  |  |  | Single-Speed |  |  |  | 21500 | 977 | 22 | 16.2 | 17800 | 1242 | 4.2 | 3.6 | Non Federally-Regulated | 05/13/2020 | 7425621 | 05/13/2020
ClimateMaster Inc. | TRANQUILITY 16 | TCH/V024A |  | Ground-Source | WBAHP: Heat Pump Packaged Unit | Heat Pump | 208 | 1 |  |  |  | Single-Speed |  |  |  | 24500 | 1633 | 15 | 13.4 | 18600 | 1651 | 3.3 | 3.1 | Non Federally-Regulated | 05/13/2020 | 7368711 | 05/13/2020
ClimateMaster Inc. | TRANQUILITY 16 | TCH/V009A |  | Water-Source | WBAHP: Heat Pump Packaged Unit | Heat Pump | 208 | 1 |  |  |  | Single-Speed |  |  |  | 8600 | 641 | 13.4 | 11.2 | 11600 | 790 | 4.3 | 4.2 | Federally-Regulated Commercial & Industrial Equipment | 05/13/2020 | 7425611 | 05/13/2020
ClimateMaster Inc. | TRANQUILITY 16 | TCV041A |  | Water-Source | WBAHP: Heat Pump Packaged Unit | Heat Pump | 208 | 1 |  |  |  | Single-Speed |  |  |  | 36500 | 2765 | 13.2 | 11.2 | 45700 | 3114 | 4.3 | 4.2 | Federally-Regulated Commercial & Industrial Equipment | 05/13/2020 | 7368714 | 05/13/2020
ClimateMaster Inc. | TRANQUILITY 16 | TRH/V030A |  | Ground-Source | WBAHP: Heat Pump Packaged Unit | Heat Pump | 208 | 1 |  |  |  | Single-Speed |  |  |  | 29500 | 2006 | 14.7 | 13.4 | 24000 | 2068 | 3.4 | 3.1 | Non Federally-Regulated | 05/13/2020 | 7368805 | 05/13/2020
ClimateMaster Inc. | TRANQUILITY 16 | TCH/V018A |  | Ground-Water-Source | WBAHP: Heat Pump Packaged Unit | Heat Pump | 230 | 1 |  |  |  | Single-Speed |  |  |  | 21500 | 977 | 22 | 16.2 | 17800 | 1242 | 4.2 | 3.6 | Non Federally-Regulated | 05/13/2020 | 7425621 | 05/13/2020
ClimateMaster Inc. | TRANQUILITY 16 | TCH/V060A |  | Water-Source | WBAHP: Heat Pump Packaged Unit | Heat Pump | 230 | 1 |  |  |  | Single-Speed |  |  |  | 59500 | 4576 | 13 | 11.2 | 72000 | 4907 | 4.3 | 4.2 | Federally-Regulated Commercial & Industrial Equipment | 05/13/2020 | 7425627 | 05/13/2020
ClimateMaster Inc. | TRANQUILITY 16 | TCH/V009A |  | Ground-Water-Source | WBAHP: Heat Pump Packaged Unit | Heat Pump | 208 | 1 |  |  |  | Single-Speed |  |  |  | 10000 | 473 | 21.1 | 16.2 | 9700 | 728 | 3.9 | 3.6 | Non Federally-Regulated | 05/13/2020 | 7425611 | 05/13/2020
ClimateMaster Inc. | TRANQUILITY 16 | TCV041A |  | Ground-Water-Source | WBAHP: Heat Pump Packaged Unit | Heat Pump | 208 | 1 |  |  |  | Single-Speed |  |  |  | 41400 | 2101 | 19.7 | 16.2 | 38000 | 3009 | 3.7 | 3.6 | Non Federally-Regulated | 05/13/2020 | 7368714 | 05/13/2020
ClimateMaster Inc. | TRANQUILITY 16 | TCH/V006A |  | Ground-Water-Source | WBAHP: Heat Pump Packaged Unit | Heat Pump | 208 | 1 |  |  |  | Single-Speed |  |  |  | 7000 | 331 | 21.1 | 16.2 | 6300 | 461 | 4 | 3.6 | Non Federally-Regulated | 05/13/2020 | 7425608 | 05/13/2020
ClimateMaster Inc. | TRANQUILITY 16 | TRH/V024A |  | Ground-Water-Source | WBAHP: Heat Pump Packaged Unit | Heat Pump | 230 | 1 |  |  |  | Single-Speed |  |  |  | 27000 | 1317 | 20.5 | 16.2 | 23500 | 1679 | 4.1 | 3.6 | Non Federally-Regulated | 05/13/2020 | 7368804 | 05/13/2020
ClimateMaster Inc. | TRANQUILITY 16 | TRH/V006A |  | Ground-Source | WBAHP: Heat Pump Packaged Unit | Heat Pump | 208 | 1 |  |  |  | Single-Speed |  |  |  | 6200 | 402 | 15.4 | 13.4 | 4900 | 463 | 3.1 | 3.1 | Non Federally-Regulated | 05/13/2020 | 7426503 | 05/13/2020
ClimateMaster Inc. | TRANQUILITY 16 | TRH/V024A |  | Water-Source | WBAHP: Heat Pump Packaged Unit | Heat Pump | 208 | 1 |  |  |  | Single-Speed |  |  |  | 23600 | 1815 | 13 | 11.2 | 27500 | 1752 | 4.6 | 4.2 | Federally-Regulated Commercial & Industrial Equipment | 05/13/2020 | 7368804 | 05/13/2020
ClimateMaster Inc. | TRANQUILITY 16 | TRH/V030A |  | Water-Source | WBAHP: Heat Pump Packaged Unit | Heat Pump | 208 | 1 |  |  |  | Single-Speed |  |  |  | 28600 | 2200 | 13 | 11.2 | 37000 | 2307 | 4.7 | 4.2 | Federally-Regulated Commercial & Industrial Equipment | 05/13/2020 | 7368805 | 05/13/2020
ClimateMaster Inc. | TRANQUILITY 16 | TRH/V024A |  | Ground-Water-Source | WBAHP: Heat Pump Packaged Unit | Heat Pump | 208 | 1 |  |  |  | Single-Speed |  |  |  | 27000 | 1317 | 20.5 | 16.2 | 23500 | 1679 | 4.1 | 3.6 | Non Federally-Regulated | 05/13/2020 | 7368804 | 05/13/2020
ClimateMaster Inc. | TRANQUILITY 16 | TCH/V024A |  | Water-Source | WBAHP: Heat Pump Packaged Unit | Heat Pump | 208 | 1 |  |  |  | Single-Speed |  |  |  | 23600 | 1815 | 13 | 11.2 | 27500 | 1752 | 4.6 | 4.2 | Federally-Regulated Commercial & Industrial Equipment | 05/13/2020 | 7368711 | 05/13/2020
ClimateMaster Inc. | TRANQUILITY 16 | TCH/V012A |  | Ground-Source | WBAHP: Heat Pump Packaged Unit | Heat Pump | 208 | 1 |  |  |  | Single-Speed |  |  |  | 12000 | 839 | 14.3 | 13.4 | 10000 | 915 | 3.2 | 3.1 | Non Federally-Regulated | 05/13/2020 | 7425615 | 05/13/2020
ClimateMaster Inc. | TRANQUILITY 16 | TCH/V006A |  | Ground-Source | WBAHP: Heat Pump Packaged Unit | Heat Pump | 208 | 1 |  |  |  | Single-Speed |  |  |  | 6200 | 402 | 15.4 | 13.4 | 4900 | 463 | 3.1 | 3.1 | Non Federally-Regulated | 05/13/2020 | 7425608 | 05/13/2020
ClimateMaster Inc. | TRANQUILITY 16 | TCH/V009A |  | Ground-Source | WBAHP: Heat Pump Packaged Unit | Heat Pump | 208 | 1 |  |  |  | Single-Speed |  |  |  | 9100 | 579 | 15.7 | 13.4 | 7800 | 672 | 3.4 | 3.1 | Non Federally-Regulated | 05/13/2020 | 7425611 | 05/13/2020
ClimateMaster Inc. | TRANQUILITY 16 | TCH/V060A |  | Ground-Source | WBAHP: Heat Pump Packaged Unit | Heat Pump | 208 | 1 |  |  |  | Single-Speed |  |  |  | 61500 | 4241 | 14.5 | 13.4 | 49200 | 4369 | 3.3 | 3.1 | Non Federally-Regulated | 05/13/2020 | 7425627 | 05/13/2020
ClimateMaster Inc. | TRANQUILITY 16 | TCV041A |  | Water-Source | WBAHP: Heat Pump Packaged Unit | Heat Pump | 230 | 1 |  |  |  | Single-Speed |  |  |  | 36500 | 2765 | 13.2 | 11.2 | 45700 | 3114 | 4.3 | 4.2 | Federally-Regulated Commercial & Industrial Equipment | 05/13/2020 | 7368714 | 05/13/2020
ClimateMaster Inc. | TRANQUILITY TRE SERIES | TRE036D |  | Ground-Water-Source | WBAHP: Heat Pump Packaged Unit | Heat Pump | 230 | 3 |  |  |  | Single-Speed |  |  |  | 39800 | 1834 | 21.7 |  | 35400 | 2357 | 4.4 |  | Non Federally-Regulated | 05/13/2020 | 10446999 | 05/13/2020
ClimateMaster Inc. | TRANQUILITY TRE SERIES | TRE048D |  | Water-Source | WBAHP: Heat Pump Packaged Unit | Heat Pump | 230 | 3 |  |  |  | Single-Speed |  |  |  | 48500 | 3368 | 14.4 |  | 59700 | 3722 | 4.7 |  | Federally-Regulated Commercial & Industrial Equipment | 05/13/2020 | 10447007 | 05/13/2020
ClimateMaster Inc. | TRANQUILITY TRE SERIES | TRE036D |  | Water-Source | WBAHP: Heat Pump Packaged Unit | Heat Pump | 208 | 3 |  |  |  | Single-Speed |  |  |  | 35000 | 2464 | 14.2 |  | 42700 | 2502 | 5 |  | Federally-Regulated Commercial & Industrial Equipment | 05/13/2020 | 10446999 | 05/13/2020
ClimateMaster Inc. | TRANQUILITY TRE SERIES | TRE036D |  | Water-Source | WBAHP: Heat Pump Packaged Unit | Heat Pump | 230 | 3 |  |  |  | Single-Speed |  |  |  | 35000 | 2464 | 14.2 |  | 42700 | 2502 | 5 |  | Federally-Regulated Commercial & Industrial Equipment | 05/13/2020 | 10446999 | 05/13/2020
ClimateMaster Inc. | TRANQUILITY TRE SERIES | TRE048D |  | Ground-Water-Source | WBAHP: Heat Pump Packaged Unit | Heat Pump | 208 | 3 |  |  |  | Single-Speed |  |  |  | 54800 | 2597 | 21.1 |  | 48500 | 3466 | 4.1 |  | Non Federally-Regulated | 05/13/2020 | 10447007 | 05/13/2020
ClimateMaster Inc. | TRANQUILITY TRE SERIES | TRE048D |  | Ground-Source | WBAHP: Heat Pump Packaged Unit | Heat Pump | 230 | 3 |  |  |  | Single-Speed |  |  |  | 50000 | 3125 | 16 |  | 37800 | 3258 | 3.4 |  | Non Federally-Regulated | 05/13/2020 | 10447007 | 05/13/2020
ClimateMaster Inc. | TRANQUILITY TRE SERIES | TRE036D |  | Ground-Source | WBAHP: Heat Pump Packaged Unit | Heat Pump | 208 | 3 |  |  |  | Single-Speed |  |  |  | 35000 | 2121 | 16.5 |  | 28100 | 2287 | 3.6 |  | Non Federally-Regulated | 05/13/2020 | 10446999 | 05/13/2020
ClimateMaster Inc. | TRANQUILITY TRE SERIES | TRE060D |  | Water-Source | WBAHP: Heat Pump Packaged Unit | Heat Pump | 208 | 3 |  |  |  | Single-Speed |  |  |  | 61100 | 3891 | 15.7 |  | 72800 | 4183 | 5.1 |  | Federally-Regulated Commercial & Industrial Equipment | 05/13/2020 | 10447008 | 05/13/2020
ClimateMaster Inc. | TRANQUILITY TRE SERIES | TRE060D |  | Water-Source | WBAHP: Heat Pump Packaged Unit | Heat Pump | 230 | 3 |  |  |  | Single-Speed |  |  |  | 61100 | 3891 | 15.7 |  | 72800 | 4183 | 5.1 |  | Federally-Regulated Commercial & Industrial Equipment | 05/13/2020 | 10447008 | 05/13/2020
ClimateMaster Inc. | TRANQUILITY TRE SERIES | TRE036D |  | Ground-Water-Source | WBAHP: Heat Pump Packaged Unit | Heat Pump | 208 | 3 |  |  |  | Single-Speed |  |  |  | 39800 | 1834 | 21.7 |  | 35400 | 2357 | 4.4 |  | Non Federally-Regulated | 05/13/2020 | 10446999 | 05/13/2020
ClimateMaster Inc. | TRANQUILITY TRE SERIES | TRE048D |  | Ground-Water-Source | WBAHP: Heat Pump Packaged Unit | Heat Pump | 230 | 3 |  |  |  | Single-Speed |  |  |  | 54800 | 2597 | 21.1 |  | 48500 | 3466 | 4.1 |  | Non Federally-Regulated | 05/13/2020 | 10447007 | 05/13/2020
ClimateMaster Inc. | TRANQUILITY TRE SERIES | TRE036D |  | Ground-Source | WBAHP: Heat Pump Packaged Unit | Heat Pump | 230 | 3 |  |  |  | Single-Speed |  |  |  | 35000 | 2121 | 16.5 |  | 28100 | 2287 | 3.6 |  | Non Federally-Regulated | 05/13/2020 | 10446999 | 05/13/2020
ClimateMaster Inc. | TRANQUILITY TRE SERIES | TRE048D |  | Ground-Source | WBAHP: Heat Pump Packaged Unit | Heat Pump | 208 | 3 |  |  |  | Single-Speed |  |  |  | 50000 | 3125 | 16 |  | 37800 | 3258 | 3.4 |  | Non Federally-Regulated | 05/13/2020 | 10447007 | 05/13/2020
ClimateMaster Inc. | TRANQUILITY TRE SERIES | TRE060D |  | Ground-Source | WBAHP: Heat Pump Packaged Unit | Heat Pump | 230 | 3 |  |  |  | Single-Speed |  |  |  | 62100 | 3528 | 17.6 |  | 45600 | 3712 | 3.6 |  | Non Federally-Regulated | 05/13/2020 | 10447008 | 05/13/2020
ClimateMaster Inc. | TRANQUILITY TRE SERIES | TRE060D |  | Ground-Source | WBAHP: Heat Pump Packaged Unit | Heat Pump | 208 | 3 |  |  |  | Single-Speed |  |  |  | 62100 | 3528 | 17.6 |  | 45600 | 3712 | 3.6 |  | Non Federally-Regulated | 05/13/2020 | 10447008 | 05/13/2020
ClimateMaster Inc. | TRANQUILITY TRE SERIES | TRE048D |  | Water-Source | WBAHP: Heat Pump Packaged Unit | Heat Pump | 208 | 3 |  |  |  | Single-Speed |  |  |  | 48500 | 3368 | 14.4 |  | 59700 | 3722 | 4.7 |  | Federally-Regulated Commercial & Industrial Equipment | 05/13/2020 | 10447007 | 05/13/2020
ClimateMaster Inc. | TRANQUILITY 20 | TSH/V/D018B |  | Water-Source | WBAHP: Heat Pump Packaged Unit | Heat Pump | 208 | 1 |  |  |  | Single-Speed |  |  |  | 18600 | 1240 | 15 |  | 23000 | 1296 | 5.2 |  | Federally-Regulated Commercial & Industrial Equipment | 05/13/2020 | 7370912 | 05/13/2020
ClimateMaster Inc. | TRANQUILITY 20 | TSH/V/D060C |  | Ground-Source | WBAHP: Heat Pump Packaged Unit | Heat Pump | 208 | 1 |  |  |  | Single-Speed |  |  |  | 63900 | 3715 | 17.2 |  | 46900 | 3714 | 3.7 |  | Non Federally-Regulated | 05/13/2020 | 7426593 | 05/13/2020
ClimateMaster Inc. | TRANQUILITY 20 | TSH/V/D024C |  | Ground-Water-Source | WBAHP: Heat Pump Packaged Unit | Heat Pump | 208 | 1 |  |  |  | Single-Speed |  |  |  | 26500 | 1063 | 24.92 |  | 24100 | 1412 | 5 |  | Non Federally-Regulated | 05/13/2020 | 7426543 | 05/13/2020
ClimateMaster Inc. | TRANQUILITY 20 | TSH/V/D060C*K |  | Ground-Source | WBAHP: Heat Pump Packaged Unit | Heat Pump | 208 | 1 |  |  |  | Single-Speed |  |  |  | 64400 | 3500 | 18.4 |  | 46400 | 3486 | 3.9 |  | Non Federally-Regulated | 05/13/2020 | 7426596 | 05/13/2020
ClimateMaster Inc. | TRANQUILITY 20 | TSH/V/D018B |  | Ground-Source | WBAHP: Heat Pump Packaged Unit | Heat Pump | 208 | 1 |  |  |  | Single-Speed |  |  |  | 19500 | 1059 | 18.4 |  | 14500 | 1180 | 3.6 |  | Non Federally-Regulated | 05/13/2020 | 7370912 | 05/13/2020
ClimateMaster Inc. | TRANQUILITY 20 | TSH/V/D060C |  | Water-Source | WBAHP: Heat Pump Packaged Unit | Heat Pump | 230 | 1 |  |  |  | Single-Speed |  |  |  | 62400 | 3924 | 15.9 |  | 73900 | 4331 | 5 |  | Federally-Regulated Commercial & Industrial Equipment | 05/13/2020 | 7426593 | 05/13/2020
ClimateMaster Inc. | TRANQUILITY 20 | TSH/V/D024C |  | Ground-Source | WBAHP: Heat Pump Packaged Unit | Heat Pump | 208 | 1 |  |  |  | Single-Speed |  |  |  | 25300 | 1338 | 18.9 |  | 19200 | 1406 | 4 |  | Non Federally-Regulated | 05/13/2020 | 7426543 | 05/13/2020
ClimateMaster Inc. | TRANQUILITY 20 | TSH/V006A |  | Ground-Source | WBAHP: Heat Pump Packaged Unit | Heat Pump | 208 | 1 |  |  |  | Single-Speed |  |  |  | 6700 | 362 | 18.5 |  | 4800 | 413 | 3.4 |  | Non Federally-Regulated | 05/13/2020 | 7370911 | 05/13/2020
ClimateMaster Inc. | TRANQUILITY 20 | TSH/V/D060C*K |  | Water-Source | WBAHP: Heat Pump Packaged Unit | Heat Pump | 208 | 1 |  |  |  | Single-Speed |  |  |  | 63200 | 3674 | 17.2 |  | 73200 | 3972 | 5.4 |  | Federally-Regulated Commercial & Industrial Equipment | 05/13/2020 | 7426596 | 05/13/2020
ClimateMaster Inc. | TRANQUILITY 20 | TSH/V/D030C*K |  | Water-Source | WBAHP: Heat Pump Packaged Unit | Heat Pump | 208 | 1 |  |  |  | Single-Speed |  |  |  | 28000 | 1618 | 17.3 |  | 35100 | 1773 | 5.8 |  | Federally-Regulated Commercial & Industrial Equipment | 05/13/2020 | 7426575 | 05/13/2020
ClimateMaster Inc. | TRANQUILITY 20 | TSH/V012A |  | Ground-Water-Source | WBAHP: Heat Pump Packaged Unit | Heat Pump | 208 | 1 |  |  |  | Single-Speed |  |  |  | 13300 | 540 | 24.6 |  | 11800 | 864 | 4 |  | Non Federally-Regulated | 05/13/2020 | 7370909 | 05/13/2020
ClimateMaster Inc. | TRANQUILITY 20 | TSH/V/D048C*K |  | Ground-Source | WBAHP: Heat Pump Packaged Unit | Heat Pump | 208 | 1 |  |  |  | Single-Speed |  |  |  | 50600 | 2691 | 18.8 |  | 36100 | 2859 | 3.7 |  | Non Federally-Regulated | 05/13/2020 | 7426590 | 05/13/2020
ClimateMaster Inc. | TRANQUILITY 20 | TSH/V/D024C |  | Water-Source | WBAHP: Heat Pump Packaged Unit | Heat Pump | 208 | 1 |  |  |  | Single-Speed |  |  |  | 23800 | 1408 | 16.9 |  | 30800 | 1529 | 5.9 |  | Federally-Regulated Commercial & Industrial Equipment | 05/13/2020 | 7426543 | 05/13/2020
ClimateMaster Inc. | TRANQUILITY 20 | TSH/V006A |  | Water-Source | WBAHP: Heat Pump Packaged Unit | Heat Pump | 208 | 1 |  |  |  | Single-Speed |  |  |  | 6300 | 401 | 15.7 |  | 8000 | 434 | 5.4 |  | Federally-Regulated Commercial & Industrial Equipment | 05/13/2020 | 7370911 | 05/13/2020
ClimateMaster Inc. | TRANQUILITY 20 | TSH/V/D024C*K |  | Ground-Source | WBAHP: Heat Pump Packaged Unit | Heat Pump | 208 | 1 |  |  |  | Single-Speed |  |  |  | 25500 | 1220 | 20.9 |  | 19100 | 1332 | 4.2 |  | Non Federally-Regulated | 05/13/2020 | 7426569 | 05/13/2020
ClimateMaster Inc. | TRANQUILITY 20 | TSH/V009A |  | Water-Source | WBAHP: Heat Pump Packaged Unit | Heat Pump | 208 | 1 |  |  |  | Single-Speed |  |  |  | 9300 | 607 | 15.3 |  | 11100 | 677 | 4.8 |  | Federally-Regulated Commercial & Industrial Equipment | 05/13/2020 | 7426706 | 05/13/2020
ClimateMaster Inc. | TRANQUILITY 20 | TSH/V/D048C |  | Water-Source | WBAHP: Heat Pump Packaged Unit | Heat Pump | 208 | 1 |  |  |  | Single-Speed |  |  |  | 47100 | 3182 | 14.8 |  | 58000 | 3616 | 4.7 |  | Federally-Regulated Commercial & Industrial Equipment | 05/13/2020 | 7426531 | 05/13/2020
ClimateMaster Inc. | TRANQUILITY 20 | TSH/V/D060C*K |  | Water-Source | WBAHP: Heat Pump Packaged Unit | Heat Pump | 230 | 1 |  |  |  | Single-Speed |  |  |  | 63200 | 3674 | 17.2 |  | 73200 | 3972 | 5.4 |  | Federally-Regulated Commercial & Industrial Equipment | 05/13/2020 | 7426596 | 05/13/2020
ClimateMaster Inc. | TRANQUILITY 20 | TSH/V/D024C*K |  | Water-Source | WBAHP: Heat Pump Packaged Unit | Heat Pump | 208 | 1 |  |  |  | Single-Speed |  |  |  | 23900 | 1335 | 17.9 |  | 30400 | 1460 | 6.1 |  | Federally-Regulated Commercial & Industrial Equipment | 05/13/2020 | 7426569 | 05/13/2020
ClimateMaster Inc. | TRANQUILITY 20 | TSH/V/D030C |  | Ground-Water-Source | WBAHP: Heat Pump Packaged Unit | Heat Pump | 208 | 1 |  |  |  | Single-Speed |  |  |  | 31000 | 1244 | 24.9 |  | 28400 | 1770 | 4.7 |  | Non Federally-Regulated | 05/13/2020 | 7426572 | 05/13/2020
ClimateMaster Inc. | TRANQUILITY 20 | TSH/V006A |  | Ground-Water-Source | WBAHP: Heat Pump Packaged Unit | Heat Pump | 208 | 1 |  |  |  | Single-Speed |  |  |  | 7400 | 290 | 25.5 |  | 6300 | 419 | 4.4 |  | Non Federally-Regulated | 05/13/2020 | 7370911 | 05/13/2020
ClimateMaster Inc. | TRANQUILITY 20 | TSH/V/D018B |  | Ground-Water-Source | WBAHP: Heat Pump Packaged Unit | Heat Pump | 208 | 1 |  |  |  | Single-Speed |  |  |  | 21300 | 858 | 24.8 |  | 18600 | 1211 | 4.5 |  | Non Federally-Regulated | 05/13/2020 | 7370912 | 05/13/2020
ClimateMaster Inc. | TRANQUILITY 20 | TSH/V/D024C*K |  | Ground-Water-Source | WBAHP: Heat Pump Packaged Unit | Heat Pump | 208 | 1 |  |  |  | Single-Speed |  |  |  | 26900 | 1000 | 26.9 |  | 23800 | 1341 | 5.2 |  | Non Federally-Regulated | 05/13/2020 | 7426569 | 05/13/2020
ClimateMaster Inc. | TRANQUILITY 20 | TSH/V/D036C |  | Ground-Source | WBAHP: Heat Pump Packaged Unit | Heat Pump | 208 | 1 |  |  |  | Single-Speed |  |  |  | 34300 | 1786 | 19.2 |  | 25900 | 1851 | 4.1 |  | Non Federally-Regulated | 05/13/2020 | 7426578 | 05/13/2020
ClimateMaster Inc. | TRANQUILITY 20 | TSH/V009A |  | Ground-Source | WBAHP: Heat Pump Packaged Unit | Heat Pump | 208 | 1 |  |  |  | Single-Speed |  |  |  | 10000 | 552 | 18.1 |  | 7100 | 612 | 3.4 |  | Non Federally-Regulated | 05/13/2020 | 7426706 | 05/13/2020
ClimateMaster Inc. | TRANQUILITY 20 | TSH/V/D060C*K |  | Ground-Source | WBAHP: Heat Pump Packaged Unit | Heat Pump | 230 | 1 |  |  |  | Single-Speed |  |  |  | 64400 | 3500 | 18.4 |  | 46400 | 3486 | 3.9 |  | Non Federally-Regulated | 05/13/2020 | 7426596 | 05/13/2020
ClimateMaster Inc. | TRANQUILITY 20 | TSH/V/D018B*K |  | Ground-Water-Source | WBAHP: Heat Pump Packaged Unit | Heat Pump | 208 | 1 |  |  |  | Single-Speed |  |  |  | 22100 | 840 | 26.3 |  | 18900 | 1130 | 4.9 |  | Non Federally-Regulated | 05/13/2020 | 7370913 | 05/13/2020
ClimateMaster Inc. | TRANQUILITY 20 | TSH/V/D060C |  | Ground-Source | WBAHP: Heat Pump Packaged Unit | Heat Pump | 230 | 1 |  |  |  | Single-Speed |  |  |  | 63900 | 3715 | 17.2 |  | 46900 | 3714 | 3.7 |  | Non Federally-Regulated | 05/13/2020 | 7426593 | 05/13/2020
ClimateMaster Inc. | TRANQUILITY 20 | TSH/V/D030C*K |  | Ground-Source | WBAHP: Heat Pump Packaged Unit | Heat Pump | 208 | 1 |  |  |  | Single-Speed |  |  |  | 29200 | 1505 | 19.4 |  | 22000 | 1572 | 4.1 |  | Non Federally-Regulated | 05/13/2020 | 7426575 | 05/13/2020
ClimateMaster Inc. | TRANQUILITY 20 | TSH/V/D036C*K |  | Ground-Source | WBAHP: Heat Pump Packaged Unit | Heat Pump | 208 | 1 |  |  |  | Single-Speed |  |  |  | 34600 | 1696 | 20.4 |  | 25600 | 1744 | 4.3 |  | Non Federally-Regulated | 05/13/2020 | 7426581 | 05/13/2020
ClimateMaster Inc. | TRANQUILITY 20 | TSH/V012A |  | Water-Source | WBAHP: Heat Pump Packaged Unit | Heat Pump | 208 | 1 |  |  |  | Single-Speed |  |  |  | 11700 | 759 | 15.4 |  | 13800 | 898 | 4.5 |  | Federally-Regulated Commercial & Industrial Equipment | 05/13/2020 | 7370909 | 05/13/2020
ClimateMaster Inc. | TRANQUILITY 20 | TSH/V/D030C |  | Water-Source | WBAHP: Heat Pump Packaged Unit | Heat Pump | 208 | 1 |  |  |  | Single-Speed |  |  |  | 28000 | 1717 | 16.3 |  | 35500 | 1891 | 5.5 |  | Federally-Regulated Commercial & Industrial Equipment | 05/13/2020 | 7426572 | 05/13/2020
ClimateMaster Inc. | TRANQUILITY 20 | TSH/V/D030C |  | Ground-Source | WBAHP: Heat Pump Packaged Unit | Heat Pump | 208 | 1 |  |  |  | Single-Speed |  |  |  | 29200 | 1578 | 18.5 |  | 22200 | 1668 | 3.9 |  | Non Federally-Regulated | 05/13/2020 | 7426572 | 05/13/2020
ClimateMaster Inc. | TRANQUILITY 20 | TSH/V/D036C*K |  | Water-Source | WBAHP: Heat Pump Packaged Unit | Heat Pump | 208 | 1 |  |  |  | Single-Speed |  |  |  | 33500 | 1850 | 18.1 |  | 39900 | 1981 | 5.9 |  | Federally-Regulated Commercial & Industrial Equipment | 05/13/2020 | 7426581 | 05/13/2020
ClimateMaster Inc. | TRANQUILITY 20 | TSH/V/D018B*K |  | Ground-Source | WBAHP: Heat Pump Packaged Unit | Heat Pump | 208 | 1 |  |  |  | Single-Speed |  |  |  | 20200 | 1041 | 19.4 |  | 14500 | 1089 | 3.9 |  | Non Federally-Regulated | 05/13/2020 | 7370913 | 05/13/2020
ClimateMaster Inc. | TRANQUILITY 20 | TSH/V/D018B*K |  | Water-Source | WBAHP: Heat Pump Packaged Unit | Heat Pump | 208 | 1 |  |  |  | Single-Speed |  |  |  | 19200 | 1163 | 16.5 |  | 23300 | 1157 | 5.9 |  | Federally-Regulated Commercial & Industrial Equipment | 05/13/2020 | 7370913 | 05/13/2020
ClimateMaster Inc. | TRANQUILITY 20 | TSH/V/D048C |  | Ground-Source | WBAHP: Heat Pump Packaged Unit | Heat Pump | 208 | 1 |  |  |  | Single-Speed |  |  |  | 49600 | 2952 | 16.8 |  | 36600 | 3154 | 3.4 |  | Non Federally-Regulated | 05/13/2020 | 7426531 | 05/13/2020
ClimateMaster Inc. | TRANQUILITY 20 | TSH/V/D030C*K |  | Ground-Water-Source | WBAHP: Heat Pump Packaged Unit | Heat Pump | 208 | 1 |  |  |  | Single-Speed |  |  |  | 30800 | 1153 | 26.7 |  | 28000 | 1674 | 4.9 |  | Non Federally-Regulated | 05/13/2020 | 7426575 | 05/13/2020
ClimateMaster Inc. | TRANQUILITY 20 | TSH/V/D036C*K |  | Ground-Water-Source | WBAHP: Heat Pump Packaged Unit | Heat Pump | 208 | 1 |  |  |  | Single-Speed |  |  |  | 35400 | 1421 | 24.9 |  | 32600 | 1949 | 4.9 |  | Non Federally-Regulated | 05/13/2020 | 7426581 | 05/13/2020
ClimateMaster Inc. | TRANQUILITY 20 | TSH/V009A |  | Ground-Water-Source | WBAHP: Heat Pump Packaged Unit | Heat Pump | 208 | 1 |  |  |  | Single-Speed |  |  |  | 11100 | 440 | 25.2 |  | 9400 | 640 | 4.3 |  | Non Federally-Regulated | 05/13/2020 | 7426706 | 05/13/2020
ClimateMaster Inc. | TRANQUILITY 20 | TSH/V/D036C |  | Ground-Water-Source | WBAHP: Heat Pump Packaged Unit | Heat Pump | 208 | 1 |  |  |  | Single-Speed |  |  |  | 35400 | 1525 | 23.2 |  | 33200 | 2070 | 4.7 |  | Non Federally-Regulated | 05/13/2020 | 7426578 | 05/13/2020
ClimateMaster Inc. | TRANQUILITY 20 | TSH/V/D048C |  | Ground-Water-Source | WBAHP: Heat Pump Packaged Unit | Heat Pump | 208 | 1 |  |  |  | Single-Speed |  |  |  | 53600 | 2516 | 21.3 |  | 47500 | 3480 | 4 |  | Non Federally-Regulated | 05/13/2020 | 7426531 | 05/13/2020
ClimateMaster Inc. | TRANQUILITY 20 | TSH/V/D036C |  | Water-Source | WBAHP: Heat Pump Packaged Unit | Heat Pump | 208 | 1 |  |  |  | Single-Speed |  |  |  | 33400 | 1964 | 17 |  | 40400 | 2114 | 5.6 |  | Federally-Regulated Commercial & Industrial Equipment | 05/13/2020 | 7426578 | 05/13/2020
ClimateMaster Inc. | TRANQUILITY 20 | TSH/V/D048C*K |  | Ground-Water-Source | WBAHP: Heat Pump Packaged Unit | Heat Pump | 208 | 1 |  |  |  | Single-Speed |  |  |  | 53700 | 2246 | 23.9 |  | 45700 | 3043 | 4.4 |  | Non Federally-Regulated | 05/13/2020 | 7426590 | 05/13/2020
ClimateMaster Inc. | TRANQUILITY 20 | TSH/V/D060C |  | Water-Source | WBAHP: Heat Pump Packaged Unit | Heat Pump | 208 | 1 |  |  |  | Single-Speed |  |  |  | 62400 | 3924 | 15.9 |  | 73900 | 4331 | 5 |  | Federally-Regulated Commercial & Industrial Equipment | 05/13/2020 | 7426593 | 05/13/2020
ClimateMaster Inc. | TRANQUILITY 20 | TSH/V/D048C*K |  | Water-Source | WBAHP: Heat Pump Packaged Unit | Heat Pump | 208 | 1 |  |  |  | Single-Speed |  |  |  | 48900 | 2843 | 17.2 |  | 57700 | 3252 | 5.2 |  | Federally-Regulated Commercial & Industrial Equipment | 05/13/2020 | 7426590 | 05/13/2020
ClimateMaster Inc. | TRANQUILITY HI RISE SERIES | TSL18 B |  | Ground-Source | WBAHP: Heat Pump Packaged Unit | Heat Pump | 208 | 1 |  |  |  | Single-Speed |  |  |  | 18400 | 1033 | 17.8 |  | 13000 | 1088 | 3.5 |  | Non Federally-Regulated | 05/13/2020 | 8624527 | 05/13/2020
ClimateMaster Inc. | TRANQUILITY HI RISE SERIES | TSM09 C/D B |  | Water-Source | WBAHP-O: Heat Pump Packaged Un | Heat Pump | 208 | 1 |  |  |  | Single-Speed |  |  |  | 9800 | 653 | 15 |  | 12900 | 700 | 5.4 |  | Federally-Regulated Commercial & Industrial Equipment | 05/13/2020 | 202515476 | 05/13/2020
ClimateMaster Inc. | TRANQUILITY HI RISE SERIES | TSM36 B |  | Water-Source | WBAHP-O: Heat Pump Packaged Un | Heat Pump | 208 | 1 |  |  |  | Single-Speed |  |  |  | 35000 | 2397 | 14.6 |  | 40500 | 2373 | 5 |  | Federally-Regulated Commercial & Industrial Equipment | 05/13/2020 | 7426745 | 05/13/2020
ClimateMaster Inc. | TRANQUILITY HI RISE SERIES | TSM36 B |  | Ground-Source | WBAHP-O: Heat Pump Packaged Un | Heat Pump | 208 | 1 |  |  |  | Single-Speed |  |  |  | 36000 | 2181 | 16.5 |  | 25500 | 2135 | 3.5 |  | Non Federally-Regulated | 05/13/2020 | 7426745 | 05/13/2020
ClimateMaster Inc. | TRANQUILITY HI RISE SERIES | TSM36 A |  | Water-Source | WBAHP-O: Heat Pump Packaged Un | Heat Pump | 208 | 1 |  |  |  | Single-Speed |  |  |  | 35000 | 2482 | 14.1 |  | 40500 | 2422 | 4.9 |  | Federally-Regulated Commercial & Industrial Equipment | 05/13/2020 | 7426744 | 05/13/2020
ClimateMaster Inc. | TRANQUILITY HI RISE SERIES | TSL15 B |  | Water-Source | WBAHP: Heat Pump Packaged Unit | Heat Pump | 208 | 1 |  |  |  | Single-Speed |  |  |  | 14600 | 895 | 16.3 |  | 18900 | 1025 | 5.4 |  | Federally-Regulated Commercial & Industrial Equipment | 05/13/2020 | 8624508 | 05/13/2020
ClimateMaster Inc. | TRANQUILITY HI RISE SERIES | TSM09 A/B B |  | Ground-Source | WBAHP-O: Heat Pump Packaged Un | Heat Pump | 208 | 1 |  |  |  | Single-Speed |  |  |  | 10300 | 635 | 16.2 |  | 7600 | 696 | 3.2 |  | Non Federally-Regulated | 05/13/2020 | 202515475 | 05/13/2020
ClimateMaster Inc. | TRANQUILITY HI RISE SERIES | TSL18 A |  | Ground-Source | WBAHP: Heat Pump Packaged Unit | Heat Pump | 208 | 1 |  |  |  | Single-Speed |  |  |  | 18600 | 1100 | 16.9 |  | 13100 | 1129 | 3.4 |  | Non Federally-Regulated | 05/13/2020 | 8624511 | 05/13/2020
ClimateMaster Inc. | TRANQUILITY HI RISE SERIES | TSL09 A/B B |  | Ground-Source | WBAHP: Heat Pump Packaged Unit | Heat Pump | 208 | 1 |  |  |  | Single-Speed |  |  |  | 10000 | 625 | 16 |  | 7500 | 686 | 3.2 |  | Non Federally-Regulated | 05/13/2020 | 202515488 | 05/13/2020
ClimateMaster Inc. | TRANQUILITY HI RISE SERIES | TSL18 B |  | Water-Source | WBAHP: Heat Pump Packaged Unit | Heat Pump | 208 | 1 |  |  |  | Single-Speed |  |  |  | 17100 | 1132 | 15.1 |  | 22300 | 1210 | 5.4 |  | Federally-Regulated Commercial & Industrial Equipment | 05/13/2020 | 8624527 | 05/13/2020
ClimateMaster Inc. | TRANQUILITY HI RISE SERIES | TSL09 C/D B |  | Water-Source | WBAHP: Heat Pump Packaged Unit | Heat Pump | 208 | 1 |  |  |  | Single-Speed |  |  |  | 10000 | 657 | 15.2 |  | 13100 | 710 | 5.4 |  | Federally-Regulated Commercial & Industrial Equipment | 05/13/2020 | 202515481 | 05/13/2020
ClimateMaster Inc. | TRANQUILITY HI RISE SERIES | TSL36 A |  | Water-Source | WBAHP: Heat Pump Packaged Unit | Heat Pump | 208 | 1 |  |  |  | Single-Speed |  |  |  | 35000 | 2447 | 14.3 |  | 40500 | 2373 | 5 |  | Federally-Regulated Commercial & Industrial Equipment | 05/13/2020 | 8626106 | 05/13/2020
ClimateMaster Inc. | TRANQUILITY HI RISE SERIES | TSL12 B |  | Water-Source | WBAHP: Heat Pump Packaged Unit | Heat Pump | 208 | 1 |  |  |  | Single-Speed |  |  |  | 12000 | 779 | 15.4 |  | 15500 | 857 | 5.3 |  | Federally-Regulated Commercial & Industrial Equipment | 05/13/2020 | 8624506 | 05/13/2020
ClimateMaster Inc. | TRANQUILITY HI RISE SERIES | TSL12 A |  | Water-Source | WBAHP: Heat Pump Packaged Unit | Heat Pump | 208 | 1 |  |  |  | Single-Speed |  |  |  | 12000 | 845 | 14.2 |  | 15500 | 873 | 5.2 |  | Federally-Regulated Commercial & Industrial Equipment | 05/13/2020 | 8624505 | 05/13/2020
ClimateMaster Inc. | TRANQUILITY HI RISE SERIES | TSL12 A |  | Ground-Source | WBAHP: Heat Pump Packaged Unit | Heat Pump | 208 | 1 |  |  |  | Single-Speed |  |  |  | 12600 | 792 | 15.9 |  | 9200 | 842 | 3.2 |  | Non Federally-Regulated | 05/13/2020 | 8624505 | 05/13/2020
ClimateMaster Inc. | TRANQUILITY HI RISE SERIES | TSM18 A |  | Water-Source | WBAHP-O: Heat Pump Packaged Un | Heat Pump | 208 | 1 |  |  |  | Single-Speed |  |  |  | 17300 | 1310 | 13.2 |  | 22500 | 1373 | 4.8 |  | Federally-Regulated Commercial & Industrial Equipment | 05/13/2020 | 7426732 | 05/13/2020
ClimateMaster Inc. | TRANQUILITY HI RISE SERIES | TSM12 B |  | Ground-Source | WBAHP-O: Heat Pump Packaged Un | Heat Pump | 208 | 1 |  |  |  | Single-Speed |  |  |  | 12100 | 720 | 16.8 |  | 9000 | 824 | 3.2 |  | Non Federally-Regulated | 05/13/2020 | 7426726 | 05/13/2020
ClimateMaster Inc. | TRANQUILITY HI RISE SERIES | TSM12 A/B B |  | Water-Source | WBAHP-O: Heat Pump Packaged Un | Heat Pump | 208 | 1 |  |  |  | Single-Speed |  |  |  | 11400 | 826 | 13.8 |  | 16000 | 919 | 5.1 |  | Federally-Regulated Commercial & Industrial Equipment | 05/13/2020 | 202515477 | 05/13/2020
ClimateMaster Inc. | TRANQUILITY HI RISE SERIES | TSL09 A |  | Water-Source | WBAHP: Heat Pump Packaged Unit | Heat Pump | 208 | 1 |  |  |  | Single-Speed |  |  |  | 9300 | 688 | 13.5 |  | 12500 | 704 | 5.2 |  | Federally-Regulated Commercial & Industrial Equipment | 05/13/2020 | 8624503 | 05/13/2020
ClimateMaster Inc. | TRANQUILITY HI RISE SERIES | TSL09 A |  | Ground-Source | WBAHP: Heat Pump Packaged Unit | Heat Pump | 208 | 1 |  |  |  | Single-Speed |  |  |  | 10100 | 655 | 15.4 |  | 7200 | 659 | 3.2 |  | Non Federally-Regulated | 05/13/2020 | 8624503 | 05/13/2020
ClimateMaster Inc. | TRANQUILITY HI RISE SERIES | TSL09 B |  | Ground-Source | WBAHP: Heat Pump Packaged Unit | Heat Pump | 208 | 1 |  |  |  | Single-Speed |  |  |  | 10100 | 601 | 16.8 |  | 7200 | 620 | 3.4 |  | Non Federally-Regulated | 05/13/2020 | 8624504 | 05/13/2020
ClimateMaster Inc. | TRANQUILITY HI RISE SERIES | TSM12 C/D B |  | Water-Source | WBAHP-O: Heat Pump Packaged Un | Heat Pump | 208 | 1 |  |  |  | Single-Speed |  |  |  | 11600 | 789 | 14.7 |  | 16000 | 901 | 5.2 |  | Federally-Regulated Commercial & Industrial Equipment | 05/13/2020 | 202515478 | 05/13/2020
ClimateMaster Inc. | TRANQUILITY HI RISE SERIES | TSM18 B |  | Ground-Source | WBAHP-O: Heat Pump Packaged Un | Heat Pump | 208 | 1 |  |  |  | Single-Speed |  |  |  | 18500 | 1069 | 17.3 |  | 13200 | 1172 | 3.3 |  | Non Federally-Regulated | 05/13/2020 | 7426734 | 05/13/2020
ClimateMaster Inc. | TRANQUILITY HI RISE SERIES | TSL12 C/D B |  | Water-Source | WBAHP: Heat Pump Packaged Unit | Heat Pump | 208 | 1 |  |  |  | Single-Speed |  |  |  | 11600 | 778 | 14.9 |  | 15800 | 907 | 5.1 |  | Federally-Regulated Commercial & Industrial Equipment | 05/13/2020 | 202515487 | 05/13/2020
ClimateMaster Inc. | TRANQUILITY HI RISE SERIES | TSM12 A/B B |  | Ground-Source | WBAHP-O: Heat Pump Packaged Un | Heat Pump | 208 | 1 |  |  |  | Single-Speed |  |  |  | 12200 | 762 | 16 |  | 9700 | 861 | 3.3 |  | Non Federally-Regulated | 05/13/2020 | 202515477 | 05/13/2020
ClimateMaster Inc. | TRANQUILITY HI RISE SERIES | TSM15 B |  | Ground-Source | WBAHP-O: Heat Pump Packaged Un | Heat Pump | 208 | 1 |  |  |  | Single-Speed |  |  |  | 15500 | 824 | 18.8 |  | 11000 | 895 | 3.6 |  | Non Federally-Regulated | 05/13/2020 | 7426730 | 05/13/2020
ClimateMaster Inc. | TRANQUILITY HI RISE SERIES | TSL36 A |  | Ground-Source | WBAHP: Heat Pump Packaged Unit | Heat Pump | 208 | 1 |  |  |  | Single-Speed |  |  |  | 36000 | 2168 | 16.6 |  | 25500 | 2135 | 3.5 |  | Non Federally-Regulated | 05/13/2020 | 8626106 | 05/13/2020
ClimateMaster Inc. | TRANQUILITY HI RISE SERIES | TSL12 A/B B |  | Ground-Source | WBAHP: Heat Pump Packaged Unit | Heat Pump | 208 | 1 |  |  |  | Single-Speed |  |  |  | 12100 | 737 | 16.4 |  | 9600 | 879 | 3.2 |  | Non Federally-Regulated | 05/13/2020 | 202515482 | 05/13/2020
ClimateMaster Inc. | TRANQUILITY HI RISE SERIES | TSM12 B |  | Water-Source | WBAHP-O: Heat Pump Packaged Un | Heat Pump | 208 | 1 |  |  |  | Single-Speed |  |  |  | 11800 | 836 | 14.1 |  | 15200 | 840 | 5.3 |  | Federally-Regulated Commercial & Industrial Equipment | 05/13/2020 | 7426726 | 05/13/2020
ClimateMaster Inc. | TRANQUILITY HI RISE SERIES | TSM18 A |  | Ground-Source | WBAHP-O: Heat Pump Packaged Un | Heat Pump | 208 | 1 |  |  |  | Single-Speed |  |  |  | 18400 | 1218 | 15.1 |  | 13500 | 1236 | 3.2 |  | Non Federally-Regulated | 05/13/2020 | 7426732 | 05/13/2020
ClimateMaster Inc. | TRANQUILITY HI RISE SERIES | TSM15 B |  | Water-Source | WBAHP-O: Heat Pump Packaged Un | Heat Pump | 208 | 1 |  |  |  | Single-Speed |  |  |  | 14600 | 918 | 15.9 |  | 17500 | 967 | 5.3 |  | Federally-Regulated Commercial & Industrial Equipment | 05/13/2020 | 7426730 | 05/13/2020
ClimateMaster Inc. | TRANQUILITY HI RISE SERIES | TSL36 B |  | Water-Source | WBAHP: Heat Pump Packaged Unit | Heat Pump | 208 | 1 |  |  |  | Single-Speed |  |  |  | 35000 | 2333 | 15 |  | 40500 | 2373 | 5 |  | Federally-Regulated Commercial & Industrial Equipment | 05/13/2020 | 8626107 | 05/13/2020
ClimateMaster Inc. | TRANQUILITY HI RISE SERIES | TSM15 A |  | Water-Source | WBAHP-O: Heat Pump Packaged Un | Heat Pump | 208 | 1 |  |  |  | Single-Speed |  |  |  | 14300 | 1075 | 13.3 |  | 18000 | 1099 | 4.8 |  | Federally-Regulated Commercial & Industrial Equipment | 05/13/2020 | 7426728 | 05/13/2020
ClimateMaster Inc. | TRANQUILITY HI RISE SERIES | TSL18 A |  | Water-Source | WBAHP: Heat Pump Packaged Unit | Heat Pump | 208 | 1 |  |  |  | Single-Speed |  |  |  | 16800 | 1272 | 13.2 |  | 22800 | 1336 | 5 |  | Federally-Regulated Commercial & Industrial Equipment | 05/13/2020 | 8624511 | 05/13/2020
ClimateMaster Inc. | TRANQUILITY HI RISE SERIES | TSM12 C/D B |  | Ground-Source | WBAHP-O: Heat Pump Packaged Un | Heat Pump | 208 | 1 |  |  |  | Single-Speed |  |  |  | 12300 | 715 | 17.2 |  | 9600 | 827 | 3.4 |  | Non Federally-Regulated | 05/13/2020 | 202515478 | 05/13/2020
ClimateMaster Inc. | TRANQUILITY HI RISE SERIES | TSL09 A/B B |  | Water-Source | WBAHP: Heat Pump Packaged Unit | Heat Pump | 208 | 1 |  |  |  | Single-Speed |  |  |  | 9500 | 673 | 14.1 |  | 13000 | 761 | 5 |  | Federally-Regulated Commercial & Industrial Equipment | 05/13/2020 | 202515488 | 05/13/2020
ClimateMaster Inc. | TRANQUILITY HI RISE SERIES | TSL12 B |  | Ground-Source | WBAHP: Heat Pump Packaged Unit | Heat Pump | 208 | 1 |  |  |  | Single-Speed |  |  |  | 12600 | 732 | 17.2 |  | 9200 | 793 | 3.4 |  | Non Federally-Regulated | 05/13/2020 | 8624506 | 05/13/2020
ClimateMaster Inc. | TRANQUILITY HI RISE SERIES | TSM09 C/D B |  | Ground-Source | WBAHP-O: Heat Pump Packaged Un | Heat Pump | 208 | 1 |  |  |  | Single-Speed |  |  |  | 10500 | 589 | 17.8 |  | 7400 | 637 | 3.4 |  | Non Federally-Regulated | 05/13/2020 | 202515476 | 05/13/2020
ClimateMaster Inc. | TRANQUILITY HI RISE SERIES | TSM18 B |  | Water-Source | WBAHP-O: Heat Pump Packaged Un | Heat Pump | 208 | 1 |  |  |  | Single-Speed |  |  |  | 18000 | 1184 | 15.2 |  | 22200 | 1275 | 5.1 |  | Federally-Regulated Commercial & Industrial Equipment | 05/13/2020 | 7426734 | 05/13/2020
ClimateMaster Inc. | TRANQUILITY HI RISE SERIES | TSL12 A/B B |  | Water-Source | WBAHP: Heat Pump Packaged Unit | Heat Pump | 208 | 1 |  |  |  | Single-Speed |  |  |  | 11600 | 811 | 14.3 |  | 15900 | 991 | 4.7 |  | Federally-Regulated Commercial & Industrial Equipment | 05/13/2020 | 202515482 | 05/13/2020
ClimateMaster Inc. | TRANQUILITY HI RISE SERIES | TSL09 C/D B |  | Ground-Source | WBAHP: Heat Pump Packaged Unit | Heat Pump | 208 | 1 |  |  |  | Single-Speed |  |  |  | 10400 | 601 | 17.3 |  | 7500 | 666 | 3.3 |  | Non Federally-Regulated | 05/13/2020 | 202515481 | 05/13/2020
ClimateMaster Inc. | TRANQUILITY HI RISE SERIES | TSL12 C/D B |  | Ground-Source | WBAHP: Heat Pump Packaged Unit | Heat Pump | 208 | 1 |  |  |  | Single-Speed |  |  |  | 12500 | 714 | 17.5 |  | 9400 | 834 | 3.3 |  | Non Federally-Regulated | 05/13/2020 | 202515487 | 05/13/2020
ClimateMaster Inc. | TRANQUILITY HI RISE SERIES | TSL15 A |  | Water-Source | WBAHP: Heat Pump Packaged Unit | Heat Pump | 208 | 1 |  |  |  | Single-Speed |  |  |  | 14000 | 979 | 14.3 |  | 19000 | 1113 | 5 |  | Federally-Regulated Commercial & Industrial Equipment | 05/13/2020 | 8624507 | 05/13/2020
ClimateMaster Inc. | TRANQUILITY HI RISE SERIES | TSM15 A |  | Ground-Source | WBAHP-O: Heat Pump Packaged Un | Heat Pump | 208 | 1 |  |  |  | Single-Speed |  |  |  | 15200 | 974 | 15.6 |  | 11500 | 1021 | 3.3 |  | Non Federally-Regulated | 05/13/2020 | 7426728 | 05/13/2020
ClimateMaster Inc. | TRANQUILITY HI RISE SERIES | TSL15 B |  | Ground-Source | WBAHP: Heat Pump Packaged Unit | Heat Pump | 208 | 1 |  |  |  | Single-Speed |  |  |  | 15400 | 802 | 19.2 |  | 11000 | 871 | 3.7 |  | Non Federally-Regulated | 05/13/2020 | 8624508 | 05/13/2020
ClimateMaster Inc. | TRANQUILITY HI RISE SERIES | TSL09 B |  | Water-Source | WBAHP: Heat Pump Packaged Unit | Heat Pump | 208 | 1 |  |  |  | Single-Speed |  |  |  | 9300 | 628 | 14.8 |  | 12500 | 654 | 5.6 |  | Federally-Regulated Commercial & Industrial Equipment | 05/13/2020 | 8624504 | 05/13/2020
ClimateMaster Inc. | TRANQUILITY HI RISE SERIES | TSM36 A |  | Ground-Source | WBAHP-O: Heat Pump Packaged Un | Heat Pump | 208 | 1 |  |  |  | Single-Speed |  |  |  | 36000 | 2222 | 16.2 |  | 25500 | 2198 | 3.4 |  | Non Federally-Regulated | 05/13/2020 | 7426744 | 05/13/2020
ClimateMaster Inc. | TRANQUILITY HI RISE SERIES | TSL36 B |  | Ground-Source | WBAHP: Heat Pump Packaged Unit | Heat Pump | 208 | 1 |  |  |  | Single-Speed |  |  |  | 36000 | 2155 | 16.7 |  | 25500 | 2135 | 3.5 |  | Non Federally-Regulated | 05/13/2020 | 8626107 | 05/13/2020
ClimateMaster Inc. | TRANQUILITY HI RISE SERIES | TSL15 A |  | Ground-Source | WBAHP: Heat Pump Packaged Unit | Heat Pump | 208 | 1 |  |  |  | Single-Speed |  |  |  | 15400 | 870 | 17.7 |  | 11500 | 936 | 3.6 |  | Non Federally-Regulated | 05/13/2020 | 8624507 | 05/13/2020
ClimateMaster Inc. | TRANQUILITY HI RISE SERIES | TSM09 A/B B |  | Water-Source | WBAHP-O: Heat Pump Packaged Un | Heat Pump | 208 | 1 |  |  |  | Single-Speed |  |  |  | 9700 | 697 | 13.9 |  | 12700 | 715 | 5.2 |  | Federally-Regulated Commercial & Industrial Equipment | 05/13/2020 | 202515475 | 05/13/2020
ClimateMaster Inc. | TRANQUILITY 30 DIGITAL | TEV/H/D026B |  | Ground-Water-Source | WBAHP: Heat Pump Packaged Unit | Heat Pump | 230 | 1 |  |  |  | Single-Speed |  |  |  | 28500 | 1079 | 26.4 | 16.2 | 25800 | 1426 | 5.3 | 3.6 | Non Federally-Regulated | 10/10/2017 |  | 05/13/2020
ClimateMaster Inc. | TRANQUILITY 30 DIGITAL | TEV/H/D038B |  | Ground-Source | WBAHP: Heat Pump Packaged Unit | Heat Pump | 230 | 1 |  |  |  | Single-Speed |  |  |  | 39000 | 1921 | 20.3 | 13.4 | 29700 | 1978 | 4.4 | 3.1 | Non Federally-Regulated | 10/10/2017 |  | 05/13/2020
ClimateMaster Inc. | TRANQUILITY 30 DIGITAL | TEV/H/D064B |  | Water-Source | WBAHP: Heat Pump Packaged Unit | Heat Pump | 230 | 1 |  |  |  | Single-Speed |  |  |  | 61500 | 3796 | 16.2 | 11.2 | 77400 | 4200 | 5.4 | 4.2 | Federally-Regulated Commercial & Industrial Equipment | 10/10/2017 |  | 05/13/2020
ClimateMaster Inc. | TRANQUILITY 30 DIGITAL | TEV/H/D049B |  | Ground-Source | WBAHP: Heat Pump Packaged Unit | Heat Pump | 208 | 1 |  |  |  | Single-Speed |  |  |  | 49600 | 2569 | 19.3 | 13.4 | 36400 | 2666 | 4 | 3.1 | Non Federally-Regulated | 07/17/2019 |  | 05/13/2020
ClimateMaster Inc. | TRANQUILITY 30 DIGITAL | TEV/H/D026B |  | Ground-Source | WBAHP: Heat Pump Packaged Unit | Heat Pump | 230 | 1 |  |  |  | Single-Speed |  |  |  | 26000 | 1306 | 19.9 | 13.4 | 20200 | 1443 | 4.1 | 3.1 | Non Federally-Regulated | 10/10/2017 |  | 05/13/2020
ClimateMaster Inc. | TRANQUILITY 30 DIGITAL | TEV/H/D049B |  | Water-Source | WBAHP: Heat Pump Packaged Unit | Heat Pump | 208 | 1 |  |  |  | Single-Speed |  |  |  | 48600 | 2892 | 16.8 | 11.2 | 56700 | 3258 | 5.1 | 4.2 | Federally-Regulated Commercial & Industrial Equipment | 07/17/2019 |  | 05/13/2020
ClimateMaster Inc. | TRANQUILITY 30 DIGITAL | TEV/H/D049B |  | Ground-Source | WBAHP: Heat Pump Packaged Unit | Heat Pump | 230 | 1 |  |  |  | Single-Speed |  |  |  | 49600 | 2569 | 19.3 | 13.4 | 36400 | 2666 | 4 | 3.1 | Non Federally-Regulated | 10/10/2017 |  | 05/13/2020
ClimateMaster Inc. | TRANQUILITY 30 DIGITAL | TEV/H/D064B |  | Water-Source | WBAHP: Heat Pump Packaged Unit | Heat Pump | 208 | 1 |  |  |  | Single-Speed |  |  |  | 61500 | 3796 | 16.2 | 11.2 | 77400 | 4200 | 5.4 | 4.2 | Federally-Regulated Commercial & Industrial Equipment | 07/17/2019 |  | 05/13/2020
ClimateMaster Inc. | TRANQUILITY 30 DIGITAL | TEV/H/D026B |  | Ground-Source | WBAHP: Heat Pump Packaged Unit | Heat Pump | 208 | 1 |  |  |  | Single-Speed |  |  |  | 26000 | 1306 | 19.9 | 13.4 | 20200 | 1443 | 4.1 | 3.1 | Non Federally-Regulated | 05/10/2019 |  | 05/13/2020
ClimateMaster Inc. | TRANQUILITY 30 DIGITAL | TEV/H/D038B |  | Ground-Water-Source | WBAHP: Heat Pump Packaged Unit | Heat Pump | 230 | 1 |  |  |  | Single-Speed |  |  |  | 42100 | 1613 | 26.1 | 16.2 | 37900 | 2136 | 5.2 | 3.6 | Non Federally-Regulated | 10/10/2017 |  | 05/13/2020
ClimateMaster Inc. | TRANQUILITY 30 DIGITAL | TEV/H/D049B |  | Ground-Water-Source | WBAHP: Heat Pump Packaged Unit | Heat Pump | 230 | 1 |  |  |  | Single-Speed |  |  |  | 55000 | 2173 | 25.3 | 16.2 | 46800 | 2981 | 4.6 | 3.6 | Non Federally-Regulated | 10/10/2017 |  | 05/13/2020
ClimateMaster Inc. | TRANQUILITY 30 DIGITAL | TEV/H/D038B |  | Ground-Water-Source | WBAHP: Heat Pump Packaged Unit | Heat Pump | 208 | 1 |  |  |  | Single-Speed |  |  |  | 42100 | 1613 | 26.1 | 16.2 | 37900 | 2136 | 5.2 | 3.6 | Non Federally-Regulated | 07/17/2019 |  | 05/13/2020
ClimateMaster Inc. | TRANQUILITY 30 DIGITAL | TEV/H/D038B |  | Ground-Source | WBAHP: Heat Pump Packaged Unit | Heat Pump | 208 | 1 |  |  |  | Single-Speed |  |  |  | 39000 | 1921 | 20.3 | 13.4 | 29700 | 1978 | 4.4 | 3.1 | Non Federally-Regulated | 07/17/2019 |  | 05/13/2020
ClimateMaster Inc. | TRANQUILITY 30 DIGITAL | TEV/H/D038B |  | Water-Source | WBAHP: Heat Pump Packaged Unit | Heat Pump | 230 | 1 |  |  |  | Single-Speed |  |  |  | 37700 | 2106 | 17.9 | 11.2 | 45700 | 2309 | 5.8 | 4.2 | Federally-Regulated Commercial & Industrial Equipment | 10/10/2017 |  | 05/13/2020
ClimateMaster Inc. | TRANQUILITY 30 DIGITAL | TEV/H/D038B |  | Water-Source | WBAHP: Heat Pump Packaged Unit | Heat Pump | 208 | 1 |  |  |  | Single-Speed |  |  |  | 37700 | 2106 | 17.9 | 11.2 | 45700 | 2309 | 5.8 | 4.2 | Federally-Regulated Commercial & Industrial Equipment | 07/17/2019 |  | 05/13/2020
ClimateMaster Inc. | TRANQUILITY 30 DIGITAL | TEV/H/D026B |  | Water-Source | WBAHP: Heat Pump Packaged Unit | Heat Pump | 208 | 1 |  |  |  | Single-Speed |  |  |  | 25000 | 1436 | 17.4 | 11.2 | 31400 | 1533 | 6 | 4.2 | Federally-Regulated Commercial & Industrial Equipment | 05/10/2019 |  | 05/13/2020
ClimateMaster Inc. | TRANQUILITY 30 DIGITAL | TEV/H/D049B |  | Water-Source | WBAHP: Heat Pump Packaged Unit | Heat Pump | 230 | 1 |  |  |  | Single-Speed |  |  |  | 48600 | 2892 | 16.8 | 11.2 | 56700 | 3258 | 5.1 | 4.2 | Federally-Regulated Commercial & Industrial Equipment | 10/10/2017 |  | 05/13/2020
ClimateMaster Inc. | TRANQUILITY 30 DIGITAL | TEV/H/D026B |  | Ground-Water-Source | WBAHP: Heat Pump Packaged Unit | Heat Pump | 208 | 1 |  |  |  | Single-Speed |  |  |  | 28500 | 1079 | 26.4 | 16.2 | 25800 | 1426 | 5.3 | 3.6 | Non Federally-Regulated | 05/10/2019 |  | 05/13/2020
ClimateMaster Inc. | TRANQUILITY 30 DIGITAL | TEV/H/D026B |  | Water-Source | WBAHP: Heat Pump Packaged Unit | Heat Pump | 230 | 1 |  |  |  | Single-Speed |  |  |  | 25000 | 1436 | 17.4 | 11.2 | 31400 | 1533 | 6 | 4.2 | Federally-Regulated Commercial & Industrial Equipment | 10/10/2017 |  | 05/13/2020
ClimateMaster Inc. | TRANQUILITY 30 DIGITAL | TEV/H/D049B |  | Ground-Water-Source | WBAHP: Heat Pump Packaged Unit | Heat Pump | 208 | 1 |  |  |  | Single-Speed |  |  |  | 55000 | 2173 | 25.3 | 16.2 | 46800 | 2981 | 4.6 | 3.6 | Non Federally-Regulated | 07/17/2019 |  | 05/13/2020
ClimateMaster Inc. | TRANQUILITY 30 DIGITAL | TEV/H/D026B |  | Ground-Water-Source | WBAHP: Heat Pump Packaged Unit | Heat Pump | 230 | 1 |  |  |  | Single-Speed |  |  |  | 28500 | 1079 | 26.4 |  | 25800 | 1426 | 5.3 |  | Non Federally-Regulated | 05/13/2020 | 7209076 | 05/13/2020
ClimateMaster Inc. | TRANQUILITY 30 DIGITAL | TEV/H/D038B |  | Ground-Source | WBAHP: Heat Pump Packaged Unit | Heat Pump | 230 | 1 |  |  |  | Single-Speed |  |  |  | 39000 | 1921 | 20.3 |  | 29700 | 1978 | 4.4 |  | Non Federally-Regulated | 05/13/2020 | 7212557 | 05/13/2020
ClimateMaster Inc. | TRANQUILITY 30 DIGITAL | TEV/H/D064B |  | Water-Source | WBAHP: Heat Pump Packaged Unit | Heat Pump | 230 | 1 |  |  |  | Single-Speed |  |  |  | 61500 | 3796 | 16.2 |  | 77400 | 4200 | 5.4 |  | Federally-Regulated Commercial & Industrial Equipment | 05/13/2020 | 7219329 | 05/13/2020
ClimateMaster Inc. | TRANQUILITY 30 DIGITAL | TEV/H/D049B |  | Ground-Source | WBAHP: Heat Pump Packaged Unit | Heat Pump | 208 | 1 |  |  |  | Single-Speed |  |  |  | 49600 | 2569 | 19.3 |  | 36400 | 2666 | 4 |  | Non Federally-Regulated | 05/13/2020 | 7216252 | 05/13/2020
ClimateMaster Inc. | TRANQUILITY 30 DIGITAL | TEV/H/D026B |  | Ground-Source | WBAHP: Heat Pump Packaged Unit | Heat Pump | 230 | 1 |  |  |  | Single-Speed |  |  |  | 26000 | 1306 | 19.9 |  | 20200 | 1443 | 4.1 |  | Non Federally-Regulated | 05/13/2020 | 7209076 | 05/13/2020
ClimateMaster Inc. | TRANQUILITY 30 DIGITAL | TEV/H/D049B |  | Water-Source | WBAHP: Heat Pump Packaged Unit | Heat Pump | 208 | 1 |  |  |  | Single-Speed |  |  |  | 48600 | 2892 | 16.8 |  | 56700 | 3258 | 5.1 |  | Federally-Regulated Commercial & Industrial Equipment | 05/13/2020 | 7216252 | 05/13/2020
ClimateMaster Inc. | TRANQUILITY 30 DIGITAL | TEV/H/D049B |  | Ground-Source | WBAHP: Heat Pump Packaged Unit | Heat Pump | 230 | 1 |  |  |  | Single-Speed |  |  |  | 49600 | 2569 | 19.3 |  | 36400 | 2666 | 4 |  | Non Federally-Regulated | 05/13/2020 | 7216252 | 05/13/2020
ClimateMaster Inc. | TRANQUILITY 30 DIGITAL | TEV/H/D064B |  | Water-Source | WBAHP: Heat Pump Packaged Unit | Heat Pump | 208 | 1 |  |  |  | Single-Speed |  |  |  | 61500 | 3796 | 16.2 |  | 77400 | 4200 | 5.4 |  | Federally-Regulated Commercial & Industrial Equipment | 05/13/2020 | 7219329 | 05/13/2020
ClimateMaster Inc. | TRANQUILITY 30 DIGITAL | TEV/H/D026B |  | Ground-Source | WBAHP: Heat Pump Packaged Unit | Heat Pump | 208 | 1 |  |  |  | Single-Speed |  |  |  | 26000 | 1306 | 19.9 |  | 20200 | 1443 | 4.1 |  | Non Federally-Regulated | 05/13/2020 | 7209076 | 05/13/2020
ClimateMaster Inc. | TRANQUILITY 30 DIGITAL | TEV/H/D038B |  | Ground-Water-Source | WBAHP: Heat Pump Packaged Unit | Heat Pump | 230 | 1 |  |  |  | Single-Speed |  |  |  | 42100 | 1613 | 26.1 |  | 37900 | 2136 | 5.2 |  | Non Federally-Regulated | 05/13/2020 | 7212557 | 05/13/2020
ClimateMaster Inc. | TRANQUILITY 30 DIGITAL | TEV/H/D049B |  | Ground-Water-Source | WBAHP: Heat Pump Packaged Unit | Heat Pump | 230 | 1 |  |  |  | Single-Speed |  |  |  | 55000 | 2173 | 25.3 |  | 46800 | 2981 | 4.6 |  | Non Federally-Regulated | 05/13/2020 | 7216252 | 05/13/2020
ClimateMaster Inc. | TRANQUILITY 30 DIGITAL | TEV/H/D038B |  | Ground-Water-Source | WBAHP: Heat Pump Packaged Unit | Heat Pump | 208 | 1 |  |  |  | Single-Speed |  |  |  | 42100 | 1613 | 26.1 |  | 37900 | 2136 | 5.2 |  | Non Federally-Regulated | 05/13/2020 | 7212557 | 05/13/2020
ClimateMaster Inc. | TRANQUILITY 30 DIGITAL | TEV/H/D038B |  | Ground-Source | WBAHP: Heat Pump Packaged Unit | Heat Pump | 208 | 1 |  |  |  | Single-Speed |  |  |  | 39000 | 1921 | 20.3 |  | 29700 | 1978 | 4.4 |  | Non Federally-Regulated | 05/13/2020 | 7212557 | 05/13/2020
ClimateMaster Inc. | TRANQUILITY 30 DIGITAL | TEV/H/D038B |  | Water-Source | WBAHP: Heat Pump Packaged Unit | Heat Pump | 230 | 1 |  |  |  | Single-Speed |  |  |  | 37700 | 2106 | 17.9 |  | 45700 | 2309 | 5.8 |  | Federally-Regulated Commercial & Industrial Equipment | 05/13/2020 | 7212557 | 05/13/2020
ClimateMaster Inc. | TRANQUILITY 30 DIGITAL | TEV/H/D038B |  | Water-Source | WBAHP: Heat Pump Packaged Unit | Heat Pump | 208 | 1 |  |  |  | Single-Speed |  |  |  | 37700 | 2106 | 17.9 |  | 45700 | 2309 | 5.8 |  | Federally-Regulated Commercial & Industrial Equipment | 05/13/2020 | 7212557 | 05/13/2020
ClimateMaster Inc. | TRANQUILITY 30 DIGITAL | TEV/H/D026B |  | Water-Source | WBAHP: Heat Pump Packaged Unit | Heat Pump | 208 | 1 |  |  |  | Single-Speed |  |  |  | 25000 | 1436 | 17.4 |  | 31400 | 1533 | 6 |  | Federally-Regulated Commercial & Industrial Equipment | 05/13/2020 | 7209076 | 05/13/2020
ClimateMaster Inc. | TRANQUILITY 30 DIGITAL | TEV/H/D049B |  | Water-Source | WBAHP: Heat Pump Packaged Unit | Heat Pump | 230 | 1 |  |  |  | Single-Speed |  |  |  | 48600 | 2892 | 16.8 |  | 56700 | 3258 | 5.1 |  | Federally-Regulated Commercial & Industrial Equipment | 05/13/2020 | 7216252 | 05/13/2020
ClimateMaster Inc. | TRANQUILITY 30 DIGITAL | TEV/H/D026B |  | Ground-Water-Source | WBAHP: Heat Pump Packaged Unit | Heat Pump | 208 | 1 |  |  |  | Single-Speed |  |  |  | 28500 | 1079 | 26.4 |  | 25800 | 1426 | 5.3 |  | Non Federally-Regulated | 05/13/2020 | 7209076 | 05/13/2020
ClimateMaster Inc. | TRANQUILITY 30 DIGITAL | TEV/H/D026B |  | Water-Source | WBAHP: Heat Pump Packaged Unit | Heat Pump | 230 | 1 |  |  |  | Single-Speed |  |  |  | 25000 | 1436 | 17.4 |  | 31400 | 1533 | 6 |  | Federally-Regulated Commercial & Industrial Equipment | 05/13/2020 | 7209076 | 05/13/2020
ClimateMaster Inc. | TRANQUILITY 30 DIGITAL | TEV/H/D049B |  | Ground-Water-Source | WBAHP: Heat Pump Packaged Unit | Heat Pump | 208 | 1 |  |  |  | Single-Speed |  |  |  | 55000 | 2173 | 25.3 |  | 46800 | 2981 | 4.6 |  | Non Federally-Regulated | 05/13/2020 | 7216252 | 05/13/2020
ClimateMaster Inc. | TRANQUILITY CONSOLE SERIES | TRC18 |  | Ground-Source | WBAHP-O: Heat Pump Packaged Un | Heat Pump | 208 | 1 |  |  |  | Single-Speed |  |  |  | 16100 | 1166 | 13.8 |  | 13200 | 1172 | 3.3 |  | Non Federally-Regulated | 05/13/2020 | 7368803 | 05/13/2020
ClimateMaster Inc. | TRANQUILITY CONSOLE SERIES | TRC12 |  | Ground-Source | WBAHP-O: Heat Pump Packaged Un | Heat Pump | 230 | 1 |  |  |  | Single-Speed |  |  |  | 11800 | 813 | 14.5 |  | 9300 | 825 | 3.3 |  | Non Federally-Regulated | 05/13/2020 | 7425765 | 05/13/2020
ClimateMaster Inc. | TRANQUILITY CONSOLE SERIES | TRC09 |  | Ground-Water-Source | WBAHP-O: Heat Pump Packaged Un | Heat Pump | 208 | 1 |  |  |  | Single-Speed |  |  |  | 9200 | 494 | 18.6 |  | 9500 | 696 | 4 |  | Non Federally-Regulated | 05/13/2020 | 7425762 | 05/13/2020
ClimateMaster Inc. | TRANQUILITY CONSOLE SERIES | TRC15 |  | Ground-Water-Source | WBAHP-O: Heat Pump Packaged Un | Heat Pump | 208 | 1 |  |  |  | Single-Speed |  |  |  | 15700 | 809 | 19.4 |  | 14600 | 1069 | 4 |  | Non Federally-Regulated | 05/13/2020 | 7425768 | 05/13/2020
ClimateMaster Inc. | TRANQUILITY CONSOLE SERIES | TRC09 |  | Water-Source | WBAHP-O: Heat Pump Packaged Un | Heat Pump | 208 | 1 |  |  |  | Single-Speed |  |  |  | 8600 | 646 | 13.3 |  | 11400 | 726 | 4.6 |  | Federally-Regulated Commercial & Industrial Equipment | 05/13/2020 | 7425762 | 05/13/2020
ClimateMaster Inc. | TRANQUILITY CONSOLE SERIES | TRC18 |  | Ground-Source | WBAHP-O: Heat Pump Packaged Un | Heat Pump | 230 | 1 |  |  |  | Single-Speed |  |  |  | 16100 | 1166 | 13.8 |  | 13200 | 1172 | 3.3 |  | Non Federally-Regulated | 05/13/2020 | 7368803 | 05/13/2020
ClimateMaster Inc. | TRANQUILITY CONSOLE SERIES | TRC15 |  | Water-Source | WBAHP-O: Heat Pump Packaged Un | Heat Pump | 230 | 1 |  |  |  | Single-Speed |  |  |  | 13700 | 1070 | 12.8 |  | 17500 | 1005 | 5.1 |  | Federally-Regulated Commercial & Industrial Equipment | 05/13/2020 | 7425768 | 05/13/2020
ClimateMaster Inc. | TRANQUILITY CONSOLE SERIES | TRC12 |  | Water-Source | WBAHP-O: Heat Pump Packaged Un | Heat Pump | 208 | 1 |  |  |  | Single-Speed |  |  |  | 11300 | 882 | 12.8 |  | 14100 | 918 | 4.5 |  | Federally-Regulated Commercial & Industrial Equipment | 05/13/2020 | 7425765 | 05/13/2020
ClimateMaster Inc. | TRANQUILITY CONSOLE SERIES | TRC18 |  | Water-Source | WBAHP-O: Heat Pump Packaged Un | Heat Pump | 208 | 1 |  |  |  | Single-Speed |  |  |  | 15600 | 1278 | 12.2 |  | 20100 | 1309 | 4.5 |  | Federally-Regulated Commercial & Industrial Equipment | 05/13/2020 | 7368803 | 05/13/2020
ClimateMaster Inc. | TRANQUILITY CONSOLE SERIES | TRC09 |  | Ground-Source | WBAHP-O: Heat Pump Packaged Un | Heat Pump | 208 | 1 |  |  |  | Single-Speed |  |  |  | 8800 | 590 | 14.9 |  | 7300 | 648 | 3.3 |  | Non Federally-Regulated | 05/13/2020 | 7425762 | 05/13/2020
ClimateMaster Inc. | TRANQUILITY CONSOLE SERIES | TRC15 |  | Ground-Water-Source | WBAHP-O: Heat Pump Packaged Un | Heat Pump | 230 | 1 |  |  |  | Single-Speed |  |  |  | 15700 | 809 | 19.4 |  | 14600 | 1069 | 4 |  | Non Federally-Regulated | 05/13/2020 | 7425768 | 05/13/2020
ClimateMaster Inc. | TRANQUILITY CONSOLE SERIES | TRC18 |  | Ground-Water-Source | WBAHP-O: Heat Pump Packaged Un | Heat Pump | 208 | 1 |  |  |  | Single-Speed |  |  |  | 17200 | 960 | 17.9 |  | 16500 | 1239 | 3.9 |  | Non Federally-Regulated | 05/13/2020 | 7368803 | 05/13/2020
ClimateMaster Inc. | TRANQUILITY CONSOLE SERIES | TRC15 |  | Ground-Source | WBAHP-O: Heat Pump Packaged Un | Heat Pump | 208 | 1 |  |  |  | Single-Speed |  |  |  | 14600 | 993 | 14.7 |  | 11400 | 1012 | 3.3 |  | Non Federally-Regulated | 05/13/2020 | 7425768 | 05/13/2020
ClimateMaster Inc. | TRANQUILITY CONSOLE SERIES | TRC18 |  | Water-Source | WBAHP-O: Heat Pump Packaged Un | Heat Pump | 230 | 1 |  |  |  | Single-Speed |  |  |  | 15600 | 1278 | 12.2 |  | 20100 | 1309 | 4.5 |  | Federally-Regulated Commercial & Industrial Equipment | 05/13/2020 | 7368803 | 05/13/2020
ClimateMaster Inc. | TRANQUILITY CONSOLE SERIES | TRC18 |  | Ground-Water-Source | WBAHP-O: Heat Pump Packaged Un | Heat Pump | 230 | 1 |  |  |  | Single-Speed |  |  |  | 17200 | 960 | 17.9 |  | 16500 | 1239 | 3.9 |  | Non Federally-Regulated | 05/13/2020 | 7368803 | 05/13/2020
ClimateMaster Inc. | TRANQUILITY CONSOLE SERIES | TRC12 |  | Water-Source | WBAHP-O: Heat Pump Packaged Un | Heat Pump | 230 | 1 |  |  |  | Single-Speed |  |  |  | 11300 | 882 | 12.8 |  | 14100 | 918 | 4.5 |  | Federally-Regulated Commercial & Industrial Equipment | 05/13/2020 | 7425765 | 05/13/2020
ClimateMaster Inc. | TRANQUILITY CONSOLE SERIES | TRC15 |  | Ground-Source | WBAHP-O: Heat Pump Packaged Un | Heat Pump | 230 | 1 |  |  |  | Single-Speed |  |  |  | 14600 | 993 | 14.7 |  | 11400 | 1012 | 3.3 |  | Non Federally-Regulated | 05/13/2020 | 7425768 | 05/13/2020
ClimateMaster Inc. | TRANQUILITY CONSOLE SERIES | TRC15 |  | Water-Source | WBAHP-O: Heat Pump Packaged Un | Heat Pump | 208 | 1 |  |  |  | Single-Speed |  |  |  | 13700 | 1070 | 12.8 |  | 17500 | 1005 | 5.1 |  | Federally-Regulated Commercial & Industrial Equipment | 05/13/2020 | 7425768 | 05/13/2020
ClimateMaster Inc. | TRANQUILITY CONSOLE SERIES | TRC12 |  | Ground-Water-Source | WBAHP-O: Heat Pump Packaged Un | Heat Pump | 208 | 1 |  |  |  | Single-Speed |  |  |  | 12500 | 668 | 18.7 |  | 11800 | 886 | 3.9 |  | Non Federally-Regulated | 05/13/2020 | 7425765 | 05/13/2020
ClimateMaster Inc. | TRANQUILITY CONSOLE SERIES | TRC12 |  | Ground-Water-Source | WBAHP-O: Heat Pump Packaged Un | Heat Pump | 230 | 1 |  |  |  | Single-Speed |  |  |  | 12500 | 668 | 18.7 |  | 11800 | 886 | 3.9 |  | Non Federally-Regulated | 05/13/2020 | 7425765 | 05/13/2020
ClimateMaster Inc. | TRANQUILITY CONSOLE SERIES | TRC12 |  | Ground-Source | WBAHP-O: Heat Pump Packaged Un | Heat Pump | 208 | 1 |  |  |  | Single-Speed |  |  |  | 11800 | 813 | 14.5 |  | 9300 | 825 | 3.3 |  | Non Federally-Regulated | 05/13/2020 | 7425765 | 05/13/2020
ClimateMaster Inc. | TRANQUILITY 27 DIGITAL SPLIT | TES/P026B | TAH026C***B* | Ground-Water-Source | WBAHP-CB: Heat Pump Split Syst | Heat Pump | 208 | 1 | False |  |  | Single-Speed |  |  |  | 27300 | 1137 | 24 | 16.2 | 22800 | 1518 | 4.4 | 3.6 | Non Federally-Regulated | 05/10/2019 |  | 05/13/2020
ClimateMaster Inc. | TRANQUILITY 27 DIGITAL SPLIT | TES/P049B | TAH049C | Ground-Source | WBAHP-CB: Heat Pump Split Syst | Heat Pump | 208 | 1 | False |  |  | Single-Speed |  |  |  | 48700 | 2881 | 16.9 | 13.4 | 35900 | 3006 | 3.5 | 3.1 | Non Federally-Regulated | 05/10/2019 |  | 05/13/2020
ClimateMaster Inc. | TRANQUILITY 27 DIGITAL SPLIT | TES/P026B | TAH026C***A* | Ground-Water-Source | WBAHP-CB: Heat Pump Split Syst | Heat Pump | 208 | 1 | False |  |  | Single-Speed |  |  |  | 25600 | 1142 | 22.4 | 16.2 | 24900 | 1621 | 4.5 | 3.6 | Non Federally-Regulated | 05/10/2019 |  | 05/13/2020
ClimateMaster Inc. | TRANQUILITY 27 DIGITAL SPLIT | TES/P026B | TAH026C***A* | Ground-Source | WBAHP-CB: Heat Pump Split Syst | Heat Pump | 208 | 1 | False |  |  | Single-Speed |  |  |  | 24700 | 1395 | 17.7 | 13.4 | 18800 | 1530 | 3.6 | 3.1 | Non Federally-Regulated | 05/10/2019 |  | 05/13/2020
ClimateMaster Inc. | TRANQUILITY 27 DIGITAL SPLIT | TES/P064B | TAH064C | Ground-Source | WBAHP-CB: Heat Pump Split Syst | Heat Pump | 208 | 1 | False |  |  | Single-Speed |  |  |  | 57300 | 3696 | 15.5 | 13.4 | 44300 | 3818 | 3.4 | 3.1 | Non Federally-Regulated | 05/10/2019 |  | 05/13/2020
ClimateMaster Inc. | TRANQUILITY 27 DIGITAL SPLIT | TES/P049B | TAH049C | Ground-Water-Source | WBAHP-CB: Heat Pump Split Syst | Heat Pump | 208 | 1 | False |  |  | Single-Speed |  |  |  | 52800 | 2295 | 23 | 16.2 | 45900 | 3202 | 4.2 | 3.6 | Non Federally-Regulated | 05/10/2019 |  | 05/13/2020
ClimateMaster Inc. | TRANQUILITY 27 DIGITAL SPLIT | TES/P026B | TAH026C***B* | Ground-Source | WBAHP-CB: Heat Pump Split Syst | Heat Pump | 208 | 1 | False |  |  | Single-Speed |  |  |  | 25800 | 1409 | 18.3 | 13.4 | 18700 | 1442 | 3.8 | 3.1 | Non Federally-Regulated | 05/10/2019 |  | 05/13/2020
ClimateMaster Inc. | TRANQUILITY 27 DIGITAL SPLIT | TES/P038B | TAH038C | Ground-Water-Source | WBAHP-CB: Heat Pump Split Syst | Heat Pump | 208 | 1 | False |  |  | Single-Speed |  |  |  | 40500 | 1730 | 23.4 | 16.2 | 32700 | 2129 | 4.5 | 3.6 | Non Federally-Regulated | 05/10/2019 |  | 05/13/2020
ClimateMaster Inc. | TRANQUILITY 27 DIGITAL SPLIT | TES/P038B | TAH038C | Ground-Source | WBAHP-CB: Heat Pump Split Syst | Heat Pump | 208 | 1 | False |  |  | Single-Speed |  |  |  | 37700 | 2117 | 17.8 | 13.4 | 26200 | 2020 | 3.8 | 3.1 | Non Federally-Regulated | 05/10/2019 |  | 05/13/2020
ClimateMaster Inc. | TRANQUILITY 27 DIGITAL SPLIT | TES/P064B | TAH064C | Ground-Water-Source | WBAHP-CB: Heat Pump Split Syst | Heat Pump | 208 | 1 | False |  |  | Single-Speed |  |  |  | 62400 | 3073 | 20.3 | 16.2 | 56600 | 4147 | 4 | 3.6 | Non Federally-Regulated | 05/10/2019 |  | 05/13/2020
ClimateMaster Inc. | TRANQUILITY 27 DIGITAL SPLIT | TES/P026B | TAH026C***B* | Ground-Water-Source | WBAHP-CB: Heat Pump Split Syst | Heat Pump | 208 | 1 | False |  |  | Single-Speed |  |  |  | 27300 | 1137 | 24 |  | 22800 | 1518 | 4.4 |  | Non Federally-Regulated | 05/13/2020 | 8875743 | 05/13/2020
ClimateMaster Inc. | TRANQUILITY 27 DIGITAL SPLIT | TES/P049B | TAH049C | Ground-Source | WBAHP-CB: Heat Pump Split Syst | Heat Pump | 208 | 1 | False |  |  | Single-Speed |  |  |  | 48700 | 2881 | 16.9 |  | 35900 | 3006 | 3.5 |  | Non Federally-Regulated | 05/13/2020 | 8797160 | 05/13/2020
ClimateMaster Inc. | TRANQUILITY 27 DIGITAL SPLIT | TES/P026B | TAH026C***A* | Ground-Water-Source | WBAHP-CB: Heat Pump Split Syst | Heat Pump | 208 | 1 | False |  |  | Single-Speed |  |  |  | 25600 | 1142 | 22.4 |  | 24900 | 1621 | 4.5 |  | Non Federally-Regulated | 05/13/2020 | 8875742 | 05/13/2020
ClimateMaster Inc. | TRANQUILITY 27 DIGITAL SPLIT | TES/P026B | TAH026C***A* | Ground-Source | WBAHP-CB: Heat Pump Split Syst | Heat Pump | 208 | 1 | False |  |  | Single-Speed |  |  |  | 24700 | 1395 | 17.7 |  | 18800 | 1530 | 3.6 |  | Non Federally-Regulated | 05/13/2020 | 8875742 | 05/13/2020
ClimateMaster Inc. | TRANQUILITY 27 DIGITAL SPLIT | TES/P064B | TAH064C | Ground-Source | WBAHP-CB: Heat Pump Split Syst | Heat Pump | 208 | 1 | False |  |  | Single-Speed |  |  |  | 57300 | 3696 | 15.5 |  | 44300 | 3818 | 3.4 |  | Non Federally-Regulated | 05/13/2020 | 8797161 | 05/13/2020
ClimateMaster Inc. | TRANQUILITY 27 DIGITAL SPLIT | TES/P049B | TAH049C | Ground-Water-Source | WBAHP-CB: Heat Pump Split Syst | Heat Pump | 208 | 1 | False |  |  | Single-Speed |  |  |  | 52800 | 2295 | 23 |  | 45900 | 3202 | 4.2 |  | Non Federally-Regulated | 05/13/2020 | 8797160 | 05/13/2020
ClimateMaster Inc. | TRANQUILITY 27 DIGITAL SPLIT | TES/P026B | TAH026C***B* | Ground-Source | WBAHP-CB: Heat Pump Split Syst | Heat Pump | 208 | 1 | False |  |  | Single-Speed |  |  |  | 25800 | 1409 | 18.3 |  | 18700 | 1442 | 3.8 |  | Non Federally-Regulated | 05/13/2020 | 8875743 | 05/13/2020
ClimateMaster Inc. | TRANQUILITY 27 DIGITAL SPLIT | TES/P038B | TAH038C | Ground-Water-Source | WBAHP-CB: Heat Pump Split Syst | Heat Pump | 208 | 1 | False |  |  | Single-Speed |  |  |  | 40500 | 1730 | 23.4 |  | 32700 | 2129 | 4.5 |  | Non Federally-Regulated | 05/13/2020 | 8797159 | 05/13/2020
ClimateMaster Inc. | TRANQUILITY 27 DIGITAL SPLIT | TES/P038B | TAH038C | Ground-Source | WBAHP-CB: Heat Pump Split Syst | Heat Pump | 208 | 1 | False |  |  | Single-Speed |  |  |  | 37700 | 2117 | 17.8 |  | 26200 | 2020 | 3.8 |  | Non Federally-Regulated | 05/13/2020 | 8797159 | 05/13/2020
ClimateMaster Inc. | TRANQUILITY 27 DIGITAL SPLIT | TES/P064B | TAH064C | Ground-Water-Source | WBAHP-CB: Heat Pump Split Syst | Heat Pump | 208 | 1 | False |  |  | Single-Speed |  |  |  | 62400 | 3073 | 20.3 |  | 56600 | 4147 | 4 |  | Non Federally-Regulated | 05/13/2020 | 8797161 | 05/13/2020
Waterfurnace International, Inc. | ENVISION NC SERIES | NCC/NCW/NCS/NCE15*2 |  | Ground-Source | WBAHP-O: Heat Pump Packaged Un | Heat Pump | 265 | 1 |  |  |  | Single-Speed |  |  |  | 14200 | 893 | 15.9 |  | 10500 | 905 | 3.4 |  | Non Federally-Regulated | 12/05/2019 |  | 07/15/2020
Waterfurnace International, Inc. | ENVISION NC SERIES | NCC/NCW/NCS/NCE15*0 |  | Water-Source | WBAHP-O: Heat Pump Packaged Un | Heat Pump | 208 | 1 |  |  |  | Single-Speed |  |  |  | 13500 | 992 | 13.6 |  | 17000 | 1016 | 4.9 |  | Federally-Regulated Commercial & Industrial Equipment | 12/05/2019 |  | 07/15/2020
Waterfurnace International, Inc. | ENVISION NC SERIES | NCC/NCW/NCS/NCE15*0 |  | Ground-Source | WBAHP-O: Heat Pump Packaged Un | Heat Pump | 208 | 1 |  |  |  | Single-Speed |  |  |  | 14200 | 893 | 15.9 |  | 10500 | 905 | 3.4 |  | Non Federally-Regulated | 12/05/2019 |  | 07/15/2020
Waterfurnace International, Inc. | ENVISION NC SERIES | NCC/NCW/NCS/NCE15*2 |  | Water-Source | WBAHP-O: Heat Pump Packaged Un | Heat Pump | 265 | 1 |  |  |  | Single-Speed |  |  |  | 13500 | 992 | 13.6 |  | 17000 | 1016 | 4.9 |  | Federally-Regulated Commercial & Industrial Equipment | 12/05/2019 |  | 07/15/2020
Waterfurnace International, Inc. | ENVISION NC SERIES | NCC/NCW/NCS/NCE15*0 |  | Ground-Water-Source | WBAHP-O: Heat Pump Packaged Un | Heat Pump | 208 | 1 |  |  |  | Single-Speed |  |  |  | 16200 | 736 | 22 |  | 14000 | 1000 | 4.1 |  | Non Federally-Regulated | 12/05/2019 |  | 07/15/2020
Waterfurnace International, Inc. | ENVISION NC SERIES | NCC/NCW/NCS/NCE15*2 |  | Ground-Water-Source | WBAHP-O: Heat Pump Packaged Un | Heat Pump | 265 | 1 |  |  |  | Single-Speed |  |  |  | 16200 | 736 | 22 |  | 14000 | 1000 | 4.1 |  | Non Federally-Regulated | 12/05/2019 |  | 07/15/2020
Trane U.S. Inc. | Trane | EXVF0423 |  | Ground-Water-Source | WBAHP: Heat Pump Packaged Unit | Heat Pump | 208 | 3 |  |  | No Match | Single-Speed |  |  |  | 45400 | 1940 | 23.4 | 16.2 | 42300 | 2695 | 4.6 | 3.6 | Non Federally-Regulated | 09/03/2012 |  | 07/15/2020
Trane U.S. Inc. | Trane | EXVF0484 |  | Ground-Source | WBAHP: Heat Pump Packaged Unit | Heat Pump | 460 | 3 |  |  | No Match | Single-Speed |  |  |  | 49000 | 2649 | 18.5 | 13.4 | 37800 | 2702 | 4.1 | 3.1 | Non Federally-Regulated | 09/03/2012 |  | 07/15/2020
Trane U.S. Inc. | Trane | EXVF0424 |  | Ground-Water-Source | WBAHP: Heat Pump Packaged Unit | Heat Pump | 460 | 3 |  |  | No Match | Single-Speed |  |  |  | 45400 | 1940 | 23.4 | 16.2 | 42300 | 2695 | 4.6 | 3.6 | Non Federally-Regulated | 09/03/2012 |  | 07/15/2020
Trane U.S. Inc. | Trane | EXVF0603 |  | Ground-Source | WBAHP: Heat Pump Packaged Unit | Heat Pump | 208 | 3 |  |  | No Match | Single-Speed |  |  |  | 62400 | 3586 | 17.4 | 13.4 | 50400 | 3787 | 3.9 | 3.1 | Non Federally-Regulated | 09/03/2012 |  | 07/15/2020
Trane U.S. Inc. | Trane | EXVF0483 |  | Ground-Source | WBAHP: Heat Pump Packaged Unit | Heat Pump | 208 | 3 |  |  | No Match | Single-Speed |  |  |  | 49000 | 2649 | 18.5 | 13.4 | 37800 | 2702 | 4.1 | 3.1 | Non Federally-Regulated | 09/03/2012 |  | 07/15/2020
Trane U.S. Inc. | Trane | EXVF0481 |  | Ground-Water-Source | WBAHP: Heat Pump Packaged Unit | Heat Pump | 208 | 1 |  |  | No Match | Single-Speed |  |  |  | 51700 | 2154 | 24 | 16.2 | 48200 | 2883 | 4.9 | 3.6 | Non Federally-Regulated | 09/03/2012 |  | 07/15/2020
Trane U.S. Inc. | Trane | EXVF0604 |  | Ground-Source | WBAHP: Heat Pump Packaged Unit | Heat Pump | 460 | 3 |  |  | No Match | Single-Speed |  |  |  | 62400 | 3586 | 17.4 | 13.4 | 50400 | 3787 | 3.9 | 3.1 | Non Federally-Regulated | 09/03/2012 |  | 07/15/2020
Trane U.S. Inc. | Trane | EXVF0601 |  | Water-Source | WBAHP: Heat Pump Packaged Unit | Heat Pump | 208 | 1 |  |  | No Match | Single-Speed |  |  |  | 59700 | 3852 | 15.5 | 12 | 79800 | 4586 | 5.1 | 4.2 | Federally-Regulated Commercial & Industrial Equipment | 09/03/2012 |  | 07/15/2020
Trane U.S. Inc. | Trane | GEHE0351 |  | Ground-Source | WBAHP: Heat Pump Packaged Unit | Heat Pump | 208 | 1 |  |  |  | Single-Speed |  |  |  | 35300 | 2234 | 15.8 | 13.4 | 25900 | 2372 | 3.2 | 3.1 | Non Federally-Regulated | 12/01/2016 |  | 07/15/2020
Trane U.S. Inc. | Trane | DXVF0483 |  | Ground-Water-Source | WBAHP: Heat Pump Packaged Unit | Heat Pump | 208 | 3 |  |  |  | Dual-Speed |  |  |  | 54200 | 2185 | 24.8 |  | 50400 | 3014 | 4.9 |  | Non Federally-Regulated | 12/06/2019 |  | 07/15/2020
Trane U.S. Inc. | Trane | EXVF0424 |  | Ground-Source | WBAHP: Heat Pump Packaged Unit | Heat Pump | 460 | 3 |  |  |  | Single-Speed |  |  |  | 43400 | 2345 | 18.5 | 13.4 | 33400 | 2509 | 3.9 | 3.1 | Non Federally-Regulated | 02/23/2016 |  | 07/15/2020
Trane U.S. Inc. | Trane | VSHE0601 |  | Water-Source | WBAHP: Heat Pump Packaged Unit | Heat Pump | 208 | 1 |  |  |  | Variable-Speed |  |  |  | 60700 | 4101 | 14.8 | 11.2 | 81600 | 4512 | 5.3 | 4.2 | Federally-Regulated Commercial & Industrial Equipment | 02/23/2016 |  | 07/15/2020
Trane U.S. Inc. | Trane | GEHE0354 |  | Ground-Source | WBAHP: Heat Pump Packaged Unit | Heat Pump | 460 | 3 |  |  |  | Single-Speed |  |  |  | 35300 | 2234 | 15.8 | 13.4 | 25900 | 2372 | 3.2 | 3.1 | Non Federally-Regulated | 12/01/2016 |  | 07/15/2020
Trane U.S. Inc. | Trane | DXVF0367 |  | Ground-Source | WBAHP: Heat Pump Packaged Unit | Heat Pump | 265 | 1 |  |  |  | Dual-Speed |  |  |  | 38400 | 2010 | 19.1 | 13.4 | 30200 | 2212 | 4 | 3.1 | Non Federally-Regulated | 02/16/2016 |  | 07/15/2020
Trane U.S. Inc. | Trane | GEHE0353 |  | Ground-Water-Source | WBAHP: Heat Pump Packaged Unit | Heat Pump | 208 | 3 |  |  |  | Single-Speed |  |  |  | 38200 | 1891 | 20.2 | 16.2 | 33800 | 2476 | 4 | 3.6 | Non Federally-Regulated | 12/01/2016 |  | 07/15/2020
Trane U.S. Inc. | Trane | DXVF0481 |  | Ground-Water-Source | WBAHP: Heat Pump Packaged Unit | Heat Pump | 208 | 1 |  |  |  | Dual-Speed |  |  |  | 54200 | 2185 | 24.8 |  | 50400 | 3014 | 4.9 |  | Non Federally-Regulated | 12/06/2019 |  | 07/15/2020
Trane U.S. Inc. | Trane | EXVF0604 |  | Water-Source | WBAHP: Heat Pump Packaged Unit | Heat Pump | 460 | 3 |  |  |  | Single-Speed |  |  |  | 59700 | 3851 | 15.5 | 11.2 | 79800 | 4585 | 5.1 | 4.2 | Federally-Regulated Commercial & Industrial Equipment | 02/23/2016 |  | 07/15/2020
Trane U.S. Inc. | Trane | EXVF0424 |  | Water-Source | WBAHP: Heat Pump Packaged Unit | Heat Pump | 460 | 3 |  |  |  | Single-Speed |  |  |  | 42200 | 2526 | 16.7 | 11.2 | 51100 | 2880 | 5.2 | 4.2 | Federally-Regulated Commercial & Industrial Equipment | 02/23/2016 |  | 07/15/2020
Trane U.S. Inc. | Trane | DXVF0364 |  | Ground-Source | WBAHP: Heat Pump Packaged Unit | Heat Pump | 460 | 3 |  |  |  | Dual-Speed |  |  |  | 38400 | 2010 | 19.1 | 13.4 | 30200 | 2212 | 4 | 3.1 | Non Federally-Regulated | 02/16/2016 |  | 07/15/2020
Trane U.S. Inc. | Trane | EXVF0484 |  | Water-Source | WBAHP: Heat Pump Packaged Unit | Heat Pump | 460 | 3 |  |  |  | Single-Speed |  |  |  | 47500 | 2878 | 16.5 | 11.2 | 57500 | 3179 | 5.3 | 4.2 | Federally-Regulated Commercial & Industrial Equipment | 02/23/2016 |  | 07/15/2020
Trane U.S. Inc. | Trane | EXVF0481 |  | Water-Source | WBAHP: Heat Pump Packaged Unit | Heat Pump | 208 | 1 |  |  |  | Single-Speed |  |  |  | 47500 | 2878 | 16.5 | 11.2 | 57500 | 3179 | 5.3 | 4.2 | Federally-Regulated Commercial & Industrial Equipment | 02/23/2016 |  | 07/15/2020
Trane U.S. Inc. | Trane | DXVF0481 |  | Water-Source | WBAHP: Heat Pump Packaged Unit | Heat Pump | 208 | 1 |  |  |  | Dual-Speed |  |  |  | 49500 | 2894 | 17.1 |  | 61100 | 3255 | 5.5 |  | Federally-Regulated Commercial & Industrial Equipment | 12/06/2019 |  | 07/15/2020
Trane U.S. Inc. | Trane | GEHE0351 |  | Ground-Water-Source | WBAHP: Heat Pump Packaged Unit | Heat Pump | 208 | 1 |  |  |  | Single-Speed |  |  |  | 38200 | 1891 | 20.2 | 16.2 | 33800 | 2476 | 4 | 3.6 | Non Federally-Regulated | 12/01/2016 |  | 07/15/2020
Trane U.S. Inc. | Trane | GEHE0357 |  | Water-Source | WBAHP: Heat Pump Packaged Unit | Heat Pump | 265 | 1 |  |  |  | Single-Speed |  |  |  | 33800 | 2467 | 13.7 | 11.2 | 41200 | 2569 | 4.7 | 4.2 | Federally-Regulated Commercial & Industrial Equipment | 12/01/2016 |  | 07/15/2020
Trane U.S. Inc. | Trane | DXVF0364 |  | Ground-Water-Source | WBAHP: Heat Pump Packaged Unit | Heat Pump | 460 | 3 |  |  |  | Dual-Speed |  |  |  | 40700 | 1688 | 24.1 | 16.2 | 38800 | 2419 | 4.7 | 3.6 | Non Federally-Regulated | 02/16/2016 |  | 07/15/2020
Trane U.S. Inc. | Trane | EXVF0601 |  | Ground-Source | WBAHP: Heat Pump Packaged Unit | Heat Pump | 208 | 1 |  |  |  | Single-Speed |  |  |  | 62400 | 3586 | 17.4 | 13.4 | 50400 | 3787 | 3.9 | 3.1 | Non Federally-Regulated | 02/23/2016 |  | 07/15/2020
Trane U.S. Inc. | Trane | EXVF0603 |  | Water-Source | WBAHP: Heat Pump Packaged Unit | Heat Pump | 208 | 3 |  |  |  | Single-Speed |  |  |  | 59700 | 3851 | 15.5 | 11.2 | 79800 | 4585 | 5.1 | 4.2 | Federally-Regulated Commercial & Industrial Equipment | 02/23/2016 |  | 07/15/2020
Trane U.S. Inc. | Trane | EXVF0481 |  | Ground-Source | WBAHP: Heat Pump Packaged Unit | Heat Pump | 208 | 1 |  |  |  | Single-Speed |  |  |  | 49000 | 2648 | 18.5 | 13.4 | 37800 | 2702 | 4.1 | 3.1 | Non Federally-Regulated | 02/23/2016 |  | 07/15/2020
Trane U.S. Inc. | Trane | DXVF0483 |  | Water-Source | WBAHP: Heat Pump Packaged Unit | Heat Pump | 208 | 3 |  |  |  | Dual-Speed |  |  |  | 49500 | 2894 | 17.1 |  | 61100 | 3255 | 5.5 |  | Federally-Regulated Commercial & Industrial Equipment | 12/06/2019 |  | 07/15/2020
Trane U.S. Inc. | Trane | EXVF0423 |  | Water-Source | WBAHP: Heat Pump Packaged Unit | Heat Pump | 208 | 3 |  |  |  | Single-Speed |  |  |  | 42200 | 2526 | 16.7 | 11.2 | 51100 | 2880 | 5.2 | 4.2 | Federally-Regulated Commercial & Industrial Equipment | 02/23/2016 |  | 07/15/2020
Trane U.S. Inc. | Trane | GEHE0357 |  | Ground-Source | WBAHP: Heat Pump Packaged Unit | Heat Pump | 265 | 1 |  |  |  | Single-Speed |  |  |  | 35300 | 2234 | 15.8 | 13.4 | 25900 | 2372 | 3.2 | 3.1 | Non Federally-Regulated | 12/01/2016 |  | 07/15/2020
Trane U.S. Inc. | Trane | EXVF0601 |  | Ground-Water-Source | WBAHP: Heat Pump Packaged Unit | Heat Pump | 208 | 1 |  |  |  | Single-Speed |  |  |  | 64900 | 2950 | 22 | 16.2 | 64600 | 4207 | 4.5 | 3.6 | Non Federally-Regulated | 02/23/2016 |  | 07/15/2020
Trane U.S. Inc. | Trane | GEHE0357 |  | Ground-Water-Source | WBAHP: Heat Pump Packaged Unit | Heat Pump | 265 | 1 |  |  |  | Single-Speed |  |  |  | 38200 | 1891 | 20.2 | 16.2 | 33800 | 2476 | 4 | 3.6 | Non Federally-Regulated | 12/01/2016 |  | 07/15/2020
Trane U.S. Inc. | Trane | EXVF0483 |  | Ground-Water-Source | WBAHP: Heat Pump Packaged Unit | Heat Pump | 208 | 3 |  |  |  | Single-Speed |  |  |  | 51700 | 2154 | 24 | 16.2 | 48200 | 2882 | 4.9 | 3.6 | Non Federally-Regulated | 02/23/2016 |  | 07/15/2020
Trane U.S. Inc. | Trane | GEHE0351 |  | Water-Source | WBAHP: Heat Pump Packaged Unit | Heat Pump | 208 | 1 |  |  |  | Single-Speed |  |  |  | 33800 | 2467 | 13.7 | 11.2 | 41200 | 2569 | 4.7 | 4.2 | Federally-Regulated Commercial & Industrial Equipment | 12/01/2016 |  | 07/15/2020
Trane U.S. Inc. | Trane | EXVF0483 |  | Water-Source | WBAHP: Heat Pump Packaged Unit | Heat Pump | 208 | 3 |  |  |  | Single-Speed |  |  |  | 47500 | 2878 | 16.5 | 11.2 | 57500 | 3179 | 5.3 | 4.2 | Federally-Regulated Commercial & Industrial Equipment | 02/23/2016 |  | 07/15/2020
Trane U.S. Inc. | Trane | GEHE0353 |  | Water-Source | WBAHP: Heat Pump Packaged Unit | Heat Pump | 208 | 3 |  |  |  | Single-Speed |  |  |  | 33800 | 2467 | 13.7 | 11.2 | 41200 | 2569 | 4.7 | 4.2 | Federally-Regulated Commercial & Industrial Equipment | 12/01/2016 |  | 07/15/2020
Trane U.S. Inc. | Trane | VSHE0604 |  | Ground-Source | WBAHP: Heat Pump Packaged Unit | Heat Pump | 460 | 3 |  |  |  | Variable-Speed |  |  |  | 63200 | 3717 | 17 | 13.4 | 50400 | 3887 | 3.8 | 3.1 | Non Federally-Regulated | 11/28/2018 |  | 07/15/2020
Trane U.S. Inc. | Trane | DXVF0367 |  | Water-Source | WBAHP: Heat Pump Packaged Unit | Heat Pump | 265 | 1 |  |  |  | Dual-Speed |  |  |  | 37200 | 2240 | 16.6 | 11.2 | 47100 | 2706 | 5.1 | 4.2 | Federally-Regulated Commercial & Industrial Equipment | 02/16/2016 |  | 07/15/2020
Trane U.S. Inc. | Trane | EXVF0484 |  | Ground-Water-Source | WBAHP: Heat Pump Packaged Unit | Heat Pump | 460 | 3 |  |  |  | Single-Speed |  |  |  | 51700 | 2154 | 24 | 16.2 | 48200 | 2882 | 4.9 | 3.6 | Non Federally-Regulated | 02/23/2016 |  | 07/15/2020
Trane U.S. Inc. | Trane | DXVF0367 |  | Ground-Water-Source | WBAHP: Heat Pump Packaged Unit | Heat Pump | 265 | 1 |  |  |  | Dual-Speed |  |  |  | 40700 | 1688 | 24.1 | 16.2 | 38800 | 2419 | 4.7 | 3.6 | Non Federally-Regulated | 02/16/2016 |  | 07/15/2020
Trane U.S. Inc. | Trane | DXVF0364 |  | Water-Source | WBAHP: Heat Pump Packaged Unit | Heat Pump | 460 | 3 |  |  |  | Dual-Speed |  |  |  | 37200 | 2240 | 16.6 | 11.2 | 47100 | 2706 | 5.1 | 4.2 | Federally-Regulated Commercial & Industrial Equipment | 02/16/2016 |  | 07/15/2020
Trane U.S. Inc. | Trane | VSHE0601 |  | Ground-Source | WBAHP: Heat Pump Packaged Unit | Heat Pump | 208 | 1 |  |  |  | Variable-Speed |  |  |  | 63200 | 3717 | 17 | 13.4 | 50400 | 3887 | 3.8 | 3.1 | Non Federally-Regulated | 02/23/2016 |  | 07/15/2020
Trane U.S. Inc. | Trane | EXVF0603 |  | Ground-Water-Source | WBAHP: Heat Pump Packaged Unit | Heat Pump | 208 | 3 |  |  |  | Single-Speed |  |  |  | 64900 | 2950 | 22 | 16.2 | 64600 | 4207 | 4.5 | 3.6 | Non Federally-Regulated | 02/23/2016 |  | 07/15/2020
Trane U.S. Inc. | Trane | GEHE0353 |  | Ground-Source | WBAHP: Heat Pump Packaged Unit | Heat Pump | 208 | 3 |  |  |  | Single-Speed |  |  |  | 35300 | 2234 | 15.8 | 13.4 | 25900 | 2372 | 3.2 | 3.1 | Non Federally-Regulated | 12/01/2016 |  | 07/15/2020
Trane U.S. Inc. | Trane | EXVF0421 |  | Water-Source | WBAHP: Heat Pump Packaged Unit | Heat Pump | 208 | 1 |  |  |  | Single-Speed |  |  |  | 42200 | 2526 | 16.7 | 11.2 | 51100 | 2880 | 5.2 | 4.2 | Federally-Regulated Commercial & Industrial Equipment | 02/23/2016 |  | 07/15/2020
Trane U.S. Inc. | Trane | DXVF0483 |  | Ground-Source | WBAHP: Heat Pump Packaged Unit | Heat Pump | 208 | 3 |  |  |  | Dual-Speed |  |  |  | 51100 | 2634 | 19.4 |  | 39300 | 2809 | 4.1 |  | Non Federally-Regulated | 12/06/2019 |  | 07/15/2020
Trane U.S. Inc. | Trane | EXVF0604 |  | Ground-Water-Source | WBAHP: Heat Pump Packaged Unit | Heat Pump | 460 | 3 |  |  |  | Single-Speed |  |  |  | 64900 | 2950 | 22 | 16.2 | 64600 | 4207 | 4.5 | 3.6 | Non Federally-Regulated | 02/23/2016 |  | 07/15/2020
Trane U.S. Inc. | Trane | GEHE0354 |  | Water-Source | WBAHP: Heat Pump Packaged Unit | Heat Pump | 460 | 3 |  |  |  | Single-Speed |  |  |  | 33800 | 2467 | 13.7 | 11.2 | 41200 | 2569 | 4.7 | 4.2 | Federally-Regulated Commercial & Industrial Equipment | 12/01/2016 |  | 07/15/2020
Trane U.S. Inc. | Trane | GEHE0354 |  | Ground-Water-Source | WBAHP: Heat Pump Packaged Unit | Heat Pump | 460 | 3 |  |  |  | Single-Speed |  |  |  | 38200 | 1891 | 20.2 | 16.2 | 33800 | 2476 | 4 | 3.6 | Non Federally-Regulated | 12/01/2016 |  | 07/15/2020
Trane U.S. Inc. | Trane | DXVF0481 |  | Ground-Source | WBAHP: Heat Pump Packaged Unit | Heat Pump | 208 | 1 |  |  |  | Dual-Speed |  |  |  | 51100 | 2634 | 19.4 |  | 39300 | 2809 | 4.1 |  | Non Federally-Regulated | 12/06/2019 |  | 07/15/2020
Trane U.S. Inc. | Trane | VSHE0604 |  | Water-Source | WBAHP: Heat Pump Packaged Unit | Heat Pump | 460 | 3 |  |  |  | Variable-Speed |  |  |  | 60700 | 4101 | 14.8 | 11.2 | 81600 | 4512 | 5.3 | 4.2 | Federally-Regulated Commercial & Industrial Equipment | 11/28/2018 |  | 07/15/2020
Bard Manufacturing Company, Inc. | Bard | GTC48S2-A | HE49948D210B2705AW | Ground-Water-Source | WBAH-C: Heating Only Split Sys | Heat Pump | 230 | 1 | False |  |  | Dual-Speed | [7 empty] | 44000 | 2865 | 4.5 |  | Non Federally-Regulated | 06/19/2015 |  | 07/15/2020
Bard Manufacturing Company, Inc. | Bard | GTC48S2-A | GTADP-4860-C | Ground-Water-Source | WBAH-C: Heating Only Split Sys | Heat Pump | 230 | 1 | False |  |  | Dual-Speed | [7 empty] | 43000 | 2831 | 4.5 | 3.1 | Non Federally-Regulated | 02/23/2016 |  | 07/15/2020
Bard Manufacturing Company, Inc. | Bard | GV51S3AA |  | Ground-Water-Source | WBAHP: Heat Pump Packaged Unit | Both Heat Pump and Electric Re | 230 | 1 |  |  |  | Dual-Speed |  |  |  | 53500 | 2465 | 21.7 | 16.2 | 49500 | 3260 | 4.5 | 3.6 | Non Federally-Regulated | 11/29/2016 |  | 07/15/2020
Bard Manufacturing Company, Inc. | Bard | QW2S2-B |  | Water-Source | WBAHP: Heat Pump Packaged Unit | Heat Pump | 208 | 3 |  |  |  | Dual-Speed |  |  |  | 24800 | 1589 | 15.6 | 11.2 | 31600 | 1780 | 5.2 | 4.2 | Federally-Regulated Commercial & Industrial Equipment | 02/23/2016 |  | 07/15/2020
Bard Manufacturing Company, Inc. | Bard | GTC60S2-A | GTADP-4860-C | Ground-Source | WBAH-C: Heating Only Split Sys | Heat Pump | 208 | 1 | False |  |  | Dual-Speed | [7 empty] | 46500 | 3683 | 3.7 | 3.1 | Non Federally-Regulated | 02/23/2016 |  | 07/15/2020
Bard Manufacturing Company, Inc. | Bard | GTC60S2-A | GTADP-4860-C | Ground-Source | WBAH-C: Heating Only Split Sys | Heat Pump | 230 | 1 | False |  |  | Dual-Speed | [7 empty] | 46500 | 3683 | 3.7 | 3.1 | Non Federally-Regulated | 02/23/2016 |  | 07/15/2020
Bard Manufacturing Company, Inc. | Bard | GTC48S2-A | GTA4860UD1AA+GTB1-A | Ground-Source | WBAHP-CB: Heat Pump Split Syst | Heat Pump | 208 | 1 | False |  |  | Dual-Speed |  |  |  | 51500 | 3301 | 15.6 |  | 41000 | 3247 | 3.7 |  | Non Federally-Regulated | 10/28/2019 |  | 07/15/2020
Bard Manufacturing Company, Inc. | Bard | QW2S2-B |  | Water-Source | WBAHP: Heat Pump Packaged Unit | Heat Pump | 230 | 3 |  |  |  | Dual-Speed |  |  |  | 24800 | 1589 | 15.6 | 11.2 | 31600 | 1780 | 5.2 | 4.2 | Federally-Regulated Commercial & Industrial Equipment | 02/23/2016 |  | 07/15/2020
Bard Manufacturing Company, Inc. | Bard | QW4S2-A |  | Ground-Source | WBAHP: Heat Pump Packaged Unit | Heat Pump | 208 | 1 |  |  |  | Dual-Speed |  |  |  | 49500 | 2877 | 17.2 |  | 36000 | 3149 | 3.4 |  | Non Federally-Regulated | 10/28/2019 |  | 07/15/2020
Bard Manufacturing Company, Inc. | Bard | GV61S3AA |  | Ground-Source | WBAHP: Heat Pump Packaged Unit | Both Heat Pump and Electric Re | 230 | 1 |  |  |  | Dual-Speed |  |  |  | 60500 | 3666 | 16.5 | 13.4 | 49000 | 3989 | 3.6 | 3.1 | Non Federally-Regulated | 11/29/2016 |  | 07/15/2020
Bard Manufacturing Company, Inc. | Bard | QW4S2-B |  | Ground-Source | WBAHP: Heat Pump Packaged Unit | Heat Pump | 230 | 3 |  |  |  | Dual-Speed |  |  |  | 49500 | 2877 | 17.2 | 13.4 | 36000 | 3149 | 3.4 | 3.1 | Non Federally-Regulated | 11/12/2015 |  | 07/15/2020
Bard Manufacturing Company, Inc. | Bard | GV38S3AA |  | Ground-Water-Source | WBAHP: Heat Pump Packaged Unit | Both Heat Pump and Electric Re | 230 | 1 |  |  |  | Dual-Speed |  |  |  | 41400 | 1881 | 22 | 16.2 | 38600 | 2406 | 4.7 | 3.6 | Non Federally-Regulated | 11/29/2016 |  | 07/15/2020
Bard Manufacturing Company, Inc. | Bard | QW5S2-A |  | Water-Source | WBAHP: Heat Pump Packaged Unit | Heat Pump | 208 | 1 |  |  |  | Dual-Speed |  |  |  | 56500 | 3896 | 14.5 | 11.2 | 69500 | 4629 | 4.4 | 4.2 | Federally-Regulated Commercial & Industrial Equipment | 11/12/2015 |  | 07/15/2020
Bard Manufacturing Company, Inc. | Bard | QW4S2-A |  | Water-Source | WBAHP: Heat Pump Packaged Unit | Heat Pump | 230 | 1 |  |  |  | Dual-Speed |  |  |  | 47500 | 3145 | 15.1 | 11.2 | 57000 | 3977 | 4.2 | 4.2 | Federally-Regulated Commercial & Industrial Equipment | 11/12/2015 |  | 07/15/2020
Bard Manufacturing Company, Inc. | Bard | QW5S2-A |  | Water-Source | WBAHP: Heat Pump Packaged Unit | Heat Pump | 230 | 1 |  |  |  | Dual-Speed |  |  |  | 56500 | 3896 | 14.5 | 11.2 | 69500 | 4629 | 4.4 | 4.2 | Federally-Regulated Commercial & Industrial Equipment | 11/12/2015 |  | 07/15/2020
Bard Manufacturing Company, Inc. | Bard | GTC48S2-A | GTADP-4860-C | Ground-Source | WBAH-C: Heating Only Split Sys | Heat Pump | 208 | 1 | False |  |  | Dual-Speed | [7 empty] | 37000 | 2780 | 3.9 | 3.1 | Non Federally-Regulated | 10/25/2019 |  | 07/15/2020
Bard Manufacturing Company, Inc. | Bard | GTC48S2-A | HE49948D210B2705AW | Ground-Source | WBAH-C: Heating Only Split Sys | Heat Pump | 208 | 1 | False |  |  | Dual-Speed | [7 empty] | 37000 | 2780 | 3.9 |  | Non Federally-Regulated | 10/28/2019 |  | 07/15/2020
Bard Manufacturing Company, Inc. | Bard | QW3S2-A |  | Water-Source | WBAHP: Heat Pump Packaged Unit | Heat Pump | 208 | 1 |  |  |  | Dual-Speed |  |  |  | 35400 | 2360 | 15 | 11.2 | 44600 | 2841 | 4.6 | 4.2 | Federally-Regulated Commercial & Industrial Equipment | 02/23/2016 |  | 07/15/2020
Bard Manufacturing Company, Inc. | Bard | GTC36S2-A | GTA3600UD1AA+GTB1-A | Ground-Source | WBAHP-CB: Heat Pump Split Syst | Heat Pump | 230 | 1 | False |  |  | Dual-Speed |  |  |  | 38400 | 2219 | 17.3 | 13.4 | 29600 | 2168 | 4 | 3.1 | Non Federally-Regulated | 04/18/2017 |  | 07/15/2020
Bard Manufacturing Company, Inc. | Bard | QW5S2-C |  | Ground-Source | WBAHP: Heat Pump Packaged Unit | Heat Pump | 460 | 3 |  |  |  | Dual-Speed |  |  |  | 58500 | 3567 | 16.4 | 13.4 | 46000 | 3744 | 3.6 | 3.1 | Non Federally-Regulated | 11/12/2015 |  | 07/15/2020
Bard Manufacturing Company, Inc. | Bard | QW4S2-B |  | Ground-Source | WBAHP: Heat Pump Packaged Unit | Heat Pump | 208 | 3 |  |  |  | Dual-Speed |  |  |  | 49500 | 2877 | 17.2 |  | 36000 | 3149 | 3.4 |  | Non Federally-Regulated | 10/28/2019 |  | 07/15/2020
Bard Manufacturing Company, Inc. | Bard | QW5S2-B |  | Ground-Source | WBAHP: Heat Pump Packaged Unit | Heat Pump | 208 | 3 |  |  |  | Dual-Speed |  |  |  | 58500 | 3567 | 16.4 | 13.4 | 46000 | 3744 | 3.6 | 3.1 | Non Federally-Regulated | 11/12/2015 |  | 07/15/2020
Bard Manufacturing Company, Inc. | Bard | QW3S2-B |  | Ground-Source | WBAHP: Heat Pump Packaged Unit | Heat Pump | 208 | 3 |  |  |  | Dual-Speed |  |  |  | 35600 | 2094 | 17 | 13.4 | 29000 | 2328 | 3.7 | 3.1 | Non Federally-Regulated | 02/23/2016 |  | 07/15/2020
Bard Manufacturing Company, Inc. | Bard | QW2S2-A |  | Ground-Source | WBAHP: Heat Pump Packaged Unit | Heat Pump | 208 | 1 |  |  |  | Dual-Speed |  |  |  | 25600 | 1406 | 18.2 | 13.4 | 19600 | 1454 | 4 | 3.1 | Non Federally-Regulated | 02/23/2016 |  | 07/15/2020
Bard Manufacturing Company, Inc. | Bard | QW3S2-B |  | Ground-Source | WBAHP: Heat Pump Packaged Unit | Heat Pump | 230 | 3 |  |  |  | Dual-Speed |  |  |  | 35600 | 2094 | 17 | 13.4 | 29000 | 2328 | 3.7 | 3.1 | Non Federally-Regulated | 02/23/2016 |  | 07/15/2020
Bard Manufacturing Company, Inc. | Bard | QW3S2-B |  | Water-Source | WBAHP: Heat Pump Packaged Unit | Heat Pump | 230 | 3 |  |  |  | Dual-Speed |  |  |  | 35400 | 2360 | 15 | 11.2 | 44600 | 2841 | 4.6 | 4.2 | Federally-Regulated Commercial & Industrial Equipment | 02/23/2016 |  | 07/15/2020
Bard Manufacturing Company, Inc. | Bard | QW3S2-A |  | Water-Source | WBAHP: Heat Pump Packaged Unit | Heat Pump | 230 | 1 |  |  |  | Dual-Speed |  |  |  | 35400 | 2360 | 15 | 11.2 | 44600 | 2841 | 4.6 | 4.2 | Federally-Regulated Commercial & Industrial Equipment | 02/23/2016 |  | 07/15/2020
Bard Manufacturing Company, Inc. | Bard | QW4S2-B |  | Water-Source | WBAHP: Heat Pump Packaged Unit | Heat Pump | 208 | 3 |  |  |  | Dual-Speed |  |  |  | 47500 | 3145 | 15.1 |  | 57000 | 3884 | 4.3 |  | Federally-Regulated Commercial & Industrial Equipment | 10/28/2019 |  | 07/15/2020
Bard Manufacturing Company, Inc. | Bard | QW3S2-A |  | Ground-Source | WBAHP: Heat Pump Packaged Unit | Heat Pump | 230 | 1 |  |  |  | Dual-Speed |  |  |  | 35600 | 2094 | 17 | 13.4 | 29000 | 2328 | 3.7 | 3.1 | Non Federally-Regulated | 02/23/2016 |  | 07/15/2020
Bard Manufacturing Company, Inc. | Bard | QW4S2-C |  | Ground-Source | WBAHP: Heat Pump Packaged Unit | Heat Pump | 460 | 3 |  |  |  | Dual-Speed |  |  |  | 49500 | 2877 | 17.2 |  | 36000 | 3149 | 3.4 |  | Non Federally-Regulated | 10/28/2019 |  | 07/15/2020
Bard Manufacturing Company, Inc. | Bard | GTC48S2-A | GTA4860UD1AA+GTB1-A | Ground-Water-Source | WBAHP-CB: Heat Pump Split Syst | Heat Pump | 208 | 1 | False |  |  | Dual-Speed |  |  |  | 55500 | 2733 | 20.3 |  | 50000 | 3330 | 4.4 |  | Non Federally-Regulated | 10/28/2019 |  | 07/15/2020
Bard Manufacturing Company, Inc. | Bard | GTC36S2-A | GTA3600UD1AA+GTB1-A | Ground-Water-Source | WBAHP-CB: Heat Pump Split Syst | Heat Pump | 208 | 1 | False |  |  | Dual-Speed |  |  |  | 41000 | 1898 | 21.6 |  | 37500 | 2289 | 4.8 |  | Non Federally-Regulated | 10/28/2019 |  | 07/15/2020
Bard Manufacturing Company, Inc. | Bard | GV51S3AA |  | Ground-Water-Source | WBAHP: Heat Pump Packaged Unit | Both Heat Pump and Electric Re | 208 | 1 |  |  |  | Dual-Speed |  |  |  | 53500 | 2465 | 21.7 | 16.2 | 49500 | 3260 | 4.5 | 3.6 | Non Federally-Regulated | 02/06/2019 |  | 07/15/2020
Bard Manufacturing Company, Inc. | Bard | QW5S2-C |  | Water-Source | WBAHP: Heat Pump Packaged Unit | Heat Pump | 460 | 3 |  |  |  | Dual-Speed |  |  |  | 56500 | 3896 | 14.5 | 11.2 | 69500 | 4629 | 4.4 | 4.2 | Federally-Regulated Commercial & Industrial Equipment | 11/12/2015 |  | 07/15/2020
Bard Manufacturing Company, Inc. | Bard | QW4S2-A |  | Water-Source | WBAHP: Heat Pump Packaged Unit | Heat Pump | 208 | 1 |  |  |  | Dual-Speed |  |  |  | 47500 | 3145 | 15.1 |  | 57000 | 3884 | 4.3 |  | Federally-Regulated Commercial & Industrial Equipment | 10/28/2019 |  | 07/15/2020
Bard Manufacturing Company, Inc. | Bard | QW5S2-B |  | Ground-Source | WBAHP: Heat Pump Packaged Unit | Heat Pump | 230 | 3 |  |  |  | Dual-Speed |  |  |  | 58500 | 3567 | 16.4 | 13.4 | 46000 | 3744 | 3.6 | 3.1 | Non Federally-Regulated | 11/12/2015 |  | 07/15/2020
Bard Manufacturing Company, Inc. | Bard | GV61S3AA |  | Ground-Source | WBAHP: Heat Pump Packaged Unit | Both Heat Pump and Electric Re | 208 | 1 |  |  |  | Dual-Speed |  |  |  | 60500 | 3666 | 16.5 | 13.4 | 49000 | 3989 | 3.6 | 3.1 | Non Federally-Regulated | 02/06/2019 |  | 07/15/2020
Bard Manufacturing Company, Inc. | Bard | QW5S2-A |  | Ground-Source | WBAHP: Heat Pump Packaged Unit | Heat Pump | 208 | 1 |  |  |  | Dual-Speed |  |  |  | 58500 | 3567 | 16.4 | 13.4 | 46000 | 3744 | 3.6 | 3.1 | Non Federally-Regulated | 11/12/2015 |  | 07/15/2020
Bard Manufacturing Company, Inc. | Bard | GTC48S2-A | HE49948D210B2705AW | Ground-Water-Source | WBAH-C: Heating Only Split Sys | Heat Pump | 208 | 1 | False |  |  | Dual-Speed | [7 empty] | 48000 | 3091 | 4.6 |  | Non Federally-Regulated | 10/28/2019 |  | 07/15/2020
Bard Manufacturing Company, Inc. | Bard | GTC36S2-A | GTA3600UD1AA+GTB1-A | Ground-Source | WBAHP-CB: Heat Pump Split Syst | Heat Pump | 208 | 1 | False |  |  | Dual-Speed |  |  |  | 38400 | 2219 | 17.3 |  | 29600 | 2168 | 4 |  | Non Federally-Regulated | 10/28/2019 |  | 07/15/2020
Bard Manufacturing Company, Inc. | Bard | QW5S2-B |  | Water-Source | WBAHP: Heat Pump Packaged Unit | Heat Pump | 208 | 3 |  |  |  | Dual-Speed |  |  |  | 56500 | 3896 | 14.5 | 11.2 | 69500 | 4629 | 4.4 | 4.2 | Federally-Regulated Commercial & Industrial Equipment | 11/12/2015 |  | 07/15/2020
Bard Manufacturing Company, Inc. | Bard | QW2S2-C |  | Water-Source | WBAHP: Heat Pump Packaged Unit | Heat Pump | 460 | 3 |  |  |  | Dual-Speed |  |  |  | 24800 | 1589 | 15.6 | 11.2 | 31600 | 1780 | 5.2 | 4.2 | Federally-Regulated Commercial & Industrial Equipment | 02/23/2016 |  | 07/15/2020
Bard Manufacturing Company, Inc. | Bard | QW2S2-C |  | Ground-Source | WBAHP: Heat Pump Packaged Unit | Heat Pump | 460 | 3 |  |  |  | Dual-Speed |  |  |  | 25600 | 1406 | 18.2 | 13.4 | 19600 | 1454 | 4 | 3.1 | Non Federally-Regulated | 02/23/2016 |  | 07/15/2020
Bard Manufacturing Company, Inc. | Bard | GTC48S2-A | GTADP-4860-C | Ground-Source | WBAH-C: Heating Only Split Sys | Heat Pump | 230 | 1 | False |  |  | Dual-Speed | [7 empty] | 35000 | 2699 | 3.8 | 3.1 | Non Federally-Regulated | 02/23/2016 |  | 07/15/2020
Bard Manufacturing Company, Inc. | Bard | GTC60S2-A | GTADP-4860-C | Ground-Water-Source | WBAH-C: Heating Only Split Sys | Heat Pump | 208 | 1 | False |  |  | Dual-Speed | [7 empty] | 55000 | 3705 | 4.4 | 3.1 | Non Federally-Regulated | 02/23/2016 |  | 07/15/2020
Bard Manufacturing Company, Inc. | Bard | GV38S3AA |  | Ground-Source | WBAHP: Heat Pump Packaged Unit | Both Heat Pump and Electric Re | 208 | 1 |  |  |  | Dual-Speed |  |  |  | 38500 | 2251 | 17.1 | 13.4 | 31400 | 2272 | 4.1 | 3.1 | Non Federally-Regulated | 02/06/2019 |  | 07/15/2020
Bard Manufacturing Company, Inc. | Bard | QW2S2-A |  | Ground-Source | WBAHP: Heat Pump Packaged Unit | Heat Pump | 230 | 1 |  |  |  | Dual-Speed |  |  |  | 25600 | 1406 | 18.2 | 13.4 | 19600 | 1454 | 4 | 3.1 | Non Federally-Regulated | 02/23/2016 |  | 07/15/2020
Bard Manufacturing Company, Inc. | Bard | GTC48S2-A | GTADP-4860-C | Ground-Water-Source | WBAH-C: Heating Only Split Sys | Heat Pump | 208 | 1 | False |  |  | Dual-Speed | [7 empty] | 48000 | 3091 | 4.6 | 3.1 | Non Federally-Regulated | 10/25/2019 |  | 07/15/2020
Bard Manufacturing Company, Inc. | Bard | QW4S2-C |  | Water-Source | WBAHP: Heat Pump Packaged Unit | Heat Pump | 460 | 3 |  |  |  | Dual-Speed |  |  |  | 47500 | 3145 | 15.1 |  | 57000 | 3884 | 4.3 |  | Federally-Regulated Commercial & Industrial Equipment | 10/28/2019 |  | 07/15/2020
Bard Manufacturing Company, Inc. | Bard | GV38S3AA |  | Ground-Water-Source | WBAHP: Heat Pump Packaged Unit | Both Heat Pump and Electric Re | 208 | 1 |  |  |  | Dual-Speed |  |  |  | 41400 | 1881 | 22 | 16.2 | 38600 | 2406 | 4.7 | 3.6 | Non Federally-Regulated | 02/06/2019 |  | 07/15/2020
Bard Manufacturing Company, Inc. | Bard | GTC60S2-A | GTADP-4860-C | Ground-Water-Source | WBAH-C: Heating Only Split Sys | Heat Pump | 230 | 1 | False |  |  | Dual-Speed | [7 empty] | 55000 | 3705 | 4.4 | 3.1 | Non Federally-Regulated | 02/23/2016 |  | 07/15/2020
Bard Manufacturing Company, Inc. | Bard | QW3S2-C |  | Ground-Source | WBAHP: Heat Pump Packaged Unit | Heat Pump | 460 | 3 |  |  |  | Dual-Speed |  |  |  | 35600 | 2094 | 17 | 13.4 | 29000 | 2328 | 3.7 | 3.1 | Non Federally-Regulated | 02/23/2016 |  | 07/15/2020
Bard Manufacturing Company, Inc. | Bard | QW2S2-B |  | Ground-Source | WBAHP: Heat Pump Packaged Unit | Heat Pump | 208 | 3 |  |  |  | Dual-Speed |  |  |  | 25600 | 1406 | 18.2 | 13.4 | 19600 | 1454 | 4 | 3.1 | Non Federally-Regulated | 02/23/2016 |  | 07/15/2020
Bard Manufacturing Company, Inc. | Bard | QW2S2-A |  | Water-Source | WBAHP: Heat Pump Packaged Unit | Heat Pump | 208 | 1 |  |  |  | Dual-Speed |  |  |  | 24800 | 1589 | 15.6 | 11.2 | 31600 | 1780 | 5.2 | 4.2 | Federally-Regulated Commercial & Industrial Equipment | 02/23/2016 |  | 07/15/2020
Bard Manufacturing Company, Inc. | Bard | GV51S3AA |  | Ground-Source | WBAHP: Heat Pump Packaged Unit | Both Heat Pump and Electric Re | 230 | 1 |  |  |  | Dual-Speed |  |  |  | 49500 | 2894 | 17.1 | 13.4 | 39500 | 3087 | 3.8 | 3.1 | Non Federally-Regulated | 11/29/2016 |  | 07/15/2020
Bard Manufacturing Company, Inc. | Bard | QW2S2-A |  | Water-Source | WBAHP: Heat Pump Packaged Unit | Heat Pump | 230 | 1 |  |  |  | Dual-Speed |  |  |  | 24800 | 1589 | 15.6 | 11.2 | 31600 | 1780 | 5.2 | 4.2 | Federally-Regulated Commercial & Industrial Equipment | 02/23/2016 |  | 07/15/2020
Bard Manufacturing Company, Inc. | Bard | QW4S2-A |  | Ground-Source | WBAHP: Heat Pump Packaged Unit | Heat Pump | 230 | 1 |  |  |  | Dual-Speed |  |  |  | 49500 | 2877 | 17.2 | 13.4 | 36000 | 3149 | 3.4 | 3.1 | Non Federally-Regulated | 11/12/2015 |  | 07/15/2020
Bard Manufacturing Company, Inc. | Bard | QW3S2-C |  | Water-Source | WBAHP: Heat Pump Packaged Unit | Heat Pump | 460 | 3 |  |  |  | Dual-Speed |  |  |  | 35400 | 2360 | 15 | 11.2 | 44600 | 2841 | 4.6 | 4.2 | Federally-Regulated Commercial & Industrial Equipment | 02/23/2016 |  | 07/15/2020
Bard Manufacturing Company, Inc. | Bard | QW3S2-A |  | Ground-Source | WBAHP: Heat Pump Packaged Unit | Heat Pump | 208 | 1 |  |  |  | Dual-Speed |  |  |  | 35600 | 2094 | 17 | 13.4 | 29000 | 2328 | 3.7 | 3.1 | Non Federally-Regulated | 02/23/2016 |  | 07/15/2020
Bard Manufacturing Company, Inc. | Bard | GTC36S2-A | GTA3600UD1AA+GTB1-A | Ground-Water-Source | WBAHP-CB: Heat Pump Split Syst | Heat Pump | 230 | 1 | False |  |  | Dual-Speed |  |  |  | 41000 | 1898 | 21.6 | 16.2 | 37500 | 2289 | 4.8 | 3.6 | Non Federally-Regulated | 04/18/2017 |  | 07/15/2020
Bard Manufacturing Company, Inc. | Bard | QW2S2-B |  | Ground-Source | WBAHP: Heat Pump Packaged Unit | Heat Pump | 230 | 3 |  |  |  | Dual-Speed |  |  |  | 25600 | 1406 | 18.2 | 13.4 | 19600 | 1454 | 4 | 3.1 | Non Federally-Regulated | 02/23/2016 |  | 07/15/2020
Bard Manufacturing Company, Inc. | Bard | QW5S2-B |  | Water-Source | WBAHP: Heat Pump Packaged Unit | Heat Pump | 230 | 3 |  |  |  | Dual-Speed |  |  |  | 56500 | 3896 | 14.5 | 11.2 | 69500 | 4629 | 4.4 | 4.2 | Federally-Regulated Commercial & Industrial Equipment | 11/12/2015 |  | 07/15/2020
Bard Manufacturing Company, Inc. | Bard | GV51S3AA |  | Ground-Source | WBAHP: Heat Pump Packaged Unit | Both Heat Pump and Electric Re | 208 | 1 |  |  |  | Dual-Speed |  |  |  | 49500 | 2894 | 17.1 | 13.4 | 39500 | 3087 | 3.8 | 3.1 | Non Federally-Regulated | 02/06/2019 |  | 07/15/2020
Bard Manufacturing Company, Inc. | Bard | QW3S2-B |  | Water-Source | WBAHP: Heat Pump Packaged Unit | Heat Pump | 208 | 3 |  |  |  | Dual-Speed |  |  |  | 35400 | 2360 | 15 | 11.2 | 44600 | 2841 | 4.6 | 4.2 | Federally-Regulated Commercial & Industrial Equipment | 02/23/2016 |  | 07/15/2020
Bard Manufacturing Company, Inc. | Bard | GV38S3AA |  | Ground-Source | WBAHP: Heat Pump Packaged Unit | Both Heat Pump and Electric Re | 230 | 1 |  |  |  | Dual-Speed |  |  |  | 38500 | 2251 | 17.1 | 13.4 | 31400 | 2272 | 4.1 | 3.1 | Non Federally-Regulated | 11/29/2016 |  | 07/15/2020
Bard Manufacturing Company, Inc. | Bard | QW5S2-A |  | Ground-Source | WBAHP: Heat Pump Packaged Unit | Heat Pump | 230 | 1 |  |  |  | Dual-Speed |  |  |  | 58500 | 3567 | 16.4 | 13.4 | 46000 | 3744 | 3.6 | 3.1 | Non Federally-Regulated | 11/12/2015 |  | 07/15/2020
Bard Manufacturing Company, Inc. | Bard | QW4S2-B |  | Water-Source | WBAHP: Heat Pump Packaged Unit | Heat Pump | 230 | 3 |  |  |  | Dual-Speed |  |  |  | 47500 | 3145 | 15.1 | 11.2 | 57000 | 3977 | 4.2 | 4.2 | Federally-Regulated Commercial & Industrial Equipment | 11/12/2015 |  | 07/15/2020
FHP Manufacturing Company | Bosch | EP018-2VT*******B |  | Water-Source | WBAHP: Heat Pump Packaged Unit | Heat Pump | 265 | 1 |  |  |  | Single-Speed |  |  |  | 19500 | 1226 | 15.9 | 11.2 | 21300 | 1248 | 5 | 4.2 | Federally-Regulated Commercial & Industrial Equipment | 05/13/2019 |  | 07/15/2020
FHP Manufacturing Company | Bosch | EP048-4VT*******B |  | Ground-Water-Source | WBAHP: Heat Pump Packaged Unit | Heat Pump | 460 | 3 |  |  |  | Single-Speed |  |  |  | 52900 | 2190 | 24.15 | 16.2 | 40500 | 2760 | 4.3 | 3.6 | Non Federally-Regulated | 12/06/2019 |  | 07/15/2020
FHP Manufacturing Company | Bosch | ES035-3CF/HZ/VT*-*****A |  | Ground-Source | WBAHP: Heat Pump Packaged Unit | Heat Pump | 230 | 3 |  |  |  | Dual-Speed |  |  |  | 38000 | 2420 | 15.7 |  | 28000 | 2311 | 3.6 |  | Non Federally-Regulated | 05/06/2020 | 9008842 | 07/15/2020
FHP Manufacturing Company | Bosch | EP018-1VT*******B |  | Water-Source | WBAHP: Heat Pump Packaged Unit | Heat Pump | 208 | 1 |  |  |  | Single-Speed |  |  |  | 19500 | 1226 | 15.9 | 11.2 | 21300 | 1248 | 5 | 4.2 | Federally-Regulated Commercial & Industrial Equipment | 05/13/2019 |  | 07/15/2020
FHP Manufacturing Company | Bosch | ES035-1CF/HZ/VT*-*****A |  | Ground-Water-Source | WBAHP: Heat Pump Packaged Unit | Heat Pump | 230 | 1 |  |  |  | Dual-Speed |  |  |  | 42000 | 1944 | 21.6 |  | 36000 | 2512 | 4.2 |  | Non Federally-Regulated | 05/06/2020 | 9008841 | 07/15/2020
FHP Manufacturing Company | Bosch | EP018-1HZ*******B |  | Ground-Water-Source | WBAHP: Heat Pump Packaged Unit | Heat Pump | 208 | 1 |  |  |  | Single-Speed |  |  |  | 21300 | 862 | 24.7 | 16.2 | 17700 | 1178 | 4.4 | 3.6 | Non Federally-Regulated | 05/13/2019 |  | 07/15/2020
FHP Manufacturing Company | Bosch | EP048-3VT*******B |  | Ground-Water-Source | WBAHP: Heat Pump Packaged Unit | Heat Pump | 208 | 3 |  |  |  | Single-Speed |  |  |  | 52900 | 2190 | 24.15 | 16.2 | 40500 | 2760 | 4.3 | 3.6 | Non Federally-Regulated | 12/06/2019 |  | 07/15/2020
FHP Manufacturing Company | Bosch | LV009-1VT*-***P*D-**T/G |  | Ground-Source | WBAHP: Heat Pump Packaged Unit | Heat Pump | 208 | 1 |  |  |  | Single-Speed |  |  |  | 8700 | 604 | 14.4 |  | 6900 | 631 | 3.2 |  | Non Federally-Regulated | 08/16/2019 |  | 07/15/2020
FHP Manufacturing Company | Bosch | EP048-4HZ*******B |  | Water-Source | WBAHP: Heat Pump Packaged Unit | Heat Pump | 460 | 3 |  |  |  | Single-Speed |  |  |  | 47400 | 3160 | 15 | 11.2 | 50000 | 2764 | 5.3 | 4.2 | Federally-Regulated Commercial & Industrial Equipment | 12/06/2019 |  | 07/15/2020
FHP Manufacturing Company | Bosch | LM036-1VT/CF/HZ*-*****A |  | Water-Source | WBAHP: Heat Pump Packaged Unit | Both Heat Pump and Electric Re | 208 | 1 |  |  |  | Dual-Speed |  |  |  | 39000 | 2142 | 18.2 | 11.2 | 42800 | 2459 | 5.1 | 4.2 | Federally-Regulated Commercial & Industrial Equipment | 12/06/2019 |  | 07/15/2020
FHP Manufacturing Company | Bosch | ES035-3CF/HZ/VT*-*****A |  | Water-Source | WBAHP: Heat Pump Packaged Unit | Heat Pump | 208 | 3 |  |  |  | Dual-Speed |  |  |  | 36000 | 2571 | 14 |  | 43000 | 2739 | 4.6 |  | Federally-Regulated Commercial & Industrial Equipment | 05/06/2020 | 9008842 | 07/15/2020
FHP Manufacturing Company | Bosch | ES035-3CF/HZ/VT*-*****A |  | Water-Source | WBAHP: Heat Pump Packaged Unit | Heat Pump | 230 | 3 |  |  |  | Dual-Speed |  |  |  | 36000 | 2571 | 14 |  | 43000 | 2739 | 4.6 |  | Federally-Regulated Commercial & Industrial Equipment | 05/06/2020 | 9008842 | 07/15/2020
FHP Manufacturing Company | Bosch | EP048-4VT*******B |  | Ground-Source | WBAHP: Heat Pump Packaged Unit | Heat Pump | 460 | 3 |  |  |  | Single-Speed |  |  |  | 49500 | 2788 | 17.75 | 13.4 | 33400 | 2645 | 3.7 | 3.1 | Non Federally-Regulated | 12/06/2019 |  | 07/15/2020
FHP Manufacturing Company | Bosch | ES035-1CF/HZ/VT*-*****A |  | Ground-Source | WBAHP: Heat Pump Packaged Unit | Heat Pump | 230 | 1 |  |  |  | Dual-Speed |  |  |  | 38000 | 2209 | 17.2 |  | 28000 | 2159 | 3.8 |  | Non Federally-Regulated | 05/06/2020 | 9008841 | 07/15/2020
FHP Manufacturing Company | Bosch | EP018-1HZ*******B |  | Water-Source | WBAHP: Heat Pump Packaged Unit | Heat Pump | 208 | 1 |  |  |  | Single-Speed |  |  |  | 19500 | 1266 | 15.4 | 11.2 | 21300 | 1248 | 5 | 4.2 | Federally-Regulated Commercial & Industrial Equipment | 05/13/2019 |  | 07/15/2020
FHP Manufacturing Company | Bosch | EP048-1VT*******B |  | Ground-Water-Source | WBAHP: Heat Pump Packaged Unit | Heat Pump | 208 | 1 |  |  |  | Single-Speed |  |  |  | 52900 | 2190 | 24.15 | 16.2 | 40500 | 2760 | 4.3 | 3.6 | Non Federally-Regulated | 12/06/2019 |  | 07/15/2020
FHP Manufacturing Company | Bosch | EP048-1HZ*******B |  | Ground-Water-Source | WBAHP: Heat Pump Packaged Unit | Heat Pump | 208 | 1 |  |  |  | Single-Speed |  |  |  | 52900 | 2204 | 24 | 16.2 | 40500 | 2637 | 4.5 | 3.6 | Non Federally-Regulated | 12/06/2019 |  | 07/15/2020
FHP Manufacturing Company | Bosch | EP048-4VT*******B |  | Water-Source | WBAHP: Heat Pump Packaged Unit | Heat Pump | 460 | 3 |  |  |  | Single-Speed |  |  |  | 47400 | 3160 | 15 | 11.2 | 50000 | 2764 | 5.3 | 4.2 | Federally-Regulated Commercial & Industrial Equipment | 12/06/2019 |  | 07/15/2020
FHP Manufacturing Company | Bosch | ES049-3CF/HZ/VT*-*****A |  | Ground-Source | WBAHP: Heat Pump Packaged Unit | Heat Pump | 208 | 3 |  |  |  | Dual-Speed |  |  |  | 49000 | 3161 | 15.5 | 13.4 | 38000 | 3093 | 3.6 | 3.1 | Non Federally-Regulated | 05/25/2016 |  | 07/15/2020
FHP Manufacturing Company | Bosch | LV009-1VT*-***P*D-**T/G |  | Water-Source | WBAHP: Heat Pump Packaged Unit | Heat Pump | 208 | 1 |  |  |  | Single-Speed |  |  |  | 8150 | 657 | 12.4 |  | 10700 | 667 | 4.7 |  | Federally-Regulated Commercial & Industrial Equipment | 08/16/2019 |  | 07/15/2020
FHP Manufacturing Company | Bosch | ES035-3CF/HZ/VT*-*****A |  | Ground-Water-Source | WBAHP: Heat Pump Packaged Unit | Heat Pump | 230 | 3 |  |  |  | Dual-Speed |  |  |  | 42000 | 2009 | 20.9 |  | 36000 | 2512 | 4.2 |  | Non Federally-Regulated | 05/06/2020 | 9008842 | 07/15/2020
FHP Manufacturing Company | Bosch | ES035-4CF/HZ/VT*-*****A |  | Ground-Source | WBAHP: Heat Pump Packaged Unit | Heat Pump | 460 | 3 |  |  |  | Dual-Speed |  |  |  | 38000 | 2209 | 17.2 |  | 28000 | 2159 | 3.8 |  | Non Federally-Regulated | 05/06/2020 | 9008843 | 07/15/2020
FHP Manufacturing Company | Bosch | EP018-2HZ*******B |  | Water-Source | WBAHP: Heat Pump Packaged Unit | Heat Pump | 265 | 1 |  |  |  | Single-Speed |  |  |  | 19500 | 1266 | 15.4 | 11.2 | 21300 | 1248 | 5 | 4.2 | Federally-Regulated Commercial & Industrial Equipment | 05/13/2019 |  | 07/15/2020
FHP Manufacturing Company | Bosch | EP048-4HZ*******B |  | Ground-Source | WBAHP: Heat Pump Packaged Unit | Heat Pump | 460 | 3 |  |  |  | Single-Speed |  |  |  | 49500 | 2780 | 17.8 | 13.4 | 33400 | 2645 | 3.7 | 3.1 | Non Federally-Regulated | 12/06/2019 |  | 07/15/2020
FHP Manufacturing Company | Bosch | EP048-3VT*******B |  | Ground-Source | WBAHP: Heat Pump Packaged Unit | Heat Pump | 208 | 3 |  |  |  | Single-Speed |  |  |  | 49500 | 2788 | 17.75 | 13.4 | 33400 | 2645 | 3.7 | 3.1 | Non Federally-Regulated | 12/06/2019 |  | 07/15/2020
FHP Manufacturing Company | Bosch | EP048-3HZ*******B |  | Ground-Water-Source | WBAHP: Heat Pump Packaged Unit | Heat Pump | 208 | 3 |  |  |  | Single-Speed |  |  |  | 52900 | 2204 | 24 | 16.2 | 40500 | 2637 | 4.5 | 3.6 | Non Federally-Regulated | 12/06/2019 |  | 07/15/2020
FHP Manufacturing Company | Bosch | LM036-4VT/CF/HZ*-*****A |  | Ground-Water-Source | WBAHP: Heat Pump Packaged Unit | Both Heat Pump and Electric Re | 460 | 3 |  |  |  | Dual-Speed |  |  |  | 43300 | 1665 | 26 | 16.2 | 35900 | 2312 | 4.6 | 3.6 | Non Federally-Regulated | 12/06/2019 |  | 07/15/2020
FHP Manufacturing Company | Bosch | LM036-4VT/CF/HZ*-*****A |  | Water-Source | WBAHP: Heat Pump Packaged Unit | Both Heat Pump and Electric Re | 460 | 3 |  |  |  | Dual-Speed |  |  |  | 39000 | 2142 | 18.2 | 11.2 | 42800 | 2459 | 5.1 | 4.2 | Federally-Regulated Commercial & Industrial Equipment | 12/06/2019 |  | 07/15/2020
FHP Manufacturing Company | Bosch | ES049-3CF/HZ/VT*-*****A |  | Water-Source | WBAHP: Heat Pump Packaged Unit | Heat Pump | 230 | 3 |  |  |  | Dual-Speed |  |  |  | 48000 | 3636 | 13.2 | 11.2 | 58000 | 3541 | 4.8 | 4.2 | Federally-Regulated Commercial & Industrial Equipment | 05/25/2016 |  | 07/15/2020
FHP Manufacturing Company | Bosch | LM036-3VT/CF/HZ*-*****A |  | Ground-Water-Source | WBAHP: Heat Pump Packaged Unit | Both Heat Pump and Electric Re | 208 | 3 |  |  |  | Dual-Speed |  |  |  | 43300 | 1665 | 26 | 16.2 | 35900 | 2312 | 4.6 | 3.6 | Non Federally-Regulated | 12/06/2019 |  | 07/15/2020
FHP Manufacturing Company | Bosch | LM036-3VT/CF/HZ*-*****A |  | Ground-Source | WBAHP: Heat Pump Packaged Unit | Both Heat Pump and Electric Re | 208 | 3 |  |  |  | Dual-Speed |  |  |  | 40800 | 2019 | 20.2 | 13.4 | 28400 | 2107 | 4 | 3.1 | Non Federally-Regulated | 12/06/2019 |  | 07/15/2020
FHP Manufacturing Company | Bosch | ES049-3CF/HZ/VT*-*****A |  | Ground-Water-Source | WBAHP: Heat Pump Packaged Unit | Heat Pump | 208 | 3 |  |  |  | Dual-Speed |  |  |  | 54000 | 2842 | 19 | 16.2 | 48000 | 3349 | 4.2 | 3.6 | Non Federally-Regulated | 05/25/2016 |  | 07/15/2020
FHP Manufacturing Company | Bosch | EP048-1HZ*******B |  | Water-Source | WBAHP: Heat Pump Packaged Unit | Heat Pump | 208 | 1 |  |  |  | Single-Speed |  |  |  | 47400 | 3160 | 15 | 11.2 | 50000 | 2764 | 5.3 | 4.2 | Federally-Regulated Commercial & Industrial Equipment | 12/06/2019 |  | 07/15/2020
FHP Manufacturing Company | Bosch | ES035-3CF/HZ/VT*-*****A |  | Ground-Source | WBAHP: Heat Pump Packaged Unit | Heat Pump | 208 | 3 |  |  |  | Dual-Speed |  |  |  | 38000 | 2420 | 15.7 |  | 28000 | 2311 | 3.6 |  | Non Federally-Regulated | 05/06/2020 | 9008842 | 07/15/2020
FHP Manufacturing Company | Bosch | ES049-1CF/HZ/VT*-*****A |  | Water-Source | WBAHP: Heat Pump Packaged Unit | Heat Pump | 230 | 1 |  |  |  | Dual-Speed |  |  |  | 48000 | 3636 | 13.2 | 11.2 | 58000 | 3541 | 4.8 | 4.2 | Federally-Regulated Commercial & Industrial Equipment | 05/25/2016 |  | 07/15/2020
FHP Manufacturing Company | Bosch | EP048-3HZ*******B |  | Ground-Source | WBAHP: Heat Pump Packaged Unit | Heat Pump | 208 | 3 |  |  |  | Single-Speed |  |  |  | 49500 | 2780 | 17.8 | 13.4 | 33400 | 2645 | 3.7 | 3.1 | Non Federally-Regulated | 12/06/2019 |  | 07/15/2020
FHP Manufacturing Company | Bosch | EP018-2HZ*******B |  | Ground-Source | WBAHP: Heat Pump Packaged Unit | Heat Pump | 265 | 1 |  |  |  | Single-Speed |  |  |  | 20500 | 1145 | 17.9 | 13.4 | 14800 | 1188 | 3.7 | 3.1 | Non Federally-Regulated | 05/13/2019 |  | 07/15/2020
FHP Manufacturing Company | Bosch | LM036-2VT/CF/HZ*-*****A |  | Ground-Water-Source | WBAHP: Heat Pump Packaged Unit | Both Heat Pump and Electric Re | 265 | 1 |  |  |  | Dual-Speed |  |  |  | 43300 | 1665 | 26 | 16.2 | 35900 | 2312 | 4.6 | 3.6 | Non Federally-Regulated | 12/06/2019 |  | 07/15/2020
FHP Manufacturing Company | Bosch | EP018-2HZ*******B |  | Ground-Water-Source | WBAHP: Heat Pump Packaged Unit | Heat Pump | 265 | 1 |  |  |  | Single-Speed |  |  |  | 21300 | 862 | 24.7 | 16.2 | 17700 | 1178 | 4.4 | 3.6 | Non Federally-Regulated | 05/13/2019 |  | 07/15/2020
FHP Manufacturing Company | Bosch | ES049-1CF/HZ/VT*-*****A |  | Water-Source | WBAHP: Heat Pump Packaged Unit | Heat Pump | 208 | 1 |  |  |  | Dual-Speed |  |  |  | 48000 | 3636 | 13.2 | 11.2 | 58000 | 3541 | 4.8 | 4.2 | Federally-Regulated Commercial & Industrial Equipment | 05/25/2016 |  | 07/15/2020
FHP Manufacturing Company | Bosch | ES049-4CF/HZ/VT*-*****A |  | Ground-Source | WBAHP: Heat Pump Packaged Unit | Heat Pump | 460 | 3 |  |  |  | Dual-Speed |  |  |  | 49000 | 3161 | 15.5 | 13.4 | 38000 | 3093 | 3.6 | 3.1 | Non Federally-Regulated | 05/25/2016 |  | 07/15/2020
FHP Manufacturing Company | Bosch | LM036-3VT/CF/HZ*-*****A |  | Water-Source | WBAHP: Heat Pump Packaged Unit | Both Heat Pump and Electric Re | 208 | 3 |  |  |  | Dual-Speed |  |  |  | 39000 | 2142 | 18.2 | 11.2 | 42800 | 2459 | 5.1 | 4.2 | Federally-Regulated Commercial & Industrial Equipment | 12/06/2019 |  | 07/15/2020
FHP Manufacturing Company | Bosch | LM036-1VT/CF/HZ*-*****A |  | Ground-Source | WBAHP: Heat Pump Packaged Unit | Both Heat Pump and Electric Re | 208 | 1 |  |  |  | Dual-Speed |  |  |  | 40800 | 2019 | 20.2 | 13.4 | 28400 | 2107 | 4 | 3.1 | Non Federally-Regulated | 12/06/2019 |  | 07/15/2020
FHP Manufacturing Company | Bosch | ES049-3CF/HZ/VT*-*****A |  | Ground-Water-Source | WBAHP: Heat Pump Packaged Unit | Heat Pump | 230 | 3 |  |  |  | Dual-Speed |  |  |  | 54000 | 2842 | 19 | 16.2 | 48000 | 3349 | 4.2 | 3.6 | Non Federally-Regulated | 05/25/2016 |  | 07/15/2020
FHP Manufacturing Company | Bosch | ES049-1CF/HZ/VT*-*****A |  | Ground-Source | WBAHP: Heat Pump Packaged Unit | Heat Pump | 208 | 1 |  |  |  | Dual-Speed |  |  |  | 49000 | 3161 | 15.5 | 13.4 | 38000 | 3093 | 3.6 | 3.1 | Non Federally-Regulated | 05/25/2016 |  | 07/15/2020
FHP Manufacturing Company | Bosch | ES049-4CF/HZ/VT*-*****A |  | Ground-Water-Source | WBAHP: Heat Pump Packaged Unit | Heat Pump | 460 | 3 |  |  |  | Dual-Speed |  |  |  | 54000 | 2842 | 19 | 16.2 | 48000 | 3349 | 4.2 | 3.6 | Non Federally-Regulated | 05/25/2016 |  | 07/15/2020
FHP Manufacturing Company | Bosch | LM036-4VT/CF/HZ*-*****A |  | Ground-Source | WBAHP: Heat Pump Packaged Unit | Both Heat Pump and Electric Re | 460 | 3 |  |  |  | Dual-Speed |  |  |  | 40800 | 2019 | 20.2 | 13.4 | 28400 | 2107 | 4 | 3.1 | Non Federally-Regulated | 12/06/2019 |  | 07/15/2020
FHP Manufacturing Company | Bosch | LV009-2VT*-***P*D-**T/G |  | Water-Source | WBAHP: Heat Pump Packaged Unit | Heat Pump | 265 | 1 |  |  |  | Single-Speed |  |  |  | 8150 | 657 | 12.4 |  | 10700 | 667 | 4.7 |  | Federally-Regulated Commercial & Industrial Equipment | 08/16/2019 |  | 07/15/2020
FHP Manufacturing Company | Bosch | EP018-2VT*******B |  | Ground-Source | WBAHP: Heat Pump Packaged Unit | Heat Pump | 265 | 1 |  |  |  | Single-Speed |  |  |  | 20500 | 1108 | 18.5 | 13.4 | 14800 | 1172 | 3.7 | 3.1 | Non Federally-Regulated | 05/13/2019 |  | 07/15/2020
FHP Manufacturing Company | Bosch | EP048-1HZ*******B |  | Ground-Source | WBAHP: Heat Pump Packaged Unit | Heat Pump | 208 | 1 |  |  |  | Single-Speed |  |  |  | 49500 | 2780 | 17.8 | 13.4 | 33400 | 2645 | 3.7 | 3.1 | Non Federally-Regulated | 12/06/2019 |  | 07/15/2020
FHP Manufacturing Company | Bosch | ES035-4CF/HZ/VT*-*****A |  | Ground-Water-Source | WBAHP: Heat Pump Packaged Unit | Heat Pump | 460 | 3 |  |  |  | Dual-Speed |  |  |  | 42000 | 2192 | 19.16 |  | 36000 | 2740 | 3.9 |  | Non Federally-Regulated | 05/06/2020 | 9008843 | 07/15/2020
FHP Manufacturing Company | Bosch | ES049-4CF/HZ/VT*-*****A |  | Water-Source | WBAHP: Heat Pump Packaged Unit | Heat Pump | 460 | 3 |  |  |  | Dual-Speed |  |  |  | 48000 | 3636 | 13.2 | 11.2 | 58000 | 3541 | 4.8 | 4.2 | Federally-Regulated Commercial & Industrial Equipment | 05/25/2016 |  | 07/15/2020
FHP Manufacturing Company | Bosch | ES035-4CF/HZ/VT*-*****A |  | Water-Source | WBAHP: Heat Pump Packaged Unit | Heat Pump | 460 | 3 |  |  |  | Dual-Speed |  |  |  | 36000 | 2465 | 14.6 |  | 43000 | 2625 | 4.8 |  | Federally-Regulated Commercial & Industrial Equipment | 05/06/2020 | 9008843 | 07/15/2020
FHP Manufacturing Company | Bosch | EP018-2VT*******B |  | Ground-Water-Source | WBAHP: Heat Pump Packaged Unit | Heat Pump | 265 | 1 |  |  |  | Single-Speed |  |  |  | 21300 | 841 | 25.3 | 16.2 | 17700 | 1178 | 4.4 | 3.6 | Non Federally-Regulated | 05/13/2019 |  | 07/15/2020
FHP Manufacturing Company | Bosch | EP048-3VT*******B |  | Water-Source | WBAHP: Heat Pump Packaged Unit | Heat Pump | 208 | 3 |  |  |  | Single-Speed |  |  |  | 47400 | 3160 | 15 | 11.2 | 50000 | 2764 | 5.3 | 4.2 | Federally-Regulated Commercial & Industrial Equipment | 12/06/2019 |  | 07/15/2020
FHP Manufacturing Company | Bosch | ES049-1CF/HZ/VT*-*****A |  | Ground-Water-Source | WBAHP: Heat Pump Packaged Unit | Heat Pump | 208 | 1 |  |  |  | Dual-Speed |  |  |  | 54000 | 2842 | 19 | 16.2 | 48000 | 3349 | 4.2 | 3.6 | Non Federally-Regulated | 05/25/2016 |  | 07/15/2020
FHP Manufacturing Company | Bosch | LV009-2VT*-***P*D-**T/G |  | Ground-Source | WBAHP: Heat Pump Packaged Unit | Heat Pump | 265 | 1 |  |  |  | Single-Speed |  |  |  | 8700 | 604 | 14.4 |  | 6900 | 631 | 3.2 |  | Non Federally-Regulated | 08/16/2019 |  | 07/15/2020
FHP Manufacturing Company | Bosch | EP048-4HZ*******B |  | Ground-Water-Source | WBAHP: Heat Pump Packaged Unit | Heat Pump | 460 | 3 |  |  |  | Single-Speed |  |  |  | 52900 | 2204 | 24 | 16.2 | 40500 | 2637 | 4.5 | 3.6 | Non Federally-Regulated | 12/06/2019 |  | 07/15/2020
FHP Manufacturing Company | Bosch | ES035-1CF/HZ/VT*-*****A |  | Water-Source | WBAHP: Heat Pump Packaged Unit | Heat Pump | 230 | 1 |  |  |  | Dual-Speed |  |  |  | 36000 | 2465 | 14.6 |  | 43000 | 2625 | 4.8 |  | Federally-Regulated Commercial & Industrial Equipment | 05/06/2020 | 9008841 | 07/15/2020
FHP Manufacturing Company | Bosch | ES035-3CF/HZ/VT*-*****A |  | Ground-Water-Source | WBAHP: Heat Pump Packaged Unit | Heat Pump | 208 | 3 |  |  |  | Dual-Speed |  |  |  | 42000 | 2265 | 18.54 |  | 36000 | 2740 | 3.9 |  | Non Federally-Regulated | 05/06/2020 | 9008842 | 07/15/2020
FHP Manufacturing Company | Bosch | ES049-1CF/HZ/VT*-*****A |  | Ground-Water-Source | WBAHP: Heat Pump Packaged Unit | Heat Pump | 230 | 1 |  |  |  | Dual-Speed |  |  |  | 54000 | 2842 | 19 | 16.2 | 48000 | 3349 | 4.2 | 3.6 | Non Federally-Regulated | 05/25/2016 |  | 07/15/2020
FHP Manufacturing Company | Bosch | ES049-3CF/HZ/VT*-*****A |  | Ground-Source | WBAHP: Heat Pump Packaged Unit | Heat Pump | 230 | 3 |  |  |  | Dual-Speed |  |  |  | 49000 | 3161 | 15.5 | 13.4 | 38000 | 3093 | 3.6 | 3.1 | Non Federally-Regulated | 05/25/2016 |  | 07/15/2020
FHP Manufacturing Company | Bosch | LM036-2VT/CF/HZ*-*****A |  | Water-Source | WBAHP: Heat Pump Packaged Unit | Both Heat Pump and Electric Re | 265 | 1 |  |  |  | Dual-Speed |  |  |  | 39000 | 2142 | 18.2 | 11.2 | 42800 | 2459 | 5.1 | 4.2 | Federally-Regulated Commercial & Industrial Equipment | 12/06/2019 |  | 07/15/2020
FHP Manufacturing Company | Bosch | EP048-3HZ*******B |  | Water-Source | WBAHP: Heat Pump Packaged Unit | Heat Pump | 208 | 3 |  |  |  | Single-Speed |  |  |  | 47400 | 3160 | 15 | 11.2 | 50000 | 2764 | 5.3 | 4.2 | Federally-Regulated Commercial & Industrial Equipment | 12/06/2019 |  | 07/15/2020
FHP Manufacturing Company | Bosch | ES049-3CF/HZ/VT*-*****A |  | Water-Source | WBAHP: Heat Pump Packaged Unit | Heat Pump | 208 | 3 |  |  |  | Dual-Speed |  |  |  | 48000 | 3636 | 13.2 | 11.2 | 58000 | 3541 | 4.8 | 4.2 | Federally-Regulated Commercial & Industrial Equipment | 05/25/2016 |  | 07/15/2020
FHP Manufacturing Company | Bosch | ES049-1CF/HZ/VT*-*****A |  | Ground-Source | WBAHP: Heat Pump Packaged Unit | Heat Pump | 230 | 1 |  |  |  | Dual-Speed |  |  |  | 49000 | 3161 | 15.5 | 13.4 | 38000 | 3093 | 3.6 | 3.1 | Non Federally-Regulated | 05/25/2016 |  | 07/15/2020
FHP Manufacturing Company | Bosch | EP048-1VT*******B |  | Water-Source | WBAHP: Heat Pump Packaged Unit | Heat Pump | 208 | 1 |  |  |  | Single-Speed |  |  |  | 47400 | 3160 | 15 | 11.2 | 50000 | 2764 | 5.3 | 4.2 | Federally-Regulated Commercial & Industrial Equipment | 12/06/2019 |  | 07/15/2020
FHP Manufacturing Company | Bosch | LM036-2VT/CF/HZ*-*****A |  | Ground-Source | WBAHP: Heat Pump Packaged Unit | Both Heat Pump and Electric Re | 265 | 1 |  |  |  | Dual-Speed |  |  |  | 40800 | 2019 | 20.2 | 13.4 | 28400 | 2107 | 4 | 3.1 | Non Federally-Regulated | 12/06/2019 |  | 07/15/2020
FHP Manufacturing Company | Bosch | ES035-1CF/HZ/VT*-*****A |  | Ground-Source | WBAHP: Heat Pump Packaged Unit | Heat Pump | 208 | 1 |  |  |  | Dual-Speed |  |  |  | 38000 | 2209 | 17.2 |  | 28000 | 2159 | 3.8 |  | Non Federally-Regulated | 05/06/2020 | 9008841 | 07/15/2020
FHP Manufacturing Company | Bosch | EP018-1HZ*******B |  | Ground-Source | WBAHP: Heat Pump Packaged Unit | Heat Pump | 208 | 1 |  |  |  | Single-Speed |  |  |  | 20500 | 1145 | 17.9 | 13.4 | 14800 | 1188 | 3.7 | 3.1 | Non Federally-Regulated | 05/13/2019 |  | 07/15/2020
FHP Manufacturing Company | Bosch | ES035-1CF/HZ/VT*-*****A |  | Water-Source | WBAHP: Heat Pump Packaged Unit | Heat Pump | 208 | 1 |  |  |  | Dual-Speed |  |  |  | 36000 | 2465 | 14.6 |  | 43000 | 2625 | 4.8 |  | Federally-Regulated Commercial & Industrial Equipment | 05/06/2020 | 9008841 | 07/15/2020
FHP Manufacturing Company | Bosch | ES035-1CF/HZ/VT*-*****A |  | Ground-Water-Source | WBAHP: Heat Pump Packaged Unit | Heat Pump | 208 | 1 |  |  |  | Dual-Speed |  |  |  | 42000 | 2192 | 19.16 |  | 36000 | 2740 | 3.9 |  | Non Federally-Regulated | 05/06/2020 | 9008841 | 07/15/2020
FHP Manufacturing Company | Bosch | EP018-1VT*******B |  | Ground-Water-Source | WBAHP: Heat Pump Packaged Unit | Heat Pump | 208 | 1 |  |  |  | Single-Speed |  |  |  | 21300 | 841 | 25.3 | 16.2 | 17700 | 1178 | 4.4 | 3.6 | Non Federally-Regulated | 05/13/2019 |  | 07/15/2020
FHP Manufacturing Company | Bosch | EP048-1VT*******B |  | Ground-Source | WBAHP: Heat Pump Packaged Unit | Heat Pump | 208 | 1 |  |  |  | Single-Speed |  |  |  | 49500 | 2788 | 17.75 | 13.4 | 33400 | 2645 | 3.7 | 3.1 | Non Federally-Regulated | 12/06/2019 |  | 07/15/2020
FHP Manufacturing Company | Bosch | LM036-1VT/CF/HZ*-*****A |  | Ground-Water-Source | WBAHP: Heat Pump Packaged Unit | Both Heat Pump and Electric Re | 208 | 1 |  |  |  | Dual-Speed |  |  |  | 43300 | 1665 | 26 | 16.2 | 35900 | 2312 | 4.6 | 3.6 | Non Federally-Regulated | 12/06/2019 |  | 07/15/2020
Waterfurnace International, Inc. | VERSATEC VS | UVV/UVH048**4*1 |  | Ground-Water-Source | WBAHP: Heat Pump Packaged Unit | Heat Pump | 460 | 3 |  |  |  | Variable-Speed |  |  |  | 53000 | 2038 | 26 | 16.2 | 46000 | 2868 | 4.7 | 3.6 | Non Federally-Regulated | 06/22/2017 |  | 07/15/2020
Waterfurnace International, Inc. | VERSATEC VS | UVV/UVH048**3*1 |  | Ground-Water-Source | WBAHP: Heat Pump Packaged Unit | Heat Pump | 208 | 3 |  |  |  | Variable-Speed |  |  |  | 53000 | 2038 | 26 | 16.2 | 46000 | 2868 | 4.7 | 3.6 | Non Federally-Regulated | 11/28/2018 |  | 07/15/2020
Waterfurnace International, Inc. | VERSATEC VS | UVV/UVH048**4*1 |  | Ground-Source | WBAHP: Heat Pump Packaged Unit | Heat Pump | 460 | 3 |  |  |  | Variable-Speed |  |  |  | 48000 | 2400 | 20 | 13.4 | 38000 | 2930 | 3.8 | 3.1 | Non Federally-Regulated | 06/22/2017 |  | 07/15/2020
Waterfurnace International, Inc. | VERSATEC VS | UVV/UVH048**0*1 |  | Ground-Water-Source | WBAHP: Heat Pump Packaged Unit | Heat Pump | 208 | 1 |  |  |  | Variable-Speed |  |  |  | 53000 | 2038 | 26 | 16.2 | 46000 | 2868 | 4.7 | 3.6 | Non Federally-Regulated | 06/22/2017 |  | 07/15/2020
Waterfurnace International, Inc. | VERSATEC VS | UVV/UVH048**4*1 |  | Water-Source | WBAHP: Heat Pump Packaged Unit | Heat Pump | 460 | 3 |  |  |  | Variable-Speed |  |  |  | 47500 | 2861 | 16.6 | 11.2 | 60000 | 3256 | 5.4 | 4.2 | Federally-Regulated Commercial & Industrial Equipment | 06/22/2017 |  | 07/15/2020
Waterfurnace International, Inc. | VERSATEC VS | UVV/UVH048**0*1 |  | Ground-Water-Source | WBAHP: Heat Pump Packaged Unit | Heat Pump | 230 | 1 |  |  |  | Variable-Speed |  |  |  | 53000 | 2038 | 26 | 16.2 | 46000 | 2868 | 4.7 | 3.6 | Non Federally-Regulated | 06/22/2017 |  | 07/15/2020
Waterfurnace International, Inc. | VERSATEC VS | UVV/UVH048**0*1 |  | Water-Source | WBAHP: Heat Pump Packaged Unit | Heat Pump | 208 | 1 |  |  |  | Variable-Speed |  |  |  | 47500 | 2861 | 16.6 | 11.2 | 60000 | 3256 | 5.4 | 4.2 | Federally-Regulated Commercial & Industrial Equipment | 06/22/2017 |  | 07/15/2020
Waterfurnace International, Inc. | VERSATEC VS | UVV/UVH048**0*1 |  | Water-Source | WBAHP: Heat Pump Packaged Unit | Heat Pump | 230 | 1 |  |  |  | Variable-Speed |  |  |  | 47500 | 2861 | 16.6 | 11.2 | 60000 | 3256 | 5.4 | 4.2 | Federally-Regulated Commercial & Industrial Equipment | 06/22/2017 |  | 07/15/2020
Waterfurnace International, Inc. | VERSATEC VS | UVV/UVH048**3*1 |  | Ground-Source | WBAHP: Heat Pump Packaged Unit | Heat Pump | 208 | 3 |  |  |  | Variable-Speed |  |  |  | 48000 | 2400 | 20 | 13.4 | 38000 | 2930 | 3.8 | 3.1 | Non Federally-Regulated | 11/28/2018 |  | 07/15/2020
Waterfurnace International, Inc. | VERSATEC VS | UVV/UVH048**3*1 |  | Water-Source | WBAHP: Heat Pump Packaged Unit | Heat Pump | 208 | 3 |  |  |  | Variable-Speed |  |  |  | 47500 | 2861 | 16.6 | 11.2 | 60000 | 3256 | 5.4 | 4.2 | Federally-Regulated Commercial & Industrial Equipment | 11/28/2018 |  | 07/15/2020
Waterfurnace International, Inc. | VERSATEC VS | UVV/UVH048**3*1 |  | Ground-Source | WBAHP: Heat Pump Packaged Unit | Heat Pump | 230 | 3 |  |  |  | Variable-Speed |  |  |  | 48000 | 2400 | 20 | 13.4 | 38000 | 2930 | 3.8 | 3.1 | Non Federally-Regulated | 06/22/2017 |  | 07/15/2020
Waterfurnace International, Inc. | VERSATEC VS | UVV/UVH048**3*1 |  | Water-Source | WBAHP: Heat Pump Packaged Unit | Heat Pump | 230 | 3 |  |  |  | Variable-Speed |  |  |  | 47500 | 2861 | 16.6 | 11.2 | 60000 | 3256 | 5.4 | 4.2 | Federally-Regulated Commercial & Industrial Equipment | 06/22/2017 |  | 07/15/2020
Waterfurnace International, Inc. | VERSATEC VS | UVV/UVH048**3*1 |  | Ground-Water-Source | WBAHP: Heat Pump Packaged Unit | Heat Pump | 230 | 3 |  |  |  | Variable-Speed |  |  |  | 53000 | 2038 | 26 | 16.2 | 46000 | 2868 | 4.7 | 3.6 | Non Federally-Regulated | 06/22/2017 |  | 07/15/2020
Waterfurnace International, Inc. | VERSATEC VS | UVV/UVH048**0*1 |  | Ground-Source | WBAHP: Heat Pump Packaged Unit | Heat Pump | 208 | 1 |  |  |  | Variable-Speed |  |  |  | 48000 | 2400 | 20 | 13.4 | 38000 | 2930 | 3.8 | 3.1 | Non Federally-Regulated | 06/22/2017 |  | 07/15/2020
Waterfurnace International, Inc. | VERSATEC VS | UVV/UVH048**0*1 |  | Ground-Source | WBAHP: Heat Pump Packaged Unit | Heat Pump | 230 | 1 |  |  |  | Variable-Speed |  |  |  | 48000 | 2400 | 20 | 13.4 | 38000 | 2930 | 3.8 | 3.1 | Non Federally-Regulated | 06/22/2017 |  | 07/15/2020
AAON, Inc. | AAON, Inc. | WV-015-A-H-ACAC-C0-10-200-A |  | Ground-Source | WBAHP: Heat Pump Packaged Unit | Heat Pump | 265 | 1 |  |  |  | Single-Speed |  |  |  | 14800 | 778 | 19 | 13.4 | 11300 | 974 | 3.4 | 3.1 | Non Federally-Regulated | 10/28/2019 |  | 07/15/2020
AAON, Inc. | AAON, Inc. | WV-016-A-H-ACAC-C0-10-100-A |  | Ground-Water-Source | WBAHP: Heat Pump Packaged Unit | Heat Pump | 265 | 1 |  |  |  | Single-Speed |  |  |  | 16900 | 704 | 24 | 16.2 | 14800 | 1112 | 3.9 | 3.6 | Non Federally-Regulated | 10/28/2019 |  | 07/15/2020
AAON, Inc. | AAON, Inc. | WV-016-A-H-ACAC-C0-10-200-A |  | Ground-Source | WBAHP: Heat Pump Packaged Unit | Heat Pump | 265 | 1 |  |  |  | Single-Speed |  |  |  | 15100 | 755 | 20 | 13.4 | 11400 | 982 | 3.4 | 3.1 | Non Federally-Regulated | 10/28/2019 |  | 07/15/2020
AAON, Inc. | AAON, Inc. | WV-015-1-H-ACAC-C0-10-100-A |  | Ground-Water-Source | WBAHP: Heat Pump Packaged Unit | Heat Pump | 208 | 1 |  |  |  | Single-Speed |  |  |  | 16300 | 684 | 23.8 | 16.2 | 14700 | 1104 | 3.9 | 3.6 | Non Federally-Regulated | 10/28/2019 |  | 07/15/2020
AAON, Inc. | AAON, Inc. | WV-015-1-H-ACAC-C0-10-100-A |  | Ground-Source | WBAHP: Heat Pump Packaged Unit | Heat Pump | 208 | 1 |  |  |  | Single-Speed |  |  |  | 14500 | 843 | 17.2 | 13.4 | 10500 | 992 | 3.1 | 3.1 | Non Federally-Regulated | 10/28/2019 |  | 07/15/2020
AAON, Inc. | AAON, Inc. | WV-015-1-H-ACAC-C0-10-100-A |  | Water-Source | WBAHP: Heat Pump Packaged Unit | Heat Pump | 208 | 1 |  |  |  | Single-Speed |  |  |  | 13700 | 907 | 15.1 | 11.2 | 18000 | 1146 | 4.6 | 4.2 | Federally-Regulated Commercial & Industrial Equipment | 10/28/2019 |  | 07/15/2020
AAON, Inc. | AAON, Inc. | WV-024-2-H-ACAC-C0-10-200-A |  | Ground-Source | WBAHP: Heat Pump Packaged Unit | Heat Pump | 208 | 3 |  |  |  | Single-Speed |  |  |  | 23200 | 1333 | 17.4 | 13.4 | 17200 | 1482 | 3.4 | 3.1 | Non Federally-Regulated | 11/13/2018 |  | 07/15/2020
AAON, Inc. | AAON, Inc. | WH-036-A-H-DCAC-C0-10-200-A |  | Ground-Source | WBAHP: Heat Pump Packaged Unit | Heat Pump | 265 | 1 |  |  |  | Dual-Speed |  |  |  | 36800 | 2127 | 17.3 | 13.4 | 27600 | 2186 | 3.7 | 3.1 | Non Federally-Regulated | 11/13/2018 |  | 07/15/2020
AAON, Inc. | AAON, Inc. | WH-060-3-H-DCAC-C0-10-200-A |  | Ground-Source | WBAHP: Heat Pump Packaged Unit | Heat Pump | 460 | 3 |  |  |  | Dual-Speed |  |  |  | 62700 | 3317 | 18.9 | 13.4 | 44900 | 4024 | 3.3 | 3.1 | Non Federally-Regulated | 05/06/2020 | 202330346 | 07/15/2020
AAON, Inc. | AAON, Inc. | WV-024-2-H-ACAC-C0-10-100-A |  | Ground-Source | WBAHP: Heat Pump Packaged Unit | Heat Pump | 208 | 3 |  |  |  | Single-Speed |  |  |  | 22500 | 1380 | 16.3 | 13.4 | 15600 | 1474 | 3.1 | 3.1 | Non Federally-Regulated | 11/13/2018 |  | 07/15/2020
AAON, Inc. | AAON, Inc. | WV-016-1-H-ACAC-C0-10-200-A |  | Ground-Source | WBAHP: Heat Pump Packaged Unit | Heat Pump | 208 | 1 |  |  |  | Single-Speed |  |  |  | 15100 | 755 | 20 | 13.4 | 11400 | 982 | 3.4 | 3.1 | Non Federally-Regulated | 10/28/2019 |  | 07/15/2020
AAON, Inc. | AAON, Inc. | WH-060-2-H-ACAC-C0-10-100-A |  | Water-Source | WBAHP: Heat Pump Packaged Unit | Heat Pump | 208 | 3 |  |  |  | Single-Speed |  |  |  | 60000 | 4109 | 14.6 | 11.2 | 76700 | 4683 | 4.8 | 4.2 | Federally-Regulated Commercial & Industrial Equipment | 05/06/2020 | 202330333 | 07/15/2020
AAON, Inc. | AAON, Inc. | WH-060-3-H-DCAC-C0-10-200-A |  | Water-Source | WBAHP: Heat Pump Packaged Unit | Heat Pump | 460 | 3 |  |  |  | Dual-Speed |  |  |  | 59400 | 3666 | 16.2 | 11.2 | 70300 | 3887 | 5.3 | 4.2 | Federally-Regulated Commercial & Industrial Equipment | 05/06/2020 | 202330346 | 07/15/2020
AAON, Inc. | AAON, Inc. | WV-016-A-H-ACAC-C0-10-200-A |  | Water-Source | WBAHP: Heat Pump Packaged Unit | Heat Pump | 265 | 1 |  |  |  | Single-Speed |  |  |  | 14000 | 800 | 17.5 | 11.2 | 18400 | 1057 | 5.1 | 4.2 | Federally-Regulated Commercial & Industrial Equipment | 10/28/2019 |  | 07/15/2020
AAON, Inc. | AAON, Inc. | WH-060-A-H-DCAC-C0-10-200-A |  | Water-Source | WBAHP: Heat Pump Packaged Unit | Heat Pump | 265 | 1 |  |  |  | Dual-Speed |  |  |  | 59400 | 3666 | 16.2 | 11.2 | 70300 | 3887 | 5.3 | 4.2 | Federally-Regulated Commercial & Industrial Equipment | 05/06/2020 | 202330345 | 07/15/2020
AAON, Inc. | AAON, Inc. | WV-016-1-H-ACAC-C0-10-100-A |  | Ground-Source | WBAHP: Heat Pump Packaged Unit | Heat Pump | 208 | 1 |  |  |  | Single-Speed |  |  |  | 14800 | 822 | 18 | 13.4 | 10600 | 1002 | 3.1 | 3.1 | Non Federally-Regulated | 10/28/2019 |  | 07/15/2020
AAON, Inc. | AAON, Inc. | WV-015-A-H-ACAC-C0-10-100-A |  | Ground-Source | WBAHP: Heat Pump Packaged Unit | Heat Pump | 265 | 1 |  |  |  | Single-Speed |  |  |  | 14500 | 843 | 17.2 | 13.4 | 10500 | 992 | 3.1 | 3.1 | Non Federally-Regulated | 10/28/2019 |  | 07/15/2020
AAON, Inc. | AAON, Inc. | WV-016-1-H-ACAC-C0-10-200-A |  | Ground-Water-Source | WBAHP: Heat Pump Packaged Unit | Heat Pump | 208 | 1 |  |  |  | Single-Speed |  |  |  | 17200 | 634 | 27.1 | 16.2 | 14800 | 1032 | 4.2 | 3.6 | Non Federally-Regulated | 10/28/2019 |  | 07/15/2020
AAON, Inc. | AAON, Inc. | WV-024-A-H-ACAC-C0-10-100-A |  | Ground-Source | WBAHP: Heat Pump Packaged Unit | Heat Pump | 265 | 1 |  |  |  | Single-Speed |  |  |  | 22500 | 1380 | 16.3 | 13.4 | 15600 | 1474 | 3.1 | 3.1 | Non Federally-Regulated | 11/13/2018 |  | 07/15/2020
AAON, Inc. | AAON, Inc. | WV-016-1-H-ACAC-C0-10-200-A |  | Water-Source | WBAHP: Heat Pump Packaged Unit | Heat Pump | 208 | 1 |  |  |  | Single-Speed |  |  |  | 14000 | 800 | 17.5 | 11.2 | 18400 | 1057 | 5.1 | 4.2 | Federally-Regulated Commercial & Industrial Equipment | 10/28/2019 |  | 07/15/2020
AAON, Inc. | AAON, Inc. | WH-060-3-H-ACAC-C0-10-200-A |  | Water-Source | WBAHP: Heat Pump Packaged Unit | Heat Pump | 460 | 3 |  |  |  | Single-Speed |  |  |  | 61000 | 4039 | 15.1 | 11.2 | 76700 | 4683 | 4.8 | 4.2 | Federally-Regulated Commercial & Industrial Equipment | 05/06/2020 | 202330336 | 07/15/2020
AAON, Inc. | AAON, Inc. | WH-060-A-H-DCAC-C0-10-200-A |  | Ground-Source | WBAHP: Heat Pump Packaged Unit | Heat Pump | 265 | 1 |  |  |  | Dual-Speed |  |  |  | 62700 | 3317 | 18.9 | 13.4 | 44900 | 4024 | 3.3 | 3.1 | Non Federally-Regulated | 05/06/2020 | 202330345 | 07/15/2020
AAON, Inc. | AAON, Inc. | WV-024-1-H-ACAC-C0-10-100-A |  | Ground-Source | WBAHP: Heat Pump Packaged Unit | Heat Pump | 208 | 1 |  |  |  | Single-Speed |  |  |  | 22500 | 1380 | 16.3 | 13.4 | 15600 | 1474 | 3.1 | 3.1 | Non Federally-Regulated | 11/13/2018 |  | 07/15/2020
AAON, Inc. | AAON, Inc. | WV-016-A-H-ACAC-C0-10-200-A |  | Ground-Water-Source | WBAHP: Heat Pump Packaged Unit | Heat Pump | 265 | 1 |  |  |  | Single-Speed |  |  |  | 17200 | 634 | 27.1 | 16.2 | 14800 | 1032 | 4.2 | 3.6 | Non Federally-Regulated | 10/28/2019 |  | 07/15/2020
AAON, Inc. | AAON, Inc. | WV-016-A-H-ACAC-C0-10-100-A |  | Ground-Source | WBAHP: Heat Pump Packaged Unit | Heat Pump | 265 | 1 |  |  |  | Single-Speed |  |  |  | 14800 | 822 | 18 | 13.4 | 10600 | 1002 | 3.1 | 3.1 | Non Federally-Regulated | 10/28/2019 |  | 07/15/2020
AAON, Inc. | AAON, Inc. | WH-060-2-H-ACAC-C0-10-200-A |  | Ground-Source | WBAHP: Heat Pump Packaged Unit | Heat Pump | 208 | 3 |  |  |  | Single-Speed |  |  |  | 62300 | 3686 | 16.9 | 13.4 | 49400 | 3820 | 3.8 | 3.1 | Non Federally-Regulated | 05/06/2020 | 202330335 | 07/15/2020
AAON, Inc. | AAON, Inc. | WH-036-3-H-DCAC-C0-10-200-A |  | Ground-Source | WBAHP: Heat Pump Packaged Unit | Heat Pump | 460 | 3 |  |  |  | Dual-Speed |  |  |  | 36800 | 2127 | 17.3 | 13.4 | 27600 | 2186 | 3.7 | 3.1 | Non Federally-Regulated | 11/13/2018 |  | 07/15/2020
AAON, Inc. | AAON, Inc. | WV-015-A-H-ACAC-C0-10-100-A |  | Water-Source | WBAHP: Heat Pump Packaged Unit | Heat Pump | 265 | 1 |  |  |  | Single-Speed |  |  |  | 13700 | 907 | 15.1 | 11.2 | 18000 | 1146 | 4.6 | 4.2 | Federally-Regulated Commercial & Industrial Equipment | 10/28/2019 |  | 07/15/2020
AAON, Inc. | AAON, Inc. | WH-060-3-H-ACAC-C0-10-200-A |  | Ground-Source | WBAHP: Heat Pump Packaged Unit | Heat Pump | 460 | 3 |  |  |  | Single-Speed |  |  |  | 62300 | 3686 | 16.9 | 13.4 | 49400 | 3820 | 3.8 | 3.1 | Non Federally-Regulated | 05/06/2020 | 202330336 | 07/15/2020
AAON, Inc. | AAON, Inc. | WH-024-3-H-DCAC-C0-10-200-A |  | Ground-Source | WBAHP: Heat Pump Packaged Unit | Heat Pump | 460 | 3 |  |  |  | Dual-Speed |  |  |  | 24900 | 1439 | 17.3 | 13.4 | 16000 | 1512 | 3.1 | 3.1 | Non Federally-Regulated | 11/13/2018 |  | 07/15/2020
AAON, Inc. | AAON, Inc. | WV-015-1-H-ACAC-C0-10-200-A |  | Water-Source | WBAHP: Heat Pump Packaged Unit | Heat Pump | 208 | 1 |  |  |  | Single-Speed |  |  |  | 14000 | 864 | 16.2 | 11.2 | 18000 | 1076 | 4.9 | 4.2 | Federally-Regulated Commercial & Industrial Equipment | 10/28/2019 |  | 07/15/2020
AAON, Inc. | AAON, Inc. | WV-015-1-H-ACAC-C0-10-200-A |  | Ground-Water-Source | WBAHP: Heat Pump Packaged Unit | Heat Pump | 208 | 1 |  |  |  | Single-Speed |  |  |  | 16600 | 645 | 25.7 | 16.2 | 14700 | 1025 | 4.2 | 3.6 | Non Federally-Regulated | 10/28/2019 |  | 07/15/2020
AAON, Inc. | AAON, Inc. | WV-015-A-H-ACAC-C0-10-200-A |  | Ground-Water-Source | WBAHP: Heat Pump Packaged Unit | Heat Pump | 265 | 1 |  |  |  | Single-Speed |  |  |  | 16600 | 645 | 25.7 | 16.2 | 14700 | 1025 | 4.2 | 3.6 | Non Federally-Regulated | 10/28/2019 |  | 07/15/2020
AAON, Inc. | AAON, Inc. | WV-016-1-H-ACAC-C0-10-100-A |  | Ground-Water-Source | WBAHP: Heat Pump Packaged Unit | Heat Pump | 208 | 1 |  |  |  | Single-Speed |  |  |  | 16900 | 704 | 24 | 16.2 | 14800 | 1112 | 3.9 | 3.6 | Non Federally-Regulated | 10/28/2019 |  | 07/15/2020
AAON, Inc. | AAON, Inc. | WV-024-1-H-ACAC-C0-10-200-A |  | Ground-Source | WBAHP: Heat Pump Packaged Unit | Heat Pump | 208 | 1 |  |  |  | Single-Speed |  |  |  | 23200 | 1333 | 17.4 | 13.4 | 17200 | 1482 | 3.4 | 3.1 | Non Federally-Regulated | 11/13/2018 |  | 07/15/2020
AAON, Inc. | AAON, Inc. | WV-015-A-H-ACAC-C0-10-200-A |  | Water-Source | WBAHP: Heat Pump Packaged Unit | Heat Pump | 265 | 1 |  |  |  | Single-Speed |  |  |  | 14000 | 864 | 16.2 | 11.2 | 18000 | 1076 | 4.9 | 4.2 | Federally-Regulated Commercial & Industrial Equipment | 10/28/2019 |  | 07/15/2020
AAON, Inc. | AAON, Inc. | WV-024-A-H-ACAC-C0-10-200-A |  | Ground-Source | WBAHP: Heat Pump Packaged Unit | Heat Pump | 265 | 1 |  |  |  | Single-Speed |  |  |  | 23200 | 1333 | 17.4 | 13.4 | 17200 | 1482 | 3.4 | 3.1 | Non Federally-Regulated | 11/13/2018 |  | 07/15/2020
AAON, Inc. | AAON, Inc. | WV-016-A-H-ACAC-C0-10-100-A |  | Water-Source | WBAHP: Heat Pump Packaged Unit | Heat Pump | 265 | 1 |  |  |  | Single-Speed |  |  |  | 13700 | 845 | 16.2 | 11.2 | 18400 | 1123 | 4.8 | 4.2 | Federally-Regulated Commercial & Industrial Equipment | 10/28/2019 |  | 07/15/2020
AAON, Inc. | AAON, Inc. | WH-060-2-H-ACAC-C0-10-200-A |  | Water-Source | WBAHP: Heat Pump Packaged Unit | Heat Pump | 208 | 3 |  |  |  | Single-Speed |  |  |  | 61000 | 4039 | 15.1 | 11.2 | 76700 | 4683 | 4.8 | 4.2 | Federally-Regulated Commercial & Industrial Equipment | 05/06/2020 | 202330335 | 07/15/2020
AAON, Inc. | AAON, Inc. | WV-015-1-H-ACAC-C0-10-200-A |  | Ground-Source | WBAHP: Heat Pump Packaged Unit | Heat Pump | 208 | 1 |  |  |  | Single-Speed |  |  |  | 14800 | 778 | 19 | 13.4 | 11300 | 974 | 3.4 | 3.1 | Non Federally-Regulated | 10/28/2019 |  | 07/15/2020
AAON, Inc. | AAON, Inc. | WV-016-1-H-ACAC-C0-10-100-A |  | Water-Source | WBAHP: Heat Pump Packaged Unit | Heat Pump | 208 | 1 |  |  |  | Single-Speed |  |  |  | 13700 | 845 | 16.2 | 11.2 | 18400 | 1123 | 4.8 | 4.2 | Federally-Regulated Commercial & Industrial Equipment | 10/28/2019 |  | 07/15/2020
AAON, Inc. | AAON, Inc. | WV-015-A-H-ACAC-C0-10-100-A |  | Ground-Water-Source | WBAHP: Heat Pump Packaged Unit | Heat Pump | 265 | 1 |  |  |  | Single-Speed |  |  |  | 16300 | 684 | 23.8 | 16.2 | 14700 | 1104 | 3.9 | 3.6 | Non Federally-Regulated | 10/28/2019 |  | 07/15/2020
AAON, Inc. | AAON, Inc. | WH-024-A-H-DCAC-C0-10-200-A |  | Ground-Source | WBAHP: Heat Pump Packaged Unit | Heat Pump | 265 | 1 |  |  |  | Dual-Speed |  |  |  | 24900 | 1439 | 17.3 | 13.4 | 16000 | 1512 | 3.1 | 3.1 | Non Federally-Regulated | 11/13/2018 |  | 07/15/2020
AAON, Inc. | AAON, Inc. | WV-024-3-H-ACAC-C0-10-100-A |  | Ground-Source | WBAHP: Heat Pump Packaged Unit | Heat Pump | 460 | 3 |  |  |  | Single-Speed |  |  |  | 22500 | 1380 | 16.3 | 13.4 | 15600 | 1474 | 3.1 | 3.1 | Non Federally-Regulated | 11/14/2018 |  | 07/15/2020
Waterfurnace International, Inc. | VERSATEC ULTRA SERIES | USV/USH060**0*1 |  | Water-Source | WBAHP: Heat Pump Packaged Unit | Heat Pump | 208 | 1 |  |  |  | Single-Speed |  |  |  | 58400 | 3816 | 15.3 | 11.2 | 72500 | 4520 | 4.7 | 4.2 | Federally-Regulated Commercial & Industrial Equipment | 02/07/2019 |  | 07/15/2020
Waterfurnace International, Inc. | VERSATEC ULTRA SERIES | USV/USH060**0*1 |  | Ground-Source | WBAHP: Heat Pump Packaged Unit | Heat Pump | 208 | 1 |  |  |  | Single-Speed |  |  |  | 60900 | 3402 | 17.9 | 13.4 | 47100 | 3834 | 3.6 | 3.1 | Non Federally-Regulated | 02/07/2019 |  | 07/15/2020
Trane U.S. Inc. | Trane | EXVF0241 |  | Ground-Source | WBAHP: Heat Pump Packaged Unit | Heat Pump | 208 | 1 |  |  | No Match | Single-Speed |  |  |  | 25500 | 1349 | 18.9 | 13.4 | 19200 | 1481 | 3.8 | 3.1 | Non Federally-Regulated | 09/03/2012 |  | 07/15/2020
Trane U.S. Inc. | Trane | EXHF0603 |  | Water-Source | WBAHP: Heat Pump Packaged Unit | Heat Pump | 208 | 3 |  |  | No Match | Single-Speed |  |  |  | 58600 | 3907 | 15 | 12 | 77800 | 4653 | 4.9 | 4.2 | Federally-Regulated Commercial & Industrial Equipment | 09/03/2012 |  | 07/15/2020
Trane U.S. Inc. | Trane | EXHF0483 |  | Ground-Water-Source | WBAHP: Heat Pump Packaged Unit | Heat Pump | 208 | 3 |  |  | No Match | Single-Speed |  |  |  | 52000 | 2281 | 22.8 | 16.2 | 48800 | 3043 | 4.7 | 3.6 | Non Federally-Regulated | 09/03/2012 |  | 07/15/2020
Trane U.S. Inc. | Trane | EXVF0307 |  | Ground-Water-Source | WBAHP: Heat Pump Packaged Unit | Heat Pump | 265 | 1 |  |  | No Match | Single-Speed |  |  |  | 33000 | 1315 | 25.1 | 16.2 | 29000 | 1771 | 4.8 | 3.6 | Non Federally-Regulated | 09/03/2012 |  | 07/15/2020
Trane U.S. Inc. | Trane | EXHF0484 |  | Water-Source | WBAHP: Heat Pump Packaged Unit | Heat Pump | 460 | 3 |  |  | No Match | Single-Speed |  |  |  | 47800 | 2969 | 16.1 | 12 | 60000 | 3318 | 5.3 | 4.2 | Federally-Regulated Commercial & Industrial Equipment | 09/03/2012 |  | 07/15/2020
Trane U.S. Inc. | Trane | EXHF0424 |  | Ground-Water-Source | WBAHP: Heat Pump Packaged Unit | Heat Pump | 460 | 3 |  |  | No Match | Single-Speed |  |  |  | 45800 | 1966 | 23.3 | 16.2 | 43100 | 2688 | 4.7 | 3.6 | Non Federally-Regulated | 09/03/2012 |  | 07/15/2020
Trane U.S. Inc. | Trane | EXHF0481 |  | Ground-Water-Source | WBAHP: Heat Pump Packaged Unit | Heat Pump | 208 | 1 |  |  | No Match | Single-Speed |  |  |  | 52000 | 2281 | 22.8 | 16.2 | 48800 | 3043 | 4.7 | 3.6 | Non Federally-Regulated | 09/03/2012 |  | 07/15/2020
Trane U.S. Inc. | Trane | EXVF0364 |  | Water-Source | WBAHP: Heat Pump Packaged Unit | Heat Pump | 460 | 3 |  |  | No Match | Single-Speed |  |  |  | 34800 | 2071 | 16.8 | 12 | 44800 | 2387 | 5.5 | 4.2 | Federally-Regulated Commercial & Industrial Equipment | 09/03/2012 |  | 07/15/2020
Trane U.S. Inc. | Trane | EXVF0367 |  | Ground-Source | WBAHP: Heat Pump Packaged Unit | Heat Pump | 265 | 1 |  |  | No Match | Single-Speed |  |  |  | 36000 | 1935 | 18.6 | 13.4 | 28000 | 2159 | 3.8 | 3.1 | Non Federally-Regulated | 09/03/2012 |  | 07/15/2020
Trane U.S. Inc. | Trane | EXHF0364 |  | Ground-Water-Source | WBAHP: Heat Pump Packaged Unit | Heat Pump | 460 | 3 |  |  | No Match | Single-Speed |  |  |  | 39700 | 1539 | 25.8 | 16.2 | 36500 | 2229 | 4.8 | 3.6 | Non Federally-Regulated | 09/03/2012 |  | 07/15/2020
Trane U.S. Inc. | Trane | EXHF0604 |  | Ground-Source | WBAHP: Heat Pump Packaged Unit | Heat Pump | 460 | 3 |  |  | No Match | Single-Speed |  |  |  | 61400 | 3591 | 17.1 | 13.4 | 50400 | 3887 | 3.8 | 3.1 | Non Federally-Regulated | 09/03/2012 |  | 07/15/2020
Trane U.S. Inc. | Trane | EXVF0301 |  | Water-Source | WBAHP: Heat Pump Packaged Unit | Heat Pump | 208 | 1 |  |  | No Match | Single-Speed |  |  |  | 30100 | 1730 | 17.4 | 12 | 35900 | 1846 | 5.7 | 4.2 | Federally-Regulated Commercial & Industrial Equipment | 09/03/2012 |  | 07/15/2020
Trane U.S. Inc. | Trane | EXHF0601 |  | Water-Source | WBAHP: Heat Pump Packaged Unit | Heat Pump | 208 | 1 |  |  | No Match | Single-Speed |  |  |  | 58600 | 3907 | 15 | 12 | 77800 | 4653 | 4.9 | 4.2 | Federally-Regulated Commercial & Industrial Equipment | 09/03/2012 |  | 07/15/2020
Trane U.S. Inc. | Trane | EXVF0361 |  | Ground-Source | WBAHP: Heat Pump Packaged Unit | Heat Pump | 208 | 1 |  |  | No Match | Single-Speed |  |  |  | 36000 | 1935 | 18.6 | 13.4 | 28000 | 2159 | 3.8 | 3.1 | Non Federally-Regulated | 09/03/2012 |  | 07/15/2020
Trane U.S. Inc. | Trane | EXVF0363 |  | Water-Source | WBAHP: Heat Pump Packaged Unit | Heat Pump | 208 | 3 |  |  | No Match | Single-Speed |  |  |  | 34800 | 2071 | 16.8 | 12 | 44800 | 2387 | 5.5 | 4.2 | Federally-Regulated Commercial & Industrial Equipment | 09/03/2012 |  | 07/15/2020
Trane U.S. Inc. | Trane | EXVF0247 |  | Ground-Water-Source | WBAHP: Heat Pump Packaged Unit | Heat Pump | 265 | 1 |  |  | No Match | Single-Speed |  |  |  | 26700 | 1060 | 25.2 | 16.2 | 24800 | 1546 | 4.7 | 3.6 | Non Federally-Regulated | 09/03/2012 |  | 07/15/2020
Trane U.S. Inc. | Trane | EXVF0421 |  | Ground-Water-Source | WBAHP: Heat Pump Packaged Unit | Heat Pump | 208 | 1 |  |  | No Match | Single-Speed |  |  |  | 45400 | 1940 | 23.4 | 16.2 | 42300 | 2695 | 4.6 | 3.6 | Non Federally-Regulated | 09/03/2012 |  | 07/15/2020
Trane U.S. Inc. | Trane | EXVF0247 |  | Water-Source | WBAHP: Heat Pump Packaged Unit | Heat Pump | 265 | 1 |  |  |  | Single-Speed |  |  |  | 24600 | 1473 | 16.7 | 11.2 | 29000 | 1634 | 5.2 | 4.2 | Federally-Regulated Commercial & Industrial Equipment | 02/23/2016 |  | 07/15/2020
Trane U.S. Inc. | Trane | EXVF0361 |  | Water-Source | WBAHP: Heat Pump Packaged Unit | Heat Pump | 208 | 1 |  |  |  | Single-Speed |  |  |  | 34800 | 2071 | 16.8 | 11.2 | 43000 | 2490 | 5.1 | 4.2 | Federally-Regulated Commercial & Industrial Equipment | 12/01/2016 |  | 07/15/2020
Trane U.S. Inc. | Trane | EXVF0241 |  | Water-Source | WBAHP: Heat Pump Packaged Unit | Heat Pump | 208 | 1 |  |  |  | Single-Speed |  |  |  | 24600 | 1473 | 16.7 | 11.2 | 29000 | 1634 | 5.2 | 4.2 | Federally-Regulated Commercial & Industrial Equipment | 02/23/2016 |  | 07/15/2020
Trane U.S. Inc. | Trane | EXVF0301 |  | Ground-Water-Source | WBAHP: Heat Pump Packaged Unit | Heat Pump | 208 | 1 |  |  |  | Single-Speed |  |  |  | 33000 | 1314 | 25.1 | 16.2 | 29000 | 1770 | 4.8 | 3.6 | Non Federally-Regulated | 02/23/2016 |  | 07/15/2020
Trane U.S. Inc. | Trane | EXHF0364 |  | Water-Source | WBAHP: Heat Pump Packaged Unit | Heat Pump | 460 | 3 |  |  |  | Single-Speed |  |  |  | 35200 | 2070 | 17 | 11.2 | 44400 | 2409 | 5.4 | 4.2 | Federally-Regulated Commercial & Industrial Equipment | 02/23/2016 |  | 07/15/2020
Trane U.S. Inc. | Trane | EXVF0307 |  | Ground-Source | WBAHP: Heat Pump Packaged Unit | Heat Pump | 265 | 1 |  |  |  | Single-Speed |  |  |  | 31100 | 1611 | 19.3 | 13.4 | 22500 | 1690 | 3.9 | 3.1 | Non Federally-Regulated | 02/23/2016 |  | 07/15/2020
Trane U.S. Inc. | Trane | EXHF0421 |  | Water-Source | WBAHP: Heat Pump Packaged Unit | Heat Pump | 208 | 1 |  |  |  | Single-Speed |  |  |  | 42000 | 2500 | 16.8 | 11.2 | 50500 | 2792 | 5.3 | 4.2 | Federally-Regulated Commercial & Industrial Equipment | 11/28/2018 |  | 07/15/2020
Trane U.S. Inc. | Trane | EXHF0484 |  | Ground-Water-Source | WBAHP: Heat Pump Packaged Unit | Heat Pump | 460 | 3 |  |  |  | Single-Speed |  |  |  | 52000 | 2280 | 22.8 | 16.2 | 48800 | 3042 | 4.7 | 3.6 | Non Federally-Regulated | 02/23/2016 |  | 07/15/2020
Trane U.S. Inc. | Trane | EXHF0424 |  | Ground-Source | WBAHP: Heat Pump Packaged Unit | Heat Pump | 460 | 3 |  |  |  | Single-Speed |  |  |  | 43700 | 2362 | 18.5 | 13.4 | 34200 | 2570 | 3.9 | 3.1 | Non Federally-Regulated | 02/23/2016 |  | 07/15/2020
Trane U.S. Inc. | Trane | EXVF0247 |  | Ground-Source | WBAHP: Heat Pump Packaged Unit | Heat Pump | 265 | 1 |  |  |  | Single-Speed |  |  |  | 25500 | 1349 | 18.9 | 13.4 | 19200 | 1480 | 3.8 | 3.1 | Non Federally-Regulated | 02/23/2016 |  | 07/15/2020
Trane U.S. Inc. | Trane | EXHF0421 |  | Ground-Water-Source | WBAHP: Heat Pump Packaged Unit | Heat Pump | 208 | 1 |  |  |  | Single-Speed |  |  |  | 45800 | 1965 | 23.3 | 16.2 | 42000 | 2618 | 4.7 | 3.6 | Non Federally-Regulated | 11/28/2018 |  | 07/15/2020
Trane U.S. Inc. | Trane | EXHF0601 |  | Ground-Water-Source | WBAHP: Heat Pump Packaged Unit | Heat Pump | 208 | 1 |  |  |  | Single-Speed |  |  |  | 64700 | 2940 | 22 | 16.2 | 64100 | 4269 | 4.4 | 3.6 | Non Federally-Regulated | 02/23/2016 |  | 07/15/2020
Trane U.S. Inc. | Trane | EXHF0481 |  | Water-Source | WBAHP: Heat Pump Packaged Unit | Heat Pump | 208 | 1 |  |  |  | Single-Speed |  |  |  | 47800 | 2968 | 16.1 | 11.2 | 60000 | 3317 | 5.3 | 4.2 | Federally-Regulated Commercial & Industrial Equipment | 02/23/2016 |  | 07/15/2020
Trane U.S. Inc. | Trane | EXHF0481 |  | Ground-Source | WBAHP: Heat Pump Packaged Unit | Heat Pump | 208 | 1 |  |  |  | Single-Speed |  |  |  | 49100 | 2774 | 17.7 | 13.4 | 38000 | 2855 | 3.9 | 3.1 | Non Federally-Regulated | 02/23/2016 |  | 07/15/2020
Trane U.S. Inc. | Trane | EXHF0604 |  | Ground-Water-Source | WBAHP: Heat Pump Packaged Unit | Heat Pump | 460 | 3 |  |  |  | Single-Speed |  |  |  | 64700 | 2940 | 22 | 16.2 | 64100 | 4269 | 4.4 | 3.6 | Non Federally-Regulated | 02/23/2016 |  | 07/15/2020
Trane U.S. Inc. | Trane | EXVF0367 |  | Water-Source | WBAHP: Heat Pump Packaged Unit | Heat Pump | 265 | 1 |  |  |  | Single-Speed |  |  |  | 34800 | 2071 | 16.8 | 11.2 | 43000 | 2490 | 5.1 | 4.2 | Federally-Regulated Commercial & Industrial Equipment | 12/01/2016 |  | 07/15/2020
Trane U.S. Inc. | Trane | EXVF0301 |  | Ground-Source | WBAHP: Heat Pump Packaged Unit | Heat Pump | 208 | 1 |  |  |  | Single-Speed |  |  |  | 31100 | 1611 | 19.3 | 13.4 | 22500 | 1690 | 3.9 | 3.1 | Non Federally-Regulated | 02/23/2016 |  | 07/15/2020
Trane U.S. Inc. | Trane | EXHF0603 |  | Ground-Water-Source | WBAHP: Heat Pump Packaged Unit | Heat Pump | 208 | 3 |  |  |  | Single-Speed |  |  |  | 64700 | 2940 | 22 | 16.2 | 64100 | 4269 | 4.4 | 3.6 | Non Federally-Regulated | 02/23/2016 |  | 07/15/2020
Trane U.S. Inc. | Trane | EXVF0367 |  | Ground-Water-Source | WBAHP: Heat Pump Packaged Unit | Heat Pump | 265 | 1 |  |  |  | Single-Speed |  |  |  | 38600 | 1581 | 24.4 | 16.2 | 35100 | 2280 | 4.5 | 3.6 | Non Federally-Regulated | 12/01/2016 |  | 07/15/2020
Trane U.S. Inc. | Trane | EXVF0421 |  | Ground-Source | WBAHP: Heat Pump Packaged Unit | Heat Pump | 208 | 1 |  |  |  | Single-Speed |  |  |  | 43400 | 2345 | 18.5 | 13.4 | 33400 | 2509 | 3.9 | 3.1 | Non Federally-Regulated | 02/23/2016 |  | 07/15/2020
Trane U.S. Inc. | Trane | EXVF0363 |  | Ground-Source | WBAHP: Heat Pump Packaged Unit | Heat Pump | 208 | 3 |  |  |  | Single-Speed |  |  |  | 36000 | 1935 | 18.6 | 13.4 | 26800 | 2244 | 3.5 | 3.1 | Non Federally-Regulated | 12/01/2016 |  | 07/15/2020
Trane U.S. Inc. | Trane | EXHF0601 |  | Ground-Source | WBAHP: Heat Pump Packaged Unit | Heat Pump | 208 | 1 |  |  |  | Single-Speed |  |  |  | 61400 | 3590 | 17.1 | 13.4 | 50400 | 3887 | 3.8 | 3.1 | Non Federally-Regulated | 02/23/2016 |  | 07/15/2020
Trane U.S. Inc. | Trane | EXHF0484 |  | Ground-Source | WBAHP: Heat Pump Packaged Unit | Heat Pump | 460 | 3 |  |  |  | Single-Speed |  |  |  | 49100 | 2774 | 17.7 | 13.4 | 38000 | 2855 | 3.9 | 3.1 | Non Federally-Regulated | 02/23/2016 |  | 07/15/2020
Trane U.S. Inc. | Trane | EXVF0241 |  | Ground-Water-Source | WBAHP: Heat Pump Packaged Unit | Heat Pump | 208 | 1 |  |  |  | Single-Speed |  |  |  | 26700 | 1059 | 25.2 | 16.2 | 24800 | 1546 | 4.7 | 3.6 | Non Federally-Regulated | 02/23/2016 |  | 07/15/2020
Trane U.S. Inc. | Trane | EXVF0307 |  | Water-Source | WBAHP: Heat Pump Packaged Unit | Heat Pump | 265 | 1 |  |  |  | Single-Speed |  |  |  | 30100 | 1729 | 17.4 | 11.2 | 35900 | 1845 | 5.7 | 4.2 | Federally-Regulated Commercial & Industrial Equipment | 02/23/2016 |  | 07/15/2020
Trane U.S. Inc. | Trane | EXVF0364 |  | Ground-Water-Source | WBAHP: Heat Pump Packaged Unit | Heat Pump | 460 | 3 |  |  |  | Single-Speed |  |  |  | 38600 | 1581 | 24.4 | 16.2 | 35100 | 2280 | 4.5 | 3.6 | Non Federally-Regulated | 12/01/2016 |  | 07/15/2020
Trane U.S. Inc. | Trane | EXVF0364 |  | Ground-Source | WBAHP: Heat Pump Packaged Unit | Heat Pump | 460 | 3 |  |  |  | Single-Speed |  |  |  | 36000 | 1935 | 18.6 | 13.4 | 26800 | 2244 | 3.5 | 3.1 | Non Federally-Regulated | 12/01/2016 |  | 07/15/2020
Trane U.S. Inc. | Trane | EXHF0483 |  | Ground-Source | WBAHP: Heat Pump Packaged Unit | Heat Pump | 208 | 3 |  |  |  | Single-Speed |  |  |  | 49100 | 2774 | 17.7 | 13.4 | 38000 | 2855 | 3.9 | 3.1 | Non Federally-Regulated | 02/23/2016 |  | 07/15/2020
Trane U.S. Inc. | Trane | EXVF0363 |  | Ground-Water-Source | WBAHP: Heat Pump Packaged Unit | Heat Pump | 208 | 3 |  |  |  | Single-Speed |  |  |  | 38600 | 1581 | 24.4 | 16.2 | 35100 | 2280 | 4.5 | 3.6 | Non Federally-Regulated | 12/01/2016 |  | 07/15/2020
Trane U.S. Inc. | Trane | EXVF0423 |  | Ground-Source | WBAHP: Heat Pump Packaged Unit | Heat Pump | 208 | 3 |  |  |  | Single-Speed |  |  |  | 43400 | 2345 | 18.5 | 13.4 | 33400 | 2509 | 3.9 | 3.1 | Non Federally-Regulated | 02/23/2016 |  | 07/15/2020
Trane U.S. Inc. | Trane | EXHF0604 |  | Water-Source | WBAHP: Heat Pump Packaged Unit | Heat Pump | 460 | 3 |  |  |  | Single-Speed |  |  |  | 58600 | 3906 | 15 | 11.2 | 77800 | 4653 | 4.9 | 4.2 | Federally-Regulated Commercial & Industrial Equipment | 02/23/2016 |  | 07/15/2020
Trane U.S. Inc. | Trane | EXHF0603 |  | Ground-Source | WBAHP: Heat Pump Packaged Unit | Heat Pump | 208 | 3 |  |  |  | Single-Speed |  |  |  | 61400 | 3590 | 17.1 | 13.4 | 50400 | 3887 | 3.8 | 3.1 | Non Federally-Regulated | 02/23/2016 |  | 07/15/2020
Trane U.S. Inc. | Trane | EXHF0424 |  | Water-Source | WBAHP: Heat Pump Packaged Unit | Heat Pump | 460 | 3 |  |  |  | Single-Speed |  |  |  | 42500 | 2529 | 16.8 | 11.2 | 52400 | 2897 | 5.3 | 4.2 | Federally-Regulated Commercial & Industrial Equipment | 02/23/2016 |  | 07/15/2020
Trane U.S. Inc. | Trane | EXHF0423 |  | Water-Source | WBAHP: Heat Pump Packaged Unit | Heat Pump | 208 | 3 |  |  |  | Single-Speed |  |  |  | 42500 | 2529 | 16.8 | 11.2 | 52400 | 2897 | 5.3 | 4.2 | Federally-Regulated Commercial & Industrial Equipment | 02/23/2016 |  | 07/15/2020
Trane U.S. Inc. | Trane | EXVF0361 |  | Ground-Water-Source | WBAHP: Heat Pump Packaged Unit | Heat Pump | 208 | 1 |  |  |  | Single-Speed |  |  |  | 38600 | 1581 | 24.4 | 16.2 | 35100 | 2280 | 4.5 | 3.6 | Non Federally-Regulated | 12/01/2016 |  | 07/15/2020
Trane U.S. Inc. | Trane | EXHF0483 |  | Water-Source | WBAHP: Heat Pump Packaged Unit | Heat Pump | 208 | 3 |  |  |  | Single-Speed |  |  |  | 47800 | 2968 | 16.1 | 11.2 | 60000 | 3317 | 5.3 | 4.2 | Federally-Regulated Commercial & Industrial Equipment | 02/23/2016 |  | 07/15/2020
FHP Manufacturing Company | Bosch | LV041-3VTC-***P*D-**T/G |  | Ground-Source | WBAHP: Heat Pump Packaged Unit | Heat Pump | 208 | 3 |  |  |  | Single-Speed |  |  |  | 37400 | 2308 | 16.2 | 13.4 | 27400 | 2433 | 3.3 | 3.1 | Non Federally-Regulated | 12/06/2019 |  | 07/15/2020
FHP Manufacturing Company | Bosch | LV041-3VTN-***P*D-**T/G |  | Ground-Source | WBAHP: Heat Pump Packaged Unit | Heat Pump | 208 | 3 |  |  |  | Single-Speed |  |  |  | 37500 | 2380 | 15.75 | 13.4 | 27100 | 2406 | 3.3 | 3.1 | Non Federally-Regulated | 12/06/2019 |  | 07/15/2020
FHP Manufacturing Company | Bosch | LV036-4HZN-***T/A*D-**T/G |  | Ground-Source | WBAHP: Heat Pump Packaged Unit | Heat Pump | 460 | 3 |  |  |  | Single-Speed |  |  |  | 37800 | 2263 | 16.7 |  | 26400 | 2210 | 3.5 |  | Non Federally-Regulated | 12/05/2019 |  | 07/15/2020
FHP Manufacturing Company | Bosch | LV036-4HZN-***T/A*D-**T/G |  | Water-Source | WBAHP: Heat Pump Packaged Unit | Heat Pump | 460 | 3 |  |  |  | Single-Speed |  |  |  | 36400 | 2510 | 14.5 | 11.2 | 37800 | 2408 | 4.6 | 4.2 | Federally-Regulated Commercial & Industrial Equipment | 12/06/2019 |  | 07/15/2020
FHP Manufacturing Company | Bosch | LV036-3HZC-***P*D-**T/G |  | Water-Source | WBAHP: Heat Pump Packaged Unit | Heat Pump | 208 | 3 |  |  |  | Single-Speed |  |  |  | 36900 | 2580 | 14.3 |  | 38800 | 2445 | 4.7 |  | Federally-Regulated Commercial & Industrial Equipment | 12/05/2019 |  | 07/15/2020
FHP Manufacturing Company | Bosch | LV036-4HZC-***P*D-**T/G |  | Ground-Source | WBAHP: Heat Pump Packaged Unit | Heat Pump | 460 | 3 |  |  |  | Single-Speed |  |  |  | 38500 | 2312 | 16.65 |  | 27100 | 2237 | 3.6 |  | Non Federally-Regulated | 12/05/2019 |  | 07/15/2020
FHP Manufacturing Company | Bosch | LV036-3VTN-***T/A*D-**T/G |  | Ground-Source | WBAHP: Heat Pump Packaged Unit | Heat Pump | 208 | 3 |  |  |  | Single-Speed |  |  |  | 37800 | 2263 | 16.7 |  | 26400 | 2210 | 3.5 |  | Non Federally-Regulated | 12/05/2019 |  | 07/15/2020
FHP Manufacturing Company | Bosch | LV036-2VTN-***P*D-**T/G |  | Ground-Source | WBAHP: Heat Pump Packaged Unit | Heat Pump | 265 | 1 |  |  |  | Single-Speed |  |  |  | 37500 | 2307 | 16.25 |  | 26800 | 2276 | 3.5 |  | Non Federally-Regulated | 12/05/2019 |  | 07/15/2020
FHP Manufacturing Company | Bosch | LV041-4VTN-***P*D-**T/G |  | Ground-Source | WBAHP: Heat Pump Packaged Unit | Heat Pump | 460 | 3 |  |  |  | Single-Speed |  |  |  | 37500 | 2380 | 15.75 | 13.4 | 27100 | 2406 | 3.3 | 3.1 | Non Federally-Regulated | 12/06/2019 |  | 07/15/2020
FHP Manufacturing Company | Bosch | LV036-4VTN-***P*D-**T/G |  | Water-Source | WBAHP: Heat Pump Packaged Unit | Heat Pump | 460 | 3 |  |  |  | Single-Speed |  |  |  | 36100 | 2560 | 14.1 |  | 38200 | 2487 | 4.5 |  | Federally-Regulated Commercial & Industrial Equipment | 12/05/2019 |  | 07/15/2020
FHP Manufacturing Company | Bosch | LV041-1VTC-***P*D-**T/G |  | Ground-Source | WBAHP: Heat Pump Packaged Unit | Heat Pump | 208 | 1 |  |  |  | Single-Speed |  |  |  | 37400 | 2308 | 16.2 | 13.4 | 27400 | 2433 | 3.3 | 3.1 | Non Federally-Regulated | 12/06/2019 |  | 07/15/2020
FHP Manufacturing Company | Bosch | LV036-2HZN-***P*D-**T/G |  | Water-Source | WBAHP: Heat Pump Packaged Unit | Heat Pump | 265 | 1 |  |  |  | Single-Speed |  |  |  | 36100 | 2560 | 14.1 |  | 38200 | 2487 | 4.5 |  | Federally-Regulated Commercial & Industrial Equipment | 12/05/2019 |  | 07/15/2020
FHP Manufacturing Company | Bosch | LV041-4VTN-***T/A*D-**T/G |  | Water-Source | WBAHP: Heat Pump Packaged Unit | Heat Pump | 460 | 3 |  |  |  | Single-Speed |  |  |  | 37100 | 2688 | 13.8 | 11.2 | 38100 | 2375 | 4.7 | 4.2 | Federally-Regulated Commercial & Industrial Equipment | 12/06/2019 |  | 07/15/2020
FHP Manufacturing Company | Bosch | LV036-3HZN-***P*D-**T/G |  | Water-Source | WBAHP: Heat Pump Packaged Unit | Heat Pump | 208 | 3 |  |  |  | Single-Speed |  |  |  | 36100 | 2560 | 14.1 |  | 38200 | 2487 | 4.5 |  | Federally-Regulated Commercial & Industrial Equipment | 12/05/2019 |  | 07/15/2020
FHP Manufacturing Company | Bosch | LV041-4VTC-***T/A*D-**T/G |  | Ground-Source | WBAHP: Heat Pump Packaged Unit | Heat Pump | 460 | 3 |  |  |  | Single-Speed |  |  |  | 38400 | 2334 | 16.45 | 13.4 | 26500 | 2251 | 3.5 | 3.1 | Non Federally-Regulated | 12/06/2019 |  | 07/15/2020
FHP Manufacturing Company | Bosch | LV036-3HZC-***T/A*D-**T/G |  | Water-Source | WBAHP: Heat Pump Packaged Unit | Heat Pump | 208 | 3 |  |  |  | Single-Speed |  |  |  | 37200 | 2530 | 14.7 |  | 38400 | 2369 | 4.8 |  | Federally-Regulated Commercial & Industrial Equipment | 12/05/2019 |  | 07/15/2020
FHP Manufacturing Company | Bosch | LV036-3HZN-***T/A*D-**T/G |  | Ground-Source | WBAHP: Heat Pump Packaged Unit | Heat Pump | 208 | 3 |  |  |  | Single-Speed |  |  |  | 37800 | 2263 | 16.7 |  | 26400 | 2210 | 3.5 |  | Non Federally-Regulated | 12/05/2019 |  | 07/15/2020
FHP Manufacturing Company | Bosch | LV036-2VTC-***P*D-**T/G |  | Ground-Source | WBAHP: Heat Pump Packaged Unit | Heat Pump | 265 | 1 |  |  |  | Single-Speed |  |  |  | 38500 | 2312 | 16.65 |  | 27100 | 2237 | 3.6 |  | Non Federally-Regulated | 12/05/2019 |  | 07/15/2020
FHP Manufacturing Company | Bosch | LV036-3VTN-***T/A*D-**T/G |  | Water-Source | WBAHP: Heat Pump Packaged Unit | Heat Pump | 208 | 3 |  |  |  | Single-Speed |  |  |  | 36400 | 2510 | 14.5 |  | 37800 | 2408 | 4.6 |  | Federally-Regulated Commercial & Industrial Equipment | 12/05/2019 |  | 07/15/2020
FHP Manufacturing Company | Bosch | LV041-4VTC-***P*D-**T/G |  | Ground-Source | WBAHP: Heat Pump Packaged Unit | Heat Pump | 460 | 3 |  |  |  | Single-Speed |  |  |  | 37400 | 2308 | 16.2 | 13.4 | 27400 | 2433 | 3.3 | 3.1 | Non Federally-Regulated | 12/06/2019 |  | 07/15/2020
FHP Manufacturing Company | Bosch | LV041-1VTC-***P*D-**T/G |  | Water-Source | WBAHP: Heat Pump Packaged Unit | Heat Pump | 208 | 1 |  |  |  | Single-Speed |  |  |  | 36000 | 2544 | 14.15 | 11.2 | 39100 | 2575 | 4.5 | 4.2 | Federally-Regulated Commercial & Industrial Equipment | 12/06/2019 |  | 07/15/2020
FHP Manufacturing Company | Bosch | LV041-4VTN-***P*D-**T/G |  | Water-Source | WBAHP: Heat Pump Packaged Unit | Heat Pump | 460 | 3 |  |  |  | Single-Speed |  |  |  | 36100 | 2654 | 13.6 | 11.2 | 39000 | 2568 | 4.5 | 4.2 | Federally-Regulated Commercial & Industrial Equipment | 12/06/2019 |  | 07/15/2020
FHP Manufacturing Company | Bosch | LV041-1VTN-***P*D-**T/G |  | Water-Source | WBAHP: Heat Pump Packaged Unit | Heat Pump | 208 | 1 |  |  |  | Single-Speed |  |  |  | 36100 | 2654 | 13.6 | 11.2 | 39000 | 2568 | 4.5 | 4.2 | Federally-Regulated Commercial & Industrial Equipment | 12/06/2019 |  | 07/15/2020
FHP Manufacturing Company | Bosch | LV041-1VTN-***T/A*D-**T/G |  | Ground-Source | WBAHP: Heat Pump Packaged Unit | Heat Pump | 208 | 1 |  |  |  | Single-Speed |  |  |  | 38500 | 2406 | 16 | 13.4 | 26200 | 2225 | 3.5 | 3.1 | Non Federally-Regulated | 12/06/2019 |  | 07/15/2020
FHP Manufacturing Company | Bosch | LV036-2HZC-***P*D-**T/G |  | Water-Source | WBAHP: Heat Pump Packaged Unit | Heat Pump | 265 | 1 |  |  |  | Single-Speed |  |  |  | 36900 | 2580 | 14.3 |  | 38800 | 2445 | 4.7 |  | Federally-Regulated Commercial & Industrial Equipment | 12/05/2019 |  | 07/15/2020
FHP Manufacturing Company | Bosch | LV036-3VTN-***P*D-**T/G |  | Water-Source | WBAHP: Heat Pump Packaged Unit | Heat Pump | 208 | 3 |  |  |  | Single-Speed |  |  |  | 36100 | 2560 | 14.1 |  | 38200 | 2487 | 4.5 |  | Federally-Regulated Commercial & Industrial Equipment | 12/05/2019 |  | 07/15/2020
FHP Manufacturing Company | Bosch | LV041-3VTN-***P*D-**T/G |  | Water-Source | WBAHP: Heat Pump Packaged Unit | Heat Pump | 208 | 3 |  |  |  | Single-Speed |  |  |  | 36100 | 2654 | 13.6 | 11.2 | 39000 | 2568 | 4.5 | 4.2 | Federally-Regulated Commercial & Industrial Equipment | 12/06/2019 |  | 07/15/2020
FHP Manufacturing Company | Bosch | LV036-3HZC-***T/A*D-**T/G |  | Ground-Source | WBAHP: Heat Pump Packaged Unit | Heat Pump | 208 | 3 |  |  |  | Single-Speed |  |  |  | 38800 | 2269 | 17.1 |  | 26700 | 2173 | 3.6 |  | Non Federally-Regulated | 12/05/2019 |  | 07/15/2020
FHP Manufacturing Company | Bosch | LV036-4VTN-***T/A*D-**T/G |  | Water-Source | WBAHP: Heat Pump Packaged Unit | Heat Pump | 460 | 3 |  |  |  | Single-Speed |  |  |  | 36400 | 2510 | 14.5 |  | 37800 | 2408 | 4.6 |  | Federally-Regulated Commercial & Industrial Equipment | 12/05/2019 |  | 07/15/2020
FHP Manufacturing Company | Bosch | LV036-2HZN-***T/A*D-**T/G |  | Ground-Source | WBAHP: Heat Pump Packaged Unit | Heat Pump | 265 | 1 |  |  |  | Single-Speed |  |  |  | 37800 | 2263 | 16.7 |  | 26400 | 2210 | 3.5 |  | Non Federally-Regulated | 12/05/2019 |  | 07/15/2020
FHP Manufacturing Company | Bosch | LV041-1VTN-***P*D-**T/G |  | Ground-Source | WBAHP: Heat Pump Packaged Unit | Heat Pump | 208 | 1 |  |  |  | Single-Speed |  |  |  | 37500 | 2380 | 15.75 | 13.4 | 27100 | 2406 | 3.3 | 3.1 | Non Federally-Regulated | 12/06/2019 |  | 07/15/2020
FHP Manufacturing Company | Bosch | LV036-2VTN-***T/A*D-**T/G |  | Water-Source | WBAHP: Heat Pump Packaged Unit | Heat Pump | 265 | 1 |  |  |  | Single-Speed |  |  |  | 36400 | 2510 | 14.5 |  | 37800 | 2408 | 4.6 |  | Federally-Regulated Commercial & Industrial Equipment | 12/05/2019 |  | 07/15/2020
FHP Manufacturing Company | Bosch | LV036-4HZC-***T/A*D-**T/G |  | Ground-Source | WBAHP: Heat Pump Packaged Unit | Heat Pump | 460 | 3 |  |  |  | Single-Speed |  |  |  | 38800 | 2269 | 17.1 |  | 26700 | 2173 | 3.6 |  | Non Federally-Regulated | 12/05/2019 |  | 07/15/2020
FHP Manufacturing Company | Bosch | LV036-3HZC-***P*D-**T/G |  | Ground-Source | WBAHP: Heat Pump Packaged Unit | Heat Pump | 208 | 3 |  |  |  | Single-Speed |  |  |  | 38500 | 2312 | 16.65 |  | 27100 | 2237 | 3.6 |  | Non Federally-Regulated | 12/05/2019 |  | 07/15/2020
FHP Manufacturing Company | Bosch | LV041-3VTC-***T/A*D-**T/G |  | Ground-Source | WBAHP: Heat Pump Packaged Unit | Heat Pump | 208 | 3 |  |  |  | Single-Speed |  |  |  | 38400 | 2334 | 16.45 | 13.4 | 26500 | 2251 | 3.5 | 3.1 | Non Federally-Regulated | 12/06/2019 |  | 07/15/2020
FHP Manufacturing Company | Bosch | LV041-4VTN-***T/A*D-**T/G |  | Ground-Source | WBAHP: Heat Pump Packaged Unit | Heat Pump | 460 | 3 |  |  |  | Single-Speed |  |  |  | 38500 | 2406 | 16 | 13.4 | 26200 | 2225 | 3.5 | 3.1 | Non Federally-Regulated | 12/06/2019 |  | 07/15/2020
FHP Manufacturing Company | Bosch | LV041-1VTN-***T/A*D-**T/G |  | Water-Source | WBAHP: Heat Pump Packaged Unit | Heat Pump | 208 | 1 |  |  |  | Single-Speed |  |  |  | 37100 | 2688 | 13.8 | 11.2 | 38100 | 2375 | 4.7 | 4.2 | Federally-Regulated Commercial & Industrial Equipment | 12/06/2019 |  | 07/15/2020
FHP Manufacturing Company | Bosch | EP018-1VT*******B |  | Ground-Source | WBAHP: Heat Pump Packaged Unit | Heat Pump | 208 | 1 |  |  |  | Single-Speed |  |  |  | 20500 | 1108 | 18.5 | 13.4 | 14800 | 1172 | 3.7 | 3.1 | Non Federally-Regulated | 05/13/2019 |  | 07/15/2020
FHP Manufacturing Company | Bosch | LV036-4HZN-***P*D-**T/G |  | Ground-Source | WBAHP: Heat Pump Packaged Unit | Heat Pump | 460 | 3 |  |  |  | Single-Speed |  |  |  | 37500 | 2307 | 16.25 |  | 26800 | 2276 | 3.5 |  | Non Federally-Regulated | 12/05/2019 |  | 07/15/2020
FHP Manufacturing Company | Bosch | LV036-3VTC-***T/A*D-**T/G |  | Water-Source | WBAHP: Heat Pump Packaged Unit | Heat Pump | 208 | 3 |  |  |  | Single-Speed |  |  |  | 37200 | 2530 | 14.7 |  | 38400 | 2369 | 4.8 |  | Federally-Regulated Commercial & Industrial Equipment | 12/05/2019 |  | 07/15/2020
FHP Manufacturing Company | Bosch | LV036-2HZC-***P*D-**T/G |  | Ground-Source | WBAHP: Heat Pump Packaged Unit | Heat Pump | 265 | 1 |  |  |  | Single-Speed |  |  |  | 38500 | 2312 | 16.65 |  | 27100 | 2237 | 3.6 |  | Non Federally-Regulated | 12/05/2019 |  | 07/15/2020
FHP Manufacturing Company | Bosch | LV036-2HZC-***T/A*D-**T/G |  | Ground-Source | WBAHP: Heat Pump Packaged Unit | Heat Pump | 265 | 1 |  |  |  | Single-Speed |  |  |  | 38800 | 2269 | 17.1 |  | 26700 | 2173 | 3.6 |  | Non Federally-Regulated | 12/05/2019 |  | 07/15/2020
FHP Manufacturing Company | Bosch | LV036-2VTN-***T/A*D-**T/G |  | Ground-Source | WBAHP: Heat Pump Packaged Unit | Heat Pump | 265 | 1 |  |  |  | Single-Speed |  |  |  | 37800 | 2263 | 16.7 |  | 26400 | 2210 | 3.5 |  | Non Federally-Regulated | 12/05/2019 |  | 07/15/2020
FHP Manufacturing Company | Bosch | LV036-2HZC-***T/A*D-**T/G |  | Water-Source | WBAHP: Heat Pump Packaged Unit | Heat Pump | 265 | 1 |  |  |  | Single-Speed |  |  |  | 37200 | 2530 | 14.7 |  | 38400 | 2369 | 4.8 |  | Federally-Regulated Commercial & Industrial Equipment | 12/05/2019 |  | 07/15/2020
FHP Manufacturing Company | Bosch | LV036-3VTN-***P*D-**T/G |  | Ground-Source | WBAHP: Heat Pump Packaged Unit | Heat Pump | 208 | 3 |  |  |  | Single-Speed |  |  |  | 37500 | 2307 | 16.25 |  | 26800 | 2276 | 3.5 |  | Non Federally-Regulated | 12/05/2019 |  | 07/15/2020
FHP Manufacturing Company | Bosch | LV036-4VTC-***T/A*D-**T/G |  | Water-Source | WBAHP: Heat Pump Packaged Unit | Heat Pump | 460 | 3 |  |  |  | Single-Speed |  |  |  | 37200 | 2530 | 14.7 |  | 38400 | 2369 | 4.8 |  | Federally-Regulated Commercial & Industrial Equipment | 12/05/2019 |  | 07/15/2020
FHP Manufacturing Company | Bosch | LV036-4HZN-***P*D-**T/G |  | Water-Source | WBAHP: Heat Pump Packaged Unit | Heat Pump | 460 | 3 |  |  |  | Single-Speed |  |  |  | 36100 | 2560 | 14.1 |  | 38200 | 2487 | 4.5 |  | Federally-Regulated Commercial & Industrial Equipment | 12/05/2019 |  | 07/15/2020
FHP Manufacturing Company | Bosch | LV036-3HZN-***T/A*D-**T/G |  | Water-Source | WBAHP: Heat Pump Packaged Unit | Heat Pump | 208 | 3 |  |  |  | Single-Speed |  |  |  | 36400 | 2510 | 14.5 |  | 37800 | 2408 | 4.6 |  | Federally-Regulated Commercial & Industrial Equipment | 12/05/2019 |  | 07/15/2020
FHP Manufacturing Company | Bosch | LV036-4VTN-***T/A*D-**T/G |  | Ground-Source | WBAHP: Heat Pump Packaged Unit | Heat Pump | 460 | 3 |  |  |  | Single-Speed |  |  |  | 37800 | 2263 | 16.7 |  | 26400 | 2210 | 3.5 |  | Non Federally-Regulated | 12/05/2019 |  | 07/15/2020
FHP Manufacturing Company | Bosch | LV041-4VTC-***T/A*D-**T/G |  | Water-Source | WBAHP: Heat Pump Packaged Unit | Heat Pump | 460 | 3 |  |  |  | Single-Speed |  |  |  | 37000 | 2578 | 14.35 | 11.2 | 38200 | 2382 | 4.7 | 4.2 | Federally-Regulated Commercial & Industrial Equipment | 12/06/2019 |  | 07/15/2020
FHP Manufacturing Company | Bosch | LV036-4VTN-***P*D-**T/G |  | Ground-Source | WBAHP: Heat Pump Packaged Unit | Heat Pump | 460 | 3 |  |  |  | Single-Speed |  |  |  | 37500 | 2307 | 16.25 |  | 26800 | 2276 | 3.5 |  | Non Federally-Regulated | 12/05/2019 |  | 07/15/2020
FHP Manufacturing Company | Bosch | LV041-3VTN-***T/A*D-**T/G |  | Ground-Source | WBAHP: Heat Pump Packaged Unit | Heat Pump | 208 | 3 |  |  |  | Single-Speed |  |  |  | 38500 | 2406 | 16 | 13.4 | 26200 | 2225 | 3.5 | 3.1 | Non Federally-Regulated | 12/06/2019 |  | 07/15/2020
FHP Manufacturing Company | Bosch | LV041-4VTC-***P*D-**T/G |  | Water-Source | WBAHP: Heat Pump Packaged Unit | Heat Pump | 460 | 3 |  |  |  | Single-Speed |  |  |  | 36000 | 2544 | 14.15 | 11.2 | 39100 | 2575 | 4.5 | 4.2 | Federally-Regulated Commercial & Industrial Equipment | 12/06/2019 |  | 07/15/2020
FHP Manufacturing Company | Bosch | LV036-4HZC-***P*D-**T/G |  | Water-Source | WBAHP: Heat Pump Packaged Unit | Heat Pump | 460 | 3 |  |  |  | Single-Speed |  |  |  | 36900 | 2580 | 14.3 |  | 38800 | 2445 | 4.7 |  | Federally-Regulated Commercial & Industrial Equipment | 12/05/2019 |  | 07/15/2020
FHP Manufacturing Company | Bosch | LV036-2VTC-***P*D-**T/G |  | Water-Source | WBAHP: Heat Pump Packaged Unit | Heat Pump | 265 | 1 |  |  |  | Single-Speed |  |  |  | 36900 | 2580 | 14.3 |  | 38800 | 2445 | 4.7 |  | Federally-Regulated Commercial & Industrial Equipment | 12/05/2019 |  | 07/15/2020
FHP Manufacturing Company | Bosch | LV036-3HZN-***P*D-**T/G |  | Ground-Source | WBAHP: Heat Pump Packaged Unit | Heat Pump | 208 | 3 |  |  |  | Single-Speed |  |  |  | 37500 | 2307 | 16.25 |  | 26800 | 2276 | 3.5 |  | Non Federally-Regulated | 12/05/2019 |  | 07/15/2020
FHP Manufacturing Company | Bosch | LV041-3VTC-***P*D-**T/G |  | Water-Source | WBAHP: Heat Pump Packaged Unit | Heat Pump | 208 | 3 |  |  |  | Single-Speed |  |  |  | 36000 | 2544 | 14.15 | 11.2 | 39100 | 2575 | 4.5 | 4.2 | Federally-Regulated Commercial & Industrial Equipment | 12/06/2019 |  | 07/15/2020
FHP Manufacturing Company | Bosch | LV036-2HZN-***T/A*D-**T/G |  | Water-Source | WBAHP: Heat Pump Packaged Unit | Heat Pump | 265 | 1 |  |  |  | Single-Speed |  |  |  | 36400 | 2510 | 14.5 |  | 37800 | 2408 | 4.6 |  | Federally-Regulated Commercial & Industrial Equipment | 12/05/2019 |  | 07/15/2020
FHP Manufacturing Company | Bosch | LV036-2VTN-***P*D-**T/G |  | Water-Source | WBAHP: Heat Pump Packaged Unit | Heat Pump | 265 | 1 |  |  |  | Single-Speed |  |  |  | 36100 | 2560 | 14.1 |  | 38200 | 2487 | 4.5 |  | Federally-Regulated Commercial & Industrial Equipment | 12/05/2019 |  | 07/15/2020
FHP Manufacturing Company | Bosch | LV036-3VTC-***P*D-**T/G |  | Water-Source | WBAHP: Heat Pump Packaged Unit | Heat Pump | 208 | 3 |  |  |  | Single-Speed |  |  |  | 36900 | 2580 | 14.3 |  | 38800 | 2445 | 4.7 |  | Federally-Regulated Commercial & Industrial Equipment | 12/05/2019 |  | 07/15/2020
FHP Manufacturing Company | Bosch | LV041-3VTN-***T/A*D-**T/G |  | Water-Source | WBAHP: Heat Pump Packaged Unit | Heat Pump | 208 | 3 |  |  |  | Single-Speed |  |  |  | 37100 | 2688 | 13.8 | 11.2 | 38100 | 2375 | 4.7 | 4.2 | Federally-Regulated Commercial & Industrial Equipment | 12/06/2019 |  | 07/15/2020
FHP Manufacturing Company | Bosch | LV036-3VTC-***P*D-**T/G |  | Ground-Source | WBAHP: Heat Pump Packaged Unit | Heat Pump | 208 | 3 |  |  |  | Single-Speed |  |  |  | 38500 | 2312 | 16.65 |  | 27100 | 2237 | 3.6 |  | Non Federally-Regulated | 12/05/2019 |  | 07/15/2020
FHP Manufacturing Company | Bosch | LV041-3VTC-***T/A*D-**T/G |  | Water-Source | WBAHP: Heat Pump Packaged Unit | Heat Pump | 208 | 3 |  |  |  | Single-Speed |  |  |  | 37000 | 2578 | 14.35 | 11.2 | 38200 | 2382 | 4.7 | 4.2 | Federally-Regulated Commercial & Industrial Equipment | 12/06/2019 |  | 07/15/2020
FHP Manufacturing Company | Bosch | LV041-1VTC-***T/A*D-**T/G |  | Water-Source | WBAHP: Heat Pump Packaged Unit | Heat Pump | 208 | 1 |  |  |  | Single-Speed |  |  |  | 37000 | 2578 | 14.35 | 11.2 | 38200 | 2382 | 4.7 | 4.2 | Federally-Regulated Commercial & Industrial Equipment | 12/06/2019 |  | 07/15/2020
FHP Manufacturing Company | Bosch | LV036-4HZC-***T/A*D-**T/G |  | Water-Source | WBAHP: Heat Pump Packaged Unit | Heat Pump | 460 | 3 |  |  |  | Single-Speed |  |  |  | 37200 | 2530 | 14.7 |  | 38400 | 2369 | 4.8 |  | Federally-Regulated Commercial & Industrial Equipment | 12/05/2019 |  | 07/15/2020
FHP Manufacturing Company | Bosch | LV041-1VTC-***T/A*D-**T/G |  | Ground-Source | WBAHP: Heat Pump Packaged Unit | Heat Pump | 208 | 1 |  |  |  | Single-Speed |  |  |  | 38400 | 2334 | 16.45 | 13.4 | 26500 | 2251 | 3.5 | 3.1 | Non Federally-Regulated | 12/06/2019 |  | 07/15/2020
FHP Manufacturing Company | Bosch | LV036-2HZN-***P*D-**T/G |  | Ground-Source | WBAHP: Heat Pump Packaged Unit | Heat Pump | 265 | 1 |  |  |  | Single-Speed |  |  |  | 37500 | 2307 | 16.25 |  | 26800 | 2276 | 3.5 |  | Non Federally-Regulated | 12/05/2019 |  | 07/15/2020
Johnson Controls, Inc. | Skymark | VSCS24*1****0 |  | Ground-Source | WBAHP: Heat Pump Packaged Unit | Heat Pump | 230 | 1 |  |  |  | Single-Speed |  |  |  | 26000 | 1656 | 15.7 | 13.4 | 18500 | 1694 | 3.2 | 3.1 | Non Federally-Regulated | 11/13/2015 |  | 07/15/2020
Johnson Controls, Inc. | Skymark | VSCS18*1****0 |  | Ground-Water-Source | WBAHP: Heat Pump Packaged Unit | Heat Pump | 230 | 1 |  |  |  | Single-Speed |  |  |  | 20800 | 1009 | 20.6 | 16.2 | 18000 | 1352 | 3.9 | 3.6 | Non Federally-Regulated | 11/13/2015 |  | 07/15/2020
Johnson Controls, Inc. | Skymark | VPCS18*1****0 (ECM) |  | Ground-Source | WBAHP: Heat Pump Packaged Unit | Heat Pump | 230 | 1 |  |  |  | Single-Speed |  |  |  | 19000 | 1055 | 18 | 13.4 | 13700 | 1085 | 3.7 | 3.1 | Non Federally-Regulated | 02/23/2016 |  | 07/15/2020
Johnson Controls, Inc. | Skymark | VSCS18*6****0 (ECM) |  | Water-Source | WBAHP: Heat Pump Packaged Unit | Heat Pump | 265 | 1 |  |  |  | Single-Speed |  |  |  | 18400 | 1352 | 13.6 | 11.2 | 22000 | 1371 | 4.7 | 4.2 | Federally-Regulated Commercial & Industrial Equipment | 11/13/2015 |  | 07/15/2020
Johnson Controls, Inc. | Skymark | VPCS12*1****0 (ECM) |  | Water-Source | WBAHP: Heat Pump Packaged Unit | Heat Pump | 230 | 1 |  |  |  | Single-Speed |  |  |  | 11900 | 767 | 15.5 | 11.2 | 15000 | 879 | 5 | 4.2 | Federally-Regulated Commercial & Industrial Equipment | 11/13/2015 |  | 07/15/2020
Johnson Controls, Inc. | Skymark | VPCS18*1****0 (ECM) |  | Water-Source | WBAHP: Heat Pump Packaged Unit | Heat Pump | 208 | 1 |  |  |  | Single-Speed |  |  |  | 18400 | 1150 | 16 | 11.2 | 21400 | 1119 | 5.6 | 4.2 | Federally-Regulated Commercial & Industrial Equipment | 02/23/2016 |  | 07/15/2020
Johnson Controls, Inc. | Skymark | VSCS30*1****0 (ECM) |  | Ground-Water-Source | WBAHP: Heat Pump Packaged Unit | Heat Pump | 208 | 1 |  |  |  | Single-Speed |  |  |  | 33900 | 1599 | 21.2 |  | 27100 | 1985 | 4 |  | Non Federally-Regulated | 12/05/2019 |  | 07/15/2020
Johnson Controls, Inc. | Skymark | VSCS24*1****0 |  | Water-Source | WBAHP: Heat Pump Packaged Unit | Heat Pump | 230 | 1 |  |  |  | Single-Speed |  |  |  | 24400 | 1820 | 13.4 | 11.2 | 30200 | 1966 | 4.5 | 4.2 | Federally-Regulated Commercial & Industrial Equipment | 11/13/2015 |  | 07/15/2020
Johnson Controls, Inc. | Skymark | VPCS18*1****0 (ECM) |  | Ground-Water-Source | WBAHP: Heat Pump Packaged Unit | Heat Pump | 230 | 1 |  |  |  | Single-Speed |  |  |  | 21600 | 885 | 24.4 | 16.2 | 17800 | 1109 | 4.7 | 3.6 | Non Federally-Regulated | 02/23/2016 |  | 07/15/2020
Johnson Controls, Inc. | Skymark | VSCS30*6****0 (ECM) |  | Water-Source | WBAHP: Heat Pump Packaged Unit | Heat Pump | 265 | 1 |  |  |  | Single-Speed |  |  |  | 30100 | 2150 | 14 |  | 33400 | 2039 | 4.8 |  | Federally-Regulated Commercial & Industrial Equipment | 12/05/2019 |  | 07/15/2020
Johnson Controls, Inc. | Skymark | VSCS12*6****0 (ECM) |  | Water-Source | WBAHP: Heat Pump Packaged Unit | Heat Pump | 265 | 1 |  |  |  | Single-Speed |  |  |  | 12300 | 917 | 13.4 | 11.2 | 14700 | 957 | 4.5 | 4.2 | Federally-Regulated Commercial & Industrial Equipment | 11/13/2015 |  | 07/15/2020
Johnson Controls, Inc. | Skymark | VSCS12*1****0 |  | Water-Source | WBAHP: Heat Pump Packaged Unit | Heat Pump | 208 | 1 |  |  |  | Single-Speed |  |  |  | 12200 | 938 | 13 | 11.2 | 14900 | 992 | 4.4 | 4.2 | Federally-Regulated Commercial & Industrial Equipment | 11/13/2015 |  | 07/15/2020
Johnson Controls, Inc. | Skymark | VSCS30*1****0 (ECM) |  | Ground-Water-Source | WBAHP: Heat Pump Packaged Unit | Heat Pump | 230 | 1 |  |  |  | Single-Speed |  |  |  | 33900 | 1599 | 21.2 | 16.2 | 27100 | 1985 | 4 | 3.6 | Non Federally-Regulated | 11/13/2015 |  | 07/15/2020
Johnson Controls, Inc. | Skymark | VSCS12*1****0 |  | Ground-Water-Source | WBAHP: Heat Pump Packaged Unit | Heat Pump | 208 | 1 |  |  |  | Single-Speed |  |  |  | 14400 | 727 | 19.8 | 16.2 | 12200 | 966 | 3.7 | 3.6 | Non Federally-Regulated | 11/13/2015 |  | 07/15/2020
Johnson Controls, Inc. | Skymark | VSCS30*1****0 |  | Ground-Water-Source | WBAHP: Heat Pump Packaged Unit | Heat Pump | 208 | 1 |  |  |  | Single-Speed |  |  |  | 33500 | 1634 | 20.5 |  | 27500 | 2238 | 3.6 |  | Non Federally-Regulated | 12/05/2019 |  | 07/15/2020
Johnson Controls, Inc. | Skymark | VSCS24*1****0 (ECM) |  | Ground-Water-Source | WBAHP: Heat Pump Packaged Unit | Heat Pump | 208 | 1 |  |  |  | Single-Speed |  |  |  | 28200 | 1299 | 21.7 | 16.2 | 24000 | 1758 | 4 | 3.6 | Non Federally-Regulated | 11/13/2015 |  | 07/15/2020
Johnson Controls, Inc. | Skymark | VSCS18*1****0 |  | Ground-Source | WBAHP: Heat Pump Packaged Unit | Heat Pump | 230 | 1 |  |  |  | Single-Speed |  |  |  | 18800 | 1296 | 14.5 | 13.4 | 14000 | 1282 | 3.2 | 3.1 | Non Federally-Regulated | 11/13/2015 |  | 07/15/2020
Johnson Controls, Inc. | Skymark | VSCS24*6****0 (ECM) |  | Ground-Source | WBAHP: Heat Pump Packaged Unit | Heat Pump | 265 | 1 |  |  |  | Single-Speed |  |  |  | 26100 | 1621 | 16.1 | 13.4 | 17900 | 1589 | 3.3 | 3.1 | Non Federally-Regulated | 11/13/2015 |  | 07/15/2020
Johnson Controls, Inc. | Skymark | VSCS30*1****0 (ECM) |  | Water-Source | WBAHP: Heat Pump Packaged Unit | Heat Pump | 208 | 1 |  |  |  | Single-Speed |  |  |  | 30100 | 2150 | 14 |  | 33400 | 2039 | 4.8 |  | Federally-Regulated Commercial & Industrial Equipment | 12/05/2019 |  | 07/15/2020
Johnson Controls, Inc. | Skymark | VPCS18*1****0 (ECM) |  | Ground-Source | WBAHP: Heat Pump Packaged Unit | Heat Pump | 208 | 1 |  |  |  | Single-Speed |  |  |  | 19000 | 1055 | 18 | 13.4 | 13700 | 1085 | 3.7 | 3.1 | Non Federally-Regulated | 02/23/2016 |  | 07/15/2020
Johnson Controls, Inc. | Skymark | VPCS12*1****0 (ECM) |  | Ground-Source | WBAHP: Heat Pump Packaged Unit | Heat Pump | 208 | 1 |  |  |  | Single-Speed |  |  |  | 12400 | 708 | 17.5 | 13.4 | 9600 | 803 | 3.5 | 3.1 | Non Federally-Regulated | 11/13/2015 |  | 07/15/2020
Johnson Controls, Inc. | Skymark | VSCS30*6****0 (ECM) |  | Ground-Source | WBAHP: Heat Pump Packaged Unit | Heat Pump | 265 | 1 |  |  |  | Single-Speed |  |  |  | 32200 | 2037 | 15.8 |  | 20100 | 1785 | 3.3 |  | Non Federally-Regulated | 12/05/2019 |  | 07/15/2020
Johnson Controls, Inc. | Skymark | VSCS24*1****0 (ECM) |  | Ground-Source | WBAHP: Heat Pump Packaged Unit | Heat Pump | 230 | 1 |  |  |  | Single-Speed |  |  |  | 26100 | 1621 | 16.1 | 13.4 | 17900 | 1589 | 3.3 | 3.1 | Non Federally-Regulated | 11/13/2015 |  | 07/15/2020
Johnson Controls, Inc. | Skymark | VSCS18*6****0 (ECM) |  | Ground-Source | WBAHP: Heat Pump Packaged Unit | Heat Pump | 265 | 1 |  |  |  | Single-Speed |  |  |  | 19100 | 1264 | 15.1 | 13.4 | 13700 | 1216 | 3.3 | 3.1 | Non Federally-Regulated | 11/13/2015 |  | 07/15/2020
Johnson Controls, Inc. | Skymark | VSCS24*1****0 (ECM) |  | Water-Source | WBAHP: Heat Pump Packaged Unit | Heat Pump | 208 | 1 |  |  |  | Single-Speed |  |  |  | 24600 | 1795 | 13.7 | 11.2 | 30000 | 1911 | 4.6 | 4.2 | Federally-Regulated Commercial & Industrial Equipment | 11/13/2015 |  | 07/15/2020
Johnson Controls, Inc. | Skymark | VSCS12*1****0 (ECM) |  | Water-Source | WBAHP: Heat Pump Packaged Unit | Heat Pump | 230 | 1 |  |  |  | Single-Speed |  |  |  | 12300 | 917 | 13.4 | 11.2 | 14700 | 957 | 4.5 | 4.2 | Federally-Regulated Commercial & Industrial Equipment | 11/13/2015 |  | 07/15/2020
Johnson Controls, Inc. | Skymark | VSCS12*6****0 (ECM) |  | Ground-Source | WBAHP: Heat Pump Packaged Unit | Heat Pump | 265 | 1 |  |  |  | Single-Speed |  |  |  | 12800 | 882 | 14.5 | 13.4 | 9400 | 834 | 3.3 | 3.1 | Non Federally-Regulated | 11/13/2015 |  | 07/15/2020
Johnson Controls, Inc. | Skymark | VPCS18*1****0 (ECM) |  | Ground-Water-Source | WBAHP: Heat Pump Packaged Unit | Heat Pump | 208 | 1 |  |  |  | Single-Speed |  |  |  | 21600 | 885 | 24.4 | 16.2 | 17800 | 1109 | 4.7 | 3.6 | Non Federally-Regulated | 02/23/2016 |  | 07/15/2020
Johnson Controls, Inc. | Skymark | VSCS24*6****0 (ECM) |  | Water-Source | WBAHP: Heat Pump Packaged Unit | Heat Pump | 265 | 1 |  |  |  | Single-Speed |  |  |  | 24600 | 1795 | 13.7 | 11.2 | 30000 | 1911 | 4.6 | 4.2 | Federally-Regulated Commercial & Industrial Equipment | 11/13/2015 |  | 07/15/2020
Johnson Controls, Inc. | Skymark | VSCS18*1****0 (ECM) |  | Ground-Water-Source | WBAHP: Heat Pump Packaged Unit | Heat Pump | 230 | 1 |  |  |  | Single-Speed |  |  |  | 20900 | 995 | 21 | 16.2 | 18100 | 1326 | 4 | 3.6 | Non Federally-Regulated | 11/13/2015 |  | 07/15/2020
Johnson Controls, Inc. | Skymark | VSCS30*1****0 |  | Ground-Source | WBAHP: Heat Pump Packaged Unit | Heat Pump | 230 | 1 |  |  |  | Single-Speed |  |  |  | 31800 | 2092 | 15.2 | 13.4 | 20500 | 1938 | 3.1 | 3.1 | Non Federally-Regulated | 11/13/2015 |  | 07/15/2020
Johnson Controls, Inc. | Skymark | VSCS24*1****0 |  | Ground-Source | WBAHP: Heat Pump Packaged Unit | Heat Pump | 208 | 1 |  |  |  | Single-Speed |  |  |  | 26000 | 1656 | 15.7 | 13.4 | 18500 | 1694 | 3.2 | 3.1 | Non Federally-Regulated | 11/13/2015 |  | 07/15/2020
Johnson Controls, Inc. | Skymark | VSCS18*1****0 |  | Ground-Source | WBAHP: Heat Pump Packaged Unit | Heat Pump | 208 | 1 |  |  |  | Single-Speed |  |  |  | 18800 | 1296 | 14.5 | 13.4 | 14000 | 1282 | 3.2 | 3.1 | Non Federally-Regulated | 11/13/2015 |  | 07/15/2020
Johnson Controls, Inc. | Skymark | VPCS12*1****0 (ECM) |  | Ground-Water-Source | WBAHP: Heat Pump Packaged Unit | Heat Pump | 230 | 1 |  |  |  | Single-Speed |  |  |  | 13900 | 617 | 22.5 | 16.2 | 12200 | 831 | 4.3 | 3.6 | Non Federally-Regulated | 11/13/2015 |  | 07/15/2020
Johnson Controls, Inc. | Skymark | VSCS30*1****0 |  | Water-Source | WBAHP: Heat Pump Packaged Unit | Heat Pump | 208 | 1 |  |  |  | Single-Speed |  |  |  | 29700 | 2233 | 13.3 |  | 33900 | 2258 | 4.4 |  | Federally-Regulated Commercial & Industrial Equipment | 12/05/2019 |  | 07/15/2020
Johnson Controls, Inc. | Skymark | VSCS18*1****0 |  | Water-Source | WBAHP: Heat Pump Packaged Unit | Heat Pump | 230 | 1 |  |  |  | Single-Speed |  |  |  | 18100 | 1371 | 13.2 | 11.2 | 22300 | 1420 | 4.6 | 4.2 | Federally-Regulated Commercial & Industrial Equipment | 11/13/2015 |  | 07/15/2020
Johnson Controls, Inc. | Skymark | VPCS30*1****0 (ECM) |  | Ground-Source | WBAHP: Heat Pump Packaged Unit | Heat Pump | 230 | 1 |  |  |  | Single-Speed |  |  |  | 31300 | 1691 | 18.5 | 13.4 | 21800 | 1681 | 3.8 | 3.1 | Non Federally-Regulated | 11/13/2015 |  | 07/15/2020
Johnson Controls, Inc. | Skymark | VSCS12*1****0 (ECM) |  | Ground-Source | WBAHP: Heat Pump Packaged Unit | Heat Pump | 230 | 1 |  |  |  | Single-Speed |  |  |  | 12800 | 882 | 14.5 | 13.4 | 9400 | 834 | 3.3 | 3.1 | Non Federally-Regulated | 11/13/2015 |  | 07/15/2020
Johnson Controls, Inc. | Skymark | VSCS12*1****0 (ECM) |  | Ground-Source | WBAHP: Heat Pump Packaged Unit | Heat Pump | 208 | 1 |  |  |  | Single-Speed |  |  |  | 12800 | 882 | 14.5 | 13.4 | 9400 | 834 | 3.3 | 3.1 | Non Federally-Regulated | 11/13/2015 |  | 07/15/2020
Johnson Controls, Inc. | Skymark | VSCS24*1****0 |  | Water-Source | WBAHP: Heat Pump Packaged Unit | Heat Pump | 208 | 1 |  |  |  | Single-Speed |  |  |  | 24400 | 1820 | 13.4 | 11.2 | 30200 | 1966 | 4.5 | 4.2 | Federally-Regulated Commercial & Industrial Equipment | 11/13/2015 |  | 07/15/2020
Johnson Controls, Inc. | Skymark | VSCS12*1****0 |  | Ground-Source | WBAHP: Heat Pump Packaged Unit | Heat Pump | 230 | 1 |  |  |  | Single-Speed |  |  |  | 12600 | 881 | 14.3 | 13.4 | 9700 | 888 | 3.2 | 3.1 | Non Federally-Regulated | 11/13/2015 |  | 07/15/2020
Johnson Controls, Inc. | Skymark | VSCS24*1****0 |  | Ground-Water-Source | WBAHP: Heat Pump Packaged Unit | Heat Pump | 230 | 1 |  |  |  | Single-Speed |  |  |  | 28100 | 1306 | 21.5 | 16.2 | 23800 | 1788 | 3.9 | 3.6 | Non Federally-Regulated | 11/13/2015 |  | 07/15/2020
Johnson Controls, Inc. | Skymark | VSCS18*1****0 |  | Ground-Water-Source | WBAHP: Heat Pump Packaged Unit | Heat Pump | 208 | 1 |  |  |  | Single-Speed |  |  |  | 20800 | 1009 | 20.6 | 16.2 | 18000 | 1352 | 3.9 | 3.6 | Non Federally-Regulated | 11/13/2015 |  | 07/15/2020
Johnson Controls, Inc. | Skymark | VSCS12*1****0 (ECM) |  | Water-Source | WBAHP: Heat Pump Packaged Unit | Heat Pump | 208 | 1 |  |  |  | Single-Speed |  |  |  | 12300 | 917 | 13.4 | 11.2 | 14700 | 957 | 4.5 | 4.2 | Federally-Regulated Commercial & Industrial Equipment | 11/13/2015 |  | 07/15/2020
Johnson Controls, Inc. | Skymark | VPCS18*1****0 (ECM) |  | Water-Source | WBAHP: Heat Pump Packaged Unit | Heat Pump | 230 | 1 |  |  |  | Single-Speed |  |  |  | 18400 | 1150 | 16 | 11.2 | 21400 | 1119 | 5.6 | 4.2 | Federally-Regulated Commercial & Industrial Equipment | 02/23/2016 |  | 07/15/2020
Johnson Controls, Inc. | Skymark | VSCS30*1****0 |  | Ground-Water-Source | WBAHP: Heat Pump Packaged Unit | Heat Pump | 230 | 1 |  |  |  | Single-Speed |  |  |  | 33500 | 1634 | 20.5 | 16.2 | 27500 | 2238 | 3.6 | 3.6 | Non Federally-Regulated | 11/13/2015 |  | 07/15/2020
Johnson Controls, Inc. | Skymark | VSCS30*1****0 (ECM) |  | Ground-Source | WBAHP: Heat Pump Packaged Unit | Heat Pump | 208 | 1 |  |  |  | Single-Speed |  |  |  | 32200 | 2037 | 15.8 |  | 20100 | 1785 | 3.3 |  | Non Federally-Regulated | 12/05/2019 |  | 07/15/2020
Johnson Controls, Inc. | Skymark | VSCS24*1****0 (ECM) |  | Ground-Water-Source | WBAHP: Heat Pump Packaged Unit | Heat Pump | 230 | 1 |  |  |  | Single-Speed |  |  |  | 28200 | 1299 | 21.7 | 16.2 | 24000 | 1758 | 4 | 3.6 | Non Federally-Regulated | 11/13/2015 |  | 07/15/2020
Johnson Controls, Inc. | Skymark | VSCS12*1****0 |  | Ground-Source | WBAHP: Heat Pump Packaged Unit | Heat Pump | 208 | 1 |  |  |  | Single-Speed |  |  |  | 12600 | 881 | 14.3 | 13.4 | 9700 | 888 | 3.2 | 3.1 | Non Federally-Regulated | 11/13/2015 |  | 07/15/2020
Johnson Controls, Inc. | Skymark | VPCS30*1****0 (ECM) |  | Water-Source | WBAHP: Heat Pump Packaged Unit | Heat Pump | 230 | 1 |  |  |  | Single-Speed |  |  |  | 30100 | 1813 | 16.6 | 11.2 | 34000 | 1811 | 5.5 | 4.2 | Federally-Regulated Commercial & Industrial Equipment | 11/13/2015 |  | 07/15/2020
Johnson Controls, Inc. | Skymark | VSCS18*1****0 (ECM) |  | Water-Source | WBAHP: Heat Pump Packaged Unit | Heat Pump | 208 | 1 |  |  |  | Single-Speed |  |  |  | 18400 | 1352 | 13.6 | 11.2 | 22000 | 1371 | 4.7 | 4.2 | Federally-Regulated Commercial & Industrial Equipment | 11/13/2015 |  | 07/15/2020
Johnson Controls, Inc. | Skymark | VSCS18*1****0 (ECM) |  | Ground-Water-Source | WBAHP: Heat Pump Packaged Unit | Heat Pump | 208 | 1 |  |  |  | Single-Speed |  |  |  | 20900 | 995 | 21 | 16.2 | 18100 | 1326 | 4 | 3.6 | Non Federally-Regulated | 11/13/2015 |  | 07/15/2020
Johnson Controls, Inc. | Skymark | VSCS24*1****0 |  | Ground-Water-Source | WBAHP: Heat Pump Packaged Unit | Heat Pump | 208 | 1 |  |  |  | Single-Speed |  |  |  | 28100 | 1306 | 21.5 | 16.2 | 23800 | 1788 | 3.9 | 3.6 | Non Federally-Regulated | 11/13/2015 |  | 07/15/2020
Johnson Controls, Inc. | Skymark | VSCS12*6****0 (ECM) |  | Ground-Water-Source | WBAHP: Heat Pump Packaged Unit | Heat Pump | 265 | 1 |  |  |  | Single-Speed |  |  |  | 14600 | 722 | 20.2 | 16.2 | 12000 | 925 | 3.8 | 3.6 | Non Federally-Regulated | 11/13/2015 |  | 07/15/2020
Johnson Controls, Inc. | Skymark | VSCS18*1****0 (ECM) |  | Water-Source | WBAHP: Heat Pump Packaged Unit | Heat Pump | 230 | 1 |  |  |  | Single-Speed |  |  |  | 18400 | 1352 | 13.6 | 11.2 | 22000 | 1371 | 4.7 | 4.2 | Federally-Regulated Commercial & Industrial Equipment | 11/13/2015 |  | 07/15/2020
Johnson Controls, Inc. | Skymark | VSCS18*6****0 (ECM) |  | Ground-Water-Source | WBAHP: Heat Pump Packaged Unit | Heat Pump | 265 | 1 |  |  |  | Single-Speed |  |  |  | 20900 | 995 | 21 | 16.2 | 18100 | 1326 | 4 | 3.6 | Non Federally-Regulated | 11/13/2015 |  | 07/15/2020
Johnson Controls, Inc. | Skymark | VSCS18*1****0 |  | Water-Source | WBAHP: Heat Pump Packaged Unit | Heat Pump | 208 | 1 |  |  |  | Single-Speed |  |  |  | 18100 | 1371 | 13.2 | 11.2 | 22300 | 1420 | 4.6 | 4.2 | Federally-Regulated Commercial & Industrial Equipment | 11/13/2015 |  | 07/15/2020
Johnson Controls, Inc. | Skymark | VSCS30*1****0 |  | Water-Source | WBAHP: Heat Pump Packaged Unit | Heat Pump | 230 | 1 |  |  |  | Single-Speed |  |  |  | 29700 | 2233 | 13.3 | 11.2 | 33900 | 2258 | 4.4 | 4.2 | Federally-Regulated Commercial & Industrial Equipment | 11/13/2015 |  | 07/15/2020
Johnson Controls, Inc. | Skymark | VSCS18*1****0 (ECM) |  | Ground-Source | WBAHP: Heat Pump Packaged Unit | Heat Pump | 230 | 1 |  |  |  | Single-Speed |  |  |  | 19100 | 1264 | 15.1 | 13.4 | 13700 | 1216 | 3.3 | 3.1 | Non Federally-Regulated | 11/13/2015 |  | 07/15/2020
Johnson Controls, Inc. | Skymark | VSCS30*1****0 |  | Ground-Source | WBAHP: Heat Pump Packaged Unit | Heat Pump | 208 | 1 |  |  |  | Single-Speed |  |  |  | 31800 | 2092 | 15.2 |  | 20500 | 1938 | 3.1 |  | Non Federally-Regulated | 12/05/2019 |  | 07/15/2020
Johnson Controls, Inc. | Skymark | VSCS12*1****0 (ECM) |  | Ground-Water-Source | WBAHP: Heat Pump Packaged Unit | Heat Pump | 208 | 1 |  |  |  | Single-Speed |  |  |  | 14600 | 722 | 20.2 | 16.2 | 12000 | 925 | 3.8 | 3.6 | Non Federally-Regulated | 11/13/2015 |  | 07/15/2020
Johnson Controls, Inc. | Skymark | VSCS24*1****0 (ECM) |  | Ground-Source | WBAHP: Heat Pump Packaged Unit | Heat Pump | 208 | 1 |  |  |  | Single-Speed |  |  |  | 26100 | 1621 | 16.1 | 13.4 | 17900 | 1589 | 3.3 | 3.1 | Non Federally-Regulated | 11/13/2015 |  | 07/15/2020
Johnson Controls, Inc. | Skymark | VSCS12*1****0 |  | Water-Source | WBAHP: Heat Pump Packaged Unit | Heat Pump | 230 | 1 |  |  |  | Single-Speed |  |  |  | 12200 | 938 | 13 | 11.2 | 14900 | 992 | 4.4 | 4.2 | Federally-Regulated Commercial & Industrial Equipment | 11/13/2015 |  | 07/15/2020
Johnson Controls, Inc. | Skymark | VPCS12*1****0 (ECM) |  | Water-Source | WBAHP: Heat Pump Packaged Unit | Heat Pump | 208 | 1 |  |  |  | Single-Speed |  |  |  | 11900 | 767 | 15.5 | 11.2 | 15000 | 879 | 5 | 4.2 | Federally-Regulated Commercial & Industrial Equipment | 11/13/2015 |  | 07/15/2020
Johnson Controls, Inc. | Skymark | VPCS12*1****0 (ECM) |  | Ground-Source | WBAHP: Heat Pump Packaged Unit | Heat Pump | 230 | 1 |  |  |  | Single-Speed |  |  |  | 12400 | 708 | 17.5 | 13.4 | 9600 | 803 | 3.5 | 3.1 | Non Federally-Regulated | 11/13/2015 |  | 07/15/2020
Johnson Controls, Inc. | Skymark | VSCS12*1****0 (ECM) |  | Ground-Water-Source | WBAHP: Heat Pump Packaged Unit | Heat Pump | 230 | 1 |  |  |  | Single-Speed |  |  |  | 14600 | 722 | 20.2 | 16.2 | 12000 | 925 | 3.8 | 3.6 | Non Federally-Regulated | 11/13/2015 |  | 07/15/2020
Johnson Controls, Inc. | Skymark | VSCS30*1****0 (ECM) |  | Ground-Source | WBAHP: Heat Pump Packaged Unit | Heat Pump | 230 | 1 |  |  |  | Single-Speed |  |  |  | 32200 | 2037 | 15.8 | 13.4 | 20100 | 1785 | 3.3 | 3.1 | Non Federally-Regulated | 11/13/2015 |  | 07/15/2020
Johnson Controls, Inc. | Skymark | VSCS24*1****0 (ECM) |  | Water-Source | WBAHP: Heat Pump Packaged Unit | Heat Pump | 230 | 1 |  |  |  | Single-Speed |  |  |  | 24600 | 1795 | 13.7 | 11.2 | 30000 | 1911 | 4.6 | 4.2 | Federally-Regulated Commercial & Industrial Equipment | 11/13/2015 |  | 07/15/2020
Johnson Controls, Inc. | Skymark | VSCS30*1****0 (ECM) |  | Water-Source | WBAHP: Heat Pump Packaged Unit | Heat Pump | 230 | 1 |  |  |  | Single-Speed |  |  |  | 30100 | 2150 | 14 | 11.2 | 33400 | 2039 | 4.8 | 4.2 | Federally-Regulated Commercial & Industrial Equipment | 11/13/2015 |  | 07/15/2020
Johnson Controls, Inc. | Skymark | VPCS30*1****0 (ECM) |  | Water-Source | WBAHP: Heat Pump Packaged Unit | Heat Pump | 208 | 1 |  |  |  | Single-Speed |  |  |  | 30100 | 1813 | 16.6 |  | 34000 | 1811 | 5.5 |  | Federally-Regulated Commercial & Industrial Equipment | 12/05/2019 |  | 07/15/2020
Johnson Controls, Inc. | Skymark | VSCS30*6****0 (ECM) |  | Ground-Water-Source | WBAHP: Heat Pump Packaged Unit | Heat Pump | 265 | 1 |  |  |  | Single-Speed |  |  |  | 33900 | 1599 | 21.2 |  | 27100 | 1985 | 4 |  | Non Federally-Regulated | 12/05/2019 |  | 07/15/2020
Johnson Controls, Inc. | Skymark | VSCS12*1****0 |  | Ground-Water-Source | WBAHP: Heat Pump Packaged Unit | Heat Pump | 230 | 1 |  |  |  | Single-Speed |  |  |  | 14400 | 727 | 19.8 | 16.2 | 12200 | 966 | 3.7 | 3.6 | Non Federally-Regulated | 11/13/2015 |  | 07/15/2020
Johnson Controls, Inc. | Skymark | VSCS24*6****0 (ECM) |  | Ground-Water-Source | WBAHP: Heat Pump Packaged Unit | Heat Pump | 265 | 1 |  |  |  | Single-Speed |  |  |  | 28200 | 1299 | 21.7 | 16.2 | 24000 | 1758 | 4 | 3.6 | Non Federally-Regulated | 11/13/2015 |  | 07/15/2020
Johnson Controls, Inc. | Skymark | VPCS30*1****0 (ECM) |  | Ground-Water-Source | WBAHP: Heat Pump Packaged Unit | Heat Pump | 230 | 1 |  |  |  | Single-Speed |  |  |  | 34200 | 1401 | 24.4 | 16.2 | 27900 | 1703 | 4.8 | 3.6 | Non Federally-Regulated | 11/13/2015 |  | 07/15/2020
Johnson Controls, Inc. | Skymark | VPCS30*1****0 (ECM) |  | Ground-Source | WBAHP: Heat Pump Packaged Unit | Heat Pump | 208 | 1 |  |  |  | Single-Speed |  |  |  | 31300 | 1691 | 18.5 |  | 21800 | 1681 | 3.8 |  | Non Federally-Regulated | 12/05/2019 |  | 07/15/2020
Johnson Controls, Inc. | Skymark | VSCS18*1****0 (ECM) |  | Ground-Source | WBAHP: Heat Pump Packaged Unit | Heat Pump | 208 | 1 |  |  |  | Single-Speed |  |  |  | 19100 | 1264 | 15.1 | 13.4 | 13700 | 1216 | 3.3 | 3.1 | Non Federally-Regulated | 11/13/2015 |  | 07/15/2020
Johnson Controls, Inc. | Skymark | VPCS30*1****0 (ECM) |  | Ground-Water-Source | WBAHP: Heat Pump Packaged Unit | Heat Pump | 208 | 1 |  |  |  | Single-Speed |  |  |  | 34200 | 1401 | 24.4 |  | 27900 | 1703 | 4.8 |  | Non Federally-Regulated | 12/05/2019 |  | 07/15/2020
Johnson Controls, Inc. | Skymark | VPCS12*1****0 (ECM) |  | Ground-Water-Source | WBAHP: Heat Pump Packaged Unit | Heat Pump | 208 | 1 |  |  |  | Single-Speed |  |  |  | 13900 | 617 | 22.5 | 16.2 | 12200 | 831 | 4.3 | 3.6 | Non Federally-Regulated | 11/13/2015 |  | 07/15/2020
FHP Manufacturing Company | Bosch | LV036-4VTC-***T/A*D-**T/G |  | Ground-Source | WBAHP: Heat Pump Packaged Unit | Heat Pump | 460 | 3 |  |  |  | Single-Speed |  |  |  | 38800 | 2269 | 17.1 |  | 26700 | 2173 | 3.6 |  | Non Federally-Regulated | 12/05/2019 |  | 07/15/2020
FHP Manufacturing Company | Bosch | LV036-1VTN-***P*D-**T/G |  | Water-Source | WBAHP: Heat Pump Packaged Unit | Heat Pump | 208 | 1 |  |  |  | Single-Speed |  |  |  | 36100 | 2560 | 14.1 |  | 38200 | 2487 | 4.5 |  | Federally-Regulated Commercial & Industrial Equipment | 12/05/2019 |  | 07/15/2020
FHP Manufacturing Company | Bosch | SM024-1VT/CF*-*****B |  | Water-Source | WBAHP: Heat Pump Packaged Unit | Both Heat Pump and Electric Re | 230 | 1 |  |  |  | Dual-Speed |  |  |  | 26200 | 1480 | 17.7 | 11.2 | 30300 | 1585 | 5.6 | 4.2 | Federally-Regulated Commercial & Industrial Equipment | 08/08/2017 |  | 07/15/2020
FHP Manufacturing Company | Bosch | SM024-1VT/CF*-*****B |  | Ground-Source | WBAHP: Heat Pump Packaged Unit | Both Heat Pump and Electric Re | 230 | 1 |  |  |  | Dual-Speed |  |  |  | 26900 | 1325 | 20.3 | 13.4 | 18700 | 1336 | 4.1 | 3.1 | Non Federally-Regulated | 08/08/2017 |  | 07/15/2020
FHP Manufacturing Company | Bosch | LV036-2VTC-***T/A*D-**T/G |  | Water-Source | WBAHP: Heat Pump Packaged Unit | Heat Pump | 265 | 1 |  |  |  | Single-Speed |  |  |  | 37200 | 2530 | 14.7 |  | 38400 | 2369 | 4.8 |  | Federally-Regulated Commercial & Industrial Equipment | 12/05/2019 |  | 07/15/2020
FHP Manufacturing Company | Bosch | LM060-3VT/CF/HZ*-*****A |  | Water-Source | WBAHP: Heat Pump Packaged Unit | Both Heat Pump and Electric Re | 208 | 3 |  |  |  | Dual-Speed |  |  |  | 63800 | 4129 | 15.45 | 11.2 | 73300 | 4475 | 4.8 | 4.2 | Federally-Regulated Commercial & Industrial Equipment | 04/24/2019 |  | 07/15/2020
FHP Manufacturing Company | Bosch | SM024-1VT/CF*-*****B |  | Ground-Water-Source | WBAHP: Heat Pump Packaged Unit | Both Heat Pump and Electric Re | 230 | 1 |  |  |  | Dual-Speed |  |  |  | 29400 | 1113 | 26.4 | 16.2 | 24700 | 1477 | 4.9 | 3.6 | Non Federally-Regulated | 08/08/2017 |  | 07/15/2020
FHP Manufacturing Company | Bosch | ES025-1CF/HZ/VT*-*****A |  | Ground-Source | WBAHP: Heat Pump Packaged Unit | Heat Pump | 208 | 1 |  |  |  | Dual-Speed |  |  |  | 27500 | 1553 | 17.7 | 13.4 | 19000 | 1546 | 3.6 | 3.1 | Non Federally-Regulated | 06/10/2019 |  | 07/15/2020
FHP Manufacturing Company | Bosch | LM060-4VT/CF/HZ*-*****A |  | Water-Source | WBAHP: Heat Pump Packaged Unit | Both Heat Pump and Electric Re | 460 | 3 |  |  |  | Dual-Speed |  |  |  | 63800 | 4129 | 15.45 | 11.2 | 73300 | 4475 | 4.8 | 4.2 | Federally-Regulated Commercial & Industrial Equipment | 04/24/2019 |  | 07/15/2020
FHP Manufacturing Company | Bosch | LV036-1HZC-***P*D-**T/G |  | Water-Source | WBAHP: Heat Pump Packaged Unit | Heat Pump | 208 | 1 |  |  |  | Single-Speed |  |  |  | 36900 | 2580 | 14.3 |  | 38800 | 2445 | 4.7 |  | Federally-Regulated Commercial & Industrial Equipment | 12/05/2019 |  | 07/15/2020
FHP Manufacturing Company | Bosch | ES061-3CF/HZ/VT*-*****A |  | Ground-Source | WBAHP: Heat Pump Packaged Unit | Heat Pump | 208 | 3 |  |  |  | Dual-Speed |  |  |  | 62000 | 3949 | 15.7 | 13.4 | 49000 | 3989 | 3.6 | 3.1 | Non Federally-Regulated | 05/25/2016 |  | 07/15/2020
FHP Manufacturing Company | Bosch | ES061-3CF/HZ/VT*-*****A |  | Ground-Source | WBAHP: Heat Pump Packaged Unit | Heat Pump | 230 | 3 |  |  |  | Dual-Speed |  |  |  | 62000 | 3949 | 15.7 | 13.4 | 49000 | 3989 | 3.6 | 3.1 | Non Federally-Regulated | 05/25/2016 |  | 07/15/2020
FHP Manufacturing Company | Bosch | ES061-1CF/HZ/VT*-*****A |  | Ground-Source | WBAHP: Heat Pump Packaged Unit | Heat Pump | 230 | 1 |  |  |  | Dual-Speed |  |  |  | 62000 | 3949 | 15.7 | 13.4 | 49000 | 3989 | 3.6 | 3.1 | Non Federally-Regulated | 05/25/2016 |  | 07/15/2020
FHP Manufacturing Company | Bosch | SM024-1VT/CF*-*****B |  | Water-Source | WBAHP: Heat Pump Packaged Unit | Both Heat Pump and Electric Re | 208 | 1 |  |  |  | Dual-Speed |  |  |  | 26200 | 1617 | 16.2 | 11.2 | 30300 | 1585 | 5.6 | 4.2 | Federally-Regulated Commercial & Industrial Equipment | 12/06/2019 |  | 07/15/2020
FHP Manufacturing Company | Bosch | ES025-2CF/HZ/VT*-*****A |  | Water-Source | WBAHP: Heat Pump Packaged Unit | Heat Pump | 265 | 1 |  |  |  | Dual-Speed |  |  |  | 26000 | 1721 | 15.1 | 11.2 | 27600 | 1586 | 5.1 | 4.2 | Federally-Regulated Commercial & Industrial Equipment | 06/10/2019 |  | 07/15/2020
FHP Manufacturing Company | Bosch | LV036-1VTC-***P*D-**T/G |  | Water-Source | WBAHP: Heat Pump Packaged Unit | Heat Pump | 208 | 1 |  |  |  | Single-Speed |  |  |  | 36900 | 2580 | 14.3 |  | 38800 | 2445 | 4.7 |  | Federally-Regulated Commercial & Industrial Equipment | 12/05/2019 |  | 07/15/2020
FHP Manufacturing Company | Bosch | ES061-1CF/HZ/VT*-*****A |  | Ground-Source | WBAHP: Heat Pump Packaged Unit | Heat Pump | 208 | 1 |  |  |  | Dual-Speed |  |  |  | 62000 | 3949 | 15.7 | 13.4 | 49000 | 3989 | 3.6 | 3.1 | Non Federally-Regulated | 05/25/2016 |  | 07/15/2020
FHP Manufacturing Company | Bosch | ES025-2CF/HZ/VT*-*****A |  | Ground-Water-Source | WBAHP: Heat Pump Packaged Unit | Heat Pump | 265 | 1 |  |  |  | Dual-Speed |  |  |  | 29000 | 1250 | 23.2 | 16.2 | 25000 | 1628 | 4.5 | 3.6 | Non Federally-Regulated | 06/10/2019 |  | 07/15/2020
FHP Manufacturing Company | Bosch | LV036-1VTC-***T/A*D-**T/G |  | Ground-Source | WBAHP: Heat Pump Packaged Unit | Heat Pump | 208 | 1 |  |  |  | Single-Speed |  |  |  | 38800 | 2269 | 17.1 |  | 26700 | 2173 | 3.6 |  | Non Federally-Regulated | 12/05/2019 |  | 07/15/2020
FHP Manufacturing Company | Bosch | SM024-1VT/CF*-*****B |  | Ground-Water-Source | WBAHP: Heat Pump Packaged Unit | Both Heat Pump and Electric Re | 208 | 1 |  |  |  | Dual-Speed |  |  |  | 29400 | 1183 | 24.85 | 16.2 | 24700 | 1477 | 4.9 | 3.6 | Non Federally-Regulated | 12/06/2019 |  | 07/15/2020
FHP Manufacturing Company | Bosch | LV036-1VTC-***P*D-**T/G |  | Ground-Source | WBAHP: Heat Pump Packaged Unit | Heat Pump | 208 | 1 |  |  |  | Single-Speed |  |  |  | 38500 | 2312 | 16.65 |  | 27100 | 2237 | 3.6 |  | Non Federally-Regulated | 12/05/2019 |  | 07/15/2020
FHP Manufacturing Company | Bosch | ES025-1CF/HZ/VT*-*****A |  | Ground-Source | WBAHP: Heat Pump Packaged Unit | Heat Pump | 230 | 1 |  |  |  | Dual-Speed |  |  |  | 27500 | 1470 | 18.7 | 13.4 | 19000 | 1465 | 3.8 | 3.1 | Non Federally-Regulated | 05/25/2016 |  | 07/15/2020
FHP Manufacturing Company | Bosch | ES025-1CF/HZ/VT*-*****A |  | Ground-Water-Source | WBAHP: Heat Pump Packaged Unit | Heat Pump | 230 | 1 |  |  |  | Dual-Speed |  |  |  | 29000 | 1208 | 24 | 16.2 | 25000 | 1592 | 4.6 | 3.6 | Non Federally-Regulated | 05/25/2016 |  | 07/15/2020
FHP Manufacturing Company | Bosch | LV036-1VTN-***T/A*D-**T/G |  | Water-Source | WBAHP: Heat Pump Packaged Unit | Heat Pump | 208 | 1 |  |  |  | Single-Speed |  |  |  | 36400 | 2510 | 14.5 |  | 37800 | 2408 | 4.6 |  | Federally-Regulated Commercial & Industrial Equipment | 12/05/2019 |  | 07/15/2020
FHP Manufacturing Company | Bosch | LV009-1HZ*-***P*C-**T/G |  | Water-Source | WBAHP: Heat Pump Packaged Unit | Heat Pump | 208 | 1 |  |  |  | Single-Speed |  |  |  | 8200 | 661 | 12.4 | 11.2 | 9900 | 617 | 4.7 | 4.2 | Federally-Regulated Commercial & Industrial Equipment | 03/15/2019 |  | 07/15/2020
FHP Manufacturing Company | Bosch | LV036-4VTC-***P*D-**T/G |  | Water-Source | WBAHP: Heat Pump Packaged Unit | Heat Pump | 460 | 3 |  |  |  | Single-Speed |  |  |  | 36900 | 2580 | 14.3 |  | 38800 | 2445 | 4.7 |  | Federally-Regulated Commercial & Industrial Equipment | 12/05/2019 |  | 07/15/2020
FHP Manufacturing Company | Bosch | ES061-3CF/HZ/VT*-*****A |  | Water-Source | WBAHP: Heat Pump Packaged Unit | Heat Pump | 208 | 3 |  |  |  | Dual-Speed |  |  |  | 60000 | 4285 | 14 | 11.2 | 72000 | 4489 | 4.7 | 4.2 | Federally-Regulated Commercial & Industrial Equipment | 05/25/2016 |  | 07/15/2020
FHP Manufacturing Company | Bosch | LV036-3VTC-***T/A*D-**T/G |  | Ground-Source | WBAHP: Heat Pump Packaged Unit | Heat Pump | 208 | 3 |  |  |  | Single-Speed |  |  |  | 38800 | 2269 | 17.1 |  | 26700 | 2173 | 3.6 |  | Non Federally-Regulated | 12/05/2019 |  | 07/15/2020
FHP Manufacturing Company | Bosch | ES025-1CF/HZ/VT*-*****A |  | Water-Source | WBAHP: Heat Pump Packaged Unit | Heat Pump | 230 | 1 |  |  |  | Dual-Speed |  |  |  | 26000 | 1625 | 16 | 11.2 | 30000 | 1758 | 5 | 4.2 | Federally-Regulated Commercial & Industrial Equipment | 05/25/2016 |  | 07/15/2020
FHP Manufacturing Company | Bosch | LV036-1HZN-***T/A*D-**T/G |  | Ground-Source | WBAHP: Heat Pump Packaged Unit | Heat Pump | 208 | 1 |  |  |  | Single-Speed |  |  |  | 37800 | 2263 | 16.7 |  | 26400 | 2210 | 3.5 |  | Non Federally-Regulated | 12/05/2019 |  | 07/15/2020
FHP Manufacturing Company | Bosch | SM024-1VT/CF*-*****B |  | Ground-Source | WBAHP: Heat Pump Packaged Unit | Both Heat Pump and Electric Re | 208 | 1 |  |  |  | Dual-Speed |  |  |  | 26900 | 1423 | 18.9 | 13.4 | 18700 | 1336 | 4.1 | 3.1 | Non Federally-Regulated | 12/06/2019 |  | 07/15/2020
FHP Manufacturing Company | Bosch | ES061-1CF/HZ/VT*-*****A |  | Water-Source | WBAHP: Heat Pump Packaged Unit | Heat Pump | 230 | 1 |  |  |  | Dual-Speed |  |  |  | 60000 | 4285 | 14 | 11.2 | 72000 | 4489 | 4.7 | 4.2 | Federally-Regulated Commercial & Industrial Equipment | 05/25/2016 |  | 07/15/2020
FHP Manufacturing Company | Bosch | LV009-2HZ*-***P*C-**T/G |  | Water-Source | WBAHP: Heat Pump Packaged Unit | Heat Pump | 265 | 1 |  |  |  | Single-Speed |  |  |  | 8200 | 661 | 12.4 | 11.2 | 9900 | 617 | 4.7 | 4.2 | Federally-Regulated Commercial & Industrial Equipment | 03/15/2019 |  | 07/15/2020
FHP Manufacturing Company | Bosch | LV036-1HZC-***T/A*D-**T/G |  | Ground-Source | WBAHP: Heat Pump Packaged Unit | Heat Pump | 208 | 1 |  |  |  | Single-Speed |  |  |  | 38800 | 2269 | 17.1 |  | 26700 | 2173 | 3.6 |  | Non Federally-Regulated | 12/05/2019 |  | 07/15/2020
FHP Manufacturing Company | Bosch | ES025-2CF/HZ/VT*-*****A |  | Ground-Source | WBAHP: Heat Pump Packaged Unit | Heat Pump | 265 | 1 |  |  |  | Dual-Speed |  |  |  | 27500 | 1553 | 17.7 | 13.4 | 19000 | 1546 | 3.6 | 3.1 | Non Federally-Regulated | 06/10/2019 |  | 07/15/2020
FHP Manufacturing Company | Bosch | LV036-4VTC-***P*D-**T/G |  | Ground-Source | WBAHP: Heat Pump Packaged Unit | Heat Pump | 460 | 3 |  |  |  | Single-Speed |  |  |  | 38500 | 2312 | 16.65 |  | 27100 | 2237 | 3.6 |  | Non Federally-Regulated | 12/05/2019 |  | 07/15/2020
FHP Manufacturing Company | Bosch | ES025-1CF/HZ/VT*-*****A |  | Water-Source | WBAHP: Heat Pump Packaged Unit | Heat Pump | 208 | 1 |  |  |  | Dual-Speed |  |  |  | 26000 | 1721 | 15.1 | 11.2 | 27600 | 1586 | 5.1 | 4.2 | Federally-Regulated Commercial & Industrial Equipment | 06/10/2019 |  | 07/15/2020
FHP Manufacturing Company | Bosch | LV036-2VTC-***T/A*D-**T/G |  | Ground-Source | WBAHP: Heat Pump Packaged Unit | Heat Pump | 265 | 1 |  |  |  | Single-Speed |  |  |  | 38800 | 2269 | 17.1 |  | 26700 | 2173 | 3.6 |  | Non Federally-Regulated | 12/05/2019 |  | 07/15/2020
FHP Manufacturing Company | Bosch | ES061-3CF/HZ/VT*-*****A |  | Water-Source | WBAHP: Heat Pump Packaged Unit | Heat Pump | 230 | 3 |  |  |  | Dual-Speed |  |  |  | 60000 | 4285 | 14 | 11.2 | 72000 | 4489 | 4.7 | 4.2 | Federally-Regulated Commercial & Industrial Equipment | 05/25/2016 |  | 07/15/2020
FHP Manufacturing Company | Bosch | LV036-1HZN-***P*D-**T/G |  | Water-Source | WBAHP: Heat Pump Packaged Unit | Heat Pump | 208 | 1 |  |  |  | Single-Speed |  |  |  | 36100 | 2560 | 14.1 |  | 38200 | 2487 | 4.5 |  | Federally-Regulated Commercial & Industrial Equipment | 12/05/2019 |  | 07/15/2020
FHP Manufacturing Company | Bosch | LV036-1HZN-***P*D-**T/G |  | Ground-Source | WBAHP: Heat Pump Packaged Unit | Heat Pump | 208 | 1 |  |  |  | Single-Speed |  |  |  | 37500 | 2307 | 16.25 |  | 26800 | 2276 | 3.5 |  | Non Federally-Regulated | 12/05/2019 |  | 07/15/2020
FHP Manufacturing Company | Bosch | LV036-1VTN-***T/A*D-**T/G |  | Ground-Source | WBAHP: Heat Pump Packaged Unit | Heat Pump | 208 | 1 |  |  |  | Single-Speed |  |  |  | 37800 | 2263 | 16.7 |  | 26400 | 2210 | 3.5 |  | Non Federally-Regulated | 12/05/2019 |  | 07/15/2020
FHP Manufacturing Company | Bosch | LV036-1HZC-***T/A*D-**T/G |  | Water-Source | WBAHP: Heat Pump Packaged Unit | Heat Pump | 208 | 1 |  |  |  | Single-Speed |  |  |  | 37200 | 2530 | 14.7 |  | 38400 | 2369 | 4.8 |  | Federally-Regulated Commercial & Industrial Equipment | 12/05/2019 |  | 07/15/2020
FHP Manufacturing Company | Bosch | LV036-1HZC-***P*D-**T/G |  | Ground-Source | WBAHP: Heat Pump Packaged Unit | Heat Pump | 208 | 1 |  |  |  | Single-Speed |  |  |  | 38500 | 2312 | 16.65 |  | 27100 | 2237 | 3.6 |  | Non Federally-Regulated | 12/05/2019 |  | 07/15/2020
FHP Manufacturing Company | Bosch | ES061-4CF/HZ/VT*-*****A |  | Water-Source | WBAHP: Heat Pump Packaged Unit | Heat Pump | 460 | 3 |  |  |  | Dual-Speed |  |  |  | 60000 | 4285 | 14 | 11.2 | 72000 | 4489 | 4.7 | 4.2 | Federally-Regulated Commercial & Industrial Equipment | 05/25/2016 |  | 07/15/2020
FHP Manufacturing Company | Bosch | LV036-1HZN-***T/A*D-**T/G |  | Water-Source | WBAHP: Heat Pump Packaged Unit | Heat Pump | 208 | 1 |  |  |  | Single-Speed |  |  |  | 36400 | 2510 | 14.5 |  | 37800 | 2408 | 4.6 |  | Federally-Regulated Commercial & Industrial Equipment | 12/05/2019 |  | 07/15/2020
FHP Manufacturing Company | Bosch | LV036-1VTC-***T/A*D-**T/G |  | Water-Source | WBAHP: Heat Pump Packaged Unit | Heat Pump | 208 | 1 |  |  |  | Single-Speed |  |  |  | 37200 | 2530 | 14.7 |  | 38400 | 2369 | 4.8 |  | Federally-Regulated Commercial & Industrial Equipment | 12/05/2019 |  | 07/15/2020
FHP Manufacturing Company | Bosch | ES061-4CF/HZ/VT*-*****A |  | Ground-Source | WBAHP: Heat Pump Packaged Unit | Heat Pump | 460 | 3 |  |  |  | Dual-Speed |  |  |  | 62000 | 3949 | 15.7 | 13.4 | 49000 | 3989 | 3.6 | 3.1 | Non Federally-Regulated | 05/25/2016 |  | 07/15/2020
FHP Manufacturing Company | Bosch | LV036-1VTN-***P*D-**T/G |  | Ground-Source | WBAHP: Heat Pump Packaged Unit | Heat Pump | 208 | 1 |  |  |  | Single-Speed |  |  |  | 37500 | 2307 | 16.25 |  | 26800 | 2276 | 3.5 |  | Non Federally-Regulated | 12/05/2019 |  | 07/15/2020
FHP Manufacturing Company | Bosch | ES061-1CF/HZ/VT*-*****A |  | Water-Source | WBAHP: Heat Pump Packaged Unit | Heat Pump | 208 | 1 |  |  |  | Dual-Speed |  |  |  | 60000 | 4285 | 14 | 11.2 | 72000 | 4489 | 4.7 | 4.2 | Federally-Regulated Commercial & Industrial Equipment | 05/25/2016 |  | 07/15/2020
FHP Manufacturing Company | Bosch | ES025-1CF/HZ/VT*-*****A |  | Ground-Water-Source | WBAHP: Heat Pump Packaged Unit | Heat Pump | 208 | 1 |  |  |  | Dual-Speed |  |  |  | 29000 | 1250 | 23.2 | 16.2 | 25000 | 1628 | 4.5 | 3.6 | Non Federally-Regulated | 06/10/2019 |  | 07/15/2020
Waterfurnace International, Inc. | VERSATEC ULTRA SERIES | USV/USH018**0*1 |  | Water-Source | WBAHP: Heat Pump Packaged Unit | Heat Pump | 208 | 1 |  |  |  | Single-Speed |  |  |  | 17600 | 1157 | 15.2 | 11.2 | 21000 | 1282 | 4.8 | 4.2 | Federally-Regulated Commercial & Industrial Equipment | 02/07/2019 |  | 07/16/2020
Waterfurnace International, Inc. | VERSATEC ULTRA SERIES | USV/USH042**0*1 |  | Ground-Water-Source | WBAHP: Heat Pump Packaged Unit | Heat Pump | 208 | 1 |  |  |  | Single-Speed |  |  |  | 45800 | 1948 | 23.5 | 16.2 | 37000 | 2521 | 4.3 | 3.6 | Non Federally-Regulated | 02/07/2019 |  | 07/16/2020
Waterfurnace International, Inc. | VERSATEC ULTRA SERIES | USV/USH030**0*1 |  | Water-Source | WBAHP: Heat Pump Packaged Unit | Heat Pump | 208 | 1 |  |  |  | Single-Speed |  |  |  | 29500 | 1878 | 15.7 | 11.2 | 34600 | 1988 | 5.1 | 4.2 | Federally-Regulated Commercial & Industrial Equipment | 02/07/2019 |  | 07/16/2020
Waterfurnace International, Inc. | VERSATEC ULTRA SERIES | USV/USH015**0*1 |  | Ground-Source | WBAHP: Heat Pump Packaged Unit | Heat Pump | 208 | 1 |  |  |  | Single-Speed |  |  |  | 14700 | 840 | 17.5 | 13.4 | 11500 | 910 | 3.7 | 3.1 | Non Federally-Regulated | 02/07/2019 |  | 07/16/2020
Waterfurnace International, Inc. | VERSATEC ULTRA SERIES | USV/USH015**0*1 |  | Ground-Water-Source | WBAHP: Heat Pump Packaged Unit | Heat Pump | 208 | 1 |  |  |  | Single-Speed |  |  |  | 16000 | 658 | 24.3 | 16.2 | 15000 | 999 | 4.4 | 3.6 | Non Federally-Regulated | 02/07/2019 |  | 07/16/2020
Waterfurnace International, Inc. | VERSATEC ULTRA SERIES | USV/USH015**0*1 |  | Water-Source | WBAHP: Heat Pump Packaged Unit | Heat Pump | 208 | 1 |  |  |  | Single-Speed |  |  |  | 14000 | 915 | 15.3 | 11.2 | 16500 | 986 | 4.9 | 4.2 | Federally-Regulated Commercial & Industrial Equipment | 02/07/2019 |  | 07/16/2020
Waterfurnace International, Inc. | VERSATEC ULTRA SERIES | USV/USH030**0*1 |  | Ground-Source | WBAHP: Heat Pump Packaged Unit | Heat Pump | 208 | 1 |  |  |  | Single-Speed |  |  |  | 29000 | 1584 | 18.3 | 13.4 | 22800 | 1758 | 3.8 | 3.1 | Non Federally-Regulated | 02/07/2019 |  | 07/16/2020
Waterfurnace International, Inc. | VERSATEC ULTRA SERIES | USV/USH030**0*1 |  | Ground-Water-Source | WBAHP: Heat Pump Packaged Unit | Heat Pump | 208 | 1 |  |  |  | Single-Speed |  |  |  | 32900 | 1376 | 23.9 | 16.2 | 28300 | 1885 | 4.4 | 3.6 | Non Federally-Regulated | 02/07/2019 |  | 07/16/2020
Waterfurnace International, Inc. | VERSATEC ULTRA SERIES | USV/USH042**0*1 |  | Ground-Source | WBAHP: Heat Pump Packaged Unit | Heat Pump | 208 | 1 |  |  |  | Single-Speed |  |  |  | 42300 | 2286 | 18.5 | 13.4 | 29900 | 2368 | 3.7 | 3.1 | Non Federally-Regulated | 02/07/2019 |  | 07/16/2020
Waterfurnace International, Inc. | VERSATEC ULTRA SERIES | USV/USH018**0*1 |  | Ground-Source | WBAHP: Heat Pump Packaged Unit | Heat Pump | 208 | 1 |  |  |  | Single-Speed |  |  |  | 18500 | 1057 | 17.5 | 13.4 | 13700 | 1085 | 3.7 | 3.1 | Non Federally-Regulated | 02/07/2019 |  | 07/16/2020
Waterfurnace International, Inc. | VERSATEC ULTRA SERIES | USV/USH018**0*1 |  | Ground-Water-Source | WBAHP: Heat Pump Packaged Unit | Heat Pump | 208 | 1 |  |  |  | Single-Speed |  |  |  | 20600 | 858 | 24 | 16.2 | 17500 | 1165 | 4.4 | 3.6 | Non Federally-Regulated | 02/07/2019 |  | 07/16/2020
Waterfurnace International, Inc. | VERSATEC ULTRA SERIES | USV/USH042**0*1 |  | Water-Source | WBAHP: Heat Pump Packaged Unit | Heat Pump | 208 | 1 |  |  |  | Single-Speed |  |  |  | 40800 | 2615 | 15.6 | 11.2 | 45400 | 2661 | 5 | 4.2 | Federally-Regulated Commercial & Industrial Equipment | 02/07/2019 |  | 07/16/2020
Waterfurnace International, Inc. | GEO STAR Z SERIES | ZS030**2*0 |  | Water-Source | WBAHP: Heat Pump Packaged Unit | Heat Pump | 265 | 1 |  |  |  | Single-Speed |  |  |  | 29500 | 1979 | 14.9 | 11.2 | 34600 | 2112 | 4.8 | 4.2 | Federally-Regulated Commercial & Industrial Equipment | 11/29/2018 |  | 07/16/2020
Waterfurnace International, Inc. | GEO STAR Z SERIES | ZS030**2*0 |  | Ground-Water-Source | WBAHP: Heat Pump Packaged Unit | Heat Pump | 265 | 1 |  |  |  | Single-Speed |  |  |  | 32900 | 1430 | 23 | 16.2 | 28300 | 2073 | 4 | 3.6 | Non Federally-Regulated | 11/29/2018 |  | 07/16/2020
Waterfurnace International, Inc. | GEO STAR Z SERIES | ZS030**2*0 |  | Ground-Source | WBAHP: Heat Pump Packaged Unit | Heat Pump | 265 | 1 |  |  |  | Single-Speed |  |  |  | 29000 | 1705 | 17 | 13.4 | 22800 | 1909 | 3.5 | 3.1 | Non Federally-Regulated | 11/29/2018 |  | 07/16/2020
Waterfurnace International, Inc. | VERSATEC ULTRA SERIES | USH023**3*1 |  | Ground-Source | WBAHP: Heat Pump Packaged Unit | Heat Pump | 208 | 3 |  |  |  | Single-Speed |  |  |  | 23900 | 1405 | 17 | 13.4 | 17000 | 1383 | 3.6 | 3.1 | Non Federally-Regulated | 11/28/2018 |  | 07/16/2020
Waterfurnace International, Inc. | VERSATEC ULTRA SERIES | USV/USH036**0*1 |  | Ground-Source | WBAHP: Heat Pump Packaged Unit | Heat Pump | 208 | 1 |  |  |  | Single-Speed |  |  |  | 34500 | 1994 | 17.3 | 13.4 | 26000 | 2116 | 3.6 | 3.1 | Non Federally-Regulated | 02/07/2019 |  | 07/16/2020
Waterfurnace International, Inc. | VERSATEC ULTRA SERIES | USV/USH048**0*1 |  | Water-Source | WBAHP: Heat Pump Packaged Unit | Heat Pump | 208 | 1 |  |  |  | Single-Speed |  |  |  | 47700 | 3077 | 15.5 | 11.2 | 56000 | 3419 | 4.8 | 4.2 | Federally-Regulated Commercial & Industrial Equipment | 02/07/2019 |  | 07/16/2020
Waterfurnace International, Inc. | VERSATEC ULTRA SERIES | USH023**3*1 |  | Ground-Water-Source | WBAHP: Heat Pump Packaged Unit | Heat Pump | 208 | 3 |  |  |  | Single-Speed |  |  |  | 25400 | 1104 | 23 | 16.2 | 21900 | 1492 | 4.3 | 3.6 | Non Federally-Regulated | 11/28/2018 |  | 07/16/2020
Waterfurnace International, Inc. | VERSATEC ULTRA SERIES | USV/USH036**0*1 |  | Water-Source | WBAHP: Heat Pump Packaged Unit | Heat Pump | 208 | 1 |  |  |  | Single-Speed |  |  |  | 33300 | 2220 | 15 | 11.2 | 40600 | 2478 | 4.8 | 4.2 | Federally-Regulated Commercial & Industrial Equipment | 02/07/2019 |  | 07/16/2020
Waterfurnace International, Inc. | VERSATEC ULTRA SERIES | USV/USH048**0*1 |  | Ground-Water-Source | WBAHP: Heat Pump Packaged Unit | Heat Pump | 208 | 1 |  |  |  | Single-Speed |  |  |  | 52000 | 2222 | 23.4 | 16.2 | 45900 | 3202 | 4.2 | 3.6 | Non Federally-Regulated | 02/07/2019 |  | 07/16/2020
Waterfurnace International, Inc. | VERSATEC ULTRA SERIES | USV/USH036**0*1 |  | Ground-Water-Source | WBAHP: Heat Pump Packaged Unit | Heat Pump | 208 | 1 |  |  |  | Single-Speed |  |  |  | 37700 | 1639 | 23 | 16.2 | 33000 | 2249 | 4.3 | 3.6 | Non Federally-Regulated | 02/07/2019 |  | 07/16/2020
Waterfurnace International, Inc. | VERSATEC ULTRA SERIES | USV/USH048**0*1 |  | Ground-Source | WBAHP: Heat Pump Packaged Unit | Heat Pump | 208 | 1 |  |  |  | Single-Speed |  |  |  | 49500 | 2734 | 18.1 | 13.4 | 36900 | 3004 | 3.6 | 3.1 | Non Federally-Regulated | 02/07/2019 |  | 07/16/2020
Waterfurnace International, Inc. | VERSATEC ULTRA SERIES | USH023**3*1 |  | Water-Source | WBAHP: Heat Pump Packaged Unit | Heat Pump | 208 | 3 |  |  |  | Single-Speed |  |  |  | 23000 | 1533 | 15 | 11.2 | 26000 | 1621 | 4.7 | 4.2 | Federally-Regulated Commercial & Industrial Equipment | 11/28/2018 |  | 07/16/2020
Waterfurnace International, Inc. | ASTON COMPACT | GBV/GBH060**0*1 |  | Water-Source | WBAHP: Heat Pump Packaged Unit | Heat Pump | 208 | 1 |  |  |  | Single-Speed |  |  |  | 61100 | 3725 | 16.4 | 11.2 | 74100 | 3948 | 5.5 | 4.2 | Federally-Regulated Commercial & Industrial Equipment | 11/29/2018 |  | 07/16/2020
Waterfurnace International, Inc. | ASTON COMPACT | GBV/GBH015**2*0 |  | Ground-Water-Source | WBAHP: Heat Pump Packaged Unit | Heat Pump | 265 | 1 |  |  |  | Single-Speed |  |  |  | 16700 | 642 | 26 | 16.2 | 15500 | 1009 | 4.5 | 3.6 | Non Federally-Regulated | 11/29/2018 |  | 07/16/2020
Waterfurnace International, Inc. | ASTON COMPACT | GBV/GBH060**0*1 |  | Ground-Source | WBAHP: Heat Pump Packaged Unit | Heat Pump | 208 | 1 |  |  |  | Single-Speed |  |  |  | 62200 | 3380 | 18.4 | 13.4 | 47900 | 3509 | 4 | 3.1 | Non Federally-Regulated | 11/29/2018 |  | 07/16/2020
Waterfurnace International, Inc. | ASTON COMPACT | GBV/GBH015**2*0 |  | Ground-Source | WBAHP: Heat Pump Packaged Unit | Heat Pump | 265 | 1 |  |  |  | Single-Speed |  |  |  | 15000 | 833 | 18 | 13.4 | 12000 | 925 | 3.8 | 3.1 | Non Federally-Regulated | 11/29/2018 |  | 07/16/2020
Waterfurnace International, Inc. | ASTON COMPACT | GBV/GBH015**2*0 |  | Water-Source | WBAHP: Heat Pump Packaged Unit | Heat Pump | 265 | 1 |  |  |  | Single-Speed |  |  |  | 14400 | 905 | 15.9 | 11.2 | 18500 | 1063 | 5.1 | 4.2 | Federally-Regulated Commercial & Industrial Equipment | 11/29/2018 |  | 07/16/2020
Waterfurnace International, Inc. | ASTON | 104H049**1 | SRAA048* | Water-Source | WBAHP-C: Heat Pump Split Syste | Heat Pump | 230 | 1 | False |  |  | Dual-Speed |  |  |  | 43200 | 2805 | 15.4 | 12 | 56300 | 3235 | 5.1 | 4.2 | Federally-Regulated Commercial & Industrial Equipment | 06/13/2017 |  | 07/16/2020
Waterfurnace International, Inc. | ASTON | 103J038**1 | SRAA036* | Ground-Water-Source | WBAHP-C: Heat Pump Split Syste | Heat Pump | 208 | 1 | False |  |  | Dual-Speed |  |  |  | 38200 | 1578 | 24.2 | 16.2 | 35100 | 2188 | 4.7 | 3.6 | Non Federally-Regulated | 09/18/2019 |  | 07/16/2020
Waterfurnace International, Inc. | ASTON | 104J038**1 | SAH036* | Ground-Source | WBAHP-CB: Heat Pump Split Syst | Heat Pump | 208 | 1 | False |  |  | Dual-Speed |  |  |  | 36000 | 1894 | 19 | 13.4 | 27900 | 2044 | 4 | 3.1 | Non Federally-Regulated | 12/06/2019 |  | 07/16/2020
Waterfurnace International, Inc. | ASTON | 104H049**1 | SAH048* | Water-Source | WBAHP-CB: Heat Pump Split Syst | Heat Pump | 208 | 1 | False |  |  | Dual-Speed |  |  |  | 43200 | 2805 | 15.4 | 12 | 56300 | 3235 | 5.1 | 4.2 | Federally-Regulated Commercial & Industrial Equipment | 06/13/2017 |  | 07/16/2020
Waterfurnace International, Inc. | ASTON | 103J042**1 | SAH042* | Ground-Source | WBAHP-CB: Heat Pump Split Syst | Heat Pump | 208 | 1 | False |  |  | Single-Speed |  |  |  | 37800 | 1938 | 19.5 | 13.4 | 27400 | 2059 | 3.9 | 3.1 | Non Federally-Regulated | 12/06/2019 |  | 07/16/2020
Waterfurnace International, Inc. | ASTON | 104H049**1 | SAH048* | Ground-Source | WBAHP-CB: Heat Pump Split Syst | Heat Pump | 208 | 1 | False |  |  | Dual-Speed |  |  |  | 46300 | 2572 | 18 | 13.4 | 37700 | 2833 | 3.9 | 3.1 | Non Federally-Regulated | 06/13/2017 |  | 07/16/2020
Waterfurnace International, Inc. | ASTON | 104H049**1 | SRAA048* | Ground-Source | WBAHP-C: Heat Pump Split Syste | Heat Pump | 230 | 1 | False |  |  | Dual-Speed |  |  |  | 46300 | 2572 | 18 | 13.4 | 37700 | 2833 | 3.9 | 3.1 | Non Federally-Regulated | 06/13/2017 |  | 07/16/2020
Waterfurnace International, Inc. | ASTON | 104J038**1 | SRAA036* | Water-Source | WBAHP-C: Heat Pump Split Syste | Heat Pump | 208 | 1 | False |  |  | Dual-Speed |  |  |  | 34400 | 2110 | 16.3 | 12 | 41600 | 2344 | 5.2 | 4.2 | Federally-Regulated Commercial & Industrial Equipment | 09/18/2019 |  | 07/16/2020
Waterfurnace International, Inc. | ASTON | 103J038**1 | SAH036* | Ground-Water-Source | WBAHP-CB: Heat Pump Split Syst | Heat Pump | 208 | 1 | False |  |  | Dual-Speed |  |  |  | 38200 | 1578 | 24.2 | 16.2 | 35100 | 2188 | 4.7 | 3.6 | Non Federally-Regulated | 12/06/2019 |  | 07/16/2020
Waterfurnace International, Inc. | ASTON | 101/102H012**1*0***** |  | Ground-Water-Source | WBAHP: Heat Pump Packaged Unit | Heat Pump | 208 | 1 |  |  |  | Single-Speed |  |  |  | 13200 | 571 | 23.1 | 16.2 | 12000 | 837 | 4.2 | 3.6 | Non Federally-Regulated | 11/29/2018 |  | 07/16/2020
Waterfurnace International, Inc. | ASTON | 104J038**1 | SRAA036* | Ground-Source | WBAHP-C: Heat Pump Split Syste | Heat Pump | 208 | 1 | False |  |  | Dual-Speed |  |  |  | 36000 | 1894 | 19 | 13.4 | 27900 | 2044 | 4 | 3.1 | Non Federally-Regulated | 09/18/2019 |  | 07/16/2020
Waterfurnace International, Inc. | ASTON | 104J038**1 | SAH036* | Water-Source | WBAHP-CB: Heat Pump Split Syst | Heat Pump | 208 | 1 | False |  |  | Dual-Speed |  |  |  | 34400 | 2110 | 16.3 | 12 | 41600 | 2344 | 5.2 | 4.2 | Federally-Regulated Commercial & Industrial Equipment | 12/06/2019 |  | 07/16/2020
Waterfurnace International, Inc. | ASTON | 103J038**1 | SRAA036* | Water-Source | WBAHP-C: Heat Pump Split Syste | Heat Pump | 208 | 1 | False |  |  | Dual-Speed |  |  |  | 34400 | 2110 | 16.3 | 12 | 41600 | 2344 | 5.2 | 4.2 | Federally-Regulated Commercial & Industrial Equipment | 09/18/2019 |  | 07/16/2020
Waterfurnace International, Inc. | ASTON | 101/102H012**1*0***** |  | Ground-Source | WBAHP: Heat Pump Packaged Unit | Heat Pump | 208 | 1 |  |  |  | Single-Speed |  |  |  | 12000 | 727 | 16.5 | 13.4 | 9500 | 795 | 3.5 | 3.1 | Non Federally-Regulated | 11/29/2018 |  | 07/16/2020
Waterfurnace International, Inc. | ASTON | 104H049**1 | SRAA048* | Ground-Water-Source | WBAHP-C: Heat Pump Split Syste | Heat Pump | 230 | 1 | False |  |  | Dual-Speed |  |  |  | 51000 | 2107 | 24.2 | 16.2 | 47100 | 3000 | 4.6 | 3.6 | Non Federally-Regulated | 06/13/2017 |  | 07/16/2020
Waterfurnace International, Inc. | ASTON | 104H049**1 | SRAA048* | Water-Source | WBAHP-C: Heat Pump Split Syste | Heat Pump | 208 | 1 | False |  |  | Dual-Speed |  |  |  | 43200 | 2805 | 15.4 | 12 | 56300 | 3235 | 5.1 | 4.2 | Federally-Regulated Commercial & Industrial Equipment | 06/13/2017 |  | 07/16/2020
Waterfurnace International, Inc. | ASTON | 103J042**1 | SAH042* | Ground-Water-Source | WBAHP-CB: Heat Pump Split Syst | Heat Pump | 208 | 1 | False |  |  | Single-Speed |  |  |  | 41300 | 1613 | 25.6 | 16.2 | 36000 | 2198 | 4.8 | 3.6 | Non Federally-Regulated | 12/06/2019 |  | 07/16/2020
Waterfurnace International, Inc. | ASTON | 103J042**1 | SAH042* | Water-Source | WBAHP-CB: Heat Pump Split Syst | Heat Pump | 208 | 1 | False |  |  | Single-Speed |  |  |  | 36000 | 2155 | 16.7 | 12 | 43100 | 2296 | 5.5 | 4.2 | Federally-Regulated Commercial & Industrial Equipment | 12/06/2019 |  | 07/16/2020
Waterfurnace International, Inc. | ASTON | 101/102H012**1*0***** |  | Water-Source | WBAHP: Heat Pump Packaged Unit | Heat Pump | 208 | 1 |  |  |  | Single-Speed |  |  |  | 11300 | 807 | 14 | 11.2 | 14800 | 867 | 5 | 4.2 | Federally-Regulated Commercial & Industrial Equipment | 11/29/2018 |  | 07/16/2020
Waterfurnace International, Inc. | ASTON | 104H049**1 | SAH048* | Ground-Water-Source | WBAHP-CB: Heat Pump Split Syst | Heat Pump | 230 | 1 | False |  |  | Dual-Speed |  |  |  | 51000 | 2107 | 24.2 | 16.2 | 47100 | 3000 | 4.6 | 3.6 | Non Federally-Regulated | 06/13/2017 |  | 07/16/2020
Waterfurnace International, Inc. | ASTON | 104H049**1 | SRAA048* | Ground-Water-Source | WBAHP-C: Heat Pump Split Syste | Heat Pump | 208 | 1 | False |  |  | Dual-Speed |  |  |  | 51000 | 2107 | 24.2 | 16.2 | 47100 | 3000 | 4.6 | 3.6 | Non Federally-Regulated | 06/13/2017 |  | 07/16/2020
Waterfurnace International, Inc. | ASTON | 104J038**1 | SRAA036* | Ground-Water-Source | WBAHP-C: Heat Pump Split Syste | Heat Pump | 208 | 1 | False |  |  | Dual-Speed |  |  |  | 38200 | 1578 | 24.2 | 16.2 | 35100 | 2188 | 4.7 | 3.6 | Non Federally-Regulated | 09/18/2019 |  | 07/16/2020
Waterfurnace International, Inc. | ASTON | 103J038**1 | SAH036* | Water-Source | WBAHP-CB: Heat Pump Split Syst | Heat Pump | 208 | 1 | False |  |  | Dual-Speed |  |  |  | 34400 | 2110 | 16.3 | 12 | 41600 | 2344 | 5.2 | 4.2 | Federally-Regulated Commercial & Industrial Equipment | 12/06/2019 |  | 07/16/2020
Waterfurnace International, Inc. | ASTON | 103J038**1 | SAH036* | Ground-Source | WBAHP-CB: Heat Pump Split Syst | Heat Pump | 208 | 1 | False |  |  | Dual-Speed |  |  |  | 36000 | 1894 | 19 | 13.4 | 27900 | 2044 | 4 | 3.1 | Non Federally-Regulated | 12/06/2019 |  | 07/16/2020
Waterfurnace International, Inc. | ASTON | 104J038**1 | SAH036* | Ground-Water-Source | WBAHP-CB: Heat Pump Split Syst | Heat Pump | 208 | 1 | False |  |  | Dual-Speed |  |  |  | 38200 | 1578 | 24.2 | 16.2 | 35100 | 2188 | 4.7 | 3.6 | Non Federally-Regulated | 12/06/2019 |  | 07/16/2020
Waterfurnace International, Inc. | ASTON | 104H049**1 | SAH048* | Water-Source | WBAHP-CB: Heat Pump Split Syst | Heat Pump | 230 | 1 | False |  |  | Dual-Speed |  |  |  | 43200 | 2805 | 15.4 | 12 | 56300 | 3235 | 5.1 | 4.2 | Federally-Regulated Commercial & Industrial Equipment | 06/13/2017 |  | 07/16/2020
Waterfurnace International, Inc. | ASTON | 104H049**1 | SRAA048* | Ground-Source | WBAHP-C: Heat Pump Split Syste | Heat Pump | 208 | 1 | False |  |  | Dual-Speed |  |  |  | 46300 | 2572 | 18 | 13.4 | 37700 | 2833 | 3.9 | 3.1 | Non Federally-Regulated | 06/13/2017 |  | 07/16/2020
Waterfurnace International, Inc. | ASTON | 104H049**1 | SAH048* | Ground-Water-Source | WBAHP-CB: Heat Pump Split Syst | Heat Pump | 208 | 1 | False |  |  | Dual-Speed |  |  |  | 51000 | 2107 | 24.2 | 16.2 | 47100 | 3000 | 4.6 | 3.6 | Non Federally-Regulated | 06/13/2017 |  | 07/16/2020
Waterfurnace International, Inc. | ASTON | 104H049**1 | SAH048* | Ground-Source | WBAHP-CB: Heat Pump Split Syst | Heat Pump | 230 | 1 | False |  |  | Dual-Speed |  |  |  | 46300 | 2572 | 18 | 13.4 | 37700 | 2833 | 3.9 | 3.1 | Non Federally-Regulated | 06/13/2017 |  | 07/16/2020
Waterfurnace International, Inc. | ASTON | 103J038**1 | SRAA036* | Ground-Source | WBAHP-C: Heat Pump Split Syste | Heat Pump | 208 | 1 | False |  |  | Dual-Speed |  |  |  | 36000 | 1894 | 19 | 13.4 | 27900 | 2044 | 4 | 3.1 | Non Federally-Regulated | 09/18/2019 |  | 07/16/2020
Waterfurnace International, Inc. | 5 SERIES INDOOR SPLITS | NDZ038J1 | SAH036* | Water-Source | WBAHP-CB: Heat Pump Split Syst | Heat Pump | 208 | 1 | False |  |  | Dual-Speed |  |  |  | 34400 | 2110 | 16.3 | 12 | 41600 | 2344 | 5.2 | 4.2 | Federally-Regulated Commercial & Industrial Equipment | 12/06/2019 |  | 07/16/2020
Waterfurnace International, Inc. | 5 SERIES INDOOR SPLITS | NDZ049J1 | SRAA048* | Ground-Water-Source | WBAHP-C: Heat Pump Split Syste | Heat Pump | 208 | 1 | False |  |  | Dual-Speed |  |  |  | 51000 | 2107 | 24.2 | 16.2 | 47100 | 3000 | 4.6 | 3.6 | Non Federally-Regulated | 06/10/2019 |  | 07/16/2020
Waterfurnace International, Inc. | 5 SERIES INDOOR SPLITS | NSZ042J1 | SAH042* | Water-Source | WBAHP-CB: Heat Pump Split Syst | Heat Pump | 208 | 1 | False |  |  | Single-Speed |  |  |  | 36000 | 2155 | 16.7 | 12 | 43100 | 2296 | 5.5 | 4.2 | Federally-Regulated Commercial & Industrial Equipment | 12/06/2019 |  | 07/16/2020
Waterfurnace International, Inc. | 5 SERIES INDOOR SPLITS | NSZ042J1 | SAH042* | Ground-Source | WBAHP-CB: Heat Pump Split Syst | Heat Pump | 208 | 1 | False |  |  | Single-Speed |  |  |  | 37800 | 1938 | 19.5 | 13.4 | 27400 | 2059 | 3.9 | 3.1 | Non Federally-Regulated | 12/06/2019 |  | 07/16/2020
Waterfurnace International, Inc. | 5 SERIES INDOOR SPLITS | NDZ049J1 | SRAA048* | Water-Source | WBAHP-C: Heat Pump Split Syste | Heat Pump | 208 | 1 | False |  |  | Dual-Speed |  |  |  | 43200 | 2805 | 15.4 | 12 | 56300 | 3235 | 5.1 | 4.2 | Federally-Regulated Commercial & Industrial Equipment | 06/10/2019 |  | 07/16/2020
Waterfurnace International, Inc. | 5 SERIES INDOOR SPLITS | NDZ038J1 | SAH036* | Ground-Source | WBAHP-CB: Heat Pump Split Syst | Heat Pump | 208 | 1 | False |  |  | Dual-Speed |  |  |  | 36000 | 1894 | 19 | 13.4 | 27900 | 2044 | 4 | 3.1 | Non Federally-Regulated | 12/06/2019 |  | 07/16/2020
Waterfurnace International, Inc. | 5 SERIES INDOOR SPLITS | NDZ038J1 | SAH036* | Ground-Water-Source | WBAHP-CB: Heat Pump Split Syst | Heat Pump | 208 | 1 | False |  |  | Dual-Speed |  |  |  | 38200 | 1578 | 24.2 | 16.2 | 35100 | 2188 | 4.7 | 3.6 | Non Federally-Regulated | 12/06/2019 |  | 07/16/2020
Waterfurnace International, Inc. | 5 SERIES INDOOR SPLITS | NDZ049J1 | SRAA048* | Ground-Source | WBAHP-C: Heat Pump Split Syste | Heat Pump | 208 | 1 | False |  |  | Dual-Speed |  |  |  | 46300 | 2572 | 18 | 13.4 | 37700 | 2833 | 3.9 | 3.1 | Non Federally-Regulated | 06/10/2019 |  | 07/16/2020
Waterfurnace International, Inc. | 5 SERIES INDOOR SPLITS | NSZ042J1 | SAH042* | Ground-Water-Source | WBAHP-CB: Heat Pump Split Syst | Heat Pump | 208 | 1 | False |  |  | Single-Speed |  |  |  | 41300 | 1613 | 25.6 | 16.2 | 36000 | 2198 | 4.8 | 3.6 | Non Federally-Regulated | 12/06/2019 |  | 07/16/2020
Waterfurnace International, Inc. | 5 SERIES INDOOR SPLITS | NDZ064H1 | SRAA060* | Ground-Source | WBAHP-C: Heat Pump Split Syste | Heat Pump | 208 | 1 | False |  |  | Dual-Speed |  |  |  | 57400 | 3376 | 17 | 13.4 | 45200 | 3580 | 3.7 | 3.1 | Non Federally-Regulated | 12/06/2019 |  | 07/16/2020
Waterfurnace International, Inc. | 5 SERIES INDOOR SPLITS | NDZ064H1 | SRAA060* | Water-Source | WBAHP-C: Heat Pump Split Syste | Heat Pump | 208 | 1 | False |  |  | Dual-Speed |  |  |  | 54800 | 3653 | 15 | 12 | 66900 | 4084 | 4.8 | 4.2 | Federally-Regulated Commercial & Industrial Equipment | 12/06/2019 |  | 07/16/2020
Waterfurnace International, Inc. | 5 SERIES INDOOR SPLITS | NDZ064H1 | SAH060* | Ground-Source | WBAHP-CB: Heat Pump Split Syst | Heat Pump | 208 | 1 | False |  |  | Dual-Speed |  |  |  | 57400 | 3376 | 17 | 13.4 | 45200 | 3580 | 3.7 | 3.1 | Non Federally-Regulated | 12/06/2019 |  | 07/16/2020
Waterfurnace International, Inc. | 5 SERIES INDOOR SPLITS | NDZ064H1 | SAH060* | Ground-Water-Source | WBAHP-CB: Heat Pump Split Syst | Heat Pump | 208 | 1 | False |  |  | Dual-Speed |  |  |  | 63200 | 2808 | 22.5 | 16.2 | 56000 | 3730 | 4.4 | 3.6 | Non Federally-Regulated | 12/06/2019 |  | 07/16/2020
Waterfurnace International, Inc. | 5 SERIES INDOOR SPLITS | NDZ064H1 | SRAA060* | Ground-Water-Source | WBAHP-C: Heat Pump Split Syste | Heat Pump | 208 | 1 | False |  |  | Dual-Speed |  |  |  | 63200 | 2808 | 22.5 | 16.2 | 56000 | 3730 | 4.4 | 3.6 | Non Federally-Regulated | 12/06/2019 |  | 07/16/2020
Waterfurnace International, Inc. | 5 SERIES INDOOR SPLITS | NDZ064H1 | SAH060* | Water-Source | WBAHP-CB: Heat Pump Split Syst | Heat Pump | 208 | 1 | False |  |  | Dual-Speed |  |  |  | 54800 | 3653 | 15 | 12 | 66900 | 4084 | 4.8 | 4.2 | Federally-Regulated Commercial & Industrial Equipment | 12/06/2019 |  | 07/16/2020
Waterfurnace International, Inc. | GEOSTAR Z SERIES | ZS036**3*4 |  | Water-Source | WBAHP: Heat Pump Packaged Unit | Heat Pump | 208 | 3 |  |  |  | Single-Speed |  |  |  | 33300 | 2220 | 15 | 11.2 | 40600 | 2478 | 4.8 | 4.2 | Federally-Regulated Commercial & Industrial Equipment | 11/29/2018 |  | 07/16/2020
Waterfurnace International, Inc. | GEOSTAR Z SERIES | ZS036**3*4 |  | Ground-Water-Source | WBAHP: Heat Pump Packaged Unit | Heat Pump | 208 | 3 |  |  |  | Single-Speed |  |  |  | 37700 | 1639 | 23 | 16.2 | 33000 | 2249 | 4.3 | 3.6 | Non Federally-Regulated | 11/29/2018 |  | 07/16/2020
Waterfurnace International, Inc. | GEOSTAR Z SERIES | ZS036**3*4 |  | Ground-Source | WBAHP: Heat Pump Packaged Unit | Heat Pump | 208 | 3 |  |  |  | Single-Speed |  |  |  | 34500 | 1994 | 17.3 | 13.4 | 26000 | 2116 | 3.6 | 3.1 | Non Federally-Regulated | 11/29/2018 |  | 07/16/2020
Waterfurnace International, Inc. | GEOSTAR G SERIES CONSOLES | GCC/GCW/GCS/GCE15*2 |  | Ground-Water-Source | WBAHP-O: Heat Pump Packaged Un | Heat Pump | 265 | 1 |  |  |  | Single-Speed |  |  |  | 16200 | 736 | 22 | 16.2 | 14000 | 1000 | 4.1 | 3.6 | Non Federally-Regulated | 12/05/2019 |  | 07/16/2020
Waterfurnace International, Inc. | GEOSTAR G SERIES CONSOLES | GCC/GCW/GCS/GCE15*0 |  | Ground-Water-Source | WBAHP-O: Heat Pump Packaged Un | Heat Pump | 208 | 1 |  |  |  | Single-Speed |  |  |  | 16200 | 736 | 22 | 16.2 | 14000 | 1000 | 4.1 | 3.6 | Non Federally-Regulated | 12/05/2019 |  | 07/16/2020
Waterfurnace International, Inc. | GEOSTAR G SERIES CONSOLES | GCC/GCW/GCS/GCE15*2 |  | Ground-Source | WBAHP-O: Heat Pump Packaged Un | Heat Pump | 265 | 1 |  |  |  | Single-Speed |  |  |  | 14200 | 893 | 15.9 | 13.4 | 10500 | 905 | 3.4 | 3.1 | Non Federally-Regulated | 12/05/2019 |  | 07/16/2020
Waterfurnace International, Inc. | GEOSTAR G SERIES CONSOLES | GCC/GCW/GCS/GCE15*2 |  | Water-Source | WBAHP-O: Heat Pump Packaged Un | Heat Pump | 265 | 1 |  |  |  | Single-Speed |  |  |  | 13500 | 992 | 13.6 | 11.2 | 17000 | 1016 | 4.9 | 4.2 | Federally-Regulated Commercial & Industrial Equipment | 12/05/2019 |  | 07/16/2020
Waterfurnace International, Inc. | GEOSTAR G SERIES CONSOLES | GCC/GCW/GCS/GCE15*0 |  | Ground-Source | WBAHP-O: Heat Pump Packaged Un | Heat Pump | 208 | 1 |  |  |  | Single-Speed |  |  |  | 14200 | 893 | 15.9 | 13.4 | 10500 | 905 | 3.4 | 3.1 | Non Federally-Regulated | 12/05/2019 |  | 07/16/2020
Waterfurnace International, Inc. | GEOSTAR G SERIES CONSOLES | GCC/GCW/GCS/GCE15*0 |  | Water-Source | WBAHP-O: Heat Pump Packaged Un | Heat Pump | 208 | 1 |  |  |  | Single-Speed |  |  |  | 13500 | 992 | 13.6 | 11.2 | 17000 | 1016 | 4.9 | 4.2 | Federally-Regulated Commercial & Industrial Equipment | 12/05/2019 |  | 07/16/2020
Waterfurnace International, Inc. | ASTON CONSOLES | GCLC/GCLW/GCLS09*0 |  | Ground-Water-Source | WBAHP-O: Heat Pump Packaged Un | Heat Pump | 230 | 1 |  |  |  | Single-Speed |  |  |  | 10000 | 537 | 18.6 | 16.2 | 9200 | 728 | 3.7 | 3.6 | Non Federally-Regulated | 06/03/2016 |  | 07/16/2020
Waterfurnace International, Inc. | ASTON CONSOLES | GCLC/GCLW/GCLS09*2 |  | Water-Source | WBAHP-O: Heat Pump Packaged Un | Heat Pump | 265 | 1 |  |  |  | Single-Speed |  |  |  | 8700 | 713 | 12.2 | 11.2 | 11400 | 776 | 4.3 | 4.2 | Federally-Regulated Commercial & Industrial Equipment | 06/03/2016 |  | 07/16/2020
Waterfurnace International, Inc. | ASTON CONSOLES | GCLC/GCLW/GCLS12*0 |  | Ground-Water-Source | WBAHP-O: Heat Pump Packaged Un | Heat Pump | 208 | 1 |  |  |  | Single-Speed |  |  |  | 12700 | 709 | 17.9 | 16.2 | 11800 | 934 | 3.7 | 3.6 | Non Federally-Regulated | 06/03/2016 |  | 07/16/2020
Waterfurnace International, Inc. | ASTON CONSOLES | GCLC/GCLW/GCLS12*9 |  | Ground-Water-Source | WBAHP-O: Heat Pump Packaged Un | Heat Pump | 115 | 1 |  |  |  | Single-Speed |  |  |  | 12700 | 709 | 17.9 | 16.2 | 11800 | 934 | 3.7 | 3.6 | Non Federally-Regulated | 06/03/2016 |  | 07/16/2020
Waterfurnace International, Inc. | ASTON CONSOLES | GCLC/GCLW/GCLS15*0 |  | Water-Source | WBAHP-O: Heat Pump Packaged Un | Heat Pump | 208 | 1 |  |  |  | Single-Speed |  |  |  | 13300 | 1090 | 12.2 | 11.2 | 17500 | 1165 | 4.4 | 4.2 | Federally-Regulated Commercial & Industrial Equipment | 06/03/2016 |  | 07/16/2020
Waterfurnace International, Inc. | ASTON CONSOLES | GCLC/GCLW/GCLS18*2 |  | Water-Source | WBAHP-O: Heat Pump Packaged Un | Heat Pump | 265 | 1 |  |  |  | Single-Speed |  |  |  | 16200 | 1327 | 12.2 | 11.2 | 20500 | 1397 | 4.3 | 4.2 | Federally-Regulated Commercial & Industrial Equipment | 06/03/2016 |  | 07/16/2020
Waterfurnace International, Inc. | ASTON CONSOLES | GCLC/GCLW/GCLS09*9 |  | Ground-Water-Source | WBAHP-O: Heat Pump Packaged Un | Heat Pump | 115 | 1 |  |  |  | Single-Speed |  |  |  | 10000 | 537 | 18.6 | 16.2 | 9200 | 728 | 3.7 | 3.6 | Non Federally-Regulated | 06/03/2016 |  | 07/16/2020
Waterfurnace International, Inc. | ASTON CONSOLES | GCLC/GCLW/GCLS09*0 |  | Water-Source | WBAHP-O: Heat Pump Packaged Un | Heat Pump | 230 | 1 |  |  |  | Single-Speed |  |  |  | 8700 | 713 | 12.2 | 11.2 | 11400 | 776 | 4.3 | 4.2 | Federally-Regulated Commercial & Industrial Equipment | 06/03/2016 |  | 07/16/2020
Waterfurnace International, Inc. | ASTON CONSOLES | GCLC/GCLW/GCLS09*0 |  | Water-Source | WBAHP-O: Heat Pump Packaged Un | Heat Pump | 208 | 1 |  |  |  | Single-Speed |  |  |  | 8700 | 713 | 12.2 | 11.2 | 11400 | 776 | 4.3 | 4.2 | Federally-Regulated Commercial & Industrial Equipment | 06/03/2016 |  | 07/16/2020
Waterfurnace International, Inc. | ASTON CONSOLES | GCLC/GCLW/GCLS12*0 |  | Ground-Water-Source | WBAHP-O: Heat Pump Packaged Un | Heat Pump | 230 | 1 |  |  |  | Single-Speed |  |  |  | 12700 | 709 | 17.9 | 16.2 | 11800 | 934 | 3.7 | 3.6 | Non Federally-Regulated | 06/03/2016 |  | 07/16/2020
Waterfurnace International, Inc. | ASTON CONSOLES | GCLC/GCLW/GCLS12*0 |  | Water-Source | WBAHP-O: Heat Pump Packaged Un | Heat Pump | 230 | 1 |  |  |  | Single-Speed |  |  |  | 10900 | 893 | 12.2 | 11.2 | 14700 | 1001 | 4.3 | 4.2 | Federally-Regulated Commercial & Industrial Equipment | 06/03/2016 |  | 07/16/2020
Waterfurnace International, Inc. | ASTON CONSOLES | GCLC/GCLW/GCLS12*2 |  | Ground-Water-Source | WBAHP-O: Heat Pump Packaged Un | Heat Pump | 265 | 1 |  |  |  | Single-Speed |  |  |  | 12700 | 709 | 17.9 | 16.2 | 11800 | 934 | 3.7 | 3.6 | Non Federally-Regulated | 06/03/2016 |  | 07/16/2020
Waterfurnace International, Inc. | ASTON CONSOLES | GCLC/GCLW/GCLS12*0 |  | Water-Source | WBAHP-O: Heat Pump Packaged Un | Heat Pump | 208 | 1 |  |  |  | Single-Speed |  |  |  | 10900 | 893 | 12.2 | 11.2 | 14700 | 1001 | 4.3 | 4.2 | Federally-Regulated Commercial & Industrial Equipment | 06/03/2016 |  | 07/16/2020
Waterfurnace International, Inc. | ASTON CONSOLES | GCLC/GCLW/GCLS18*2 |  | Ground-Water-Source | WBAHP-O: Heat Pump Packaged Un | Heat Pump | 265 | 1 |  |  |  | Single-Speed |  |  |  | 19000 | 1027 | 18.5 | 16.2 | 17000 | 1346 | 3.7 | 3.6 | Non Federally-Regulated | 06/03/2016 |  | 07/16/2020
Waterfurnace International, Inc. | ASTON CONSOLES | GCLC/GCLW/GCLS15*0 |  | Water-Source | WBAHP-O: Heat Pump Packaged Un | Heat Pump | 230 | 1 |  |  |  | Single-Speed |  |  |  | 13300 | 1090 | 12.2 | 11.2 | 17500 | 1165 | 4.4 | 4.2 | Federally-Regulated Commercial & Industrial Equipment | 06/03/2016 |  | 07/16/2020
Waterfurnace International, Inc. | ASTON CONSOLES | GCLC/GCLW/GCLS12*9 |  | Water-Source | WBAHP-O: Heat Pump Packaged Un | Heat Pump | 115 | 1 |  |  |  | Single-Speed |  |  |  | 10900 | 893 | 12.2 | 11.2 | 14700 | 1001 | 4.3 | 4.2 | Federally-Regulated Commercial & Industrial Equipment | 06/03/2016 |  | 07/16/2020
Waterfurnace International, Inc. | ASTON CONSOLES | GCLC/GCLW/GCLS09*9 |  | Water-Source | WBAHP-O: Heat Pump Packaged Un | Heat Pump | 115 | 1 |  |  |  | Single-Speed |  |  |  | 8700 | 713 | 12.2 | 11.2 | 11400 | 776 | 4.3 | 4.2 | Federally-Regulated Commercial & Industrial Equipment | 06/03/2016 |  | 07/16/2020
Waterfurnace International, Inc. | ASTON CONSOLES | GCLC/GCLW/GCLS15*0 |  | Ground-Water-Source | WBAHP-O: Heat Pump Packaged Un | Heat Pump | 208 | 1 |  |  |  | Single-Speed |  |  |  | 16200 | 852 | 19 | 16.2 | 14300 | 1102 | 3.8 | 3.6 | Non Federally-Regulated | 06/03/2016 |  | 07/16/2020
Waterfurnace International, Inc. | ASTON CONSOLES | GCLC/GCLW/GCLS15*0 |  | Ground-Water-Source | WBAHP-O: Heat Pump Packaged Un | Heat Pump | 230 | 1 |  |  |  | Single-Speed |  |  |  | 16200 | 852 | 19 | 16.2 | 14300 | 1102 | 3.8 | 3.6 | Non Federally-Regulated | 06/03/2016 |  | 07/16/2020
Waterfurnace International, Inc. | ASTON CONSOLES | GCLC/GCLW/GCLS12*2 |  | Water-Source | WBAHP-O: Heat Pump Packaged Un | Heat Pump | 265 | 1 |  |  |  | Single-Speed |  |  |  | 10900 | 893 | 12.2 | 11.2 | 14700 | 1001 | 4.3 | 4.2 | Federally-Regulated Commercial & Industrial Equipment | 06/03/2016 |  | 07/16/2020
Waterfurnace International, Inc. | ASTON CONSOLES | GCLC/GCLW/GCLS09*2 |  | Ground-Water-Source | WBAHP-O: Heat Pump Packaged Un | Heat Pump | 265 | 1 |  |  |  | Single-Speed |  |  |  | 10000 | 537 | 18.6 | 16.2 | 9200 | 728 | 3.7 | 3.6 | Non Federally-Regulated | 06/03/2016 |  | 07/16/2020
Waterfurnace International, Inc. | ASTON CONSOLES | GCLC/GCLW/GCLS09*0 |  | Ground-Water-Source | WBAHP-O: Heat Pump Packaged Un | Heat Pump | 208 | 1 |  |  |  | Single-Speed |  |  |  | 10000 | 537 | 18.6 | 16.2 | 9200 | 728 | 3.7 | 3.6 | Non Federally-Regulated | 06/03/2016 |  | 07/16/2020
Trane U.S. Inc. | Trane | DXVF0363 |  | Water-Source | WBAHP: Heat Pump Packaged Unit | Heat Pump | 208 | 3 |  |  |  | Dual-Speed |  |  |  | 37200 | 2240 | 16.6 | 11.2 | 47100 | 2706 | 5.1 | 4.2 | Federally-Regulated Commercial & Industrial Equipment | 02/16/2016 |  | 07/16/2020
Trane U.S. Inc. | Trane | DXVF0363 |  | Ground-Water-Source | WBAHP: Heat Pump Packaged Unit | Heat Pump | 208 | 3 |  |  |  | Dual-Speed |  |  |  | 40700 | 1688 | 24.1 | 16.2 | 38800 | 2419 | 4.7 | 3.6 | Non Federally-Regulated | 02/16/2016 |  | 07/16/2020
Trane U.S. Inc. | Trane | DXVF0241 |  | Ground-Water-Source | WBAHP: Heat Pump Packaged Unit | Heat Pump | 208 | 1 |  |  |  | Dual-Speed |  |  |  | 28000 | 1085 | 25.8 | 16.2 | 25400 | 1519 | 4.9 | 3.6 | Non Federally-Regulated | 02/16/2016 |  | 07/16/2020
Trane U.S. Inc. | Trane | DXHF0483 |  | Ground-Source | WBAHP: Heat Pump Packaged Unit | Heat Pump | 208 | 3 |  |  |  | Dual-Speed |  |  |  | 53000 | 2717 | 19.5 |  | 38800 | 2915 | 3.9 |  | Non Federally-Regulated | 12/06/2019 |  | 07/16/2020
Trane U.S. Inc. | Trane | DXHF0363 |  | Water-Source | WBAHP: Heat Pump Packaged Unit | Heat Pump | 208 | 3 |  |  |  | Dual-Speed |  |  |  | 37400 | 2294 | 16.3 | 11.2 | 47500 | 2729 | 5.1 | 4.2 | Federally-Regulated Commercial & Industrial Equipment | 02/23/2016 |  | 07/16/2020
Trane U.S. Inc. | Trane | DXHF0484 |  | Ground-Source | WBAHP: Heat Pump Packaged Unit | Heat Pump | 460 | 3 |  |  |  | Dual-Speed |  |  |  | 53000 | 2717 | 19.5 |  | 38800 | 2915 | 3.9 |  | Non Federally-Regulated | 12/06/2019 |  | 07/16/2020
Trane U.S. Inc. | Trane | DXHF0483 |  | Water-Source | WBAHP: Heat Pump Packaged Unit | Heat Pump | 208 | 3 |  |  |  | Dual-Speed |  |  |  | 51200 | 2976 | 17.2 |  | 62400 | 3386 | 5.4 |  | Federally-Regulated Commercial & Industrial Equipment | 12/06/2019 |  | 07/16/2020
Trane U.S. Inc. | Trane | DXHF0484 |  | Water-Source | WBAHP: Heat Pump Packaged Unit | Heat Pump | 460 | 3 |  |  |  | Dual-Speed |  |  |  | 51200 | 2976 | 17.2 |  | 62400 | 3386 | 5.4 |  | Federally-Regulated Commercial & Industrial Equipment | 12/06/2019 |  | 07/16/2020
Trane U.S. Inc. | Trane | DXVF0241 |  | Ground-Source | WBAHP: Heat Pump Packaged Unit | Heat Pump | 208 | 1 |  |  |  | Dual-Speed |  |  |  | 26400 | 1306 | 20.2 | 13.4 | 19300 | 1414 | 4 | 3.1 | Non Federally-Regulated | 02/16/2016 |  | 07/16/2020
Trane U.S. Inc. | Trane | EXVF0127 |  | Ground-Source | WBAHP: Heat Pump Packaged Unit | Heat Pump | 265 | 1 |  |  |  | Single-Speed |  |  |  | 13100 | 719 | 18.2 | 13.4 | 9400 | 736 | 3.7 | 3.1 | Non Federally-Regulated | 12/01/2016 |  | 07/16/2020
Trane U.S. Inc. | Trane | DXHF0247 |  | Ground-Source | WBAHP: Heat Pump Packaged Unit | Heat Pump | 265 | 1 |  |  |  | Dual-Speed |  |  |  | 27400 | 1343 | 20.4 | 13.4 | 18700 | 1442 | 3.8 | 3.1 | Non Federally-Regulated | 02/23/2016 |  | 07/16/2020
Trane U.S. Inc. | Trane | DXVF0363 |  | Ground-Source | WBAHP: Heat Pump Packaged Unit | Heat Pump | 208 | 3 |  |  |  | Dual-Speed |  |  |  | 38400 | 2010 | 19.1 | 13.4 | 30200 | 2212 | 4 | 3.1 | Non Federally-Regulated | 02/16/2016 |  | 07/16/2020
Trane U.S. Inc. | Trane | DXHF0481 |  | Ground-Water-Source | WBAHP: Heat Pump Packaged Unit | Heat Pump | 208 | 1 |  |  |  | Dual-Speed |  |  |  | 56600 | 2291 | 24.7 |  | 50800 | 3101 | 4.8 |  | Non Federally-Regulated | 12/06/2019 |  | 07/16/2020
Trane U.S. Inc. | Trane | EXHF0127 |  | Ground-Water-Source | WBAHP: Heat Pump Packaged Unit | Heat Pump | 265 | 1 |  |  |  | Single-Speed |  |  |  | 14000 | 558 | 25.1 | 16.2 | 11900 | 809 | 4.3 | 3.6 | Non Federally-Regulated | 12/01/2016 |  | 07/16/2020
Trane U.S. Inc. | Trane | DXHF0243 |  | Ground-Source | WBAHP: Heat Pump Packaged Unit | Heat Pump | 208 | 3 |  |  |  | Dual-Speed |  |  |  | 27400 | 1343 | 20.4 | 13.4 | 18700 | 1442 | 3.8 | 3.1 | Non Federally-Regulated | 02/23/2016 |  | 07/16/2020
Trane U.S. Inc. | Trane | DXHF0483 |  | Ground-Water-Source | WBAHP: Heat Pump Packaged Unit | Heat Pump | 208 | 3 |  |  |  | Dual-Speed |  |  |  | 56600 | 2291 | 24.7 |  | 50800 | 3101 | 4.8 |  | Non Federally-Regulated | 12/06/2019 |  | 07/16/2020
Trane U.S. Inc. | Trane | DXVF0247 |  | Ground-Source | WBAHP: Heat Pump Packaged Unit | Heat Pump | 265 | 1 |  |  |  | Dual-Speed |  |  |  | 26400 | 1306 | 20.2 | 13.4 | 19300 | 1414 | 4 | 3.1 | Non Federally-Regulated | 02/16/2016 |  | 07/16/2020
Trane U.S. Inc. | Trane | DXHF0244 |  | Water-Source | WBAHP: Heat Pump Packaged Unit | Heat Pump | 460 | 3 |  |  |  | Dual-Speed |  |  |  | 26200 | 1480 | 17.7 | 11.2 | 31700 | 1720 | 5.4 | 4.2 | Federally-Regulated Commercial & Industrial Equipment | 02/23/2016 |  | 07/16/2020
Trane U.S. Inc. | Trane | DXVF0244 |  | Ground-Source | WBAHP: Heat Pump Packaged Unit | Heat Pump | 460 | 3 |  |  |  | Dual-Speed |  |  |  | 26400 | 1306 | 20.2 | 13.4 | 19300 | 1414 | 4 | 3.1 | Non Federally-Regulated | 02/16/2016 |  | 07/16/2020
Trane U.S. Inc. | Trane | DXHF0367 |  | Ground-Water-Source | WBAHP: Heat Pump Packaged Unit | Heat Pump | 265 | 1 |  |  |  | Dual-Speed |  |  |  | 41800 | 1734 | 24.1 | 16.2 | 39500 | 2463 | 4.7 | 3.6 | Non Federally-Regulated | 02/16/2016 |  | 07/16/2020
Trane U.S. Inc. | Trane | DXVF0244 |  | Ground-Water-Source | WBAHP: Heat Pump Packaged Unit | Heat Pump | 460 | 3 |  |  |  | Dual-Speed |  |  |  | 28000 | 1085 | 25.8 | 16.2 | 25400 | 1519 | 4.9 | 3.6 | Non Federally-Regulated | 02/16/2016 |  | 07/16/2020
Trane U.S. Inc. | Trane | DXHF0241 |  | Water-Source | WBAHP: Heat Pump Packaged Unit | Heat Pump | 208 | 1 |  |  |  | Dual-Speed |  |  |  | 26200 | 1480 | 17.7 | 11.2 | 31700 | 1720 | 5.4 | 4.2 | Federally-Regulated Commercial & Industrial Equipment | 02/23/2016 |  | 07/16/2020
Trane U.S. Inc. | Trane | DXHF0244 |  | Ground-Water-Source | WBAHP: Heat Pump Packaged Unit | Heat Pump | 460 | 3 |  |  |  | Dual-Speed |  |  |  | 29100 | 1119 | 26 | 16.2 | 25600 | 1596 | 4.7 | 3.6 | Non Federally-Regulated | 02/23/2016 |  | 07/16/2020
Trane U.S. Inc. | Trane | DXHF0243 |  | Ground-Water-Source | WBAHP: Heat Pump Packaged Unit | Heat Pump | 208 | 3 |  |  |  | Dual-Speed |  |  |  | 29100 | 1119 | 26 | 16.2 | 25600 | 1596 | 4.7 | 3.6 | Non Federally-Regulated | 02/23/2016 |  | 07/16/2020
Trane U.S. Inc. | Trane | DXHF0481 |  | Water-Source | WBAHP: Heat Pump Packaged Unit | Heat Pump | 208 | 1 |  |  |  | Dual-Speed |  |  |  | 51200 | 2976 | 17.2 |  | 62400 | 3386 | 5.4 |  | Federally-Regulated Commercial & Industrial Equipment | 12/06/2019 |  | 07/16/2020
Trane U.S. Inc. | Trane | DXVF0361 |  | Ground-Water-Source | WBAHP: Heat Pump Packaged Unit | Heat Pump | 208 | 1 |  |  |  | Dual-Speed |  |  |  | 40700 | 1688 | 24.1 | 16.2 | 38800 | 2419 | 4.7 | 3.6 | Non Federally-Regulated | 02/16/2016 |  | 07/16/2020
Trane U.S. Inc. | Trane | DXHF0361 |  | Water-Source | WBAHP: Heat Pump Packaged Unit | Heat Pump | 208 | 1 |  |  |  | Dual-Speed |  |  |  | 37400 | 2294 | 16.3 | 11.2 | 47500 | 2729 | 5.1 | 4.2 | Federally-Regulated Commercial & Industrial Equipment | 02/23/2016 |  | 07/16/2020
Trane U.S. Inc. | Trane | DXVF0361 |  | Ground-Source | WBAHP: Heat Pump Packaged Unit | Heat Pump | 208 | 1 |  |  |  | Dual-Speed |  |  |  | 38400 | 2010 | 19.1 | 13.4 | 30200 | 2212 | 4 | 3.1 | Non Federally-Regulated | 02/16/2016 |  | 07/16/2020
Trane U.S. Inc. | Trane | EXHF0127 |  | Water-Source | WBAHP: Heat Pump Packaged Unit | Heat Pump | 265 | 1 |  |  |  | Single-Speed |  |  |  | 11900 | 813 | 14.6 | 11.2 | 14600 | 859 | 5 | 4.2 | Federally-Regulated Commercial & Industrial Equipment | 12/01/2016 |  | 07/16/2020
Trane U.S. Inc. | Trane | DXVF0247 |  | Water-Source | WBAHP: Heat Pump Packaged Unit | Heat Pump | 265 | 1 |  |  |  | Dual-Speed |  |  |  | 25700 | 1451 | 17.7 | 11.2 | 31300 | 1730 | 5.3 | 4.2 | Federally-Regulated Commercial & Industrial Equipment | 02/16/2016 |  | 07/16/2020
Trane U.S. Inc. | Trane | DXVF0241 |  | Water-Source | WBAHP: Heat Pump Packaged Unit | Heat Pump | 208 | 1 |  |  |  | Dual-Speed |  |  |  | 25700 | 1451 | 17.7 | 11.2 | 31300 | 1730 | 5.3 | 4.2 | Federally-Regulated Commercial & Industrial Equipment | 02/16/2016 |  | 07/16/2020
Trane U.S. Inc. | Trane | DXHF0367 |  | Ground-Source | WBAHP: Heat Pump Packaged Unit | Heat Pump | 265 | 1 |  |  |  | Dual-Speed |  |  |  | 39100 | 2090 | 18.7 | 13.4 | 29200 | 2252 | 3.8 | 3.1 | Non Federally-Regulated | 02/16/2016 |  | 07/16/2020
Trane U.S. Inc. | Trane | DXHF0361 |  | Ground-Source | WBAHP: Heat Pump Packaged Unit | Heat Pump | 208 | 1 |  |  |  | Dual-Speed |  |  |  | 39100 | 2090 | 18.7 | 13.4 | 29200 | 2252 | 3.8 | 3.1 | Non Federally-Regulated | 02/23/2016 |  | 07/16/2020
Trane U.S. Inc. | Trane | DXHF0363 |  | Ground-Source | WBAHP: Heat Pump Packaged Unit | Heat Pump | 208 | 3 |  |  |  | Dual-Speed |  |  |  | 39100 | 2090 | 18.7 | 13.4 | 29200 | 2252 | 3.8 | 3.1 | Non Federally-Regulated | 02/23/2016 |  | 07/16/2020
Trane U.S. Inc. | Trane | DXVF0361 |  | Water-Source | WBAHP: Heat Pump Packaged Unit | Heat Pump | 208 | 1 |  |  |  | Dual-Speed |  |  |  | 37200 | 2240 | 16.6 | 11.2 | 47100 | 2706 | 5.1 | 4.2 | Federally-Regulated Commercial & Industrial Equipment | 02/16/2016 |  | 07/16/2020
Trane U.S. Inc. | Trane | DXHF0247 |  | Ground-Water-Source | WBAHP: Heat Pump Packaged Unit | Heat Pump | 265 | 1 |  |  |  | Dual-Speed |  |  |  | 29100 | 1119 | 26 | 16.2 | 25600 | 1596 | 4.7 | 3.6 | Non Federally-Regulated | 02/23/2016 |  | 07/16/2020
Trane U.S. Inc. | Trane | DXHF0481 |  | Ground-Source | WBAHP: Heat Pump Packaged Unit | Heat Pump | 208 | 1 |  |  |  | Dual-Speed |  |  |  | 53000 | 2717 | 19.5 |  | 38800 | 2915 | 3.9 |  | Non Federally-Regulated | 12/06/2019 |  | 07/16/2020
Trane U.S. Inc. | Trane | DXVF0244 |  | Water-Source | WBAHP: Heat Pump Packaged Unit | Heat Pump | 460 | 3 |  |  |  | Dual-Speed |  |  |  | 25700 | 1451 | 17.7 | 11.2 | 31300 | 1730 | 5.3 | 4.2 | Federally-Regulated Commercial & Industrial Equipment | 02/16/2016 |  | 07/16/2020
Trane U.S. Inc. | Trane | DXHF0361 |  | Ground-Water-Source | WBAHP: Heat Pump Packaged Unit | Heat Pump | 208 | 1 |  |  |  | Dual-Speed |  |  |  | 41800 | 1734 | 24.1 | 16.2 | 39500 | 2463 | 4.7 | 3.6 | Non Federally-Regulated | 02/23/2016 |  | 07/16/2020
Trane U.S. Inc. | Trane | DXHF0363 |  | Ground-Water-Source | WBAHP: Heat Pump Packaged Unit | Heat Pump | 208 | 3 |  |  |  | Dual-Speed |  |  |  | 41800 | 1734 | 24.1 | 16.2 | 39500 | 2463 | 4.7 | 3.6 | Non Federally-Regulated | 02/23/2016 |  | 07/16/2020
Trane U.S. Inc. | Trane | DXHF0367 |  | Water-Source | WBAHP: Heat Pump Packaged Unit | Heat Pump | 265 | 1 |  |  |  | Dual-Speed |  |  |  | 37400 | 2294 | 16.3 | 11.2 | 47500 | 2729 | 5.1 | 4.2 | Federally-Regulated Commercial & Industrial Equipment | 02/23/2016 |  | 07/16/2020
Trane U.S. Inc. | Trane | DXHF0243 |  | Water-Source | WBAHP: Heat Pump Packaged Unit | Heat Pump | 208 | 3 |  |  |  | Dual-Speed |  |  |  | 26200 | 1480 | 17.7 | 11.2 | 31700 | 1720 | 5.4 | 4.2 | Federally-Regulated Commercial & Industrial Equipment | 02/23/2016 |  | 07/16/2020
Trane U.S. Inc. | Trane | DXVF0247 |  | Ground-Water-Source | WBAHP: Heat Pump Packaged Unit | Heat Pump | 265 | 1 |  |  |  | Dual-Speed |  |  |  | 28000 | 1085 | 25.8 | 16.2 | 25400 | 1519 | 4.9 | 3.6 | Non Federally-Regulated | 02/16/2016 |  | 07/16/2020
Trane U.S. Inc. | Trane | DXVF0243 |  | Ground-Source | WBAHP: Heat Pump Packaged Unit | Heat Pump | 208 | 3 |  |  |  | Dual-Speed |  |  |  | 26400 | 1306 | 20.2 | 13.4 | 19300 | 1414 | 4 | 3.1 | Non Federally-Regulated | 02/16/2016 |  | 07/16/2020
Trane U.S. Inc. | Trane | EXVF0127 |  | Water-Source | WBAHP: Heat Pump Packaged Unit | Heat Pump | 265 | 1 |  |  |  | Single-Speed |  |  |  | 12400 | 806 | 15.4 | 11.2 | 15100 | 855 | 5.2 | 4.2 | Federally-Regulated Commercial & Industrial Equipment | 12/01/2016 |  | 07/16/2020
Trane U.S. Inc. | Trane | DXHF0244 |  | Ground-Source | WBAHP: Heat Pump Packaged Unit | Heat Pump | 460 | 3 |  |  |  | Dual-Speed |  |  |  | 27400 | 1343 | 20.4 | 13.4 | 18700 | 1442 | 3.8 | 3.1 | Non Federally-Regulated | 02/23/2016 |  | 07/16/2020
Trane U.S. Inc. | Trane | DXVF0243 |  | Water-Source | WBAHP: Heat Pump Packaged Unit | Heat Pump | 208 | 3 |  |  |  | Dual-Speed |  |  |  | 25700 | 1451 | 17.7 | 11.2 | 31300 | 1730 | 5.3 | 4.2 | Federally-Regulated Commercial & Industrial Equipment | 02/16/2016 |  | 07/16/2020
Trane U.S. Inc. | Trane | DXHF0364 |  | Ground-Source | WBAHP: Heat Pump Packaged Unit | Heat Pump | 460 | 3 |  |  |  | Dual-Speed |  |  |  | 39100 | 2090 | 18.7 | 13.4 | 29200 | 2252 | 3.8 | 3.1 | Non Federally-Regulated | 02/23/2016 |  | 07/16/2020
Trane U.S. Inc. | Trane | DXHF0241 |  | Ground-Water-Source | WBAHP: Heat Pump Packaged Unit | Heat Pump | 208 | 1 |  |  |  | Dual-Speed |  |  |  | 29100 | 1119 | 26 | 16.2 | 25600 | 1596 | 4.7 | 3.6 | Non Federally-Regulated | 02/23/2016 |  | 07/16/2020
Trane U.S. Inc. | Trane | DXHF0241 |  | Ground-Source | WBAHP: Heat Pump Packaged Unit | Heat Pump | 208 | 1 |  |  |  | Dual-Speed |  |  |  | 27400 | 1343 | 20.4 | 13.4 | 18700 | 1442 | 3.8 | 3.1 | Non Federally-Regulated | 02/23/2016 |  | 07/16/2020
Trane U.S. Inc. | Trane | DXHF0364 |  | Water-Source | WBAHP: Heat Pump Packaged Unit | Heat Pump | 460 | 3 |  |  |  | Dual-Speed |  |  |  | 37400 | 2294 | 16.3 | 11.2 | 47500 | 2729 | 5.1 | 4.2 | Federally-Regulated Commercial & Industrial Equipment | 02/23/2016 |  | 07/16/2020
Trane U.S. Inc. | Trane | DXHF0484 |  | Ground-Water-Source | WBAHP: Heat Pump Packaged Unit | Heat Pump | 460 | 3 |  |  |  | Dual-Speed |  |  |  | 56600 | 2291 | 24.7 |  | 50800 | 3101 | 4.8 |  | Non Federally-Regulated | 12/06/2019 |  | 07/16/2020
Trane U.S. Inc. | Trane | DXVF0243 |  | Ground-Water-Source | WBAHP: Heat Pump Packaged Unit | Heat Pump | 208 | 3 |  |  |  | Dual-Speed |  |  |  | 28000 | 1085 | 25.8 | 16.2 | 25400 | 1519 | 4.9 | 3.6 | Non Federally-Regulated | 02/16/2016 |  | 07/16/2020
Trane U.S. Inc. | Trane | EXHF0127 |  | Ground-Source | WBAHP: Heat Pump Packaged Unit | Heat Pump | 265 | 1 |  |  |  | Single-Speed |  |  |  | 12700 | 716 | 17.7 | 13.4 | 9000 | 764 | 3.5 | 3.1 | Non Federally-Regulated | 12/01/2016 |  | 07/16/2020
Trane U.S. Inc. | Trane | DXHF0247 |  | Water-Source | WBAHP: Heat Pump Packaged Unit | Heat Pump | 265 | 1 |  |  |  | Dual-Speed |  |  |  | 26200 | 1480 | 17.7 | 11.2 | 31700 | 1720 | 5.4 | 4.2 | Federally-Regulated Commercial & Industrial Equipment | 02/23/2016 |  | 07/16/2020
Trane U.S. Inc. | Trane | EXVF0127 |  | Ground-Water-Source | WBAHP: Heat Pump Packaged Unit | Heat Pump | 265 | 1 |  |  |  | Single-Speed |  |  |  | 14200 | 559 | 25.4 | 16.2 | 12400 | 807 | 4.5 | 3.6 | Non Federally-Regulated | 12/01/2016 |  | 07/16/2020
Trane U.S. Inc. | Trane | DXHF0364 |  | Ground-Water-Source | WBAHP: Heat Pump Packaged Unit | Heat Pump | 460 | 3 |  |  |  | Dual-Speed |  |  |  | 41800 | 1734 | 24.1 | 16.2 | 39500 | 2463 | 4.7 | 3.6 | Non Federally-Regulated | 02/23/2016 |  | 07/16/2020
Trane U.S. Inc. | Trane | GEHE0120 |  | Ground-Water-Source | WBAHP: Heat Pump Packaged Unit | Heat Pump | 115 | 1 |  |  | No Match | Single-Speed |  |  |  | 12700 | 635 | 20 | 16.2 | 12000 | 837 | 4.2 | 3.6 | Non Federally-Regulated | 06/14/2011 |  | 07/16/2020
Trane U.S. Inc. | Trane | GEHE0127 |  | Water-Source | WBAHP: Heat Pump Packaged Unit | Heat Pump | 265 | 1 |  |  | No Match | Single-Speed |  |  |  | 11700 | 836 | 14 | 11.2 | 14600 | 873 | 4.9 | 4.2 | Federally-Regulated Commercial & Industrial Equipment | 06/14/2011 |  | 07/16/2020
Trane U.S. Inc. | Trane | GEVE0127 |  | Ground-Source | WBAHP: Heat Pump Packaged Unit | Heat Pump | 265 | 1 |  |  | No Match | Single-Speed |  |  |  | 12000 | 759 | 15.8 | 13.4 | 9400 | 787 | 3.5 | 3.1 | Non Federally-Regulated | 06/14/2011 |  | 07/16/2020
Trane U.S. Inc. | Trane | GEVE0120 |  | Ground-Water-Source | WBAHP: Heat Pump Packaged Unit | Heat Pump | 115 | 1 |  |  | No Match | Single-Speed |  |  |  | 12800 | 615 | 20.8 | 16.2 | 12200 | 832 | 4.3 | 3.6 | Non Federally-Regulated | 06/14/2011 |  | 07/16/2020
Trane U.S. Inc. | Trane | VSVE0504 |  | Water-Source | WBAHP: Heat Pump Packaged Unit | Heat Pump | 460 | 3 |  |  |  | Variable-Speed |  |  |  | 51200 | 3256 | 15.7 | 11.2 | 68800 | 3790 | 5.3 | 4.2 | Federally-Regulated Commercial & Industrial Equipment | 02/23/2016 |  | 07/16/2020
Trane U.S. Inc. | Trane | VSVE0424 |  | Water-Source | WBAHP: Heat Pump Packaged Unit | Heat Pump | 460 | 3 |  |  |  | Variable-Speed |  |  |  | 44100 | 2416 | 18.3 | 11.2 | 54700 | 2694 | 6 | 4.2 | Federally-Regulated Commercial & Industrial Equipment | 02/23/2016 |  | 07/16/2020
Trane U.S. Inc. | Trane | VSVE0334 |  | Water-Source | WBAHP: Heat Pump Packaged Unit | Heat Pump | 460 | 3 |  |  |  | Variable-Speed |  |  |  | 32900 | 2126 | 15.5 | 11.2 | 40400 | 2168 | 5.5 | 4.2 | Federally-Regulated Commercial & Industrial Equipment | 02/23/2016 |  | 07/16/2020
Trane U.S. Inc. | Trane | VSHE0501 |  | Water-Source | WBAHP: Heat Pump Packaged Unit | Heat Pump | 208 | 1 |  |  |  | Variable-Speed |  |  |  | 50200 | 3042 | 16.5 | 11.2 | 64400 | 3254 | 5.8 | 4.2 | Federally-Regulated Commercial & Industrial Equipment | 02/23/2016 |  | 07/16/2020
Trane U.S. Inc. | Trane | VSVE0604 |  | Ground-Source | WBAHP: Heat Pump Packaged Unit | Heat Pump | 460 | 3 |  |  |  | Variable-Speed |  |  |  | 64600 | 3530 | 18.3 | 13.4 | 50000 | 3663 | 4 | 3.1 | Non Federally-Regulated | 02/23/2016 |  | 07/16/2020
Trane U.S. Inc. | Trane | VSVE0424 |  | Ground-Source | WBAHP: Heat Pump Packaged Unit | Heat Pump | 460 | 3 |  |  |  | Variable-Speed |  |  |  | 46200 | 2097 | 22 | 13.4 | 31900 | 2349 | 4 | 3.1 | Non Federally-Regulated | 02/23/2016 |  | 07/16/2020
Trane U.S. Inc. | Trane | VSVE0601 |  | Water-Source | WBAHP: Heat Pump Packaged Unit | Heat Pump | 208 | 1 |  |  |  | Variable-Speed |  |  |  | 61800 | 3961 | 15.6 | 11.2 | 81200 | 4326 | 5.5 | 4.2 | Federally-Regulated Commercial & Industrial Equipment | 02/23/2016 |  | 07/16/2020
Trane U.S. Inc. | Trane | VSHE0421 |  | Ground-Source | WBAHP: Heat Pump Packaged Unit | Heat Pump | 208 | 1 |  |  |  | Variable-Speed |  |  |  | 44600 | 2027 | 22 | 13.4 | 31500 | 2051 | 4.5 | 3.1 | Non Federally-Regulated | 02/23/2016 |  | 07/16/2020
Trane U.S. Inc. | Trane | VSVE0501 |  | Ground-Water-Source | WBAHP: Heat Pump Packaged Unit | Heat Pump | 208 | 1 |  |  |  | Variable-Speed |  |  |  | 57800 | 2206 | 26.2 | 16.2 | 54600 | 3493 | 4.6 | 3.6 | Non Federally-Regulated | 02/23/2016 |  | 07/16/2020
Trane U.S. Inc. | Trane | VSHE0331 |  | Ground-Water-Source | WBAHP: Heat Pump Packaged Unit | Heat Pump | 208 | 1 |  |  |  | Variable-Speed |  |  |  | 37900 | 1515 | 25 | 16.2 | 32300 | 1900 | 5 | 3.6 | Non Federally-Regulated | 02/23/2016 |  | 07/16/2020
Trane U.S. Inc. | Trane | VSHE0241 |  | Ground-Water-Source | WBAHP: Heat Pump Packaged Unit | Heat Pump | 208 | 1 |  |  |  | Variable-Speed |  |  |  | 28400 | 894 | 31.8 | 16.2 | 24300 | 1336 | 5.3 | 3.6 | Non Federally-Regulated | 02/23/2016 |  | 07/16/2020
Trane U.S. Inc. | Trane | VSVE0504 |  | Ground-Source | WBAHP: Heat Pump Packaged Unit | Heat Pump | 460 | 3 |  |  |  | Variable-Speed |  |  |  | 54100 | 2883 | 18.8 | 13.4 | 41400 | 3235 | 3.8 | 3.1 | Non Federally-Regulated | 02/23/2016 |  | 07/16/2020
Trane U.S. Inc. | Trane | VSVE0241 |  | Ground-Water-Source | WBAHP: Heat Pump Packaged Unit | Heat Pump | 208 | 1 |  |  |  | Variable-Speed |  |  |  | 27800 | 836 | 33.2 | 16.2 | 24400 | 1375 | 5.2 | 3.6 | Non Federally-Regulated | 02/23/2016 |  | 07/16/2020
Trane U.S. Inc. | Trane | GEHE0127 |  | Ground-Source | WBAHP: Heat Pump Packaged Unit | Heat Pump | 265 | 1 |  |  |  | Single-Speed |  |  |  | 12000 | 826 | 14.5 | 13.4 | 9300 | 836 | 3.3 | 3.1 | Non Federally-Regulated | 12/01/2016 |  | 07/16/2020
Trane U.S. Inc. | Trane | VSHE0421 |  | Water-Source | WBAHP: Heat Pump Packaged Unit | Heat Pump | 208 | 1 |  |  |  | Variable-Speed |  |  |  | 42600 | 2290 | 18.6 | 11.2 | 51800 | 2265 | 6.7 | 4.2 | Federally-Regulated Commercial & Industrial Equipment | 02/23/2016 |  | 07/16/2020
Trane U.S. Inc. | Trane | VSHE0501 |  | Ground-Water-Source | WBAHP: Heat Pump Packaged Unit | Heat Pump | 208 | 1 |  |  |  | Variable-Speed |  |  |  | 56200 | 2161 | 26 | 16.2 | 52500 | 3016 | 5.1 | 3.6 | Non Federally-Regulated | 02/23/2016 |  | 07/16/2020
Trane U.S. Inc. | Trane | VSHE0334 |  | Water-Source | WBAHP: Heat Pump Packaged Unit | Heat Pump | 460 | 3 |  |  |  | Variable-Speed |  |  |  | 33800 | 2140 | 15.8 | 11.2 | 40200 | 2013 | 5.9 | 4.2 | Federally-Regulated Commercial & Industrial Equipment | 02/23/2016 |  | 07/16/2020
Trane U.S. Inc. | Trane | VSHE0241 |  | Ground-Source | WBAHP: Heat Pump Packaged Unit | Heat Pump | 208 | 1 |  |  |  | Variable-Speed |  |  |  | 26200 | 1200 | 21.8 | 13.4 | 18500 | 1246 | 4.4 | 3.1 | Non Federally-Regulated | 02/23/2016 |  | 07/16/2020
Trane U.S. Inc. | Trane | GEVE0120 |  | Water-Source | WBAHP: Heat Pump Packaged Unit | Heat Pump | 115 | 1 |  |  |  | Single-Speed |  |  |  | 11600 | 878 | 13.2 | 11.2 | 14900 | 911 | 4.8 | 4.2 | Federally-Regulated Commercial & Industrial Equipment | 12/01/2016 |  | 07/16/2020
Trane U.S. Inc. | Trane | VSHE0244 |  | Water-Source | WBAHP: Heat Pump Packaged Unit | Heat Pump | 460 | 3 |  |  |  | Variable-Speed |  |  |  | 25100 | 1371 | 18.3 | 11.2 | 30300 | 1378 | 6.4 | 4.2 | Federally-Regulated Commercial & Industrial Equipment | 02/23/2016 |  | 07/16/2020
Trane U.S. Inc. | Trane | GEHE0127 |  | Ground-Water-Source | WBAHP: Heat Pump Packaged Unit | Heat Pump | 265 | 1 |  |  |  | Single-Speed |  |  |  | 12700 | 673 | 18.9 | 16.2 | 12000 | 874 | 4 | 3.6 | Non Federally-Regulated | 12/01/2016 |  | 07/16/2020
Trane U.S. Inc. | Trane | GEHE0120 |  | Water-Source | WBAHP: Heat Pump Packaged Unit | Heat Pump | 115 | 1 |  |  |  | Single-Speed |  |  |  | 11700 | 886 | 13.2 | 11.2 | 14600 | 912 | 4.7 | 4.2 | Federally-Regulated Commercial & Industrial Equipment | 12/01/2016 |  | 07/16/2020
Trane U.S. Inc. | Trane | VSVE0244 |  | Water-Source | WBAHP: Heat Pump Packaged Unit | Heat Pump | 460 | 3 |  |  |  | Variable-Speed |  |  |  | 24600 | 1334 | 18.4 | 11.2 | 30300 | 1455 | 6.1 | 4.2 | Federally-Regulated Commercial & Industrial Equipment | 02/23/2016 |  | 07/16/2020
Trane U.S. Inc. | Trane | VSHE0504 |  | Water-Source | WBAHP: Heat Pump Packaged Unit | Heat Pump | 460 | 3 |  |  |  | Variable-Speed |  |  |  | 50200 | 3042 | 16.5 | 11.2 | 64400 | 3254 | 5.8 | 4.2 | Federally-Regulated Commercial & Industrial Equipment | 02/23/2016 |  | 07/16/2020
Trane U.S. Inc. | Trane | VSHE0331 |  | Ground-Source | WBAHP: Heat Pump Packaged Unit | Heat Pump | 208 | 1 |  |  |  | Variable-Speed |  |  |  | 35300 | 1907 | 18.5 | 13.4 | 24700 | 1765 | 4.1 | 3.1 | Non Federally-Regulated | 02/23/2016 |  | 07/16/2020
Trane U.S. Inc. | Trane | VSHE0421 |  | Ground-Water-Source | WBAHP: Heat Pump Packaged Unit | Heat Pump | 208 | 1 |  |  |  | Variable-Speed |  |  |  | 47300 | 1530 | 30.9 | 16.2 | 42000 | 2198 | 5.6 | 3.6 | Non Federally-Regulated | 02/23/2016 |  | 07/16/2020
Trane U.S. Inc. | Trane | VSVE0421 |  | Ground-Source | WBAHP: Heat Pump Packaged Unit | Heat Pump | 208 | 1 |  |  |  | Variable-Speed |  |  |  | 46200 | 2097 | 22 | 13.4 | 31900 | 2349 | 4 | 3.1 | Non Federally-Regulated | 02/23/2016 |  | 07/16/2020
Trane U.S. Inc. | Trane | EXVF0121 |  | Ground-Source | WBAHP: Heat Pump Packaged Unit | Heat Pump | 208 | 1 |  |  |  | Single-Speed |  |  |  | 13100 | 719 | 18.2 | 13.4 | 9400 | 736 | 3.7 | 3.1 | Non Federally-Regulated | 12/01/2016 |  | 07/16/2020
Trane U.S. Inc. | Trane | EXVF0121 |  | Water-Source | WBAHP: Heat Pump Packaged Unit | Heat Pump | 208 | 1 |  |  |  | Single-Speed |  |  |  | 12400 | 806 | 15.4 | 11.2 | 15100 | 855 | 5.2 | 4.2 | Federally-Regulated Commercial & Industrial Equipment | 12/01/2016 |  | 07/16/2020
Trane U.S. Inc. | Trane | VSVE0421 |  | Ground-Water-Source | WBAHP: Heat Pump Packaged Unit | Heat Pump | 208 | 1 |  |  |  | Variable-Speed |  |  |  | 50100 | 1543 | 32.5 | 16.2 | 43600 | 2515 | 5.1 | 3.6 | Non Federally-Regulated | 02/23/2016 |  | 07/16/2020
Trane U.S. Inc. | Trane | VSVE0501 |  | Water-Source | WBAHP: Heat Pump Packaged Unit | Heat Pump | 208 | 1 |  |  |  | Variable-Speed |  |  |  | 51200 | 3256 | 15.7 | 11.2 | 68800 | 3790 | 5.3 | 4.2 | Federally-Regulated Commercial & Industrial Equipment | 02/23/2016 |  | 07/16/2020
Trane U.S. Inc. | Trane | VSHE0501 |  | Ground-Source | WBAHP: Heat Pump Packaged Unit | Heat Pump | 208 | 1 |  |  |  | Variable-Speed |  |  |  | 52400 | 2715 | 19.3 | 13.4 | 40100 | 2798 | 4.2 | 3.1 | Non Federally-Regulated | 02/23/2016 |  | 07/16/2020
Trane U.S. Inc. | Trane | VSHE0424 |  | Water-Source | WBAHP: Heat Pump Packaged Unit | Heat Pump | 460 | 3 |  |  |  | Variable-Speed |  |  |  | 42600 | 2290 | 18.6 | 11.2 | 51800 | 2265 | 6.7 | 4.2 | Federally-Regulated Commercial & Industrial Equipment | 02/23/2016 |  | 07/16/2020
Trane U.S. Inc. | Trane | VSHE0424 |  | Ground-Water-Source | WBAHP: Heat Pump Packaged Unit | Heat Pump | 460 | 3 |  |  |  | Variable-Speed |  |  |  | 47300 | 1530 | 30.9 | 16.2 | 42000 | 2198 | 5.6 | 3.6 | Non Federally-Regulated | 02/23/2016 |  | 07/16/2020
Trane U.S. Inc. | Trane | VSVE0601 |  | Ground-Source | WBAHP: Heat Pump Packaged Unit | Heat Pump | 208 | 1 |  |  |  | Variable-Speed |  |  |  | 64600 | 3530 | 18.3 | 13.4 | 50000 | 3663 | 4 | 3.1 | Non Federally-Regulated | 02/23/2016 |  | 07/16/2020
Trane U.S. Inc. | Trane | VSHE0244 |  | Ground-Source | WBAHP: Heat Pump Packaged Unit | Heat Pump | 460 | 3 |  |  |  | Variable-Speed |  |  |  | 26200 | 1200 | 21.8 | 13.4 | 18500 | 1246 | 4.4 | 3.1 | Non Federally-Regulated | 02/23/2016 |  | 07/16/2020
Trane U.S. Inc. | Trane | VSVE0504 |  | Ground-Water-Source | WBAHP: Heat Pump Packaged Unit | Heat Pump | 460 | 3 |  |  |  | Variable-Speed |  |  |  | 57800 | 2206 | 26.2 | 16.2 | 54600 | 3493 | 4.6 | 3.6 | Non Federally-Regulated | 02/23/2016 |  | 07/16/2020
Trane U.S. Inc. | Trane | GEVE0120 |  | Ground-Source | WBAHP: Heat Pump Packaged Unit | Heat Pump | 115 | 1 |  |  |  | Single-Speed |  |  |  | 12000 | 805 | 14.9 | 13.4 | 9400 | 822 | 3.4 | 3.1 | Non Federally-Regulated | 12/01/2016 |  | 07/16/2020
Trane U.S. Inc. | Trane | VSHE0334 |  | Ground-Water-Source | WBAHP: Heat Pump Packaged Unit | Heat Pump | 460 | 3 |  |  |  | Variable-Speed |  |  |  | 37900 | 1515 | 25 | 16.2 | 32300 | 1900 | 5 | 3.6 | Non Federally-Regulated | 02/23/2016 |  | 07/16/2020
Trane U.S. Inc. | Trane | VSHE0504 |  | Ground-Water-Source | WBAHP: Heat Pump Packaged Unit | Heat Pump | 460 | 3 |  |  |  | Variable-Speed |  |  |  | 56200 | 2161 | 26 | 16.2 | 52500 | 3016 | 5.1 | 3.6 | Non Federally-Regulated | 02/23/2016 |  | 07/16/2020
Trane U.S. Inc. | Trane | VSVE0604 |  | Water-Source | WBAHP: Heat Pump Packaged Unit | Heat Pump | 460 | 3 |  |  |  | Variable-Speed |  |  |  | 61800 | 3961 | 15.6 | 11.2 | 81200 | 4326 | 5.5 | 4.2 | Federally-Regulated Commercial & Industrial Equipment | 02/23/2016 |  | 07/16/2020
Trane U.S. Inc. | Trane | VSVE0421 |  | Water-Source | WBAHP: Heat Pump Packaged Unit | Heat Pump | 208 | 1 |  |  |  | Variable-Speed |  |  |  | 44100 | 2416 | 18.3 | 11.2 | 54700 | 2694 | 6 | 4.2 | Federally-Regulated Commercial & Industrial Equipment | 02/23/2016 |  | 07/16/2020
Trane U.S. Inc. | Trane | VSHE0424 |  | Ground-Source | WBAHP: Heat Pump Packaged Unit | Heat Pump | 460 | 3 |  |  |  | Variable-Speed |  |  |  | 44600 | 2027 | 22 | 13.4 | 31500 | 2051 | 4.5 | 3.1 | Non Federally-Regulated | 02/23/2016 |  | 07/16/2020
Trane U.S. Inc. | Trane | GEHE0120 |  | Ground-Source | WBAHP: Heat Pump Packaged Unit | Heat Pump | 115 | 1 |  |  |  | Single-Speed |  |  |  | 12000 | 826 | 14.5 | 13.4 | 9300 | 836 | 3.3 | 3.1 | Non Federally-Regulated | 12/01/2016 |  | 07/16/2020
Trane U.S. Inc. | Trane | VSHE0244 |  | Ground-Water-Source | WBAHP: Heat Pump Packaged Unit | Heat Pump | 460 | 3 |  |  |  | Variable-Speed |  |  |  | 28400 | 894 | 31.8 | 16.2 | 24300 | 1336 | 5.3 | 3.6 | Non Federally-Regulated | 02/23/2016 |  | 07/16/2020
Trane U.S. Inc. | Trane | GEVE0127 |  | Ground-Water-Source | WBAHP: Heat Pump Packaged Unit | Heat Pump | 265 | 1 |  |  |  | Single-Speed |  |  |  | 12800 | 652 | 19.6 | 16.2 | 12200 | 867 | 4.1 | 3.6 | Non Federally-Regulated | 12/01/2016 |  | 07/16/2020
Trane U.S. Inc. | Trane | VSVE0501 |  | Ground-Source | WBAHP: Heat Pump Packaged Unit | Heat Pump | 208 | 1 |  |  |  | Variable-Speed |  |  |  | 54100 | 2883 | 18.8 | 13.4 | 41400 | 3235 | 3.8 | 3.1 | Non Federally-Regulated | 02/23/2016 |  | 07/16/2020
Trane U.S. Inc. | Trane | GEVE0127 |  | Water-Source | WBAHP: Heat Pump Packaged Unit | Heat Pump | 265 | 1 |  |  |  | Single-Speed |  |  |  | 11600 | 878 | 13.2 | 11.2 | 14900 | 911 | 4.8 | 4.2 | Federally-Regulated Commercial & Industrial Equipment | 12/01/2016 |  | 07/16/2020
Trane U.S. Inc. | Trane | VSHE0334 |  | Ground-Source | WBAHP: Heat Pump Packaged Unit | Heat Pump | 460 | 3 |  |  |  | Variable-Speed |  |  |  | 35300 | 1907 | 18.5 | 13.4 | 24700 | 1765 | 4.1 | 3.1 | Non Federally-Regulated | 02/23/2016 |  | 07/16/2020
Trane U.S. Inc. | Trane | VSHE0331 |  | Water-Source | WBAHP: Heat Pump Packaged Unit | Heat Pump | 208 | 1 |  |  |  | Variable-Speed |  |  |  | 33800 | 2140 | 15.8 | 11.2 | 40200 | 2013 | 5.9 | 4.2 | Federally-Regulated Commercial & Industrial Equipment | 02/23/2016 |  | 07/16/2020
Trane U.S. Inc. | Trane | EXVF0121 |  | Ground-Water-Source | WBAHP: Heat Pump Packaged Unit | Heat Pump | 208 | 1 |  |  |  | Single-Speed |  |  |  | 14200 | 559 | 25.4 | 16.2 | 12400 | 807 | 4.5 | 3.6 | Non Federally-Regulated | 12/01/2016 |  | 07/16/2020
Trane U.S. Inc. | Trane | VSVE0241 |  | Ground-Source | WBAHP: Heat Pump Packaged Unit | Heat Pump | 208 | 1 |  |  |  | Variable-Speed |  |  |  | 25900 | 1160 | 22.3 | 13.4 | 18400 | 1293 | 4.2 | 3.1 | Non Federally-Regulated | 02/23/2016 |  | 07/16/2020
Trane U.S. Inc. | Trane | VSHE0241 |  | Water-Source | WBAHP: Heat Pump Packaged Unit | Heat Pump | 208 | 1 |  |  |  | Variable-Speed |  |  |  | 25100 | 1371 | 18.3 | 11.2 | 30300 | 1378 | 6.4 | 4.2 | Federally-Regulated Commercial & Industrial Equipment | 02/23/2016 |  | 07/16/2020
Trane U.S. Inc. | Trane | VSVE0424 |  | Ground-Water-Source | WBAHP: Heat Pump Packaged Unit | Heat Pump | 460 | 3 |  |  |  | Variable-Speed |  |  |  | 50100 | 1543 | 32.5 | 16.2 | 43600 | 2515 | 5.1 | 3.6 | Non Federally-Regulated | 02/23/2016 |  | 07/16/2020
Trane U.S. Inc. | Trane | VSVE0241 |  | Water-Source | WBAHP: Heat Pump Packaged Unit | Heat Pump | 208 | 1 |  |  |  | Variable-Speed |  |  |  | 24600 | 1334 | 18.4 | 11.2 | 30300 | 1455 | 6.1 | 4.2 | Federally-Regulated Commercial & Industrial Equipment | 02/23/2016 |  | 07/16/2020
Trane U.S. Inc. | Trane | VSHE0504 |  | Ground-Source | WBAHP: Heat Pump Packaged Unit | Heat Pump | 460 | 3 |  |  |  | Variable-Speed |  |  |  | 52400 | 2715 | 19.3 | 13.4 | 40100 | 2798 | 4.2 | 3.1 | Non Federally-Regulated | 02/23/2016 |  | 07/16/2020
Trane U.S. Inc. | Trane | GEVE012 |  | Ground-Source | WBAHP: Heat Pump Packaged Unit | Both Heat Pump and Electric Re | 208 | 1 |  |  |  | Single-Speed |  |  |  | 12000 | 805 | 14.9 | 13.4 | 9400 | 822 | 3.4 | 3.1 | Non Federally-Regulated | 12/01/2016 |  | 07/16/2020
Trane U.S. Inc. | Trane | GEHE012 |  | Ground-Source | WBAHP: Heat Pump Packaged Unit | Both Heat Pump and Electric Re | 208 | 1 |  |  |  | Single-Speed |  |  |  | 12000 | 826 | 14.5 | 13.4 | 9300 | 836 | 3.3 | 3.1 | Non Federally-Regulated | 12/01/2016 |  | 07/16/2020
Trane U.S. Inc. | Trane | DXVF0604 |  | Water-Source | WBAHP: Heat Pump Packaged Unit | Heat Pump | 460 | 3 |  |  |  | Dual-Speed |  |  |  | 59800 | 3714 | 16.1 |  | 79000 | 4368 | 5.3 |  | Federally-Regulated Commercial & Industrial Equipment | 12/06/2019 |  | 07/16/2020
Trane U.S. Inc. | Trane | VSVE0331 |  | Water-Source | WBAHP: Heat Pump Packaged Unit | Heat Pump | 208 | 1 |  |  |  | Variable-Speed |  |  |  | 32900 | 2126 | 15.5 | 11.2 | 40400 | 2168 | 5.5 | 4.2 | Federally-Regulated Commercial & Industrial Equipment | 02/23/2016 |  | 07/16/2020
Trane U.S. Inc. | Trane | VSVE0331 |  | Ground-Water-Source | WBAHP: Heat Pump Packaged Unit | Heat Pump | 208 | 1 |  |  |  | Variable-Speed |  |  |  | 36600 | 1483 | 24.7 | 16.2 | 32400 | 1990 | 4.8 | 3.6 | Non Federally-Regulated | 02/23/2016 |  | 07/16/2020
Trane U.S. Inc. | Trane | GEVE012 |  | Water-Source | WBAHP: Heat Pump Packaged Unit | Both Heat Pump and Electric Re | 208 | 1 |  |  |  | Single-Speed |  |  |  | 11600 | 878 | 13.2 | 11.2 | 14900 | 911 | 4.8 | 4.2 | Federally-Regulated Commercial & Industrial Equipment | 12/01/2016 |  | 07/16/2020
Trane U.S. Inc. | Trane | DXHF0604 |  | Ground-Source | WBAHP: Heat Pump Packaged Unit | Heat Pump | 460 | 3 |  |  |  | Dual-Speed |  |  |  | 60500 | 3517 | 17.2 |  | 50300 | 3984 | 3.7 |  | Non Federally-Regulated | 12/06/2019 |  | 07/16/2020
Trane U.S. Inc. | Trane | DXHF0601 |  | Ground-Source | WBAHP: Heat Pump Packaged Unit | Heat Pump | 208 | 1 |  |  |  | Dual-Speed |  |  |  | 60500 | 3517 | 17.2 |  | 50300 | 3984 | 3.7 |  | Non Federally-Regulated | 12/06/2019 |  | 07/16/2020
Trane U.S. Inc. | Trane | EXHF0121 |  | Ground-Source | WBAHP: Heat Pump Packaged Unit | Heat Pump | 208 | 1 |  |  |  | Single-Speed |  |  |  | 12700 | 716 | 17.7 | 13.4 | 9000 | 764 | 3.5 | 3.1 | Non Federally-Regulated | 12/01/2016 |  | 07/16/2020
Trane U.S. Inc. | Trane | GEVE012 |  | Ground-Water-Source | WBAHP: Heat Pump Packaged Unit | Both Heat Pump and Electric Re | 208 | 1 |  |  |  | Single-Speed |  |  |  | 12800 | 652 | 19.6 | 16.2 | 12200 | 867 | 4.1 | 3.6 | Non Federally-Regulated | 12/01/2016 |  | 07/16/2020
Trane U.S. Inc. | Trane | DXHF0601 |  | Ground-Water-Source | WBAHP: Heat Pump Packaged Unit | Heat Pump | 208 | 1 |  |  |  | Dual-Speed |  |  |  | 64800 | 3100 | 20.9 |  | 66400 | 4422 | 4.4 |  | Non Federally-Regulated | 12/06/2019 |  | 07/16/2020
Trane U.S. Inc. | Trane | GEHE012 |  | Water-Source | WBAHP: Heat Pump Packaged Unit | Both Heat Pump and Electric Re | 208 | 1 |  |  |  | Single-Speed |  |  |  | 11700 | 886 | 13.2 | 11.2 | 14600 | 912 | 4.7 | 4.2 | Federally-Regulated Commercial & Industrial Equipment | 12/01/2016 |  | 07/16/2020
Trane U.S. Inc. | Trane | VSVE0331 |  | Ground-Source | WBAHP: Heat Pump Packaged Unit | Heat Pump | 208 | 1 |  |  |  | Variable-Speed |  |  |  | 34300 | 1897 | 18.1 | 13.4 | 24500 | 1860 | 3.9 | 3.1 | Non Federally-Regulated | 02/23/2016 |  | 07/16/2020
Trane U.S. Inc. | Trane | DXHF0604 |  | Water-Source | WBAHP: Heat Pump Packaged Unit | Heat Pump | 460 | 3 |  |  |  | Dual-Speed |  |  |  | 57800 | 3853 | 15 |  | 80500 | 4915 | 4.8 |  | Federally-Regulated Commercial & Industrial Equipment | 12/06/2019 |  | 07/16/2020
Trane U.S. Inc. | Trane | VSVE0334 |  | Ground-Source | WBAHP: Heat Pump Packaged Unit | Heat Pump | 460 | 3 |  |  |  | Variable-Speed |  |  |  | 34300 | 1897 | 18.1 | 13.4 | 24500 | 1860 | 3.9 | 3.1 | Non Federally-Regulated | 02/23/2016 |  | 07/16/2020
Trane U.S. Inc. | Trane | DXVF0604 |  | Ground-Source | WBAHP: Heat Pump Packaged Unit | Heat Pump | 460 | 3 |  |  |  | Dual-Speed |  |  |  | 62100 | 3412 | 18.2 |  | 51100 | 3744 | 4 |  | Non Federally-Regulated | 12/06/2019 |  | 07/16/2020
Trane U.S. Inc. | Trane | DXHF0601 |  | Water-Source | WBAHP: Heat Pump Packaged Unit | Heat Pump | 208 | 1 |  |  |  | Dual-Speed |  |  |  | 57800 | 3853 | 15 |  | 80500 | 4915 | 4.8 |  | Federally-Regulated Commercial & Industrial Equipment | 12/06/2019 |  | 07/16/2020
Trane U.S. Inc. | Trane | VSVE0244 |  | Ground-Water-Source | WBAHP: Heat Pump Packaged Unit | Heat Pump | 460 | 3 |  |  |  | Variable-Speed |  |  |  | 27800 | 836 | 33.2 | 16.2 | 24400 | 1375 | 5.2 | 3.6 | Non Federally-Regulated | 02/23/2016 |  | 07/16/2020
Trane U.S. Inc. | Trane | DXVF0484 |  | Water-Source | WBAHP: Heat Pump Packaged Unit | Heat Pump | 460 | 3 |  |  |  | Dual-Speed |  |  |  | 49500 | 2894 | 17.1 |  | 61100 | 3255 | 5.5 |  | Federally-Regulated Commercial & Industrial Equipment | 12/06/2019 |  | 07/16/2020
Trane U.S. Inc. | Trane | DXHF0604 |  | Ground-Water-Source | WBAHP: Heat Pump Packaged Unit | Heat Pump | 460 | 3 |  |  |  | Dual-Speed |  |  |  | 64800 | 3100 | 20.9 |  | 66400 | 4422 | 4.4 |  | Non Federally-Regulated | 12/06/2019 |  | 07/16/2020
Trane U.S. Inc. | Trane | DXHF0603 |  | Water-Source | WBAHP: Heat Pump Packaged Unit | Heat Pump | 208 | 3 |  |  |  | Dual-Speed |  |  |  | 57800 | 3853 | 15 |  | 80500 | 4915 | 4.8 |  | Federally-Regulated Commercial & Industrial Equipment | 12/06/2019 |  | 07/16/2020
Trane U.S. Inc. | Trane | DXVF0484 |  | Ground-Water-Source | WBAHP: Heat Pump Packaged Unit | Heat Pump | 460 | 3 |  |  |  | Dual-Speed |  |  |  | 54200 | 2185 | 24.8 |  | 50400 | 3014 | 4.9 |  | Non Federally-Regulated | 12/06/2019 |  | 07/16/2020
Trane U.S. Inc. | Trane | DXVF0603 |  | Water-Source | WBAHP: Heat Pump Packaged Unit | Heat Pump | 208 | 3 |  |  |  | Dual-Speed |  |  |  | 59800 | 3714 | 16.1 |  | 79000 | 4368 | 5.3 |  | Federally-Regulated Commercial & Industrial Equipment | 12/06/2019 |  | 07/16/2020
Trane U.S. Inc. | Trane | EXHF0121 |  | Water-Source | WBAHP: Heat Pump Packaged Unit | Heat Pump | 208 | 1 |  |  |  | Single-Speed |  |  |  | 11900 | 813 | 14.6 | 11.2 | 14600 | 859 | 5 | 4.2 | Federally-Regulated Commercial & Industrial Equipment | 12/01/2016 |  | 07/16/2020
Trane U.S. Inc. | Trane | DXVF0601 |  | Water-Source | WBAHP: Heat Pump Packaged Unit | Heat Pump | 208 | 1 |  |  |  | Dual-Speed |  |  |  | 59800 | 3714 | 16.1 |  | 79000 | 4368 | 5.3 |  | Federally-Regulated Commercial & Industrial Equipment | 12/06/2019 |  | 07/16/2020
Trane U.S. Inc. | Trane | VSVE0244 |  | Ground-Source | WBAHP: Heat Pump Packaged Unit | Heat Pump | 460 | 3 |  |  |  | Variable-Speed |  |  |  | 25900 | 1160 | 22.3 | 13.4 | 18400 | 1293 | 4.2 | 3.1 | Non Federally-Regulated | 02/23/2016 |  | 07/16/2020
Trane U.S. Inc. | Trane | DXVF0603 |  | Ground-Source | WBAHP: Heat Pump Packaged Unit | Heat Pump | 208 | 3 |  |  |  | Dual-Speed |  |  |  | 62100 | 3412 | 18.2 |  | 51100 | 3744 | 4 |  | Non Federally-Regulated | 12/06/2019 |  | 07/16/2020
Trane U.S. Inc. | Trane | DXVF0601 |  | Ground-Source | WBAHP: Heat Pump Packaged Unit | Heat Pump | 208 | 1 |  |  |  | Dual-Speed |  |  |  | 62100 | 3412 | 18.2 |  | 51100 | 3744 | 4 |  | Non Federally-Regulated | 12/06/2019 |  | 07/16/2020
Trane U.S. Inc. | Trane | GEHE012 |  | Ground-Water-Source | WBAHP: Heat Pump Packaged Unit | Both Heat Pump and Electric Re | 208 | 1 |  |  |  | Single-Speed |  |  |  | 12700 | 673 | 18.9 | 16.2 | 12000 | 874 | 4 | 3.6 | Non Federally-Regulated | 12/01/2016 |  | 07/16/2020
Trane U.S. Inc. | Trane | DXHF0603 |  | Ground-Water-Source | WBAHP: Heat Pump Packaged Unit | Heat Pump | 208 | 3 |  |  |  | Dual-Speed |  |  |  | 64800 | 3100 | 20.9 |  | 66400 | 4422 | 4.4 |  | Non Federally-Regulated | 12/06/2019 |  | 07/16/2020
Trane U.S. Inc. | Trane | DXVF0484 |  | Ground-Source | WBAHP: Heat Pump Packaged Unit | Heat Pump | 460 | 3 |  |  |  | Dual-Speed |  |  |  | 51100 | 2634 | 19.4 |  | 39300 | 2809 | 4.1 |  | Non Federally-Regulated | 12/06/2019 |  | 07/16/2020
Trane U.S. Inc. | Trane | VSVE0334 |  | Ground-Water-Source | WBAHP: Heat Pump Packaged Unit | Heat Pump | 460 | 3 |  |  |  | Variable-Speed |  |  |  | 36600 | 1483 | 24.7 | 16.2 | 32400 | 1990 | 4.8 | 3.6 | Non Federally-Regulated | 02/23/2016 |  | 07/16/2020
Trane U.S. Inc. | Trane | DXHF0603 |  | Ground-Source | WBAHP: Heat Pump Packaged Unit | Heat Pump | 208 | 3 |  |  |  | Dual-Speed |  |  |  | 60500 | 3517 | 17.2 |  | 50300 | 3984 | 3.7 |  | Non Federally-Regulated | 12/06/2019 |  | 07/16/2020
Trane U.S. Inc. | Trane | EXHF0121 |  | Ground-Water-Source | WBAHP: Heat Pump Packaged Unit | Heat Pump | 208 | 1 |  |  |  | Single-Speed |  |  |  | 14000 | 558 | 25.1 | 16.2 | 11900 | 809 | 4.3 | 3.6 | Non Federally-Regulated | 12/01/2016 |  | 07/16/2020
Trane U.S. Inc. | Trane | GEVE0363 |  | Water-Source | WBAHP: Heat Pump Packaged Unit | Heat Pump | 208 | 3 |  |  | No Match | Single-Speed |  |  |  | 36300 | 2420 | 15 | 12 | 46200 | 2708 | 5 | 4.2 | Federally-Regulated Commercial & Industrial Equipment | 06/14/2011 |  | 07/16/2020
Trane U.S. Inc. | Trane | EXHF0363 |  | Ground-Source | WBAHP: Heat Pump Packaged Unit | Heat Pump | 208 | 3 |  |  | No Match | Single-Speed |  |  |  | 36700 | 1921 | 19.1 | 13.4 | 28200 | 2175 | 3.8 | 3.1 | Non Federally-Regulated | 09/03/2012 |  | 07/16/2020
Trane U.S. Inc. | Trane | EXHF0241 |  | Ground-Water-Source | WBAHP: Heat Pump Packaged Unit | Heat Pump | 208 | 1 |  |  | No Match | Single-Speed |  |  |  | 25900 | 1088 | 23.8 | 16.2 | 24100 | 1570 | 4.5 | 3.6 | Non Federally-Regulated | 09/03/2012 |  | 07/16/2020
Trane U.S. Inc. | Trane | EXHF0421 |  | Ground-Source | WBAHP: Heat Pump Packaged Unit | Heat Pump | 208 | 1 |  |  | No Match | Single-Speed |  |  |  | 43700 | 2362 | 18.5 | 13.4 | 34200 | 2570 | 3.9 | 3.1 | Non Federally-Regulated | 09/03/2012 |  | 07/16/2020
Trane U.S. Inc. | Trane | EXHF0423 |  | Ground-Source | WBAHP: Heat Pump Packaged Unit | Heat Pump | 208 | 3 |  |  | No Match | Single-Speed |  |  |  | 43700 | 2362 | 18.5 | 13.4 | 34200 | 2570 | 3.9 | 3.1 | Non Federally-Regulated | 09/03/2012 |  | 07/16/2020
Trane U.S. Inc. | Trane | EXHF0361 |  | Ground-Water-Source | WBAHP: Heat Pump Packaged Unit | Heat Pump | 208 | 1 |  |  | No Match | Single-Speed |  |  |  | 39700 | 1539 | 25.8 | 16.2 | 36500 | 2229 | 4.8 | 3.6 | Non Federally-Regulated | 09/03/2012 |  | 07/16/2020
Trane U.S. Inc. | Trane | GEVE0187 |  | Ground-Water-Source | WBAHP: Heat Pump Packaged Unit | Heat Pump | 265 | 1 |  |  | No Match | Single-Speed |  |  |  | 19400 | 1010 | 19.2 | 16.2 | 18400 | 1315 | 4.1 | 3.6 | Non Federally-Regulated | 06/14/2011 |  | 07/16/2020
Trane U.S. Inc. | Trane | GECE0187 |  | Water-Source | WBAHP-O: Heat Pump Packaged Un | Heat Pump | 265 | 1 |  |  | No Match | Single-Speed |  |  |  | 16500 | 1231 | 13.4 | 11.2 | 20800 | 1270 | 4.8 | 4.2 | Federally-Regulated Commercial & Industrial Equipment | 06/14/2011 |  | 07/16/2020
Trane U.S. Inc. | Trane | EXHF0367 |  | Water-Source | WBAHP: Heat Pump Packaged Unit | Heat Pump | 265 | 1 |  |  | No Match | Single-Speed |  |  |  | 35200 | 2071 | 17 | 12 | 44400 | 2410 | 5.4 | 4.2 | Federally-Regulated Commercial & Industrial Equipment | 09/03/2012 |  | 07/16/2020
Trane U.S. Inc. | Trane | GEVE0364 |  | Ground-Water-Source | WBAHP: Heat Pump Packaged Unit | Heat Pump | 460 | 3 |  |  | No Match | Single-Speed |  |  |  | 40100 | 1759 | 22.8 | 16.2 | 38100 | 2538 | 4.4 | 3.6 | Non Federally-Regulated | 06/14/2011 |  | 07/16/2020
Trane U.S. Inc. | Trane | GEVE0367 |  | Water-Source | WBAHP: Heat Pump Packaged Unit | Heat Pump | 265 | 1 |  |  | No Match | Single-Speed |  |  |  | 36300 | 2420 | 15 | 12 | 46200 | 2708 | 5 | 4.2 | Federally-Regulated Commercial & Industrial Equipment | 06/14/2011 |  | 07/16/2020
Trane U.S. Inc. | Trane | GEHE0187 |  | Ground-Water-Source | WBAHP: Heat Pump Packaged Unit | Heat Pump | 265 | 1 |  |  | No Match | Single-Speed |  |  |  | 19500 | 1000 | 19.5 | 16.2 | 18100 | 1263 | 4.2 | 3.6 | Non Federally-Regulated | 06/14/2011 |  | 07/16/2020
Trane U.S. Inc. | Trane | EXHF0307 |  | Ground-Water-Source | WBAHP: Heat Pump Packaged Unit | Heat Pump | 265 | 1 |  |  | No Match | Single-Speed |  |  |  | 33700 | 1387 | 24.3 | 16.2 | 29600 | 1886 | 4.6 | 3.6 | Non Federally-Regulated | 09/03/2012 |  | 07/16/2020
Trane U.S. Inc. | Trane | GECE0150 |  | Ground-Water-Source | WBAHP-O: Heat Pump Packaged Un | Heat Pump | 115 | 1 |  |  | No Match | Single-Speed |  |  |  | 16100 | 805 | 20 | 16.2 | 14800 | 1058 | 4.1 | 3.6 | Non Federally-Regulated | 06/14/2011 |  | 07/16/2020
Trane U.S. Inc. | Trane | EXHF0301 |  | Ground-Water-Source | WBAHP: Heat Pump Packaged Unit | Heat Pump | 208 | 1 |  |  | No Match | Single-Speed |  |  |  | 33700 | 1387 | 24.3 | 16.2 | 29600 | 1886 | 4.6 | 3.6 | Non Federally-Regulated | 09/03/2012 |  | 07/16/2020
Trane U.S. Inc. | Trane | EXHF0247 |  | Ground-Source | WBAHP: Heat Pump Packaged Unit | Heat Pump | 265 | 1 |  |  | No Match | Single-Speed |  |  |  | 24700 | 1372 | 18 | 13.4 | 18800 | 1531 | 3.6 | 3.1 | Non Federally-Regulated | 09/03/2012 |  | 07/16/2020
Trane U.S. Inc. | Trane | EXHF0361 |  | Water-Source | WBAHP: Heat Pump Packaged Unit | Heat Pump | 208 | 1 |  |  |  | Single-Speed |  |  |  | 35200 | 2070 | 17 | 11.2 | 44400 | 2409 | 5.4 | 4.2 | Federally-Regulated Commercial & Industrial Equipment | 02/23/2016 |  | 07/16/2020
Trane U.S. Inc. | Trane | EXHF0241 |  | Water-Source | WBAHP: Heat Pump Packaged Unit | Heat Pump | 208 | 1 |  |  |  | Single-Speed |  |  |  | 23800 | 1487 | 16 | 11.2 | 27700 | 1691 | 4.8 | 4.2 | Federally-Regulated Commercial & Industrial Equipment | 02/23/2016 |  | 07/16/2020
Trane U.S. Inc. | Trane | EXHF0301 |  | Ground-Source | WBAHP: Heat Pump Packaged Unit | Heat Pump | 208 | 1 |  |  |  | Single-Speed |  |  |  | 31600 | 1689 | 18.7 | 13.4 | 22700 | 1798 | 3.7 | 3.1 | Non Federally-Regulated | 02/23/2016 |  | 07/16/2020
Trane U.S. Inc. | Trane | EXHF0423 |  | Ground-Water-Source | WBAHP: Heat Pump Packaged Unit | Heat Pump | 208 | 3 |  |  |  | Single-Speed |  |  |  | 45800 | 1965 | 23.3 | 16.2 | 43100 | 2687 | 4.7 | 3.6 | Non Federally-Regulated | 02/23/2016 |  | 07/16/2020
Trane U.S. Inc. | Trane | EXHF0247 |  | Ground-Water-Source | WBAHP: Heat Pump Packaged Unit | Heat Pump | 265 | 1 |  |  |  | Single-Speed |  |  |  | 25900 | 1088 | 23.8 | 16.2 | 24100 | 1569 | 4.5 | 3.6 | Non Federally-Regulated | 02/23/2016 |  | 07/16/2020
Trane U.S. Inc. | Trane | GEHE0187 |  | Water-Source | WBAHP: Heat Pump Packaged Unit | Heat Pump | 265 | 1 |  |  |  | Single-Speed |  |  |  | 18000 | 1384 | 13 | 11.2 | 21900 | 1435 | 4.5 | 4.2 | Federally-Regulated Commercial & Industrial Equipment | 12/01/2016 |  | 07/16/2020
Trane U.S. Inc. | Trane | GEVE0364 |  | Ground-Source | WBAHP: Heat Pump Packaged Unit | Heat Pump | 460 | 3 |  |  |  | Single-Speed |  |  |  | 37600 | 2296 | 16.4 | 13.4 | 30100 | 2756 | 3.2 | 3.1 | Non Federally-Regulated | 12/01/2016 |  | 07/16/2020
Trane U.S. Inc. | Trane | GEVE0363 |  | Ground-Source | WBAHP: Heat Pump Packaged Unit | Heat Pump | 208 | 3 |  |  |  | Single-Speed |  |  |  | 37600 | 2296 | 16.4 | 13.4 | 30100 | 2756 | 3.2 | 3.1 | Non Federally-Regulated | 12/01/2016 |  | 07/16/2020
Trane U.S. Inc. | Trane | EXHF0241 |  | Ground-Source | WBAHP: Heat Pump Packaged Unit | Heat Pump | 208 | 1 |  |  |  | Single-Speed |  |  |  | 24700 | 1372 | 18 | 13.4 | 18800 | 1530 | 3.6 | 3.1 | Non Federally-Regulated | 02/23/2016 |  | 07/16/2020
Trane U.S. Inc. | Trane | GEVE0187 |  | Water-Source | WBAHP: Heat Pump Packaged Unit | Heat Pump | 265 | 1 |  |  |  | Single-Speed |  |  |  | 17800 | 1369 | 13 | 11.2 | 22200 | 1455 | 4.5 | 4.2 | Federally-Regulated Commercial & Industrial Equipment | 12/01/2016 |  | 07/16/2020
Trane U.S. Inc. | Trane | EXHF0307 |  | Water-Source | WBAHP: Heat Pump Packaged Unit | Heat Pump | 265 | 1 |  |  |  | Single-Speed |  |  |  | 30500 | 1815 | 16.8 | 11.2 | 36200 | 1964 | 5.4 | 4.2 | Federally-Regulated Commercial & Industrial Equipment | 02/23/2016 |  | 07/16/2020
Trane U.S. Inc. | Trane | EXHF0364 |  | Ground-Source | WBAHP: Heat Pump Packaged Unit | Heat Pump | 460 | 3 |  |  |  | Single-Speed |  |  |  | 36700 | 1921 | 19.1 | 13.4 | 28200 | 2174 | 3.8 | 3.1 | Non Federally-Regulated | 02/23/2016 |  | 07/16/2020
Trane U.S. Inc. | Trane | GECE0150 |  | Water-Source | WBAHP-O: Heat Pump Packaged Un | Heat Pump | 115 | 1 |  |  |  | Single-Speed |  |  |  | 14700 | 1106 | 13.3 | 11.2 | 17300 | 1099 | 4.6 | 4.2 | Federally-Regulated Commercial & Industrial Equipment | 12/01/2016 |  | 07/16/2020
Trane U.S. Inc. | Trane | EXHF0301 |  | Water-Source | WBAHP: Heat Pump Packaged Unit | Heat Pump | 208 | 1 |  |  |  | Single-Speed |  |  |  | 30500 | 1815 | 16.8 | 11.2 | 36200 | 1964 | 5.4 | 4.2 | Federally-Regulated Commercial & Industrial Equipment | 02/23/2016 |  | 07/16/2020
Trane U.S. Inc. | Trane | GECE0150 |  | Ground-Source | WBAHP-O: Heat Pump Packaged Un | Heat Pump | 115 | 1 |  |  |  | Single-Speed |  |  |  | 15300 | 1004 | 15.2 | 13.4 | 11600 | 1042 | 3.3 | 3.1 | Non Federally-Regulated | 12/01/2016 |  | 07/16/2020
Trane U.S. Inc. | Trane | EXHF0363 |  | Water-Source | WBAHP: Heat Pump Packaged Unit | Heat Pump | 208 | 3 |  |  |  | Single-Speed |  |  |  | 35200 | 2070 | 17 | 11.2 | 44400 | 2409 | 5.4 | 4.2 | Federally-Regulated Commercial & Industrial Equipment | 02/23/2016 |  | 07/16/2020
Trane U.S. Inc. | Trane | GECE0187 |  | Ground-Water-Source | WBAHP-O: Heat Pump Packaged Un | Heat Pump | 265 | 1 |  |  |  | Single-Speed |  |  |  | 17700 | 965 | 18.3 | 16.2 | 16400 | 1219 | 3.9 | 3.6 | Non Federally-Regulated | 12/01/2016 |  | 07/16/2020
Trane U.S. Inc. | Trane | GEHE0187 |  | Ground-Source | WBAHP: Heat Pump Packaged Unit | Heat Pump | 265 | 1 |  |  |  | Single-Speed |  |  |  | 18500 | 1304 | 14.2 | 13.4 | 14300 | 1309 | 3.2 | 3.1 | Non Federally-Regulated | 12/01/2016 |  | 07/16/2020
Trane U.S. Inc. | Trane | EXHF0367 |  | Ground-Water-Source | WBAHP: Heat Pump Packaged Unit | Heat Pump | 265 | 1 |  |  |  | Single-Speed |  |  |  | 39700 | 1538 | 25.8 | 16.2 | 36500 | 2228 | 4.8 | 3.6 | Non Federally-Regulated | 02/23/2016 |  | 07/16/2020
Trane U.S. Inc. | Trane | EXHF0363 |  | Ground-Water-Source | WBAHP: Heat Pump Packaged Unit | Heat Pump | 208 | 3 |  |  |  | Single-Speed |  |  |  | 39700 | 1538 | 25.8 | 16.2 | 36500 | 2228 | 4.8 | 3.6 | Non Federally-Regulated | 02/23/2016 |  | 07/16/2020
Trane U.S. Inc. | Trane | GEVE0367 |  | Ground-Source | WBAHP: Heat Pump Packaged Unit | Heat Pump | 265 | 1 |  |  |  | Single-Speed |  |  |  | 37600 | 2296 | 16.4 | 13.4 | 30100 | 2756 | 3.2 | 3.1 | Non Federally-Regulated | 12/01/2016 |  | 07/16/2020
Trane U.S. Inc. | Trane | EXHF0247 |  | Water-Source | WBAHP: Heat Pump Packaged Unit | Heat Pump | 265 | 1 |  |  |  | Single-Speed |  |  |  | 23800 | 1487 | 16 | 11.2 | 27700 | 1691 | 4.8 | 4.2 | Federally-Regulated Commercial & Industrial Equipment | 02/23/2016 |  | 07/16/2020
Trane U.S. Inc. | Trane | EXHF0367 |  | Ground-Source | WBAHP: Heat Pump Packaged Unit | Heat Pump | 265 | 1 |  |  |  | Single-Speed |  |  |  | 36700 | 1921 | 19.1 | 13.4 | 28200 | 2174 | 3.8 | 3.1 | Non Federally-Regulated | 02/23/2016 |  | 07/16/2020
Trane U.S. Inc. | Trane | EXHF0307 |  | Ground-Source | WBAHP: Heat Pump Packaged Unit | Heat Pump | 265 | 1 |  |  |  | Single-Speed |  |  |  | 31600 | 1689 | 18.7 | 13.4 | 22700 | 1798 | 3.7 | 3.1 | Non Federally-Regulated | 02/23/2016 |  | 07/16/2020
Trane U.S. Inc. | Trane | GECE0187 |  | Ground-Source | WBAHP-O: Heat Pump Packaged Un | Heat Pump | 265 | 1 |  |  |  | Single-Speed |  |  |  | 16900 | 1185 | 14.3 | 13.4 | 12900 | 1181 | 3.2 | 3.1 | Non Federally-Regulated | 12/01/2016 |  | 07/16/2020
Trane U.S. Inc. | Trane | GEVE0363 |  | Ground-Water-Source | WBAHP: Heat Pump Packaged Unit | Heat Pump | 208 | 3 |  |  |  | Single-Speed |  |  |  | 40100 | 1847 | 21.7 | 16.2 | 38100 | 2777 | 4 | 3.6 | Non Federally-Regulated | 12/01/2016 |  | 07/16/2020
Trane U.S. Inc. | Trane | EXHF0361 |  | Ground-Source | WBAHP: Heat Pump Packaged Unit | Heat Pump | 208 | 1 |  |  |  | Single-Speed |  |  |  | 36700 | 1921 | 19.1 | 13.4 | 28200 | 2174 | 3.8 | 3.1 | Non Federally-Regulated | 02/23/2016 |  | 07/16/2020
Trane U.S. Inc. | Trane | GEVE0367 |  | Ground-Water-Source | WBAHP: Heat Pump Packaged Unit | Heat Pump | 265 | 1 |  |  |  | Single-Speed |  |  |  | 40100 | 1847 | 21.7 | 16.2 | 38100 | 2777 | 4 | 3.6 | Non Federally-Regulated | 12/01/2016 |  | 07/16/2020
Trane U.S. Inc. | Trane | GEVE0364 |  | Water-Source | WBAHP: Heat Pump Packaged Unit | Heat Pump | 460 | 3 |  |  |  | Single-Speed |  |  |  | 36300 | 2542 | 14.3 | 11.2 | 46200 | 2962 | 4.6 | 4.2 | Federally-Regulated Commercial & Industrial Equipment | 12/01/2016 |  | 07/16/2020
Trane U.S. Inc. | Trane | GEVE0187 |  | Ground-Source | WBAHP: Heat Pump Packaged Unit | Heat Pump | 265 | 1 |  |  |  | Single-Speed |  |  |  | 18300 | 1297 | 14.1 | 13.4 | 14500 | 1303 | 3.3 | 3.1 | Non Federally-Regulated | 12/01/2016 |  | 07/16/2020
Trane U.S. Inc. | Trane | GECE0097 |  | Water-Source | WBAHP-O: Heat Pump Packaged Un | Heat Pump | 265 | 1 |  |  | No Match | Single-Speed |  |  |  | 8800 | 672 | 13.1 | 11.2 | 10900 | 626 | 5.1 | 4.2 | Federally-Regulated Commercial & Industrial Equipment | 06/14/2011 |  | 07/16/2020
Trane U.S. Inc. | Trane | GECE0090 |  | Ground-Water-Source | WBAHP-O: Heat Pump Packaged Un | Heat Pump | 115 | 1 |  |  | No Match | Single-Speed |  |  |  | 9900 | 547 | 18.1 | 16.2 | 9500 | 647 | 4.3 | 3.6 | Non Federally-Regulated | 06/14/2011 |  | 07/16/2020
Trane U.S. Inc. | Trane | GECE0127 |  | Ground-Source | WBAHP-O: Heat Pump Packaged Un | Heat Pump | 265 | 1 |  |  | No Match | Single-Speed |  |  |  | 11900 | 788 | 15.1 | 13.4 | 9500 | 819 | 3.4 | 3.1 | Non Federally-Regulated | 06/14/2011 |  | 07/16/2020
Trane U.S. Inc. | Trane | GECE0120 |  | Ground-Source | WBAHP-O: Heat Pump Packaged Un | Heat Pump | 115 | 1 |  |  | No Match | Single-Speed |  |  |  | 11900 | 788 | 15.1 | 13.4 | 9500 | 819 | 3.4 | 3.1 | Non Federally-Regulated | 06/14/2011 |  | 07/16/2020
Trane U.S. Inc. | Trane | GECE0157 |  | Ground-Source | WBAHP-O: Heat Pump Packaged Un | Heat Pump | 265 | 1 |  |  | No Match | Single-Speed |  |  |  | 15300 | 975 | 15.7 | 13.4 | 12000 | 1034 | 3.4 | 3.1 | Non Federally-Regulated | 06/14/2011 |  | 07/16/2020
Trane U.S. Inc. | Trane | GEVE036 |  | Ground-Source | WBAHP: Heat Pump Packaged Unit | Both Heat Pump and Electric Re | 208 | 1 |  |  |  | Single-Speed |  |  |  | 37600 | 2296 | 16.4 | 13.4 | 30100 | 2756 | 3.2 | 3.1 | Non Federally-Regulated | 12/01/2016 |  | 07/16/2020
Trane U.S. Inc. | Trane | GECE0127 |  | Ground-Water-Source | WBAHP-O: Heat Pump Packaged Un | Heat Pump | 265 | 1 |  |  |  | Single-Speed |  |  |  | 12800 | 669 | 19.1 | 16.2 | 11500 | 855 | 3.9 | 3.6 | Non Federally-Regulated | 12/01/2016 |  | 07/16/2020
Trane U.S. Inc. | Trane | GECE0060 |  | Water-Source | WBAHP-O: Heat Pump Packaged Un | Heat Pump | 115 | 1 |  |  |  | Single-Speed |  |  |  | 7500 | 600 | 12.5 | 11.2 | 9100 | 567 | 4.7 | 4.2 | Federally-Regulated Commercial & Industrial Equipment | 12/01/2016 |  | 07/16/2020
Trane U.S. Inc. | Trane | GEVE018 |  | Ground-Source | WBAHP: Heat Pump Packaged Unit | Both Heat Pump and Electric Re | 208 | 1 |  |  |  | Single-Speed |  |  |  | 18300 | 1297 | 14.1 | 13.4 | 14500 | 1303 | 3.3 | 3.1 | Non Federally-Regulated | 12/01/2016 |  | 07/16/2020
Trane U.S. Inc. | Trane | GEVE036 |  | Ground-Water-Source | WBAHP: Heat Pump Packaged Unit | Both Heat Pump and Electric Re | 208 | 1 |  |  |  | Single-Speed |  |  |  | 40100 | 1847 | 21.7 | 16.2 | 38100 | 2777 | 4 | 3.6 | Non Federally-Regulated | 12/01/2016 |  | 07/16/2020
Trane U.S. Inc. | Trane | GEHE018 |  | Ground-Source | WBAHP: Heat Pump Packaged Unit | Heat Pump | 208 | 1 |  |  |  | Single-Speed |  |  |  | 18500 | 1304 | 14.2 | 13.4 | 14300 | 1309 | 3.2 | 3.1 | Non Federally-Regulated | 12/01/2016 |  | 07/16/2020
Trane U.S. Inc. | Trane | GEVE018 |  | Ground-Water-Source | WBAHP: Heat Pump Packaged Unit | Both Heat Pump and Electric Re | 208 | 1 |  |  |  | Single-Speed |  |  |  | 19400 | 1061 | 18.3 | 16.2 | 18400 | 1411 | 3.8 | 3.6 | Non Federally-Regulated | 12/01/2016 |  | 07/16/2020
Trane U.S. Inc. | Trane | GEHE018 |  | Ground-Water-Source | WBAHP: Heat Pump Packaged Unit | Heat Pump | 208 | 1 |  |  |  | Single-Speed |  |  |  | 19500 | 1050 | 18.6 | 16.2 | 18100 | 1356 | 3.9 | 3.6 | Non Federally-Regulated | 12/01/2016 |  | 07/16/2020
Trane U.S. Inc. | Trane | GECE012 |  | Water-Source | WBAHP-O: Heat Pump Packaged Un | Heat Pump | 208 | 1 |  |  |  | Single-Speed |  |  |  | 11500 | 877 | 13.1 | 11.2 | 14100 | 879 | 4.7 | 4.2 | Federally-Regulated Commercial & Industrial Equipment | 12/01/2016 |  | 07/16/2020
Trane U.S. Inc. | Trane | GECE0060 |  | Ground-Source | WBAHP-O: Heat Pump Packaged Un | Heat Pump | 115 | 1 |  |  |  | Single-Speed |  |  |  | 7800 | 540 | 14.4 | 13.4 | 5900 | 540 | 3.2 | 3.1 | Non Federally-Regulated | 12/01/2016 |  | 07/16/2020
Trane U.S. Inc. | Trane | GECE0097 |  | Ground-Water-Source | WBAHP-O: Heat Pump Packaged Un | Heat Pump | 265 | 1 |  |  |  | Single-Speed |  |  |  | 9900 | 546 | 18.1 | 16.2 | 9200 | 652 | 4.1 | 3.6 | Non Federally-Regulated | 12/01/2016 |  | 07/16/2020
Trane U.S. Inc. | Trane | GECE0067 |  | Water-Source | WBAHP-O: Heat Pump Packaged Un | Heat Pump | 265 | 1 |  |  |  | Single-Speed |  |  |  | 7500 | 600 | 12.5 | 11.2 | 9100 | 567 | 4.7 | 4.2 | Federally-Regulated Commercial & Industrial Equipment | 11/28/2018 |  | 07/16/2020
Trane U.S. Inc. | Trane | GECE018 |  | Ground-Water-Source | WBAHP-O: Heat Pump Packaged Un | Heat Pump | 208 | 1 |  |  |  | Single-Speed |  |  |  | 17700 | 965 | 18.3 | 16.2 | 16400 | 1219 | 3.9 | 3.6 | Non Federally-Regulated | 12/01/2016 |  | 07/16/2020
Trane U.S. Inc. | Trane | GECE006 |  | Ground-Source | WBAHP-O: Heat Pump Packaged Un | Heat Pump | 208 | 1 |  |  |  | Single-Speed |  |  |  | 7800 | 540 | 14.4 | 13.4 | 5900 | 540 | 3.2 | 3.1 | Non Federally-Regulated | 12/01/2016 |  | 07/16/2020
Trane U.S. Inc. | Trane | GECE009 |  | Water-Source | WBAHP-O: Heat Pump Packaged Un | Heat Pump | 208 | 1 |  |  |  | Single-Speed |  |  |  | 8800 | 671 | 13.1 | 11.2 | 10500 | 628 | 4.9 | 4.2 | Federally-Regulated Commercial & Industrial Equipment | 12/01/2016 |  | 07/16/2020
Trane U.S. Inc. | Trane | GECE0067 |  | Ground-Water-Source | WBAHP-O: Heat Pump Packaged Un | Heat Pump | 265 | 1 |  |  |  | Single-Speed |  |  |  | 8500 | 458 | 18.54 | 16.2 | 7600 | 552 | 4 | 3.6 | Non Federally-Regulated | 11/28/2018 |  | 07/16/2020
Trane U.S. Inc. | Trane | GECE006 |  | Water-Source | WBAHP-O: Heat Pump Packaged Un | Heat Pump | 208 | 1 |  |  |  | Single-Speed |  |  |  | 7500 | 600 | 12.5 | 11.2 | 9100 | 567 | 4.7 | 4.2 | Federally-Regulated Commercial & Industrial Equipment | 12/01/2016 |  | 07/16/2020
Trane U.S. Inc. | Trane | GECE012 |  | Ground-Water-Source | WBAHP-O: Heat Pump Packaged Un | Heat Pump | 208 | 1 |  |  |  | Single-Speed |  |  |  | 12800 | 669 | 19.1 | 16.2 | 11500 | 855 | 3.9 | 3.6 | Non Federally-Regulated | 12/01/2016 |  | 07/16/2020
Trane U.S. Inc. | Trane | GECE006 |  | Ground-Water-Source | WBAHP-O: Heat Pump Packaged Un | Heat Pump | 208 | 1 |  |  |  | Single-Speed |  |  |  | 8500 | 458 | 18.5 | 16.2 | 7600 | 552 | 4 | 3.6 | Non Federally-Regulated | 12/01/2016 |  | 07/16/2020
Trane U.S. Inc. | Trane | GEVE036 |  | Water-Source | WBAHP: Heat Pump Packaged Unit | Both Heat Pump and Electric Re | 208 | 1 |  |  |  | Single-Speed |  |  |  | 36300 | 2542 | 14.3 | 11.2 | 46200 | 2962 | 4.6 | 4.2 | Federally-Regulated Commercial & Industrial Equipment | 12/01/2016 |  | 07/16/2020
Trane U.S. Inc. | Trane | GECE0090 |  | Water-Source | WBAHP-O: Heat Pump Packaged Un | Heat Pump | 115 | 1 |  |  |  | Single-Speed |  |  |  | 8800 | 671 | 13.1 | 11.2 | 10500 | 628 | 4.9 | 4.2 | Federally-Regulated Commercial & Industrial Equipment | 12/01/2016 |  | 07/16/2020
Trane U.S. Inc. | Trane | GECE0097 |  | Ground-Source | WBAHP-O: Heat Pump Packaged Un | Heat Pump | 265 | 1 |  |  |  | Single-Speed |  |  |  | 9100 | 623 | 14.6 | 13.4 | 6800 | 611 | 3.3 | 3.1 | Non Federally-Regulated | 12/01/2016 |  | 07/16/2020
Trane U.S. Inc. | Trane | GECE018 |  | Water-Source | WBAHP-O: Heat Pump Packaged Un | Heat Pump | 208 | 1 |  |  |  | Single-Speed |  |  |  | 16500 | 1269 | 13 | 11.2 | 20100 | 1277 | 4.6 | 4.2 | Federally-Regulated Commercial & Industrial Equipment | 12/01/2016 |  | 07/16/2020
Trane U.S. Inc. | Trane | GECE009 |  | Ground-Water-Source | WBAHP-O: Heat Pump Packaged Un | Heat Pump | 208 | 1 |  |  |  | Single-Speed |  |  |  | 9900 | 546 | 18.1 | 16.2 | 9200 | 652 | 4.1 | 3.6 | Non Federally-Regulated | 12/01/2016 |  | 07/16/2020
Trane U.S. Inc. | Trane | GECE0157 |  | Ground-Water-Source | WBAHP-O: Heat Pump Packaged Un | Heat Pump | 265 | 1 |  |  |  | Single-Speed |  |  |  | 16100 | 829 | 19.4 | 16.2 | 14300 | 1063 | 3.9 | 3.6 | Non Federally-Regulated | 12/01/2016 |  | 07/16/2020
Trane U.S. Inc. | Trane | GECE018 |  | Ground-Source | WBAHP-O: Heat Pump Packaged Un | Heat Pump | 208 | 1 |  |  |  | Single-Speed |  |  |  | 16900 | 1185 | 14.3 | 13.4 | 12900 | 1181 | 3.2 | 3.1 | Non Federally-Regulated | 12/01/2016 |  | 07/16/2020
Trane U.S. Inc. | Trane | GECE0090 |  | Ground-Source | WBAHP-O: Heat Pump Packaged Un | Heat Pump | 115 | 1 |  |  |  | Single-Speed |  |  |  | 9100 | 623 | 14.6 | 13.4 | 6800 | 611 | 3.3 | 3.1 | Non Federally-Regulated | 12/01/2016 |  | 07/16/2020
Trane U.S. Inc. | Trane | GECE0157 |  | Water-Source | WBAHP-O: Heat Pump Packaged Un | Heat Pump | 265 | 1 |  |  |  | Single-Speed |  |  |  | 14700 | 1106 | 13.3 | 11.2 | 17300 | 1099 | 4.6 | 4.2 | Federally-Regulated Commercial & Industrial Equipment | 12/01/2016 |  | 07/16/2020
Trane U.S. Inc. | Trane | GEHE018 |  | Water-Source | WBAHP: Heat Pump Packaged Unit | Heat Pump | 208 | 1 |  |  |  | Single-Speed |  |  |  | 18000 | 1384 | 13 | 11.2 | 21900 | 1435 | 4.5 | 4.2 | Federally-Regulated Commercial & Industrial Equipment | 12/01/2016 |  | 07/16/2020
Trane U.S. Inc. | Trane | GEVE018 |  | Water-Source | WBAHP: Heat Pump Packaged Unit | Both Heat Pump and Electric Re | 208 | 1 |  |  |  | Single-Speed |  |  |  | 17800 | 1369 | 13 | 11.2 | 22200 | 1455 | 4.5 | 4.2 | Federally-Regulated Commercial & Industrial Equipment | 12/01/2016 |  | 07/16/2020
Trane U.S. Inc. | Trane | GECE0060 |  | Ground-Water-Source | WBAHP-O: Heat Pump Packaged Un | Heat Pump | 115 | 1 |  |  |  | Single-Speed |  |  |  | 8500 | 458 | 18.5 | 16.2 | 7600 | 552 | 4 | 3.6 | Non Federally-Regulated | 12/01/2016 |  | 07/16/2020
Trane U.S. Inc. | Trane | GECE0120 |  | Ground-Water-Source | WBAHP-O: Heat Pump Packaged Un | Heat Pump | 115 | 1 |  |  |  | Single-Speed |  |  |  | 12800 | 669 | 19.1 | 16.2 | 11500 | 855 | 3.9 | 3.6 | Non Federally-Regulated | 12/01/2016 |  | 07/16/2020
Trane U.S. Inc. | Trane | GECE012 |  | Ground-Source | WBAHP-O: Heat Pump Packaged Un | Heat Pump | 208 | 1 |  |  |  | Single-Speed |  |  |  | 11900 | 812 | 14.7 | 13.4 | 9200 | 827 | 3.3 | 3.1 | Non Federally-Regulated | 12/01/2016 |  | 07/16/2020
Trane U.S. Inc. | Trane | GECE0127 |  | Water-Source | WBAHP-O: Heat Pump Packaged Un | Heat Pump | 265 | 1 |  |  |  | Single-Speed |  |  |  | 11500 | 877 | 13.1 | 11.2 | 14100 | 879 | 4.7 | 4.2 | Federally-Regulated Commercial & Industrial Equipment | 12/01/2016 |  | 07/16/2020
Trane U.S. Inc. | Trane | GECE009 |  | Ground-Source | WBAHP-O: Heat Pump Packaged Un | Heat Pump | 208 | 1 |  |  |  | Single-Speed |  |  |  | 9100 | 623 | 14.6 | 13.4 | 6800 | 611 | 3.3 | 3.1 | Non Federally-Regulated | 12/01/2016 |  | 07/16/2020
Trane U.S. Inc. | Trane | GECE015 |  | Water-Source | WBAHP-O: Heat Pump Packaged Un | Heat Pump | 208 | 1 |  |  |  | Single-Speed |  |  |  | 14700 | 1106 | 13.3 | 11.2 | 17300 | 1099 | 4.6 | 4.2 | Federally-Regulated Commercial & Industrial Equipment | 12/01/2016 |  | 07/16/2020
Trane U.S. Inc. | Trane | GECE0067 |  | Ground-Source | WBAHP-O: Heat Pump Packaged Un | Heat Pump | 265 | 1 |  |  |  | Single-Speed |  |  |  | 7800 | 540 | 14.42 | 13.4 | 5900 | 540 | 3.2 | 3.1 | Non Federally-Regulated | 11/28/2018 |  | 07/16/2020
Trane U.S. Inc. | Trane | GECE015 |  | Ground-Water-Source | WBAHP-O: Heat Pump Packaged Un | Heat Pump | 208 | 1 |  |  |  | Single-Speed |  |  |  | 16100 | 829 | 19.4 | 16.2 | 14300 | 1063 | 3.9 | 3.6 | Non Federally-Regulated | 12/01/2016 |  | 07/16/2020
Trane U.S. Inc. | Trane | GECE015 |  | Ground-Source | WBAHP-O: Heat Pump Packaged Un | Heat Pump | 208 | 1 |  |  |  | Single-Speed |  |  |  | 15300 | 1004 | 15.2 | 13.4 | 11600 | 1042 | 3.3 | 3.1 | Non Federally-Regulated | 12/01/2016 |  | 07/16/2020
Trane U.S. Inc. | Trane | GECE0120 |  | Water-Source | WBAHP-O: Heat Pump Packaged Un | Heat Pump | 115 | 1 |  |  |  | Single-Speed |  |  |  | 11500 | 877 | 13.1 | 11.2 | 14100 | 879 | 4.7 | 4.2 | Federally-Regulated Commercial & Industrial Equipment | 12/01/2016 |  | 07/16/2020
ClimateMaster Inc. | TRANQUILITY 16 | TCH/V024A*W/K |  | Ground-Water-Source | WBAHP: Heat Pump Packaged Unit | Heat Pump | 208 | 1 |  |  |  | Single-Speed |  |  |  | 27000 | 1255 | 21.5 |  | 23500 | 1601 | 4.3 |  | Non Federally-Regulated | 05/13/2020 | 7783697 | 07/16/2020
ClimateMaster Inc. | TRANQUILITY 16 | TRH/V036A*W/K |  | Ground-Source | WBAHP: Heat Pump Packaged Unit | Heat Pump | 208 | 1 |  |  |  | Single-Speed |  |  |  | 35400 | 2283 | 15.5 | 13.4 | 28700 | 2473 | 3.4 | 3.1 | Non Federally-Regulated | 05/10/2019 |  | 07/16/2020
ClimateMaster Inc. | TRANQUILITY 16 | TRH/V015A |  | Ground-Water-Source | WBAHP: Heat Pump Packaged Unit | Heat Pump | 208 | 1 |  |  |  | Single-Speed |  |  |  | 16800 | 685 | 24.5 | 16.2 | 14400 | 959 | 4.4 | 3.6 | Non Federally-Regulated | 05/10/2019 |  | 07/16/2020
ClimateMaster Inc. | TRANQUILITY 16 | TRH/V036A |  | Water-Source | WBAHP: Heat Pump Packaged Unit | Heat Pump | 208 | 1 |  |  |  | Single-Speed |  |  |  | 34500 | 2555 | 13.5 | 11.2 | 45200 | 3010 | 4.4 | 4.2 | Federally-Regulated Commercial & Industrial Equipment | 05/10/2019 |  | 07/16/2020
ClimateMaster Inc. | TRANQUILITY 16 | TCH/V048A*W/K |  | Ground-Water-Source | WBAHP: Heat Pump Packaged Unit | Heat Pump | 208 | 1 |  |  |  | Single-Speed |  |  |  | 54200 | 2580 | 21 |  | 45300 | 3087 | 4.3 |  | Non Federally-Regulated | 05/13/2020 | 7783708 | 07/16/2020
ClimateMaster Inc. | TRANQUILITY 16 | TRH/V042A |  | Water-Source | WBAHP: Heat Pump Packaged Unit | Heat Pump | 208 | 1 |  |  |  | Single-Speed |  |  |  | 40100 | 3061 | 13.1 | 11.2 | 52700 | 3591 | 4.3 | 4.2 | Federally-Regulated Commercial & Industrial Equipment | 05/10/2019 |  | 07/16/2020
ClimateMaster Inc. | TRANQUILITY 16 | TRH/V015A |  | Water-Source | WBAHP: Heat Pump Packaged Unit | Heat Pump | 208 | 1 |  |  |  | Single-Speed |  |  |  | 14500 | 941 | 15.4 | 11.2 | 17300 | 1014 | 5 | 4.2 | Federally-Regulated Commercial & Industrial Equipment | 05/10/2019 |  | 07/16/2020
ClimateMaster Inc. | TRANQUILITY 16 | TRH/V042A |  | Ground-Source | WBAHP: Heat Pump Packaged Unit | Heat Pump | 208 | 1 |  |  |  | Single-Speed |  |  |  | 40500 | 2812 | 14.4 | 13.4 | 34300 | 3046 | 3.3 | 3.1 | Non Federally-Regulated | 05/10/2019 |  | 07/16/2020
ClimateMaster Inc. | TRANQUILITY 16 | TCH/V015A*W/K |  | Ground-Source | WBAHP: Heat Pump Packaged Unit | Heat Pump | 208 | 1 |  |  |  | Single-Speed |  |  |  | 15000 | 837 | 17.9 | 13.4 | 10900 | 887 | 3.6 | 3.1 | Non Federally-Regulated | 05/10/2019 |  | 07/16/2020
ClimateMaster Inc. | TRANQUILITY 16 | TRH/V036A |  | Ground-Water-Source | WBAHP: Heat Pump Packaged Unit | Heat Pump | 208 | 1 |  |  |  | Single-Speed |  |  |  | 38700 | 1869 | 20.7 | 16.2 | 37500 | 2747 | 4 | 3.6 | Non Federally-Regulated | 05/10/2019 |  | 07/16/2020
ClimateMaster Inc. | TRANQUILITY 16 | TRH/V036A |  | Ground-Source | WBAHP: Heat Pump Packaged Unit | Heat Pump | 208 | 1 |  |  |  | Single-Speed |  |  |  | 35300 | 2369 | 14.9 | 13.4 | 29600 | 2628 | 3.3 | 3.1 | Non Federally-Regulated | 05/10/2019 |  | 07/16/2020
ClimateMaster Inc. | TRANQUILITY 16 | TRH/V036A*W/K |  | Water-Source | WBAHP: Heat Pump Packaged Unit | Heat Pump | 208 | 1 |  |  |  | Single-Speed |  |  |  | 34500 | 2464 | 14 | 11.2 | 43400 | 2826 | 4.5 | 4.2 | Federally-Regulated Commercial & Industrial Equipment | 05/10/2019 |  | 07/16/2020
ClimateMaster Inc. | TRANQUILITY 16 | TCH/V015A*W/K |  | Ground-Water-Source | WBAHP: Heat Pump Packaged Unit | Heat Pump | 208 | 1 |  |  |  | Single-Speed |  |  |  | 16800 | 672 | 25 | 16.2 | 13800 | 919 | 4.4 | 3.6 | Non Federally-Regulated | 05/10/2019 |  | 07/16/2020
ClimateMaster Inc. | TRANQUILITY 16 | TCH/V042A |  | Water-Source | WBAHP: Heat Pump Packaged Unit | Heat Pump | 208 | 1 |  |  |  | Single-Speed |  |  |  | 40100 | 3037 | 13.2 | 11.2 | 52700 | 3591 | 4.3 | 4.2 | Federally-Regulated Commercial & Industrial Equipment | 05/10/2019 |  | 07/16/2020
ClimateMaster Inc. | TRANQUILITY 16 | TRH/V042A*W/K |  | Water-Source | WBAHP: Heat Pump Packaged Unit | Heat Pump | 208 | 1 |  |  |  | Single-Speed |  |  |  | 42100 | 2825 | 14.9 | 11.2 | 50400 | 3282 | 4.5 | 4.2 | Federally-Regulated Commercial & Industrial Equipment | 05/10/2019 |  | 07/16/2020
ClimateMaster Inc. | TRANQUILITY 16 | TCH/V036A*W/K |  | Ground-Source | WBAHP: Heat Pump Packaged Unit | Heat Pump | 208 | 1 |  |  |  | Single-Speed |  |  |  | 35400 | 2283 | 15.5 | 13.4 | 28700 | 2473 | 3.4 | 3.1 | Non Federally-Regulated | 05/10/2019 |  | 07/16/2020
ClimateMaster Inc. | TRANQUILITY 16 | TCH/V042A*W/K |  | Ground-Source | WBAHP: Heat Pump Packaged Unit | Heat Pump | 208 | 1 |  |  |  | Single-Speed |  |  |  | 42200 | 2511 | 16.8 | 13.4 | 33900 | 2922 | 3.4 | 3.1 | Non Federally-Regulated | 05/10/2019 |  | 07/16/2020
ClimateMaster Inc. | TRANQUILITY 16 | TCH/V042A*W/K |  | Water-Source | WBAHP: Heat Pump Packaged Unit | Heat Pump | 208 | 1 |  |  |  | Single-Speed |  |  |  | 42100 | 2825 | 14.9 | 11.2 | 50400 | 3282 | 4.5 | 4.2 | Federally-Regulated Commercial & Industrial Equipment | 05/10/2019 |  | 07/16/2020
ClimateMaster Inc. | TRANQUILITY 16 | TRH/V015A*W/K |  | Ground-Source | WBAHP: Heat Pump Packaged Unit | Heat Pump | 208 | 1 |  |  |  | Single-Speed |  |  |  | 15000 | 837 | 17.9 | 13.4 | 10900 | 887 | 3.6 | 3.1 | Non Federally-Regulated | 05/10/2019 |  | 07/16/2020
ClimateMaster Inc. | TRANQUILITY 16 | TCH/V036A*W/K |  | Ground-Water-Source | WBAHP: Heat Pump Packaged Unit | Heat Pump | 208 | 1 |  |  |  | Single-Speed |  |  |  | 39000 | 1866 | 20.9 | 16.2 | 35800 | 2623 | 4 | 3.6 | Non Federally-Regulated | 05/10/2019 |  | 07/16/2020
ClimateMaster Inc. | TRANQUILITY 16 | TCH/V042A*W/K |  | Ground-Water-Source | WBAHP: Heat Pump Packaged Unit | Heat Pump | 208 | 1 |  |  |  | Single-Speed |  |  |  | 46400 | 2109 | 22 | 16.2 | 42400 | 3106 | 4 | 3.6 | Non Federally-Regulated | 05/10/2019 |  | 07/16/2020
ClimateMaster Inc. | TRANQUILITY 16 | TCH/V048A*W/K |  | Ground-Source | WBAHP: Heat Pump Packaged Unit | Heat Pump | 208 | 1 |  |  |  | Single-Speed |  |  |  | 50400 | 3111 | 16.2 |  | 36500 | 2971 | 3.6 |  | Non Federally-Regulated | 05/13/2020 | 7783708 | 07/16/2020
ClimateMaster Inc. | TRANQUILITY 16 | TRH/V042A*W/K |  | Ground-Water-Source | WBAHP: Heat Pump Packaged Unit | Heat Pump | 208 | 1 |  |  |  | Single-Speed |  |  |  | 46400 | 2109 | 22 | 16.2 | 42400 | 3106 | 4 | 3.6 | Non Federally-Regulated | 05/10/2019 |  | 07/16/2020
ClimateMaster Inc. | TRANQUILITY 16 | TRH/V042A*W/K |  | Ground-Source | WBAHP: Heat Pump Packaged Unit | Heat Pump | 208 | 1 |  |  |  | Single-Speed |  |  |  | 42200 | 2511 | 16.8 | 13.4 | 33900 | 2922 | 3.4 | 3.1 | Non Federally-Regulated | 05/10/2019 |  | 07/16/2020
ClimateMaster Inc. | TRANQUILITY 16 | TCH/V048A*W/K |  | Water-Source | WBAHP: Heat Pump Packaged Unit | Heat Pump | 208 | 1 |  |  |  | Single-Speed |  |  |  | 48000 | 3428 | 14 |  | 53600 | 3272 | 4.8 |  | Federally-Regulated Commercial & Industrial Equipment | 05/13/2020 | 7783708 | 07/16/2020
ClimateMaster Inc. | TRANQUILITY 16 | TCH/V015A*W/K |  | Water-Source | WBAHP: Heat Pump Packaged Unit | Heat Pump | 208 | 1 |  |  |  | Single-Speed |  |  |  | 14500 | 935 | 15.5 | 11.2 | 16800 | 965 | 5.1 | 4.2 | Federally-Regulated Commercial & Industrial Equipment | 05/10/2019 |  | 07/16/2020
ClimateMaster Inc. | TRANQUILITY 16 | TCH/V015A |  | Water-Source | WBAHP: Heat Pump Packaged Unit | Heat Pump | 208 | 1 |  |  |  | Single-Speed |  |  |  | 14500 | 941 | 15.4 | 11.2 | 17300 | 1014 | 5 | 4.2 | Federally-Regulated Commercial & Industrial Equipment | 05/10/2019 |  | 07/16/2020
ClimateMaster Inc. | TRANQUILITY 16 | TCH/V015A |  | Ground-Water-Source | WBAHP: Heat Pump Packaged Unit | Heat Pump | 208 | 1 |  |  |  | Single-Speed |  |  |  | 16800 | 685 | 24.5 | 16.2 | 14400 | 959 | 4.4 | 3.6 | Non Federally-Regulated | 05/10/2019 |  | 07/16/2020
ClimateMaster Inc. | TRANQUILITY 16 | TRH/V015A |  | Ground-Source | WBAHP: Heat Pump Packaged Unit | Heat Pump | 208 | 1 |  |  |  | Single-Speed |  |  |  | 15000 | 872 | 17.2 | 13.4 | 11100 | 903 | 3.6 | 3.1 | Non Federally-Regulated | 05/10/2019 |  | 07/16/2020
ClimateMaster Inc. | TRANQUILITY 16 | TCH/V015A |  | Ground-Source | WBAHP: Heat Pump Packaged Unit | Heat Pump | 208 | 1 |  |  |  | Single-Speed |  |  |  | 15000 | 872 | 17.2 | 13.4 | 11100 | 903 | 3.6 | 3.1 | Non Federally-Regulated | 05/10/2019 |  | 07/16/2020
ClimateMaster Inc. | TRANQUILITY 16 | TRH/V015A*W/K |  | Ground-Water-Source | WBAHP: Heat Pump Packaged Unit | Heat Pump | 208 | 1 |  |  |  | Single-Speed |  |  |  | 16800 | 672 | 25 | 16.2 | 13800 | 919 | 4.4 | 3.6 | Non Federally-Regulated | 05/10/2019 |  | 07/16/2020
ClimateMaster Inc. | TRANQUILITY 16 | TRH/V036A*W/K |  | Ground-Water-Source | WBAHP: Heat Pump Packaged Unit | Heat Pump | 208 | 1 |  |  |  | Single-Speed |  |  |  | 39000 | 1866 | 20.9 | 16.2 | 35800 | 2623 | 4 | 3.6 | Non Federally-Regulated | 05/10/2019 |  | 07/16/2020
ClimateMaster Inc. | TRANQUILITY 16 | TCH/V024A*W/K |  | Water-Source | WBAHP: Heat Pump Packaged Unit | Heat Pump | 208 | 1 |  |  |  | Single-Speed |  |  |  | 23600 | 1748 | 13.5 |  | 27500 | 1679 | 4.8 |  | Federally-Regulated Commercial & Industrial Equipment | 05/13/2020 | 7783697 | 07/16/2020
ClimateMaster Inc. | TRANQUILITY 16 | TRH/V042A |  | Ground-Water-Source | WBAHP: Heat Pump Packaged Unit | Heat Pump | 208 | 1 |  |  |  | Single-Speed |  |  |  | 45900 | 2341 | 19.6 | 16.2 | 44000 | 3393 | 3.8 | 3.6 | Non Federally-Regulated | 05/10/2019 |  | 07/16/2020
ClimateMaster Inc. | TRANQUILITY 16 | TCH/V036A*W/K |  | Water-Source | WBAHP: Heat Pump Packaged Unit | Heat Pump | 208 | 1 |  |  |  | Single-Speed |  |  |  | 34500 | 2464 | 14 | 11.2 | 43400 | 2826 | 4.5 | 4.2 | Federally-Regulated Commercial & Industrial Equipment | 05/10/2019 |  | 07/16/2020
ClimateMaster Inc. | TRANQUILITY 16 | TCH/V024A*W/K |  | Ground-Source | WBAHP: Heat Pump Packaged Unit | Heat Pump | 208 | 1 |  |  |  | Single-Speed |  |  |  | 24500 | 1531 | 16 |  | 18600 | 1557 | 3.5 |  | Non Federally-Regulated | 05/13/2020 | 7783697 | 07/16/2020
ClimateMaster Inc. | TRANQUILITY 16 | TRH/V015A*W/K |  | Water-Source | WBAHP: Heat Pump Packaged Unit | Heat Pump | 208 | 1 |  |  |  | Single-Speed |  |  |  | 14500 | 935 | 15.5 | 11.2 | 16800 | 965 | 5.1 | 4.2 | Federally-Regulated Commercial & Industrial Equipment | 05/10/2019 |  | 07/16/2020
ClimateMaster Inc. | TRANQUILITY 16 | TCH/V036A |  | Ground-Water-Source | WBAHP: Heat Pump Packaged Unit | Heat Pump | 208 | 1 |  |  |  | Single-Speed |  |  |  | 38700 | 1869 | 20.7 | 16.2 | 37500 | 2747 | 4 | 3.6 | Non Federally-Regulated | 05/10/2019 |  | 07/16/2020
ClimateMaster Inc. | TRANQUILITY 16 | TCH/V036A |  | Water-Source | WBAHP: Heat Pump Packaged Unit | Heat Pump | 208 | 1 |  |  |  | Single-Speed |  |  |  | 34500 | 2555 | 13.5 | 11.2 | 45200 | 3010 | 4.4 | 4.2 | Federally-Regulated Commercial & Industrial Equipment | 05/10/2019 |  | 07/16/2020
ClimateMaster Inc. | TRANQUILITY 16 | TCH/V042A |  | Ground-Source | WBAHP: Heat Pump Packaged Unit | Heat Pump | 208 | 1 |  |  |  | Single-Speed |  |  |  | 40500 | 2812 | 14.4 | 13.4 | 34300 | 3046 | 3.3 | 3.1 | Non Federally-Regulated | 05/10/2019 |  | 07/16/2020
ClimateMaster Inc. | TRANQUILITY 16 | TCH/V042A |  | Ground-Water-Source | WBAHP: Heat Pump Packaged Unit | Heat Pump | 208 | 1 |  |  |  | Single-Speed |  |  |  | 45900 | 2341 | 19.6 | 16.2 | 44000 | 3393 | 3.8 | 3.6 | Non Federally-Regulated | 05/10/2019 |  | 07/16/2020
ClimateMaster Inc. | TRANQUILITY 16 | TCH/V036A |  | Ground-Source | WBAHP: Heat Pump Packaged Unit | Heat Pump | 208 | 1 |  |  |  | Single-Speed |  |  |  | 35300 | 2369 | 14.9 | 13.4 | 29600 | 2628 | 3.3 | 3.1 | Non Federally-Regulated | 05/10/2019 |  | 07/16/2020
ClimateMaster Inc. | TRANQUILITY 22 DIGITAL | TYV/H060B |  | Ground-Source | WBAHP: Heat Pump Packaged Unit | Heat Pump | 208 | 1 |  |  |  | Dual-Speed |  |  |  | 63200 | 3653 | 17.3 | 13.4 | 43700 | 3557 | 3.6 | 3.1 | Non Federally-Regulated | 05/10/2019 |  | 07/16/2020
ClimateMaster Inc. | TRANQUILITY 22 DIGITAL | TYV/H060B |  | Water-Source | WBAHP: Heat Pump Packaged Unit | Heat Pump | 208 | 1 |  |  |  | Dual-Speed |  |  |  | 61700 | 3929 | 15.7 | 11.2 | 67500 | 4121 | 4.8 | 4.2 | Federally-Regulated Commercial & Industrial Equipment | 05/10/2019 |  | 07/16/2020
ClimateMaster Inc. | TRANQUILITY 22 DIGITAL | TYV/H060B |  | Ground-Source | WBAHP: Heat Pump Packaged Unit | Heat Pump | 230 | 1 |  |  |  | Dual-Speed |  |  |  | 63200 | 3653 | 17.3 | 13.4 | 43700 | 3557 | 3.6 | 3.1 | Non Federally-Regulated | 10/10/2017 |  | 07/16/2020
ClimateMaster Inc. | TRANQUILITY 22 DIGITAL | TYV/H060B |  | Water-Source | WBAHP: Heat Pump Packaged Unit | Heat Pump | 230 | 1 |  |  |  | Dual-Speed |  |  |  | 61700 | 3929 | 15.7 | 11.2 | 67500 | 4121 | 4.8 | 4.2 | Federally-Regulated Commercial & Industrial Equipment | 10/10/2017 |  | 07/16/2020
Enertech Global, LLC | Hydron Module | HRT048A | MPD060 | Ground-Source | WBAHP-CB: Heat Pump Split Syst | Heat Pump | 208 | 1 | False |  |  | Single-Speed |  |  |  | 50700 | 2816 | 18 |  | 34200 | 2708 | 3.7 |  | Non Federally-Regulated | 02/21/2020 | 5317928 | 07/16/2020
Enertech Global, LLC | Hydron Module | HXT048D3 |  | Ground-Source | WBAHP: Heat Pump Packaged Unit | Heat Pump | 460 | 3 |  |  |  | Single-Speed |  |  |  | 49000 | 2865 | 17.1 |  | 38200 | 2870 | 3.9 |  | Non Federally-Regulated | 02/21/2020 | 5646398 | 07/16/2020
Enertech Global, LLC | Hydron Module | HXT024D3 |  | Ground-Water-Source | WBAHP: Heat Pump Packaged Unit | Heat Pump | 460 | 3 |  |  |  | Single-Speed |  |  |  | 29600 | 1100 | 26.9 |  | 24700 | 1392 | 5.2 |  | Non Federally-Regulated | 02/21/2020 | 5646350 | 07/16/2020
Enertech Global, LLC | Hydron Module | HCT036D |  | Ground-Water-Source | WBAHP: Heat Pump Packaged Unit | Heat Pump | 208 | 1 |  |  |  | Single-Speed |  |  |  | 41700 | 1774 | 23.5 |  | 36700 | 2151 | 5 |  | Non Federally-Regulated | 02/21/2020 | 5646382 | 07/16/2020
Enertech Global, LLC | Hydron Module | HCT036D |  | Ground-Source | WBAHP: Heat Pump Packaged Unit | Heat Pump | 208 | 1 |  |  |  | Single-Speed |  |  |  | 38600 | 2109 | 18.3 |  | 28600 | 2044 | 4.1 |  | Non Federally-Regulated | 02/21/2020 | 5646382 | 07/16/2020
Enertech Global, LLC | Hydron Module | HXT036D3 |  | Ground-Water-Source | WBAHP: Heat Pump Packaged Unit | Heat Pump | 460 | 3 |  |  |  | Single-Speed |  |  |  | 42200 | 1758 | 24 |  | 37000 | 2126 | 5.1 |  | Non Federally-Regulated | 02/21/2020 | 5646378 | 07/16/2020
Enertech Global, LLC | Hydron Module | HVS041*3***1 |  | Ground-Water-Source | WBAHP: Heat Pump Packaged Unit | Heat Pump | 460 | 3 |  |  |  | Single-Speed |  |  |  | 43000 | 1822 | 23.6 |  | 39200 | 2611 | 4.4 |  | Non Federally-Regulated | 12/06/2019 |  | 07/16/2020
Enertech Global, LLC | Hydron Module | HVS041*2 |  | Ground-Source | WBAHP: Heat Pump Packaged Unit | Heat Pump | 208 | 3 |  |  |  | Single-Speed |  |  |  | 38700 | 2263 | 17.1 |  | 31100 | 2531 | 3.6 |  | Non Federally-Regulated | 12/06/2019 |  | 07/16/2020
Enertech Global, LLC | Hydron Module | HXT048D2 |  | Ground-Source | WBAHP: Heat Pump Packaged Unit | Heat Pump | 208 | 3 |  |  |  | Single-Speed |  |  |  | 49000 | 2865 | 17.1 |  | 38200 | 2870 | 3.9 |  | Non Federally-Regulated | 02/21/2020 | 5646395 | 07/16/2020
Enertech Global, LLC | Hydron Module | HXT024D |  | Ground-Source | WBAHP: Heat Pump Packaged Unit | Heat Pump | 230 | 1 |  |  |  | Single-Speed |  |  |  | 27200 | 1339 | 20.3 |  | 19800 | 1349 | 4.3 |  | Non Federally-Regulated | 02/21/2020 | 5646344 | 07/16/2020
Enertech Global, LLC | Hydron Module | HVS041*3***1 |  | Water-Source | WBAHP: Heat Pump Packaged Unit | Heat Pump | 460 | 3 |  |  |  | Single-Speed |  |  |  | 38300 | 2487 | 15.4 |  | 46900 | 2695 | 5.1 |  | Federally-Regulated Commercial & Industrial Equipment | 12/06/2019 |  | 07/16/2020
Enertech Global, LLC | Hydron Module | HCT048D2 |  | Ground-Water-Source | WBAHP: Heat Pump Packaged Unit | Heat Pump | 230 | 3 |  |  |  | Single-Speed |  |  |  | 53100 | 2435 | 21.8 |  | 46700 | 2975 | 4.6 |  | Non Federally-Regulated | 02/21/2020 | 5646769 | 07/16/2020
Enertech Global, LLC | Hydron Module | HRT060A | MPD060 | Ground-Source | WBAHP-CB: Heat Pump Split Syst | Heat Pump | 208 | 1 | False |  |  | Single-Speed |  |  |  | 61500 | 3575 | 17.2 |  | 45600 | 3818 | 3.5 |  | Non Federally-Regulated | 02/21/2020 | 5317934 | 07/16/2020
Enertech Global, LLC | Hydron Module | HVS041*2 |  | Water-Source | WBAHP: Heat Pump Packaged Unit | Heat Pump | 208 | 3 |  |  |  | Single-Speed |  |  |  | 37100 | 2506 | 14.8 |  | 46800 | 2981 | 4.6 |  | Federally-Regulated Commercial & Industrial Equipment | 12/06/2019 |  | 07/16/2020
Enertech Global, LLC | Hydron Module | HXT036D |  | Ground-Water-Source | WBAHP: Heat Pump Packaged Unit | Heat Pump | 230 | 1 |  |  |  | Single-Speed |  |  |  | 42200 | 1758 | 24 |  | 37000 | 2126 | 5.1 |  | Non Federally-Regulated | 02/21/2020 | 5646372 | 07/16/2020
Enertech Global, LLC | Hydron Module | HXT048D |  | Ground-Water-Source | WBAHP: Heat Pump Packaged Unit | Heat Pump | 208 | 1 |  |  |  | Single-Speed |  |  |  | 53100 | 2402 | 22.1 |  | 47400 | 3019 | 4.6 |  | Non Federally-Regulated | 02/21/2020 | 5646392 | 07/16/2020
Enertech Global, LLC | Hydron Module | HXT060D |  | Ground-Source | WBAHP: Heat Pump Packaged Unit | Heat Pump | 230 | 1 |  |  |  | Single-Speed |  |  |  | 63000 | 3539 | 17.8 |  | 47700 | 3778 | 3.7 |  | Non Federally-Regulated | 02/21/2020 | 5440542 | 07/16/2020
Enertech Global, LLC | Hydron Module | HXT036D |  | Ground-Source | WBAHP: Heat Pump Packaged Unit | Heat Pump | 208 | 1 |  |  |  | Single-Speed |  |  |  | 38900 | 2125 | 18.3 |  | 29200 | 2037 | 4.2 |  | Non Federally-Regulated | 02/21/2020 | 5646372 | 07/16/2020
Enertech Global, LLC | Hydron Module | HVS041*****1 |  | Ground-Source | WBAHP: Heat Pump Packaged Unit | Heat Pump | 208 | 1 |  |  |  | Single-Speed |  |  |  | 39800 | 2235 | 17.8 |  | 31200 | 2471 | 3.7 |  | Non Federally-Regulated | 12/06/2019 |  | 07/16/2020
Enertech Global, LLC | Hydron Module | HVS041*****1 |  | Water-Source | WBAHP: Heat Pump Packaged Unit | Heat Pump | 208 | 1 |  |  |  | Single-Speed |  |  |  | 38300 | 2487 | 15.4 |  | 46900 | 2695 | 5.1 |  | Federally-Regulated Commercial & Industrial Equipment | 12/06/2019 |  | 07/16/2020
Enertech Global, LLC | Hydron Module | HXT048D3 |  | Ground-Water-Source | WBAHP: Heat Pump Packaged Unit | Heat Pump | 460 | 3 |  |  |  | Single-Speed |  |  |  | 53100 | 2402 | 22.1 |  | 47400 | 3019 | 4.6 |  | Non Federally-Regulated | 02/21/2020 | 5646398 | 07/16/2020
Enertech Global, LLC | Hydron Module | HXT024D2 |  | Ground-Source | WBAHP: Heat Pump Packaged Unit | Heat Pump | 208 | 3 |  |  |  | Single-Speed |  |  |  | 27200 | 1339 | 20.3 |  | 19800 | 1349 | 4.3 |  | Non Federally-Regulated | 02/21/2020 | 5646347 | 07/16/2020
Enertech Global, LLC | Hydron Module | HCT036D |  | Ground-Source | WBAHP: Heat Pump Packaged Unit | Heat Pump | 230 | 1 |  |  |  | Single-Speed |  |  |  | 38600 | 2109 | 18.3 |  | 28600 | 2044 | 4.1 |  | Non Federally-Regulated | 02/21/2020 | 5646382 | 07/16/2020
Enertech Global, LLC | Hydron Module | HRT036A | MPD036 | Ground-Source | WBAHP-CB: Heat Pump Split Syst | Heat Pump | 208 | 1 | False |  |  | Single-Speed |  |  |  | 35500 | 2218 | 16 |  | 27400 | 2170 | 3.7 |  | Non Federally-Regulated | 02/21/2020 | 5317922 | 07/16/2020
Enertech Global, LLC | Hydron Module | HCT036D |  | Ground-Water-Source | WBAHP: Heat Pump Packaged Unit | Heat Pump | 230 | 1 |  |  |  | Single-Speed |  |  |  | 41700 | 1774 | 23.5 |  | 36700 | 2151 | 5 |  | Non Federally-Regulated | 02/21/2020 | 5646382 | 07/16/2020
Enertech Global, LLC | Hydron Module | HVS041*2 |  | Ground-Water-Source | WBAHP: Heat Pump Packaged Unit | Heat Pump | 208 | 3 |  |  |  | Single-Speed |  |  |  | 41400 | 1856 | 22.3 |  | 38900 | 2780 | 4.1 |  | Non Federally-Regulated | 12/06/2019 |  | 07/16/2020
Enertech Global, LLC | Hydron Module | HCT048D |  | Ground-Source | WBAHP: Heat Pump Packaged Unit | Heat Pump | 230 | 1 |  |  |  | Single-Speed |  |  |  | 49000 | 2865 | 17.1 |  | 38000 | 2855 | 3.9 |  | Non Federally-Regulated | 02/21/2020 | 5646766 | 07/16/2020
Enertech Global, LLC | Hydron Module | HCT048D2 |  | Ground-Water-Source | WBAHP: Heat Pump Packaged Unit | Heat Pump | 208 | 3 |  |  |  | Single-Speed |  |  |  | 53100 | 2435 | 21.8 |  | 46700 | 2975 | 4.6 |  | Non Federally-Regulated | 02/21/2020 | 5646769 | 07/16/2020
Enertech Global, LLC | Hydron Module | HVS041*3***1 |  | Ground-Source | WBAHP: Heat Pump Packaged Unit | Heat Pump | 460 | 3 |  |  |  | Single-Speed |  |  |  | 39800 | 2235 | 17.8 |  | 31200 | 2471 | 3.7 |  | Non Federally-Regulated | 12/06/2019 |  | 07/16/2020
Enertech Global, LLC | Hydron Module | HCT048D |  | Ground-Source | WBAHP: Heat Pump Packaged Unit | Heat Pump | 208 | 1 |  |  |  | Single-Speed |  |  |  | 49000 | 2865 | 17.1 |  | 38000 | 2855 | 3.9 |  | Non Federally-Regulated | 02/21/2020 | 5646766 | 07/16/2020
Enertech Global, LLC | Hydron Module | HCT048D3 |  | Ground-Water-Source | WBAHP: Heat Pump Packaged Unit | Heat Pump | 460 | 3 |  |  |  | Single-Speed |  |  |  | 53100 | 2435 | 21.8 |  | 46700 | 2975 | 4.6 |  | Non Federally-Regulated | 02/21/2020 | 5646772 | 07/16/2020
Enertech Global, LLC | Hydron Module | HCT048D2 |  | Ground-Source | WBAHP: Heat Pump Packaged Unit | Heat Pump | 208 | 3 |  |  |  | Single-Speed |  |  |  | 49000 | 2865 | 17.1 |  | 38000 | 2855 | 3.9 |  | Non Federally-Regulated | 02/21/2020 | 5646769 | 07/16/2020
Enertech Global, LLC | Hydron Module | HRT048A | MPD060 | Ground-Source | WBAHP-CB: Heat Pump Split Syst | Heat Pump | 230 | 1 | False |  |  | Single-Speed |  |  |  | 50700 | 2816 | 18 |  | 34200 | 2708 | 3.7 |  | Non Federally-Regulated | 02/21/2020 | 5317928 | 07/16/2020
Enertech Global, LLC | Hydron Module | HRT060A | MPD060 | Ground-Source | WBAHP-CB: Heat Pump Split Syst | Heat Pump | 230 | 1 | False |  |  | Single-Speed |  |  |  | 61500 | 3575 | 17.2 |  | 45600 | 3818 | 3.5 |  | Non Federally-Regulated | 02/21/2020 | 5317934 | 07/16/2020
Enertech Global, LLC | Hydron Module | HCT048D3 |  | Ground-Source | WBAHP: Heat Pump Packaged Unit | Heat Pump | 460 | 3 |  |  |  | Single-Speed |  |  |  | 49000 | 2865 | 17.1 |  | 38000 | 2855 | 3.9 |  | Non Federally-Regulated | 02/21/2020 | 5646772 | 07/16/2020
Enertech Global, LLC | Hydron Module | HXT024D2 |  | Ground-Water-Source | WBAHP: Heat Pump Packaged Unit | Heat Pump | 208 | 3 |  |  |  | Single-Speed |  |  |  | 29600 | 1100 | 26.9 |  | 24700 | 1392 | 5.2 |  | Non Federally-Regulated | 02/21/2020 | 5646347 | 07/16/2020
Enertech Global, LLC | Hydron Module | HVS041*****1 |  | Ground-Water-Source | WBAHP: Heat Pump Packaged Unit | Heat Pump | 208 | 1 |  |  |  | Single-Speed |  |  |  | 43000 | 1822 | 23.6 |  | 39200 | 2611 | 4.4 |  | Non Federally-Regulated | 12/06/2019 |  | 07/16/2020
Enertech Global, LLC | Hydron Module | HRT036A | MPD036 | Ground-Source | WBAHP-CB: Heat Pump Split Syst | Heat Pump | 230 | 1 | False |  |  | Single-Speed |  |  |  | 35500 | 2218 | 16 |  | 27400 | 2170 | 3.7 |  | Non Federally-Regulated | 02/21/2020 | 5317922 | 07/16/2020
Enertech Global, LLC | Hydron Module | HXT036D2 |  | Ground-Water-Source | WBAHP: Heat Pump Packaged Unit | Heat Pump | 208 | 3 |  |  |  | Single-Speed |  |  |  | 42200 | 1758 | 24 |  | 37000 | 2126 | 5.1 |  | Non Federally-Regulated | 02/21/2020 | 5646375 | 07/16/2020
Enertech Global, LLC | Hydron Module | HXT036D |  | Ground-Source | WBAHP: Heat Pump Packaged Unit | Heat Pump | 230 | 1 |  |  |  | Single-Speed |  |  |  | 38900 | 2125 | 18.3 |  | 29200 | 2037 | 4.2 |  | Non Federally-Regulated | 02/21/2020 | 5646372 | 07/16/2020
Enertech Global, LLC | Hydron Module | HXT060D3 |  | Ground-Source | WBAHP: Heat Pump Packaged Unit | Heat Pump | 460 | 3 |  |  |  | Single-Speed |  |  |  | 63000 | 3539 | 17.8 |  | 47700 | 3778 | 3.7 |  | Non Federally-Regulated | 02/21/2020 | 5440704 | 07/16/2020
Enertech Global, LLC | Hydron Module | HCT036D2 |  | Ground-Source | WBAHP: Heat Pump Packaged Unit | Heat Pump | 208 | 3 |  |  |  | Single-Speed |  |  |  | 38600 | 2109 | 18.3 |  | 28600 | 2044 | 4.1 |  | Non Federally-Regulated | 02/21/2020 | 5646385 | 07/16/2020
Enertech Global, LLC | Hydron Module | HXT024D |  | Ground-Water-Source | WBAHP: Heat Pump Packaged Unit | Heat Pump | 230 | 1 |  |  |  | Single-Speed |  |  |  | 29600 | 1100 | 26.9 |  | 24700 | 1392 | 5.2 |  | Non Federally-Regulated | 02/21/2020 | 5646344 | 07/16/2020
Enertech Global, LLC | Hydron Module | HXT048D |  | Ground-Source | WBAHP: Heat Pump Packaged Unit | Heat Pump | 208 | 1 |  |  |  | Single-Speed |  |  |  | 49000 | 2865 | 17.1 |  | 38200 | 2870 | 3.9 |  | Non Federally-Regulated | 02/21/2020 | 5646392 | 07/16/2020
Enertech Global, LLC | Hydron Module | HXT048D |  | Ground-Water-Source | WBAHP: Heat Pump Packaged Unit | Heat Pump | 230 | 1 |  |  |  | Single-Speed |  |  |  | 53100 | 2402 | 22.1 |  | 47400 | 3019 | 4.6 |  | Non Federally-Regulated | 02/21/2020 | 5646392 | 07/16/2020
Enertech Global, LLC | Hydron Module | HXT024D2 |  | Ground-Water-Source | WBAHP: Heat Pump Packaged Unit | Heat Pump | 230 | 3 |  |  |  | Single-Speed |  |  |  | 29600 | 1100 | 26.9 |  | 24700 | 1392 | 5.2 |  | Non Federally-Regulated | 02/21/2020 | 5646347 | 07/16/2020
Enertech Global, LLC | Hydron Module | HCT036D3 |  | Ground-Source | WBAHP: Heat Pump Packaged Unit | Heat Pump | 460 | 3 |  |  |  | Single-Speed |  |  |  | 38600 | 2109 | 18.3 |  | 28600 | 2044 | 4.1 |  | Non Federally-Regulated | 02/21/2020 | 5646388 | 07/16/2020
Enertech Global, LLC | Hydron Module | HXT036D3 |  | Ground-Source | WBAHP: Heat Pump Packaged Unit | Heat Pump | 460 | 3 |  |  |  | Single-Speed |  |  |  | 38900 | 2125 | 18.3 |  | 29200 | 2037 | 4.2 |  | Non Federally-Regulated | 02/21/2020 | 5646378 | 07/16/2020
Enertech Global, LLC | Hydron Module | HXT060D |  | Ground-Source | WBAHP: Heat Pump Packaged Unit | Heat Pump | 208 | 1 |  |  |  | Single-Speed |  |  |  | 63000 | 3539 | 17.8 |  | 47700 | 3778 | 3.7 |  | Non Federally-Regulated | 02/21/2020 | 5440542 | 07/16/2020
Enertech Global, LLC | Hydron Module | HXT036D2 |  | Ground-Source | WBAHP: Heat Pump Packaged Unit | Heat Pump | 208 | 3 |  |  |  | Single-Speed |  |  |  | 38900 | 2125 | 18.3 |  | 29200 | 2037 | 4.2 |  | Non Federally-Regulated | 02/21/2020 | 5646375 | 07/16/2020
Enertech Global, LLC | Hydron Module | HXT060D2 |  | Ground-Source | WBAHP: Heat Pump Packaged Unit | Heat Pump | 208 | 3 |  |  |  | Single-Speed |  |  |  | 63000 | 3539 | 17.8 |  | 47700 | 3778 | 3.7 |  | Non Federally-Regulated | 02/21/2020 | 5440574 | 07/16/2020
Enertech Global, LLC | Hydron Module | HXT048D2 |  | Ground-Water-Source | WBAHP: Heat Pump Packaged Unit | Heat Pump | 230 | 3 |  |  |  | Single-Speed |  |  |  | 53100 | 2402 | 22.1 |  | 47400 | 3019 | 4.6 |  | Non Federally-Regulated | 02/21/2020 | 5646395 | 07/16/2020
Enertech Global, LLC | Hydron Module | HCT036D2 |  | Ground-Water-Source | WBAHP: Heat Pump Packaged Unit | Heat Pump | 230 | 3 |  |  |  | Single-Speed |  |  |  | 41700 | 1774 | 23.5 |  | 36700 | 2151 | 5 |  | Non Federally-Regulated | 02/21/2020 | 5646385 | 07/16/2020
Enertech Global, LLC | Hydron Module | HCT048D |  | Ground-Water-Source | WBAHP: Heat Pump Packaged Unit | Heat Pump | 230 | 1 |  |  |  | Single-Speed |  |  |  | 53100 | 2435 | 21.8 |  | 46700 | 2975 | 4.6 |  | Non Federally-Regulated | 02/21/2020 | 5646766 | 07/16/2020
Enertech Global, LLC | Hydron Module | HXT048D2 |  | Ground-Water-Source | WBAHP: Heat Pump Packaged Unit | Heat Pump | 208 | 3 |  |  |  | Single-Speed |  |  |  | 53100 | 2402 | 22.1 |  | 47400 | 3019 | 4.6 |  | Non Federally-Regulated | 02/21/2020 | 5646395 | 07/16/2020
Enertech Global, LLC | Hydron Module | HXT036D2 |  | Ground-Water-Source | WBAHP: Heat Pump Packaged Unit | Heat Pump | 230 | 3 |  |  |  | Single-Speed |  |  |  | 42200 | 1758 | 24 |  | 37000 | 2126 | 5.1 |  | Non Federally-Regulated | 02/21/2020 | 5646375 | 07/16/2020
Enertech Global, LLC | Hydron Module | HXT036D2 |  | Ground-Source | WBAHP: Heat Pump Packaged Unit | Heat Pump | 230 | 3 |  |  |  | Single-Speed |  |  |  | 38900 | 2125 | 18.3 |  | 29200 | 2037 | 4.2 |  | Non Federally-Regulated | 02/21/2020 | 5646375 | 07/16/2020
Enertech Global, LLC | Hydron Module | HVS041*3 |  | Ground-Source | WBAHP: Heat Pump Packaged Unit | Heat Pump | 460 | 3 |  |  |  | Single-Speed |  |  |  | 38700 | 2263 | 17.1 |  | 31100 | 2531 | 3.6 |  | Non Federally-Regulated | 12/06/2019 |  | 07/16/2020
Enertech Global, LLC | Hydron Module | HCT036D3 |  | Ground-Water-Source | WBAHP: Heat Pump Packaged Unit | Heat Pump | 460 | 3 |  |  |  | Single-Speed |  |  |  | 41700 | 1774 | 23.5 |  | 36700 | 2151 | 5 |  | Non Federally-Regulated | 02/21/2020 | 5646388 | 07/16/2020
Enertech Global, LLC | Hydron Module | HCT048D2 |  | Ground-Source | WBAHP: Heat Pump Packaged Unit | Heat Pump | 230 | 3 |  |  |  | Single-Speed |  |  |  | 49000 | 2865 | 17.1 |  | 38000 | 2855 | 3.9 |  | Non Federally-Regulated | 02/21/2020 | 5646769 | 07/16/2020
Enertech Global, LLC | Hydron Module | HVS041*3 |  | Water-Source | WBAHP: Heat Pump Packaged Unit | Heat Pump | 460 | 3 |  |  |  | Single-Speed |  |  |  | 37100 | 2506 | 14.8 |  | 46800 | 2981 | 4.6 |  | Federally-Regulated Commercial & Industrial Equipment | 12/06/2019 |  | 07/16/2020
Enertech Global, LLC | Hydron Module | HXT024D |  | Ground-Source | WBAHP: Heat Pump Packaged Unit | Heat Pump | 208 | 1 |  |  |  | Single-Speed |  |  |  | 27200 | 1339 | 20.3 |  | 19800 | 1349 | 4.3 |  | Non Federally-Regulated | 02/21/2020 | 5646344 | 07/16/2020
Enertech Global, LLC | Hydron Module | HXT048D2 |  | Ground-Source | WBAHP: Heat Pump Packaged Unit | Heat Pump | 230 | 3 |  |  |  | Single-Speed |  |  |  | 49000 | 2865 | 17.1 |  | 38200 | 2870 | 3.9 |  | Non Federally-Regulated | 02/21/2020 | 5646395 | 07/16/2020
Enertech Global, LLC | Hydron Module | HXT036D |  | Ground-Water-Source | WBAHP: Heat Pump Packaged Unit | Heat Pump | 208 | 1 |  |  |  | Single-Speed |  |  |  | 42200 | 1758 | 24 |  | 37000 | 2126 | 5.1 |  | Non Federally-Regulated | 02/21/2020 | 5646372 | 07/16/2020
Enertech Global, LLC | Hydron Module | HVS041*3 |  | Ground-Water-Source | WBAHP: Heat Pump Packaged Unit | Heat Pump | 460 | 3 |  |  |  | Single-Speed |  |  |  | 41400 | 1856 | 22.3 |  | 38900 | 2780 | 4.1 |  | Non Federally-Regulated | 12/06/2019 |  | 07/16/2020
Enertech Global, LLC | Hydron Module | HXT024D3 |  | Ground-Source | WBAHP: Heat Pump Packaged Unit | Heat Pump | 460 | 3 |  |  |  | Single-Speed |  |  |  | 27200 | 1339 | 20.3 |  | 19800 | 1349 | 4.3 |  | Non Federally-Regulated | 02/21/2020 | 5646350 | 07/16/2020
Enertech Global, LLC | Hydron Module | HVS041*2***1 |  | Water-Source | WBAHP: Heat Pump Packaged Unit | Heat Pump | 208 | 3 |  |  |  | Single-Speed |  |  |  | 38300 | 2487 | 15.4 |  | 46900 | 2695 | 5.1 |  | Federally-Regulated Commercial & Industrial Equipment | 12/06/2019 |  | 07/16/2020
Enertech Global, LLC | Hydron Module | HXT024D2 |  | Ground-Source | WBAHP: Heat Pump Packaged Unit | Heat Pump | 230 | 3 |  |  |  | Single-Speed |  |  |  | 27200 | 1339 | 20.3 |  | 19800 | 1349 | 4.3 |  | Non Federally-Regulated | 02/21/2020 | 5646347 | 07/16/2020
Enertech Global, LLC | Hydron Module | HCT036D2 |  | Ground-Water-Source | WBAHP: Heat Pump Packaged Unit | Heat Pump | 208 | 3 |  |  |  | Single-Speed |  |  |  | 41700 | 1774 | 23.5 |  | 36700 | 2151 | 5 |  | Non Federally-Regulated | 02/21/2020 | 5646385 | 07/16/2020
Enertech Global, LLC | Hydron Module | HXT060D2 |  | Ground-Source | WBAHP: Heat Pump Packaged Unit | Heat Pump | 230 | 3 |  |  |  | Single-Speed |  |  |  | 63000 | 3539 | 17.8 |  | 47700 | 3778 | 3.7 |  | Non Federally-Regulated | 02/21/2020 | 5440574 | 07/16/2020
Enertech Global, LLC | Hydron Module | HXT024D |  | Ground-Water-Source | WBAHP: Heat Pump Packaged Unit | Heat Pump | 208 | 1 |  |  |  | Single-Speed |  |  |  | 29600 | 1100 | 26.9 |  | 24700 | 1392 | 5.2 |  | Non Federally-Regulated | 02/21/2020 | 5646344 | 07/16/2020
Enertech Global, LLC | Hydron Module | HVS041*2***1 |  | Ground-Water-Source | WBAHP: Heat Pump Packaged Unit | Heat Pump | 208 | 3 |  |  |  | Single-Speed |  |  |  | 43000 | 1822 | 23.6 |  | 39200 | 2611 | 4.4 |  | Non Federally-Regulated | 12/06/2019 |  | 07/16/2020
Enertech Global, LLC | Hydron Module | HCT048D |  | Ground-Water-Source | WBAHP: Heat Pump Packaged Unit | Heat Pump | 208 | 1 |  |  |  | Single-Speed |  |  |  | 53100 | 2435 | 21.8 |  | 46700 | 2975 | 4.6 |  | Non Federally-Regulated | 02/21/2020 | 5646766 | 07/16/2020
Enertech Global, LLC | Hydron Module | HCT036D2 |  | Ground-Source | WBAHP: Heat Pump Packaged Unit | Heat Pump | 230 | 3 |  |  |  | Single-Speed |  |  |  | 38600 | 2109 | 18.3 |  | 28600 | 2044 | 4.1 |  | Non Federally-Regulated | 02/21/2020 | 5646385 | 07/16/2020
Enertech Global, LLC | Hydron Module | HXT048D |  | Ground-Source | WBAHP: Heat Pump Packaged Unit | Heat Pump | 230 | 1 |  |  |  | Single-Speed |  |  |  | 49000 | 2865 | 17.1 |  | 38200 | 2870 | 3.9 |  | Non Federally-Regulated | 02/21/2020 | 5646392 | 07/16/2020
Enertech Global, LLC | Hydron Module | HVS041*2***1 |  | Ground-Source | WBAHP: Heat Pump Packaged Unit | Heat Pump | 208 | 3 |  |  |  | Single-Speed |  |  |  | 39800 | 2235 | 17.8 |  | 31200 | 2471 | 3.7 |  | Non Federally-Regulated | 12/06/2019 |  | 07/16/2020
Enertech Global, LLC | Hydron Module | HZS060******B |  | Water-Source | WBAHP: Heat Pump Packaged Unit | Heat Pump | 230 | 1 |  |  |  | Single-Speed |  |  |  | 58400 | 3792 | 15.4 | 11.2 | 75700 | 4527 | 4.9 | 4.2 | Federally-Regulated Commercial & Industrial Equipment | 11/30/2016 |  | 07/16/2020
Enertech Global, LLC | Hydron Module | HZS060*3***1B |  | Ground-Source | WBAHP: Heat Pump Packaged Unit | Heat Pump | 460 | 3 |  |  |  | Single-Speed |  |  |  | 60700 | 3112 | 19.5 | 13.4 | 48200 | 3531 | 4 | 3.1 | Non Federally-Regulated | 11/30/2016 |  | 07/16/2020
Enertech Global, LLC | Hydron Module | HVT060 |  | Ground-Water-Source | WBAHP: Heat Pump Packaged Unit | Heat Pump | 230 | 1 |  |  |  | Single-Speed |  |  |  | 64200 | 2918 | 22 |  | 57500 | 3744 | 4.5 |  | Non Federally-Regulated | 02/21/2020 | 8738032 | 07/16/2020
Enertech Global, LLC | Hydron Module | HZS036*****1B |  | Ground-Source | WBAHP: Heat Pump Packaged Unit | Heat Pump | 208 | 1 |  |  |  | Single-Speed |  |  |  | 38400 | 1969 | 19.5 | 13.4 | 27600 | 2022 | 4 | 3.1 | Non Federally-Regulated | 11/30/2016 |  | 07/16/2020
Enertech Global, LLC | Hydron Module | HZS036*2***1B |  | Water-Source | WBAHP: Heat Pump Packaged Unit | Heat Pump | 208 | 3 |  |  |  | Single-Speed |  |  |  | 36800 | 2190 | 16.8 | 11.2 | 43300 | 2394 | 5.3 | 4.2 | Federally-Regulated Commercial & Industrial Equipment | 11/28/2018 |  | 07/16/2020
Enertech Global, LLC | Hydron Module | HVT060*2 |  | Ground-Source | WBAHP: Heat Pump Packaged Unit | Heat Pump | 230 | 3 |  |  |  | Single-Speed |  |  |  | 60900 | 3460 | 17.6 |  | 46300 | 3570 | 3.8 |  | Non Federally-Regulated | 02/21/2020 | 8738035 | 07/16/2020
Enertech Global, LLC | Hydron Module | HZS060*2****B |  | Ground-Source | WBAHP: Heat Pump Packaged Unit | Heat Pump | 208 | 3 |  |  |  | Single-Speed |  |  |  | 60500 | 3398 | 17.8 | 13.4 | 49200 | 3794 | 3.8 | 3.1 | Non Federally-Regulated | 11/30/2016 |  | 07/16/2020
Enertech Global, LLC | Hydron Module | HZS060*2****B |  | Water-Source | WBAHP: Heat Pump Packaged Unit | Heat Pump | 230 | 3 |  |  |  | Single-Speed |  |  |  | 58400 | 3792 | 15.4 | 11.2 | 75700 | 4527 | 4.9 | 4.2 | Federally-Regulated Commercial & Industrial Equipment | 11/30/2016 |  | 07/16/2020
Enertech Global, LLC | Hydron Module | HVT060 |  | Water-Source | WBAHP: Heat Pump Packaged Unit | Heat Pump | 208 | 1 |  |  |  | Single-Speed |  |  |  | 58600 | 3805 | 15.4 |  | 70500 | 4051 | 5.1 |  | Federally-Regulated Commercial & Industrial Equipment | 02/21/2020 | 8738032 | 07/16/2020
Enertech Global, LLC | Hydron Module | HVT060 |  | Ground-Source | WBAHP: Heat Pump Packaged Unit | Heat Pump | 230 | 1 |  |  |  | Single-Speed |  |  |  | 60900 | 3460 | 17.6 |  | 46300 | 3570 | 3.8 |  | Non Federally-Regulated | 02/21/2020 | 8738032 | 07/16/2020
Enertech Global, LLC | Hydron Module | HVT060*2 |  | Ground-Source | WBAHP: Heat Pump Packaged Unit | Heat Pump | 208 | 3 |  |  |  | Single-Speed |  |  |  | 60900 | 3460 | 17.6 |  | 46300 | 3570 | 3.8 |  | Non Federally-Regulated | 02/21/2020 | 8738035 | 07/16/2020
Enertech Global, LLC | Hydron Module | HRT024A | MPD024 | Ground-Source | WBAHP-CB: Heat Pump Split Syst | Heat Pump | 208 | 1 | False |  |  | Single-Speed |  |  |  | 24600 | 1556 | 15.8 |  | 18000 | 1598 | 3.3 |  | Non Federally-Regulated | 02/21/2020 | 5317915 | 07/16/2020
Enertech Global, LLC | Hydron Module | HZS060*3****B |  | Ground-Source | WBAHP: Heat Pump Packaged Unit | Heat Pump | 460 | 3 |  |  |  | Single-Speed |  |  |  | 60500 | 3398 | 17.8 | 13.4 | 49200 | 3794 | 3.8 | 3.1 | Non Federally-Regulated | 11/30/2016 |  | 07/16/2020
Enertech Global, LLC | Hydron Module | HVT060*3 |  | Ground-Source | WBAHP: Heat Pump Packaged Unit | Heat Pump | 460 | 3 |  |  |  | Single-Speed |  |  |  | 60900 | 3460 | 17.6 |  | 46300 | 3570 | 3.8 |  | Non Federally-Regulated | 02/21/2020 | 8738038 | 07/16/2020
Enertech Global, LLC | Hydron Module | HZS036*2***1B |  | Ground-Source | WBAHP: Heat Pump Packaged Unit | Heat Pump | 230 | 3 |  |  |  | Single-Speed |  |  |  | 38400 | 1969 | 19.5 | 13.4 | 27600 | 2022 | 4 | 3.1 | Non Federally-Regulated | 11/30/2016 |  | 07/16/2020
Enertech Global, LLC | Hydron Module | HZS060*2***1B |  | Water-Source | WBAHP: Heat Pump Packaged Unit | Heat Pump | 208 | 3 |  |  |  | Single-Speed |  |  |  | 59300 | 3488 | 17 | 11.2 | 74700 | 4130 | 5.3 | 4.2 | Federally-Regulated Commercial & Industrial Equipment | 11/30/2016 |  | 07/16/2020
Enertech Global, LLC | Hydron Module | HVT060 |  | Ground-Source | WBAHP: Heat Pump Packaged Unit | Heat Pump | 208 | 1 |  |  |  | Single-Speed |  |  |  | 60900 | 3460 | 17.6 |  | 46300 | 3570 | 3.8 |  | Non Federally-Regulated | 02/21/2020 | 8738032 | 07/16/2020
Enertech Global, LLC | Hydron Module | HZS060******B |  | Ground-Source | WBAHP: Heat Pump Packaged Unit | Heat Pump | 208 | 1 |  |  |  | Single-Speed |  |  |  | 60500 | 3398 | 17.8 | 13.4 | 49200 | 3794 | 3.8 | 3.1 | Non Federally-Regulated | 11/30/2016 |  | 07/16/2020
Enertech Global, LLC | Hydron Module | HVT060*3 |  | Water-Source | WBAHP: Heat Pump Packaged Unit | Heat Pump | 460 | 3 |  |  |  | Single-Speed |  |  |  | 58600 | 3805 | 15.4 |  | 70500 | 4051 | 5.1 |  | Federally-Regulated Commercial & Industrial Equipment | 02/21/2020 | 8738038 | 07/16/2020
Enertech Global, LLC | Hydron Module | HZS036******B |  | Water-Source | WBAHP: Heat Pump Packaged Unit | Heat Pump | 208 | 1 |  |  |  | Single-Speed |  |  |  | 35900 | 2301 | 15.6 | 11.2 | 43400 | 2595 | 4.9 | 4.2 | Federally-Regulated Commercial & Industrial Equipment | 11/30/2016 |  | 07/16/2020
Enertech Global, LLC | Hydron Module | HZS036******B |  | Ground-Source | WBAHP: Heat Pump Packaged Unit | Heat Pump | 230 | 1 |  |  |  | Single-Speed |  |  |  | 37600 | 2077 | 18.1 | 13.4 | 27800 | 2202 | 3.7 | 3.1 | Non Federally-Regulated | 11/30/2016 |  | 07/16/2020
Enertech Global, LLC | Hydron Module | HRT024A | MCD024 | Ground-Source | WBAHP-C: Heat Pump Split Syste | Heat Pump | 208 | 1 | False |  |  | Single-Speed |  |  |  | 24700 | 1506 | 16.4 |  | 17600 | 1473 | 3.5 |  | Non Federally-Regulated | 12/06/2019 |  | 07/16/2020
Enertech Global, LLC | Hydron Module | HZS036******B |  | Water-Source | WBAHP: Heat Pump Packaged Unit | Heat Pump | 230 | 1 |  |  |  | Single-Speed |  |  |  | 35900 | 2301 | 15.6 | 11.2 | 43400 | 2595 | 4.9 | 4.2 | Federally-Regulated Commercial & Industrial Equipment | 11/30/2016 |  | 07/16/2020
Enertech Global, LLC | Hydron Module | HZS060*****1B |  | Water-Source | WBAHP: Heat Pump Packaged Unit | Heat Pump | 230 | 1 |  |  |  | Single-Speed |  |  |  | 59300 | 3488 | 17 | 11.2 | 74700 | 4130 | 5.3 | 4.2 | Federally-Regulated Commercial & Industrial Equipment | 11/30/2016 |  | 07/16/2020
Enertech Global, LLC | Hydron Module | HZS060*3***1B |  | Water-Source | WBAHP: Heat Pump Packaged Unit | Heat Pump | 460 | 3 |  |  |  | Single-Speed |  |  |  | 59300 | 3488 | 17 | 11.2 | 74700 | 4130 | 5.3 | 4.2 | Federally-Regulated Commercial & Industrial Equipment | 11/30/2016 |  | 07/16/2020
Enertech Global, LLC | Hydron Module | HZS036*****1B |  | Water-Source | WBAHP: Heat Pump Packaged Unit | Heat Pump | 208 | 1 |  |  |  | Single-Speed |  |  |  | 36800 | 2190 | 16.8 | 11.2 | 43300 | 2394 | 5.3 | 4.2 | Federally-Regulated Commercial & Industrial Equipment | 11/30/2016 |  | 07/16/2020
Enertech Global, LLC | Hydron Module | HZS036*3***1B |  | Ground-Source | WBAHP: Heat Pump Packaged Unit | Heat Pump | 460 | 3 |  |  |  | Single-Speed |  |  |  | 38400 | 1969 | 19.5 | 13.4 | 27600 | 2022 | 4 | 3.1 | Non Federally-Regulated | 11/30/2016 |  | 07/16/2020
Enertech Global, LLC | Hydron Module | HVT060*2 |  | Water-Source | WBAHP: Heat Pump Packaged Unit | Heat Pump | 230 | 3 |  |  |  | Single-Speed |  |  |  | 58600 | 3805 | 15.4 |  | 70500 | 4051 | 5.1 |  | Federally-Regulated Commercial & Industrial Equipment | 02/21/2020 | 8738035 | 07/16/2020
Enertech Global, LLC | Hydron Module | HZS060*2****B |  | Water-Source | WBAHP: Heat Pump Packaged Unit | Heat Pump | 208 | 3 |  |  |  | Single-Speed |  |  |  | 58400 | 3792 | 15.4 | 11.2 | 75700 | 4527 | 4.9 | 4.2 | Federally-Regulated Commercial & Industrial Equipment | 11/30/2016 |  | 07/16/2020
Enertech Global, LLC | Hydron Module | HZS036*3****B |  | Water-Source | WBAHP: Heat Pump Packaged Unit | Heat Pump | 460 | 3 |  |  |  | Single-Speed |  |  |  | 35900 | 2301 | 15.6 | 11.2 | 43400 | 2595 | 4.9 | 4.2 | Federally-Regulated Commercial & Industrial Equipment | 11/30/2016 |  | 07/16/2020
Enertech Global, LLC | Hydron Module | HZS036*A***1B |  | Water-Source | WBAHP: Heat Pump Packaged Unit | Heat Pump | 265 | 1 |  |  |  | Single-Speed |  |  |  | 36800 | 2190 | 16.8 | 11.2 | 43300 | 2394 | 5.3 | 4.2 | Federally-Regulated Commercial & Industrial Equipment | 11/30/2016 |  | 07/16/2020
Enertech Global, LLC | Hydron Module | HZS060******B |  | Water-Source | WBAHP: Heat Pump Packaged Unit | Heat Pump | 208 | 1 |  |  |  | Single-Speed |  |  |  | 58400 | 3792 | 15.4 | 11.2 | 75700 | 4527 | 4.9 | 4.2 | Federally-Regulated Commercial & Industrial Equipment | 11/30/2016 |  | 07/16/2020
Enertech Global, LLC | Hydron Module | HVT060 |  | Ground-Water-Source | WBAHP: Heat Pump Packaged Unit | Heat Pump | 208 | 1 |  |  |  | Single-Speed |  |  |  | 64200 | 2918 | 22 |  | 57500 | 3744 | 4.5 |  | Non Federally-Regulated | 02/21/2020 | 8738032 | 07/16/2020
Enertech Global, LLC | Hydron Module | HVT060*3 |  | Ground-Water-Source | WBAHP: Heat Pump Packaged Unit | Heat Pump | 460 | 3 |  |  |  | Single-Speed |  |  |  | 64200 | 2918 | 22 |  | 57500 | 3744 | 4.5 |  | Non Federally-Regulated | 02/21/2020 | 8738038 | 07/16/2020
Enertech Global, LLC | Hydron Module | HZS036*4****B |  | Water-Source | WBAHP: Heat Pump Packaged Unit | Heat Pump | 575 | 3 |  |  |  | Single-Speed |  |  |  | 35900 | 2301 | 15.6 | 11.2 | 43400 | 2595 | 4.9 | 4.2 | Federally-Regulated Commercial & Industrial Equipment | 11/30/2016 |  | 07/16/2020
Enertech Global, LLC | Hydron Module | HZS060*4****B |  | Water-Source | WBAHP: Heat Pump Packaged Unit | Heat Pump | 575 | 3 |  |  |  | Single-Speed |  |  |  | 58400 | 3792 | 15.4 | 11.2 | 75700 | 4527 | 4.9 | 4.2 | Federally-Regulated Commercial & Industrial Equipment | 11/30/2016 |  | 07/16/2020
Enertech Global, LLC | Hydron Module | HZS036*2****B |  | Ground-Source | WBAHP: Heat Pump Packaged Unit | Heat Pump | 208 | 3 |  |  |  | Single-Speed |  |  |  | 37600 | 2077 | 18.1 | 13.4 | 27800 | 2202 | 3.7 | 3.1 | Non Federally-Regulated | 11/30/2016 |  | 07/16/2020
Enertech Global, LLC | Hydron Module | HZS036*2****B |  | Ground-Source | WBAHP: Heat Pump Packaged Unit | Heat Pump | 230 | 3 |  |  |  | Single-Speed |  |  |  | 37600 | 2077 | 18.1 | 13.4 | 27800 | 2202 | 3.7 | 3.1 | Non Federally-Regulated | 11/30/2016 |  | 07/16/2020
Enertech Global, LLC | Hydron Module | HZS060*****1B |  | Water-Source | WBAHP: Heat Pump Packaged Unit | Heat Pump | 208 | 1 |  |  |  | Single-Speed |  |  |  | 59300 | 3488 | 17 | 11.2 | 74700 | 4130 | 5.3 | 4.2 | Federally-Regulated Commercial & Industrial Equipment | 11/30/2016 |  | 07/16/2020
Enertech Global, LLC | Hydron Module | HZS036*3***1B |  | Water-Source | WBAHP: Heat Pump Packaged Unit | Heat Pump | 460 | 3 |  |  |  | Single-Speed |  |  |  | 36800 | 2190 | 16.8 | 11.2 | 43300 | 2394 | 5.3 | 4.2 | Federally-Regulated Commercial & Industrial Equipment | 11/30/2016 |  | 07/16/2020
Enertech Global, LLC | Hydron Module | HZS036*2****B |  | Water-Source | WBAHP: Heat Pump Packaged Unit | Heat Pump | 208 | 3 |  |  |  | Single-Speed |  |  |  | 35900 | 2301 | 15.6 | 11.2 | 43400 | 2595 | 4.9 | 4.2 | Federally-Regulated Commercial & Industrial Equipment | 11/30/2016 |  | 07/16/2020
Enertech Global, LLC | Hydron Module | HZS060*****1B |  | Ground-Source | WBAHP: Heat Pump Packaged Unit | Heat Pump | 208 | 1 |  |  |  | Single-Speed |  |  |  | 60700 | 3112 | 19.5 | 13.4 | 48200 | 3531 | 4 | 3.1 | Non Federally-Regulated | 11/30/2016 |  | 07/16/2020
Enertech Global, LLC | Hydron Module | HZS060*2***1B |  | Water-Source | WBAHP: Heat Pump Packaged Unit | Heat Pump | 230 | 3 |  |  |  | Single-Speed |  |  |  | 59300 | 3488 | 17 | 11.2 | 74700 | 4130 | 5.3 | 4.2 | Federally-Regulated Commercial & Industrial Equipment | 11/30/2016 |  | 07/16/2020
Enertech Global, LLC | Hydron Module | HZS036*A****B |  | Water-Source | WBAHP: Heat Pump Packaged Unit | Heat Pump | 265 | 1 |  |  |  | Single-Speed |  |  |  | 35900 | 2301 | 15.6 | 11.2 | 43400 | 2595 | 4.9 | 4.2 | Federally-Regulated Commercial & Industrial Equipment | 11/30/2016 |  | 07/16/2020
Enertech Global, LLC | Hydron Module | HZS036*2****B |  | Water-Source | WBAHP: Heat Pump Packaged Unit | Heat Pump | 230 | 3 |  |  |  | Single-Speed |  |  |  | 35900 | 2301 | 15.6 | 11.2 | 43400 | 2595 | 4.9 | 4.2 | Federally-Regulated Commercial & Industrial Equipment | 11/30/2016 |  | 07/16/2020
Enertech Global, LLC | Hydron Module | HRT024A | ACD024 | Ground-Source | WBAHP-C: Heat Pump Split Syste | Heat Pump | 230 | 1 | False |  |  | Single-Speed |  |  |  | 24700 | 1506 | 16.4 | 13.4 | 17600 | 1473 | 3.5 | 3.1 | Non Federally-Regulated | 11/30/2016 |  | 07/16/2020
Enertech Global, LLC | Hydron Module | HRT024A | MPD024 | Ground-Source | WBAHP-CB: Heat Pump Split Syst | Heat Pump | 230 | 1 | False |  |  | Single-Speed |  |  |  | 24600 | 1556 | 15.8 |  | 18000 | 1598 | 3.3 |  | Non Federally-Regulated | 02/21/2020 | 5317915 | 07/16/2020
Enertech Global, LLC | Hydron Module | HZS036*A***1B |  | Ground-Source | WBAHP: Heat Pump Packaged Unit | Heat Pump | 265 | 1 |  |  |  | Single-Speed |  |  |  | 38400 | 1969 | 19.5 | 13.4 | 27600 | 2022 | 4 | 3.1 | Non Federally-Regulated | 11/30/2016 |  | 07/16/2020
Enertech Global, LLC | Hydron Module | HZS036*A****B |  | Ground-Source | WBAHP: Heat Pump Packaged Unit | Heat Pump | 265 | 1 |  |  |  | Single-Speed |  |  |  | 37600 | 2077 | 18.1 | 13.4 | 27800 | 2202 | 3.7 | 3.1 | Non Federally-Regulated | 11/30/2016 |  | 07/16/2020
Enertech Global, LLC | Hydron Module | HZS036******B |  | Ground-Source | WBAHP: Heat Pump Packaged Unit | Heat Pump | 208 | 1 |  |  |  | Single-Speed |  |  |  | 37600 | 2077 | 18.1 | 13.4 | 27800 | 2202 | 3.7 | 3.1 | Non Federally-Regulated | 11/30/2016 |  | 07/16/2020
Enertech Global, LLC | Hydron Module | HZS060*2****B |  | Ground-Source | WBAHP: Heat Pump Packaged Unit | Heat Pump | 230 | 3 |  |  |  | Single-Speed |  |  |  | 60500 | 3398 | 17.8 | 13.4 | 49200 | 3794 | 3.8 | 3.1 | Non Federally-Regulated | 11/30/2016 |  | 07/16/2020
Enertech Global, LLC | Hydron Module | HZS036*****1B |  | Ground-Source | WBAHP: Heat Pump Packaged Unit | Heat Pump | 230 | 1 |  |  |  | Single-Speed |  |  |  | 38400 | 1969 | 19.5 | 13.4 | 27600 | 2022 | 4 | 3.1 | Non Federally-Regulated | 11/30/2016 |  | 07/16/2020
Enertech Global, LLC | Hydron Module | HZS060*4****B |  | Ground-Source | WBAHP: Heat Pump Packaged Unit | Heat Pump | 575 | 3 |  |  |  | Single-Speed |  |  |  | 60500 | 3398 | 17.8 | 13.4 | 49200 | 3794 | 3.8 | 3.1 | Non Federally-Regulated | 11/30/2016 |  | 07/16/2020
Enertech Global, LLC | Hydron Module | HZS060*****1B |  | Ground-Source | WBAHP: Heat Pump Packaged Unit | Heat Pump | 230 | 1 |  |  |  | Single-Speed |  |  |  | 60700 | 3112 | 19.5 | 13.4 | 48200 | 3531 | 4 | 3.1 | Non Federally-Regulated | 11/30/2016 |  | 07/16/2020
Enertech Global, LLC | Hydron Module | HZS036*2***1B |  | Ground-Source | WBAHP: Heat Pump Packaged Unit | Heat Pump | 208 | 3 |  |  |  | Single-Speed |  |  |  | 38400 | 1969 | 19.5 | 13.4 | 27600 | 2022 | 4 | 3.1 | Non Federally-Regulated | 11/28/2018 |  | 07/16/2020
Enertech Global, LLC | Hydron Module | HVT060*A |  | Ground-Water-Source | WBAHP: Heat Pump Packaged Unit | Heat Pump | 265 | 1 |  |  |  | Single-Speed |  |  |  | 64200 | 3042 | 21.1 |  | 57500 | 3829 | 4.4 |  | Non Federally-Regulated | 02/21/2020 | 8738041 | 07/16/2020
Enertech Global, LLC | Hydron Module | HVT060*2 |  | Ground-Water-Source | WBAHP: Heat Pump Packaged Unit | Heat Pump | 230 | 3 |  |  |  | Single-Speed |  |  |  | 64200 | 2918 | 22 |  | 57500 | 3744 | 4.5 |  | Non Federally-Regulated | 02/21/2020 | 8738035 | 07/16/2020
Enertech Global, LLC | Hydron Module | HZS060*2***1B |  | Ground-Source | WBAHP: Heat Pump Packaged Unit | Heat Pump | 230 | 3 |  |  |  | Single-Speed |  |  |  | 60700 | 3112 | 19.5 | 13.4 | 48200 | 3531 | 4 | 3.1 | Non Federally-Regulated | 11/30/2016 |  | 07/16/2020
Enertech Global, LLC | Hydron Module | HZS060*3****B |  | Water-Source | WBAHP: Heat Pump Packaged Unit | Heat Pump | 460 | 3 |  |  |  | Single-Speed |  |  |  | 58400 | 3792 | 15.4 | 11.2 | 75700 | 4527 | 4.9 | 4.2 | Federally-Regulated Commercial & Industrial Equipment | 11/30/2016 |  | 07/16/2020
Enertech Global, LLC | Hydron Module | HZS036*****1B |  | Water-Source | WBAHP: Heat Pump Packaged Unit | Heat Pump | 230 | 1 |  |  |  | Single-Speed |  |  |  | 36800 | 2190 | 16.8 | 11.2 | 43300 | 2394 | 5.3 | 4.2 | Federally-Regulated Commercial & Industrial Equipment | 11/30/2016 |  | 07/16/2020
Enertech Global, LLC | Hydron Module | HRT024A | ACD024 | Ground-Source | WBAHP-C: Heat Pump Split Syste | Heat Pump | 208 | 1 | False |  |  | Single-Speed |  |  |  | 24700 | 1506 | 16.4 |  | 17600 | 1473 | 3.5 |  | Non Federally-Regulated | 12/06/2019 |  | 07/16/2020
Enertech Global, LLC | Hydron Module | HVT060*A |  | Ground-Source | WBAHP: Heat Pump Packaged Unit | Heat Pump | 265 | 1 |  |  |  | Single-Speed |  |  |  | 60900 | 3603 | 16.9 |  | 46300 | 3667 | 3.7 |  | Non Federally-Regulated | 02/21/2020 | 8738041 | 07/16/2020
Enertech Global, LLC | Hydron Module | HZS036*2***1B |  | Water-Source | WBAHP: Heat Pump Packaged Unit | Heat Pump | 230 | 3 |  |  |  | Single-Speed |  |  |  | 36800 | 2190 | 16.8 | 11.2 | 43300 | 2394 | 5.3 | 4.2 | Federally-Regulated Commercial & Industrial Equipment | 11/30/2016 |  | 07/16/2020
Enertech Global, LLC | Hydron Module | HZS060******B |  | Ground-Source | WBAHP: Heat Pump Packaged Unit | Heat Pump | 230 | 1 |  |  |  | Single-Speed |  |  |  | 60500 | 3398 | 17.8 | 13.4 | 49200 | 3794 | 3.8 | 3.1 | Non Federally-Regulated | 11/30/2016 |  | 07/16/2020
Enertech Global, LLC | Hydron Module | HZS060*2***1B |  | Ground-Source | WBAHP: Heat Pump Packaged Unit | Heat Pump | 208 | 3 |  |  |  | Single-Speed |  |  |  | 60700 | 3112 | 19.5 | 13.4 | 48200 | 3531 | 4 | 3.1 | Non Federally-Regulated | 11/30/2016 |  | 07/16/2020
Enertech Global, LLC | Hydron Module | HVT060*2 |  | Ground-Water-Source | WBAHP: Heat Pump Packaged Unit | Heat Pump | 208 | 3 |  |  |  | Single-Speed |  |  |  | 64200 | 2918 | 22 |  | 57500 | 3744 | 4.5 |  | Non Federally-Regulated | 02/21/2020 | 8738035 | 07/16/2020
Enertech Global, LLC | Hydron Module | HZS036*3****B |  | Ground-Source | WBAHP: Heat Pump Packaged Unit | Heat Pump | 460 | 3 |  |  |  | Single-Speed |  |  |  | 37600 | 2077 | 18.1 | 13.4 | 27800 | 2202 | 3.7 | 3.1 | Non Federally-Regulated | 11/30/2016 |  | 07/16/2020
Enertech Global, LLC | Hydron Module | HVT060*2 |  | Water-Source | WBAHP: Heat Pump Packaged Unit | Heat Pump | 208 | 3 |  |  |  | Single-Speed |  |  |  | 58600 | 3805 | 15.4 |  | 70500 | 4051 | 5.1 |  | Federally-Regulated Commercial & Industrial Equipment | 02/21/2020 | 8738035 | 07/16/2020
Enertech Global, LLC | Hydron Module | HVT060*A |  | Water-Source | WBAHP: Heat Pump Packaged Unit | Heat Pump | 265 | 1 |  |  |  | Single-Speed |  |  |  | 58600 | 3932 | 14.9 |  | 70500 | 4216 | 4.9 |  | Federally-Regulated Commercial & Industrial Equipment | 02/21/2020 | 8738041 | 07/16/2020
Enertech Global, LLC | Hydron Module | HZS036*4****B |  | Ground-Source | WBAHP: Heat Pump Packaged Unit | Heat Pump | 575 | 3 |  |  |  | Single-Speed |  |  |  | 37600 | 2077 | 18.1 | 13.4 | 27800 | 2202 | 3.7 | 3.1 | Non Federally-Regulated | 11/30/2016 |  | 07/16/2020
Enertech Global, LLC | Hydron Module | HVT060 |  | Water-Source | WBAHP: Heat Pump Packaged Unit | Heat Pump | 230 | 1 |  |  |  | Single-Speed |  |  |  | 58600 | 3805 | 15.4 |  | 70500 | 4051 | 5.1 |  | Federally-Regulated Commercial & Industrial Equipment | 02/21/2020 | 8738032 | 07/16/2020
Enertech Global, LLC | Tetco | TZT024 |  | Ground-Water-Source | WBAHP: Heat Pump Packaged Unit | Heat Pump | 208 | 1 |  |  |  | Single-Speed |  |  |  | 28200 | 1189 | 23.7 | 16.2 | 22900 | 1459 | 4.6 | 3.6 | Non Federally-Regulated | 12/06/2019 |  | 07/16/2020
Enertech Global, LLC | Tetco | TVS041 |  | Ground-Source | WBAHP: Heat Pump Packaged Unit | Heat Pump | 208 | 1 |  |  |  | Single-Speed |  |  |  | 38700 | 2263 | 17.1 | 13.4 | 31100 | 2531 | 3.6 | 3.1 | Non Federally-Regulated | 12/06/2019 |  | 07/16/2020
Enertech Global, LLC | Tetco | TZT024*3 |  | Ground-Source | WBAHP: Heat Pump Packaged Unit | Heat Pump | 460 | 3 |  |  |  | Single-Speed |  |  |  | 26400 | 1442 | 18.3 | 13.4 | 18300 | 1375 | 3.9 | 3.1 | Non Federally-Regulated | 12/06/2019 |  | 07/16/2020
Enertech Global, LLC | Tetco | TVS041*2 |  | Ground-Source | WBAHP: Heat Pump Packaged Unit | Heat Pump | 208 | 3 |  |  |  | Single-Speed |  |  |  | 38700 | 2263 | 17.1 | 13.4 | 31100 | 2531 | 3.6 | 3.1 | Non Federally-Regulated | 12/06/2019 |  | 07/16/2020
Enertech Global, LLC | Tetco | TVS041 |  | Ground-Water-Source | WBAHP: Heat Pump Packaged Unit | Heat Pump | 208 | 1 |  |  |  | Single-Speed |  |  |  | 41400 | 1856 | 22.3 | 16.2 | 38900 | 2780 | 4.1 | 3.6 | Non Federally-Regulated | 12/06/2019 |  | 07/16/2020
Enertech Global, LLC | Tetco | TZT048*2 |  | Water-Source | WBAHP: Heat Pump Packaged Unit | Heat Pump | 208 | 3 |  |  |  | Single-Speed |  |  |  | 46500 | 3079 | 15.1 | 11.2 | 55300 | 3376 | 4.8 | 4.2 | Federally-Regulated Commercial & Industrial Equipment | 12/06/2019 |  | 07/16/2020
Enertech Global, LLC | Tetco | TVS041*3 |  | Ground-Source | WBAHP: Heat Pump Packaged Unit | Heat Pump | 460 | 3 |  |  |  | Single-Speed |  |  |  | 38700 | 2263 | 17.1 | 13.4 | 31100 | 2531 | 3.6 | 3.1 | Non Federally-Regulated | 12/06/2019 |  | 07/16/2020
Enertech Global, LLC | Tetco | TZT024*2 |  | Ground-Source | WBAHP: Heat Pump Packaged Unit | Heat Pump | 208 | 3 |  |  |  | Single-Speed |  |  |  | 26400 | 1442 | 18.3 | 13.4 | 18300 | 1375 | 3.9 | 3.1 | Non Federally-Regulated | 12/06/2019 |  | 07/16/2020
Enertech Global, LLC | Tetco | TZT048*3 |  | Water-Source | WBAHP: Heat Pump Packaged Unit | Heat Pump | 460 | 3 |  |  |  | Single-Speed |  |  |  | 46500 | 3079 | 15.1 | 11.2 | 55300 | 3376 | 4.8 | 4.2 | Federally-Regulated Commercial & Industrial Equipment | 12/06/2019 |  | 07/16/2020
Enertech Global, LLC | Tetco | TZT024*2 |  | Ground-Water-Source | WBAHP: Heat Pump Packaged Unit | Heat Pump | 208 | 3 |  |  |  | Single-Speed |  |  |  | 28200 | 1189 | 23.7 | 16.2 | 22900 | 1459 | 4.6 | 3.6 | Non Federally-Regulated | 12/06/2019 |  | 07/16/2020
Enertech Global, LLC | Tetco | TZT024*3 |  | Ground-Water-Source | WBAHP: Heat Pump Packaged Unit | Heat Pump | 460 | 3 |  |  |  | Single-Speed |  |  |  | 28200 | 1189 | 23.7 | 16.2 | 22900 | 1459 | 4.6 | 3.6 | Non Federally-Regulated | 12/06/2019 |  | 07/16/2020
Enertech Global, LLC | Tetco | TVS041 |  | Water-Source | WBAHP: Heat Pump Packaged Unit | Heat Pump | 208 | 1 |  |  |  | Single-Speed |  |  |  | 37100 | 2506 | 14.8 | 11.2 | 46800 | 2981 | 4.6 | 4.2 | Federally-Regulated Commercial & Industrial Equipment | 12/06/2019 |  | 07/16/2020
Enertech Global, LLC | Tetco | TBT048 | MPD060 | Ground-Source | WBAHP-CB: Heat Pump Split Syst | Heat Pump | 208 | 1 | False |  |  | Single-Speed |  |  |  | 51500 | 2587 | 19.9 | 13.4 | 37300 | 2802 | 3.9 | 3.1 | Non Federally-Regulated | 02/08/2019 |  | 07/16/2020
Enertech Global, LLC | Tetco | TZT024 |  | Water-Source | WBAHP: Heat Pump Packaged Unit | Heat Pump | 208 | 1 |  |  |  | Single-Speed |  |  |  | 25300 | 1591 | 15.9 | 11.2 | 28800 | 1623 | 5.2 | 4.2 | Federally-Regulated Commercial & Industrial Equipment | 12/06/2019 |  | 07/16/2020
Enertech Global, LLC | Tetco | TZT048*3 |  | Ground-Source | WBAHP: Heat Pump Packaged Unit | Heat Pump | 460 | 3 |  |  |  | Single-Speed |  |  |  | 48700 | 2815 | 17.3 | 13.4 | 36900 | 3004 | 3.6 | 3.1 | Non Federally-Regulated | 12/06/2019 |  | 07/16/2020
Enertech Global, LLC | Tetco | TBT048 | MCD060 | Water-Source | WBAHP-C: Heat Pump Split Syste | Heat Pump | 208 | 1 | False |  |  | Single-Speed |  |  |  | 48600 | 2945 | 16.5 | 12 | 55000 | 3099 | 5.2 | 4.2 | Federally-Regulated Commercial & Industrial Equipment | 02/08/2019 |  | 07/16/2020
Enertech Global, LLC | Tetco | TZT024*3 |  | Water-Source | WBAHP: Heat Pump Packaged Unit | Heat Pump | 460 | 3 |  |  |  | Single-Speed |  |  |  | 25300 | 1591 | 15.9 | 11.2 | 28800 | 1623 | 5.2 | 4.2 | Federally-Regulated Commercial & Industrial Equipment | 12/06/2019 |  | 07/16/2020
Enertech Global, LLC | Tetco | TZT048*2 |  | Ground-Source | WBAHP: Heat Pump Packaged Unit | Heat Pump | 208 | 3 |  |  |  | Single-Speed |  |  |  | 48700 | 2815 | 17.3 | 13.4 | 36900 | 3004 | 3.6 | 3.1 | Non Federally-Regulated | 12/06/2019 |  | 07/16/2020
Enertech Global, LLC | Tetco | TBT048 | ACD060 | Ground-Water-Source | WBAHP-C: Heat Pump Split Syste | Heat Pump | 208 | 1 | False |  |  | Single-Speed |  |  |  | 54100 | 2172 | 24.9 | 16.2 | 46500 | 2962 | 4.6 | 3.6 | Non Federally-Regulated | 02/08/2019 |  | 07/16/2020
Enertech Global, LLC | Tetco | TZT024*2 |  | Water-Source | WBAHP: Heat Pump Packaged Unit | Heat Pump | 208 | 3 |  |  |  | Single-Speed |  |  |  | 25300 | 1591 | 15.9 | 11.2 | 28800 | 1623 | 5.2 | 4.2 | Federally-Regulated Commercial & Industrial Equipment | 12/06/2019 |  | 07/16/2020
Enertech Global, LLC | Tetco | TZT024 |  | Ground-Source | WBAHP: Heat Pump Packaged Unit | Heat Pump | 208 | 1 |  |  |  | Single-Speed |  |  |  | 26400 | 1442 | 18.3 | 13.4 | 18300 | 1375 | 3.9 | 3.1 | Non Federally-Regulated | 12/06/2019 |  | 07/16/2020
Enertech Global, LLC | Tetco | TVS041*2 |  | Ground-Water-Source | WBAHP: Heat Pump Packaged Unit | Heat Pump | 208 | 3 |  |  |  | Single-Speed |  |  |  | 41400 | 1856 | 22.3 | 16.2 | 38900 | 2780 | 4.1 | 3.6 | Non Federally-Regulated | 12/06/2019 |  | 07/16/2020
Enertech Global, LLC | Tetco | TBT048 | MPD060 | Water-Source | WBAHP-CB: Heat Pump Split Syst | Heat Pump | 208 | 1 | False |  |  | Single-Speed |  |  |  | 49200 | 2894 | 17 | 12 | 54000 | 3103 | 5.1 | 4.2 | Federally-Regulated Commercial & Industrial Equipment | 02/08/2019 |  | 07/16/2020
Enertech Global, LLC | Tetco | TBT048 | MCD060 | Ground-Source | WBAHP-C: Heat Pump Split Syste | Heat Pump | 208 | 1 | False |  |  | Single-Speed |  |  |  | 50800 | 2645 | 19.2 | 13.4 | 37200 | 2725 | 4 | 3.1 | Non Federally-Regulated | 02/08/2019 |  | 07/16/2020
Enertech Global, LLC | Tetco | TZT048*A |  | Ground-Source | WBAHP: Heat Pump Packaged Unit | Heat Pump | 265 | 1 |  |  |  | Single-Speed |  |  |  | 48700 | 2815 | 17.3 | 13.4 | 36900 | 3004 | 3.6 | 3.1 | Non Federally-Regulated | 12/06/2019 |  | 07/16/2020
Enertech Global, LLC | Tetco | TZT048*A |  | Ground-Water-Source | WBAHP: Heat Pump Packaged Unit | Heat Pump | 265 | 1 |  |  |  | Single-Speed |  |  |  | 52200 | 2361 | 22.1 | 16.2 | 45900 | 3128 | 4.3 | 3.6 | Non Federally-Regulated | 12/06/2019 |  | 07/16/2020
Enertech Global, LLC | Tetco | TZT048*A |  | Water-Source | WBAHP: Heat Pump Packaged Unit | Heat Pump | 265 | 1 |  |  |  | Single-Speed |  |  |  | 46500 | 3079 | 15.1 | 11.2 | 55300 | 3376 | 4.8 | 4.2 | Federally-Regulated Commercial & Industrial Equipment | 12/06/2019 |  | 07/16/2020
Enertech Global, LLC | Tetco | TBT048 | ACD060 | Ground-Source | WBAHP-C: Heat Pump Split Syste | Heat Pump | 208 | 1 | False |  |  | Single-Speed |  |  |  | 50800 | 2645 | 19.2 | 13.4 | 37200 | 2725 | 4 | 3.1 | Non Federally-Regulated | 02/08/2019 |  | 07/16/2020
Enertech Global, LLC | Tetco | TZT024*A |  | Ground-Water-Source | WBAHP: Heat Pump Packaged Unit | Heat Pump | 265 | 1 |  |  |  | Single-Speed |  |  |  | 28200 | 1189 | 23.7 | 16.2 | 22900 | 1459 | 4.6 | 3.6 | Non Federally-Regulated | 12/06/2019 |  | 07/16/2020
Enertech Global, LLC | Tetco | TBT048 | MCD060 | Ground-Water-Source | WBAHP-C: Heat Pump Split Syste | Heat Pump | 208 | 1 | False |  |  | Single-Speed |  |  |  | 54100 | 2172 | 24.9 | 16.2 | 46500 | 2962 | 4.6 | 3.6 | Non Federally-Regulated | 02/08/2019 |  | 07/16/2020
Enertech Global, LLC | Tetco | TZT024*A |  | Water-Source | WBAHP: Heat Pump Packaged Unit | Heat Pump | 265 | 1 |  |  |  | Single-Speed |  |  |  | 25300 | 1591 | 15.9 | 11.2 | 28800 | 1623 | 5.2 | 4.2 | Federally-Regulated Commercial & Industrial Equipment | 12/06/2019 |  | 07/16/2020
Enertech Global, LLC | Tetco | TZT048*2 |  | Ground-Water-Source | WBAHP: Heat Pump Packaged Unit | Heat Pump | 208 | 3 |  |  |  | Single-Speed |  |  |  | 52200 | 2361 | 22.1 | 16.2 | 45900 | 3128 | 4.3 | 3.6 | Non Federally-Regulated | 12/06/2019 |  | 07/16/2020
Enertech Global, LLC | Tetco | TZT024*A |  | Ground-Source | WBAHP: Heat Pump Packaged Unit | Heat Pump | 265 | 1 |  |  |  | Single-Speed |  |  |  | 26400 | 1442 | 18.3 | 13.4 | 18300 | 1375 | 3.9 | 3.1 | Non Federally-Regulated | 12/06/2019 |  | 07/16/2020
Enertech Global, LLC | Tetco | TBT048 | ACD060 | Water-Source | WBAHP-C: Heat Pump Split Syste | Heat Pump | 208 | 1 | False |  |  | Single-Speed |  |  |  | 48600 | 2945 | 16.5 | 12 | 55000 | 3099 | 5.2 | 4.2 | Federally-Regulated Commercial & Industrial Equipment | 02/08/2019 |  | 07/16/2020
Enertech Global, LLC | Tetco | TBT048 | MPD060 | Ground-Water-Source | WBAHP-CB: Heat Pump Split Syst | Heat Pump | 208 | 1 | False |  |  | Single-Speed |  |  |  | 55700 | 2125 | 26.2 | 16.2 | 45700 | 2911 | 4.6 | 3.6 | Non Federally-Regulated | 02/08/2019 |  | 07/16/2020
Enertech Global, LLC | Tetco | TZT048*3 |  | Ground-Water-Source | WBAHP: Heat Pump Packaged Unit | Heat Pump | 460 | 3 |  |  |  | Single-Speed |  |  |  | 52200 | 2361 | 22.1 | 16.2 | 45900 | 3128 | 4.3 | 3.6 | Non Federally-Regulated | 12/06/2019 |  | 07/16/2020
Enertech Global, LLC | GEOCOMFORT | GXT048D2 |  | Ground-Water-Source | WBAHP: Heat Pump Packaged Unit | Heat Pump | 208 | 3 |  |  |  | Single-Speed |  |  |  | 53100 | 2402 | 22.1 | 16.2 | 47400 | 3019 | 4.6 | 3.6 | Non Federally-Regulated | 02/21/2020 | 5646394 | 07/16/2020
Enertech Global, LLC | GEOCOMFORT | GXT048D |  | Ground-Source | WBAHP: Heat Pump Packaged Unit | Heat Pump | 230 | 1 |  |  |  | Single-Speed |  |  |  | 49000 | 2865 | 17.1 | 13.4 | 38200 | 2870 | 3.9 | 3.1 | Non Federally-Regulated | 02/21/2020 | 5646391 | 07/16/2020
Enertech Global, LLC | GEOCOMFORT | GXT024D3 |  | Ground-Water-Source | WBAHP: Heat Pump Packaged Unit | Heat Pump | 460 | 3 |  |  |  | Single-Speed |  |  |  | 29600 | 1100 | 26.9 | 16.2 | 24700 | 1392 | 5.2 | 3.6 | Non Federally-Regulated | 02/21/2020 | 5646349 | 07/16/2020
Enertech Global, LLC | GEOCOMFORT | GCT048D2 |  | Ground-Water-Source | WBAHP: Heat Pump Packaged Unit | Heat Pump | 208 | 3 |  |  |  | Single-Speed |  |  |  | 53100 | 2435 | 21.8 | 16.2 | 46700 | 2975 | 4.6 | 3.6 | Non Federally-Regulated | 02/21/2020 | 5646768 | 07/16/2020
Enertech Global, LLC | GEOCOMFORT | GCT048D2 |  | Ground-Source | WBAHP: Heat Pump Packaged Unit | Heat Pump | 208 | 3 |  |  |  | Single-Speed |  |  |  | 49000 | 2865 | 17.1 | 13.4 | 38000 | 2855 | 3.9 | 3.1 | Non Federally-Regulated | 02/21/2020 | 5646768 | 07/16/2020
Enertech Global, LLC | GEOCOMFORT | GVS041*2 |  | Water-Source | WBAHP: Heat Pump Packaged Unit | Heat Pump | 208 | 3 |  |  |  | Single-Speed |  |  |  | 37100 | 2506 | 14.8 | 11.2 | 46800 | 2981 | 4.6 | 4.2 | Federally-Regulated Commercial & Industrial Equipment | 12/06/2019 |  | 07/16/2020
Enertech Global, LLC | GEOCOMFORT | GRT060A | MPD060 | Ground-Source | WBAHP-CB: Heat Pump Split Syst | Heat Pump | 208 | 1 | False |  |  | Single-Speed |  |  |  | 61500 | 3575 | 17.2 | 13.4 | 45600 | 3818 | 3.5 | 3.1 | Non Federally-Regulated | 02/21/2020 | 5317933 | 07/16/2020
Enertech Global, LLC | GEOCOMFORT | GCT048D |  | Ground-Water-Source | WBAHP: Heat Pump Packaged Unit | Heat Pump | 230 | 1 |  |  |  | Single-Speed |  |  |  | 53100 | 2435 | 21.8 | 16.2 | 46700 | 2975 | 4.6 | 3.6 | Non Federally-Regulated | 02/21/2020 | 5646765 | 07/16/2020
Enertech Global, LLC | GEOCOMFORT | GXT036D |  | Ground-Water-Source | WBAHP: Heat Pump Packaged Unit | Heat Pump | 230 | 1 |  |  |  | Single-Speed |  |  |  | 42200 | 1758 | 24 | 16.2 | 37000 | 2126 | 5.1 | 3.6 | Non Federally-Regulated | 02/21/2020 | 5646371 | 07/16/2020
Enertech Global, LLC | GEOCOMFORT | GXT036D2 |  | Ground-Water-Source | WBAHP: Heat Pump Packaged Unit | Heat Pump | 208 | 3 |  |  |  | Single-Speed |  |  |  | 42200 | 1758 | 24 | 16.2 | 37000 | 2126 | 5.1 | 3.6 | Non Federally-Regulated | 02/21/2020 | 5646374 | 07/16/2020
Enertech Global, LLC | GEOCOMFORT | GVS041*2***1 |  | Water-Source | WBAHP: Heat Pump Packaged Unit | Heat Pump | 208 | 3 |  |  |  | Single-Speed |  |  |  | 38300 | 2487 | 15.4 | 11.2 | 46900 | 2695 | 5.1 | 4.2 | Federally-Regulated Commercial & Industrial Equipment | 12/06/2019 |  | 07/16/2020
Enertech Global, LLC | GEOCOMFORT | GXT024D |  | Ground-Water-Source | WBAHP: Heat Pump Packaged Unit | Heat Pump | 208 | 1 |  |  |  | Single-Speed |  |  |  | 29600 | 1100 | 26.9 | 16.2 | 24700 | 1392 | 5.2 | 3.6 | Non Federally-Regulated | 02/21/2020 | 5646343 | 07/16/2020
Enertech Global, LLC | GEOCOMFORT | GVS041*3***1 |  | Water-Source | WBAHP: Heat Pump Packaged Unit | Heat Pump | 460 | 3 |  |  |  | Single-Speed |  |  |  | 38300 | 2487 | 15.4 | 11.2 | 46900 | 2695 | 5.1 | 4.2 | Federally-Regulated Commercial & Industrial Equipment | 12/06/2019 |  | 07/16/2020
Enertech Global, LLC | GEOCOMFORT | GXT024D2 |  | Ground-Source | WBAHP: Heat Pump Packaged Unit | Heat Pump | 208 | 3 |  |  |  | Single-Speed |  |  |  | 27200 | 1339 | 20.3 | 13.4 | 19800 | 1349 | 4.3 | 3.1 | Non Federally-Regulated | 02/21/2020 | 5646346 | 07/16/2020
Enertech Global, LLC | GEOCOMFORT | GXT060D |  | Ground-Source | WBAHP: Heat Pump Packaged Unit | Heat Pump | 208 | 1 |  |  |  | Single-Speed |  |  |  | 63000 | 3539 | 17.8 | 13.4 | 47700 | 3778 | 3.7 | 3.1 | Non Federally-Regulated | 02/21/2020 | 5440541 | 07/16/2020
Enertech Global, LLC | GEOCOMFORT | GVS041*4 |  | Ground-Source | WBAHP: Heat Pump Packaged Unit | Heat Pump | 575 | 3 |  |  |  | Single-Speed |  |  |  | 38700 | 2263 | 17.1 | 13.4 | 31100 | 2531 | 3.6 | 3.1 | Non Federally-Regulated | 12/06/2019 |  | 07/16/2020
Enertech Global, LLC | GEOCOMFORT | GVS041*4 |  | Water-Source | WBAHP: Heat Pump Packaged Unit | Heat Pump | 575 | 3 |  |  |  | Single-Speed |  |  |  | 37100 | 2506 | 14.8 | 11.2 | 46800 | 2981 | 4.6 | 4.2 | Federally-Regulated Commercial & Industrial Equipment | 12/06/2019 |  | 07/16/2020
Enertech Global, LLC | GEOCOMFORT | GVS041*3***1 |  | Ground-Source | WBAHP: Heat Pump Packaged Unit | Heat Pump | 460 | 3 |  |  |  | Single-Speed |  |  |  | 39800 | 2235 | 17.8 | 13.4 | 31200 | 2471 | 3.7 | 3.1 | Non Federally-Regulated | 12/06/2019 |  | 07/16/2020
Enertech Global, LLC | GEOCOMFORT | GCT036D |  | Ground-Water-Source | WBAHP: Heat Pump Packaged Unit | Heat Pump | 230 | 1 |  |  |  | Single-Speed |  |  |  | 41700 | 1774 | 23.5 | 16.2 | 36700 | 2151 | 5 | 3.6 | Non Federally-Regulated | 02/21/2020 | 5646381 | 07/16/2020
Enertech Global, LLC | GEOCOMFORT | GXT024D |  | Ground-Water-Source | WBAHP: Heat Pump Packaged Unit | Heat Pump | 230 | 1 |  |  |  | Single-Speed |  |  |  | 29600 | 1100 | 26.9 | 16.2 | 24700 | 1392 | 5.2 | 3.6 | Non Federally-Regulated | 02/21/2020 | 5646343 | 07/16/2020
Enertech Global, LLC | GEOCOMFORT | GXT048D2 |  | Ground-Source | WBAHP: Heat Pump Packaged Unit | Heat Pump | 230 | 3 |  |  |  | Single-Speed |  |  |  | 49000 | 2865 | 17.1 | 13.4 | 38200 | 2870 | 3.9 | 3.1 | Non Federally-Regulated | 02/21/2020 | 5646394 | 07/16/2020
Enertech Global, LLC | GEOCOMFORT | GCT036D |  | Ground-Water-Source | WBAHP: Heat Pump Packaged Unit | Heat Pump | 208 | 1 |  |  |  | Single-Speed |  |  |  | 41700 | 1774 | 23.5 | 16.2 | 36700 | 2151 | 5 | 3.6 | Non Federally-Regulated | 02/21/2020 | 5646381 | 07/16/2020
Enertech Global, LLC | GEOCOMFORT | GVS041*2***1 |  | Ground-Water-Source | WBAHP: Heat Pump Packaged Unit | Heat Pump | 208 | 3 |  |  |  | Single-Speed |  |  |  | 43000 | 1822 | 23.6 | 16.2 | 39200 | 2611 | 4.4 | 3.6 | Non Federally-Regulated | 12/06/2019 |  | 07/16/2020
Enertech Global, LLC | GEOCOMFORT | GCT048D3 |  | Ground-Source | WBAHP: Heat Pump Packaged Unit | Heat Pump | 460 | 3 |  |  |  | Single-Speed |  |  |  | 49000 | 2865 | 17.1 | 13.4 | 38000 | 2855 | 3.9 | 3.1 | Non Federally-Regulated | 02/21/2020 | 5646771 | 07/16/2020
Enertech Global, LLC | GEOCOMFORT | GCT036D3 |  | Ground-Water-Source | WBAHP: Heat Pump Packaged Unit | Heat Pump | 460 | 3 |  |  |  | Single-Speed |  |  |  | 41700 | 1774 | 23.5 | 16.2 | 36700 | 2151 | 5 | 3.6 | Non Federally-Regulated | 02/21/2020 | 5646387 | 07/16/2020
Enertech Global, LLC | GEOCOMFORT | GXT060D2 |  | Ground-Source | WBAHP: Heat Pump Packaged Unit | Heat Pump | 230 | 3 |  |  |  | Single-Speed |  |  |  | 63000 | 3539 | 17.8 | 13.4 | 47700 | 3778 | 3.7 | 3.1 | Non Federally-Regulated | 02/21/2020 | 5440573 | 07/16/2020
Enertech Global, LLC | GEOCOMFORT | GCT048D |  | Ground-Source | WBAHP: Heat Pump Packaged Unit | Heat Pump | 208 | 1 |  |  |  | Single-Speed |  |  |  | 49000 | 2865 | 17.1 | 13.4 | 38000 | 2855 | 3.9 | 3.1 | Non Federally-Regulated | 02/21/2020 | 5646765 | 07/16/2020
Enertech Global, LLC | GEOCOMFORT | GXT048D3 |  | Ground-Source | WBAHP: Heat Pump Packaged Unit | Heat Pump | 460 | 3 |  |  |  | Single-Speed |  |  |  | 49000 | 2865 | 17.1 | 13.4 | 38200 | 2870 | 3.9 | 3.1 | Non Federally-Regulated | 02/21/2020 | 5646397 | 07/16/2020
Enertech Global, LLC | GEOCOMFORT | GCT036D |  | Ground-Source | WBAHP: Heat Pump Packaged Unit | Heat Pump | 208 | 1 |  |  |  | Single-Speed |  |  |  | 38600 | 2109 | 18.3 | 13.4 | 28600 | 2044 | 4.1 | 3.1 | Non Federally-Regulated | 02/21/2020 | 5646381 | 07/16/2020
Enertech Global, LLC | GEOCOMFORT | GCT036D2 |  | Ground-Source | WBAHP: Heat Pump Packaged Unit | Heat Pump | 230 | 3 |  |  |  | Single-Speed |  |  |  | 38600 | 2109 | 18.3 | 13.4 | 28600 | 2044 | 4.1 | 3.1 | Non Federally-Regulated | 02/21/2020 | 5646384 | 07/16/2020
Enertech Global, LLC | GEOCOMFORT | GRT048A | MPD060 | Ground-Source | WBAHP-CB: Heat Pump Split Syst | Heat Pump | 208 | 1 | False |  |  | Single-Speed |  |  |  | 50700 | 2816 | 18 | 13.4 | 34200 | 2708 | 3.7 | 3.1 | Non Federally-Regulated | 02/21/2020 | 5317927 | 07/16/2020
Enertech Global, LLC | GEOCOMFORT | GCT048D |  | Ground-Source | WBAHP: Heat Pump Packaged Unit | Heat Pump | 230 | 1 |  |  |  | Single-Speed |  |  |  | 49000 | 2865 | 17.1 | 13.4 | 38000 | 2855 | 3.9 | 3.1 | Non Federally-Regulated | 02/21/2020 | 5646765 | 07/16/2020
Enertech Global, LLC | GEOCOMFORT | GCT048D2 |  | Ground-Water-Source | WBAHP: Heat Pump Packaged Unit | Heat Pump | 230 | 3 |  |  |  | Single-Speed |  |  |  | 53100 | 2435 | 21.8 | 16.2 | 46700 | 2975 | 4.6 | 3.6 | Non Federally-Regulated | 02/21/2020 | 5646768 | 07/16/2020
Enertech Global, LLC | GEOCOMFORT | GXT036D2 |  | Ground-Source | WBAHP: Heat Pump Packaged Unit | Heat Pump | 230 | 3 |  |  |  | Single-Speed |  |  |  | 38900 | 2125 | 18.3 | 13.4 | 29200 | 2037 | 4.2 | 3.1 | Non Federally-Regulated | 02/21/2020 | 5646374 | 07/16/2020
Enertech Global, LLC | GEOCOMFORT | GXT036D |  | Ground-Source | WBAHP: Heat Pump Packaged Unit | Heat Pump | 230 | 1 |  |  |  | Single-Speed |  |  |  | 38900 | 2125 | 18.3 | 13.4 | 29200 | 2037 | 4.2 | 3.1 | Non Federally-Regulated | 02/21/2020 | 5646371 | 07/16/2020
Enertech Global, LLC | GEOCOMFORT | GXT036D3 |  | Ground-Water-Source | WBAHP: Heat Pump Packaged Unit | Heat Pump | 460 | 3 |  |  |  | Single-Speed |  |  |  | 42200 | 1758 | 24 | 16.2 | 37000 | 2126 | 5.1 | 3.6 | Non Federally-Regulated | 02/21/2020 | 5646377 | 07/16/2020
Enertech Global, LLC | GEOCOMFORT | GCT036D2 |  | Ground-Source | WBAHP: Heat Pump Packaged Unit | Heat Pump | 208 | 3 |  |  |  | Single-Speed |  |  |  | 38600 | 2109 | 18.3 | 13.4 | 28600 | 2044 | 4.1 | 3.1 | Non Federally-Regulated | 02/21/2020 | 5646384 | 07/16/2020
Enertech Global, LLC | GEOCOMFORT | GRT048A | MPD060 | Ground-Source | WBAHP-CB: Heat Pump Split Syst | Heat Pump | 230 | 1 | False |  |  | Single-Speed |  |  |  | 50700 | 2816 | 18 | 13.4 | 34200 | 2708 | 3.7 | 3.1 | Non Federally-Regulated | 02/21/2020 | 5317927 | 07/16/2020
Enertech Global, LLC | GEOCOMFORT | GCT048D |  | Ground-Water-Source | WBAHP: Heat Pump Packaged Unit | Heat Pump | 208 | 1 |  |  |  | Single-Speed |  |  |  | 53100 | 2435 | 21.8 | 16.2 | 46700 | 2975 | 4.6 | 3.6 | Non Federally-Regulated | 02/21/2020 | 5646765 | 07/16/2020
Enertech Global, LLC | GEOCOMFORT | GVS041*3***1 |  | Ground-Water-Source | WBAHP: Heat Pump Packaged Unit | Heat Pump | 460 | 3 |  |  |  | Single-Speed |  |  |  | 43000 | 1822 | 23.6 | 16.2 | 39200 | 2611 | 4.4 | 3.6 | Non Federally-Regulated | 12/06/2019 |  | 07/16/2020
Enertech Global, LLC | GEOCOMFORT | GXT024D3 |  | Ground-Source | WBAHP: Heat Pump Packaged Unit | Heat Pump | 460 | 3 |  |  |  | Single-Speed |  |  |  | 27200 | 1339 | 20.3 | 13.4 | 19800 | 1349 | 4.3 | 3.1 | Non Federally-Regulated | 02/21/2020 | 5646349 | 07/16/2020
Enertech Global, LLC | GEOCOMFORT | GXT048D |  | Ground-Water-Source | WBAHP: Heat Pump Packaged Unit | Heat Pump | 230 | 1 |  |  |  | Single-Speed |  |  |  | 53100 | 2402 | 22.1 | 16.2 | 47400 | 3019 | 4.6 | 3.6 | Non Federally-Regulated | 02/21/2020 | 5646391 | 07/16/2020
Enertech Global, LLC | GEOCOMFORT | GXT048D3 |  | Ground-Water-Source | WBAHP: Heat Pump Packaged Unit | Heat Pump | 460 | 3 |  |  |  | Single-Speed |  |  |  | 53100 | 2402 | 22.1 | 16.2 | 47400 | 3019 | 4.6 | 3.6 | Non Federally-Regulated | 02/21/2020 | 5646397 | 07/16/2020
Enertech Global, LLC | GEOCOMFORT | GXT036D3 |  | Ground-Source | WBAHP: Heat Pump Packaged Unit | Heat Pump | 460 | 3 |  |  |  | Single-Speed |  |  |  | 38900 | 2125 | 18.3 | 13.4 | 29200 | 2037 | 4.2 | 3.1 | Non Federally-Regulated | 02/21/2020 | 5646377 | 07/16/2020
Enertech Global, LLC | GEOCOMFORT | GXT048D2 |  | Ground-Water-Source | WBAHP: Heat Pump Packaged Unit | Heat Pump | 230 | 3 |  |  |  | Single-Speed |  |  |  | 53100 | 2402 | 22.1 | 16.2 | 47400 | 3019 | 4.6 | 3.6 | Non Federally-Regulated | 02/21/2020 | 5646394 | 07/16/2020
Enertech Global, LLC | GEOCOMFORT | GXT024D |  | Ground-Source | WBAHP: Heat Pump Packaged Unit | Heat Pump | 230 | 1 |  |  |  | Single-Speed |  |  |  | 27200 | 1339 | 20.3 | 13.4 | 19800 | 1349 | 4.3 | 3.1 | Non Federally-Regulated | 02/21/2020 | 5646343 | 07/16/2020
Enertech Global, LLC | GEOCOMFORT | GXT036D |  | Ground-Water-Source | WBAHP: Heat Pump Packaged Unit | Heat Pump | 208 | 1 |  |  |  | Single-Speed |  |  |  | 42200 | 1758 | 24 | 16.2 | 37000 | 2126 | 5.1 | 3.6 | Non Federally-Regulated | 02/21/2020 | 5646371 | 07/16/2020
Enertech Global, LLC | GEOCOMFORT | GRT036A | MPD036 | Ground-Source | WBAHP-CB: Heat Pump Split Syst | Heat Pump | 208 | 1 | False |  |  | Single-Speed |  |  |  | 35500 | 2218 | 16 | 13.4 | 27400 | 2170 | 3.7 | 3.1 | Non Federally-Regulated | 02/21/2020 | 5317921 | 07/16/2020
Enertech Global, LLC | GEOCOMFORT | GVS041*****1 |  | Ground-Source | WBAHP: Heat Pump Packaged Unit | Heat Pump | 208 | 1 |  |  |  | Single-Speed |  |  |  | 39800 | 2235 | 17.8 | 13.4 | 31200 | 2471 | 3.7 | 3.1 | Non Federally-Regulated | 12/06/2019 |  | 07/16/2020
Enertech Global, LLC | GEOCOMFORT | GVS041*3 |  | Water-Source | WBAHP: Heat Pump Packaged Unit | Heat Pump | 460 | 3 |  |  |  | Single-Speed |  |  |  | 37100 | 2506 | 14.8 | 11.2 | 46800 | 2981 | 4.6 | 4.2 | Federally-Regulated Commercial & Industrial Equipment | 12/06/2019 |  | 07/16/2020
Enertech Global, LLC | GEOCOMFORT | GXT048D |  | Ground-Source | WBAHP: Heat Pump Packaged Unit | Heat Pump | 208 | 1 |  |  |  | Single-Speed |  |  |  | 49000 | 2865 | 17.1 | 13.4 | 38200 | 2870 | 3.9 | 3.1 | Non Federally-Regulated | 02/21/2020 | 5646391 | 07/16/2020
Enertech Global, LLC | GEOCOMFORT | GXT060D |  | Ground-Source | WBAHP: Heat Pump Packaged Unit | Heat Pump | 230 | 1 |  |  |  | Single-Speed |  |  |  | 63000 | 3539 | 17.8 | 13.4 | 47700 | 3778 | 3.7 | 3.1 | Non Federally-Regulated | 02/21/2020 | 5440541 | 07/16/2020
Enertech Global, LLC | GEOCOMFORT | GCT036D |  | Ground-Source | WBAHP: Heat Pump Packaged Unit | Heat Pump | 230 | 1 |  |  |  | Single-Speed |  |  |  | 38600 | 2109 | 18.3 | 13.4 | 28600 | 2044 | 4.1 | 3.1 | Non Federally-Regulated | 02/21/2020 | 5646381 | 07/16/2020
Enertech Global, LLC | GEOCOMFORT | GVS041*2***1 |  | Ground-Source | WBAHP: Heat Pump Packaged Unit | Heat Pump | 208 | 3 |  |  |  | Single-Speed |  |  |  | 39800 | 2235 | 17.8 | 13.4 | 31200 | 2471 | 3.7 | 3.1 | Non Federally-Regulated | 12/06/2019 |  | 07/16/2020
Enertech Global, LLC | GEOCOMFORT | GXT024D2 |  | Ground-Water-Source | WBAHP: Heat Pump Packaged Unit | Heat Pump | 230 | 3 |  |  |  | Single-Speed |  |  |  | 29600 | 1100 | 26.9 | 16.2 | 24700 | 1392 | 5.2 | 3.6 | Non Federally-Regulated | 02/21/2020 | 5646346 | 07/16/2020
Enertech Global, LLC | GEOCOMFORT | GCT048D3 |  | Ground-Water-Source | WBAHP: Heat Pump Packaged Unit | Heat Pump | 460 | 3 |  |  |  | Single-Speed |  |  |  | 53100 | 2435 | 21.8 | 16.2 | 46700 | 2975 | 4.6 | 3.6 | Non Federally-Regulated | 02/21/2020 | 5646771 | 07/16/2020
Enertech Global, LLC | GEOCOMFORT | GRT036A | MPD036 | Ground-Source | WBAHP-CB: Heat Pump Split Syst | Heat Pump | 230 | 1 | False |  |  | Single-Speed |  |  |  | 35500 | 2218 | 16 | 13.4 | 27400 | 2170 | 3.7 | 3.1 | Non Federally-Regulated | 02/21/2020 | 5317921 | 07/16/2020
Enertech Global, LLC | GEOCOMFORT | GVS041*****1 |  | Ground-Water-Source | WBAHP: Heat Pump Packaged Unit | Heat Pump | 208 | 1 |  |  |  | Single-Speed |  |  |  | 43000 | 1822 | 23.6 | 16.2 | 39200 | 2611 | 4.4 | 3.6 | Non Federally-Regulated | 12/06/2019 |  | 07/16/2020
Enertech Global, LLC | GEOCOMFORT | GVS041*3 |  | Ground-Water-Source | WBAHP: Heat Pump Packaged Unit | Heat Pump | 460 | 3 |  |  |  | Single-Speed |  |  |  | 41400 | 1856 | 22.3 | 16.2 | 38900 | 2780 | 4.1 | 3.6 | Non Federally-Regulated | 12/06/2019 |  | 07/16/2020
Enertech Global, LLC | GEOCOMFORT | GXT024D |  | Ground-Source | WBAHP: Heat Pump Packaged Unit | Heat Pump | 208 | 1 |  |  |  | Single-Speed |  |  |  | 27200 | 1339 | 20.3 | 13.4 | 19800 | 1349 | 4.3 | 3.1 | Non Federally-Regulated | 02/21/2020 | 5646343 | 07/16/2020
Enertech Global, LLC | GEOCOMFORT | GXT036D2 |  | Ground-Water-Source | WBAHP: Heat Pump Packaged Unit | Heat Pump | 230 | 3 |  |  |  | Single-Speed |  |  |  | 42200 | 1758 | 24 | 16.2 | 37000 | 2126 | 5.1 | 3.6 | Non Federally-Regulated | 02/21/2020 | 5646374 | 07/16/2020
Enertech Global, LLC | GEOCOMFORT | GCT036D2 |  | Ground-Water-Source | WBAHP: Heat Pump Packaged Unit | Heat Pump | 208 | 3 |  |  |  | Single-Speed |  |  |  | 41700 | 1774 | 23.5 | 16.2 | 36700 | 2151 | 5 | 3.6 | Non Federally-Regulated | 02/21/2020 | 5646384 | 07/16/2020
Enertech Global, LLC | GEOCOMFORT | GXT024D2 |  | Ground-Water-Source | WBAHP: Heat Pump Packaged Unit | Heat Pump | 208 | 3 |  |  |  | Single-Speed |  |  |  | 29600 | 1100 | 26.9 | 16.2 | 24700 | 1392 | 5.2 | 3.6 | Non Federally-Regulated | 02/21/2020 | 5646346 | 07/16/2020
Enertech Global, LLC | GEOCOMFORT | GVS041*3 |  | Ground-Source | WBAHP: Heat Pump Packaged Unit | Heat Pump | 460 | 3 |  |  |  | Single-Speed |  |  |  | 38700 | 2263 | 17.1 | 13.4 | 31100 | 2531 | 3.6 | 3.1 | Non Federally-Regulated | 12/06/2019 |  | 07/16/2020
Enertech Global, LLC | GEOCOMFORT | GXT060D2 |  | Ground-Source | WBAHP: Heat Pump Packaged Unit | Heat Pump | 208 | 3 |  |  |  | Single-Speed |  |  |  | 63000 | 3539 | 17.8 | 13.4 | 47700 | 3778 | 3.7 | 3.1 | Non Federally-Regulated | 02/21/2020 | 5440573 | 07/16/2020
Enertech Global, LLC | GEOCOMFORT | GXT036D |  | Ground-Source | WBAHP: Heat Pump Packaged Unit | Heat Pump | 208 | 1 |  |  |  | Single-Speed |  |  |  | 38900 | 2125 | 18.3 | 13.4 | 29200 | 2037 | 4.2 | 3.1 | Non Federally-Regulated | 02/21/2020 | 5646371 | 07/16/2020
Enertech Global, LLC | GEOCOMFORT | GXT048D |  | Ground-Water-Source | WBAHP: Heat Pump Packaged Unit | Heat Pump | 208 | 1 |  |  |  | Single-Speed |  |  |  | 53100 | 2402 | 22.1 | 16.2 | 47400 | 3019 | 4.6 | 3.6 | Non Federally-Regulated | 02/21/2020 | 5646391 | 07/16/2020
Enertech Global, LLC | GEOCOMFORT | GCT036D3 |  | Ground-Source | WBAHP: Heat Pump Packaged Unit | Heat Pump | 460 | 3 |  |  |  | Single-Speed |  |  |  | 38600 | 2109 | 18.3 | 13.4 | 28600 | 2044 | 4.1 | 3.1 | Non Federally-Regulated | 02/21/2020 | 5646387 | 07/16/2020
Enertech Global, LLC | GEOCOMFORT | GCT036D2 |  | Ground-Water-Source | WBAHP: Heat Pump Packaged Unit | Heat Pump | 230 | 3 |  |  |  | Single-Speed |  |  |  | 41700 | 1774 | 23.5 | 16.2 | 36700 | 2151 | 5 | 3.6 | Non Federally-Regulated | 02/21/2020 | 5646384 | 07/16/2020
Enertech Global, LLC | GEOCOMFORT | GXT060D3 |  | Ground-Source | WBAHP: Heat Pump Packaged Unit | Heat Pump | 460 | 3 |  |  |  | Single-Speed |  |  |  | 63000 | 3539 | 17.8 | 13.4 | 47700 | 3778 | 3.7 | 3.1 | Non Federally-Regulated | 02/21/2020 | 5440703 | 07/16/2020
Enertech Global, LLC | GEOCOMFORT | GXT024D2 |  | Ground-Source | WBAHP: Heat Pump Packaged Unit | Heat Pump | 230 | 3 |  |  |  | Single-Speed |  |  |  | 27200 | 1339 | 20.3 | 13.4 | 19800 | 1349 | 4.3 | 3.1 | Non Federally-Regulated | 02/21/2020 | 5646346 | 07/16/2020
Enertech Global, LLC | GEOCOMFORT | GCT048D2 |  | Ground-Source | WBAHP: Heat Pump Packaged Unit | Heat Pump | 230 | 3 |  |  |  | Single-Speed |  |  |  | 49000 | 2865 | 17.1 | 13.4 | 38000 | 2855 | 3.9 | 3.1 | Non Federally-Regulated | 02/21/2020 | 5646768 | 07/16/2020
Enertech Global, LLC | GEOCOMFORT | GRT060A | MPD060 | Ground-Source | WBAHP-CB: Heat Pump Split Syst | Heat Pump | 230 | 1 | False |  |  | Single-Speed |  |  |  | 61500 | 3575 | 17.2 | 13.4 | 45600 | 3818 | 3.5 | 3.1 | Non Federally-Regulated | 02/21/2020 | 5317933 | 07/16/2020
Enertech Global, LLC | GEOCOMFORT | GXT036D2 |  | Ground-Source | WBAHP: Heat Pump Packaged Unit | Heat Pump | 208 | 3 |  |  |  | Single-Speed |  |  |  | 38900 | 2125 | 18.3 | 13.4 | 29200 | 2037 | 4.2 | 3.1 | Non Federally-Regulated | 02/21/2020 | 5646374 | 07/16/2020
Enertech Global, LLC | GEOCOMFORT | GVS041*****1 |  | Water-Source | WBAHP: Heat Pump Packaged Unit | Heat Pump | 208 | 1 |  |  |  | Single-Speed |  |  |  | 38300 | 2487 | 15.4 | 11.2 | 46900 | 2695 | 5.1 | 4.2 | Federally-Regulated Commercial & Industrial Equipment | 12/06/2019 |  | 07/16/2020
Enertech Global, LLC | GEOCOMFORT | GXT048D2 |  | Ground-Source | WBAHP: Heat Pump Packaged Unit | Heat Pump | 208 | 3 |  |  |  | Single-Speed |  |  |  | 49000 | 2865 | 17.1 | 13.4 | 38200 | 2870 | 3.9 | 3.1 | Non Federally-Regulated | 02/21/2020 | 5646394 | 07/16/2020
Enertech Global, LLC | GEOCOMFORT | GVS041*4 |  | Ground-Water-Source | WBAHP: Heat Pump Packaged Unit | Heat Pump | 575 | 3 |  |  |  | Single-Speed |  |  |  | 41400 | 1856 | 22.3 | 16.2 | 38900 | 2780 | 4.1 | 3.6 | Non Federally-Regulated | 12/06/2019 |  | 07/16/2020
Enertech Global, LLC | GEOCOMFORT | GVT060*A |  | Water-Source | WBAHP: Heat Pump Packaged Unit | Heat Pump | 265 | 1 |  |  |  | Single-Speed |  |  |  | 58600 | 3932 | 14.9 | 11.2 | 70500 | 4216 | 4.9 | 4.2 | Federally-Regulated Commercial & Industrial Equipment | 02/21/2020 | 8738040 | 07/16/2020
Enertech Global, LLC | GEOCOMFORT | GVT060*2 |  | Water-Source | WBAHP: Heat Pump Packaged Unit | Heat Pump | 230 | 3 |  |  |  | Single-Speed |  |  |  | 58600 | 3805 | 15.4 | 11.2 | 70500 | 4051 | 5.1 | 4.2 | Federally-Regulated Commercial & Industrial Equipment | 02/21/2020 | 8738034 | 07/16/2020
Enertech Global, LLC | GEOCOMFORT | GZS060*2***1B |  | Water-Source | WBAHP: Heat Pump Packaged Unit | Heat Pump | 230 | 3 |  |  |  | Single-Speed |  |  |  | 59300 | 3488 | 17 | 11.2 | 74700 | 4130 | 5.3 | 4.2 | Federally-Regulated Commercial & Industrial Equipment | 09/08/2017 |  | 07/16/2020
Enertech Global, LLC | GEOCOMFORT | GZS036******B |  | Ground-Source | WBAHP: Heat Pump Packaged Unit | Heat Pump | 230 | 1 |  |  |  | Single-Speed |  |  |  | 37600 | 2077 | 18.1 | 13.4 | 27800 | 2202 | 3.7 | 3.1 | Non Federally-Regulated | 09/08/2017 |  | 07/16/2020
Enertech Global, LLC | GEOCOMFORT | GVT060*3 |  | Ground-Water-Source | WBAHP: Heat Pump Packaged Unit | Heat Pump | 460 | 3 |  |  |  | Single-Speed |  |  |  | 64200 | 2918 | 22 | 16.2 | 57500 | 3744 | 4.5 | 3.6 | Non Federally-Regulated | 02/21/2020 | 8738037 | 07/16/2020
Enertech Global, LLC | GEOCOMFORT | GZS060*2***1B |  | Water-Source | WBAHP: Heat Pump Packaged Unit | Heat Pump | 208 | 3 |  |  |  | Single-Speed |  |  |  | 59300 | 3488 | 17 | 11.2 | 74700 | 4130 | 5.3 | 4.2 | Federally-Regulated Commercial & Industrial Equipment | 09/08/2017 |  | 07/16/2020
Enertech Global, LLC | GEOCOMFORT | GZS036*****1B |  | Water-Source | WBAHP: Heat Pump Packaged Unit | Heat Pump | 208 | 1 |  |  |  | Single-Speed |  |  |  | 36800 | 2190 | 16.8 | 11.2 | 43300 | 2394 | 5.3 | 4.2 | Federally-Regulated Commercial & Industrial Equipment | 09/08/2017 |  | 07/16/2020
Enertech Global, LLC | GEOCOMFORT | GZS060*2****B |  | Ground-Source | WBAHP: Heat Pump Packaged Unit | Heat Pump | 230 | 3 |  |  |  | Single-Speed |  |  |  | 60500 | 3398 | 17.8 | 13.4 | 49200 | 3794 | 3.8 | 3.1 | Non Federally-Regulated | 09/08/2017 |  | 07/16/2020
Enertech Global, LLC | GEOCOMFORT | GRT024A | ACD024 | Ground-Source | WBAHP-C: Heat Pump Split Syste | Heat Pump | 230 | 1 | False |  |  | Single-Speed |  |  |  | 24700 | 1506 | 16.4 | 13.4 | 17600 | 1473 | 3.5 | 3.1 | Non Federally-Regulated | 11/30/2016 |  | 07/16/2020
Enertech Global, LLC | GEOCOMFORT | GZS036*****1B |  | Water-Source | WBAHP: Heat Pump Packaged Unit | Heat Pump | 230 | 1 |  |  |  | Single-Speed |  |  |  | 36800 | 2190 | 16.8 | 11.2 | 43300 | 2394 | 5.3 | 4.2 | Federally-Regulated Commercial & Industrial Equipment | 09/08/2017 |  | 07/16/2020
Enertech Global, LLC | GEOCOMFORT | GZS060*3****B |  | Ground-Source | WBAHP: Heat Pump Packaged Unit | Heat Pump | 460 | 3 |  |  |  | Single-Speed |  |  |  | 60500 | 3398 | 17.8 | 13.4 | 49200 | 3794 | 3.8 | 3.1 | Non Federally-Regulated | 09/08/2017 |  | 07/16/2020
Enertech Global, LLC | GEOCOMFORT | GZS060*****1B |  | Ground-Source | WBAHP: Heat Pump Packaged Unit | Heat Pump | 230 | 1 |  |  |  | Single-Speed |  |  |  | 60700 | 3112 | 19.5 | 13.4 | 48200 | 3531 | 4 | 3.1 | Non Federally-Regulated | 09/08/2017 |  | 07/16/2020
Enertech Global, LLC | GEOCOMFORT | GVT060*3 |  | Ground-Source | WBAHP: Heat Pump Packaged Unit | Heat Pump | 460 | 3 |  |  |  | Single-Speed |  |  |  | 60900 | 3460 | 17.6 | 13.4 | 46300 | 3570 | 3.8 | 3.1 | Non Federally-Regulated | 02/21/2020 | 8738037 | 07/16/2020
Enertech Global, LLC | GEOCOMFORT | GZS060*****1B |  | Ground-Source | WBAHP: Heat Pump Packaged Unit | Heat Pump | 208 | 1 |  |  |  | Single-Speed |  |  |  | 60700 | 3112 | 19.5 | 13.4 | 48200 | 3531 | 4 | 3.1 | Non Federally-Regulated | 09/08/2017 |  | 07/16/2020
Enertech Global, LLC | GEOCOMFORT | GZS036*2****B |  | Water-Source | WBAHP: Heat Pump Packaged Unit | Heat Pump | 208 | 3 |  |  |  | Single-Speed |  |  |  | 35900 | 2301 | 15.6 | 11.2 | 43400 | 2595 | 4.9 | 4.2 | Federally-Regulated Commercial & Industrial Equipment | 09/08/2017 |  | 07/16/2020
Enertech Global, LLC | GEOCOMFORT | GRT024A | MCD024 | Ground-Source | WBAHP-C: Heat Pump Split Syste | Heat Pump | 208 | 1 | False |  |  | Single-Speed |  |  |  | 24700 | 1506 | 16.4 | 13.4 | 17600 | 1473 | 3.5 | 3.1 | Non Federally-Regulated | 12/06/2019 |  | 07/16/2020
Enertech Global, LLC | GEOCOMFORT | GZS036*2****B |  | Water-Source | WBAHP: Heat Pump Packaged Unit | Heat Pump | 230 | 3 |  |  |  | Single-Speed |  |  |  | 35900 | 2301 | 15.6 | 11.2 | 43400 | 2595 | 4.9 | 4.2 | Federally-Regulated Commercial & Industrial Equipment | 09/08/2017 |  | 07/16/2020
Enertech Global, LLC | GEOCOMFORT | GZS036*2****B |  | Ground-Source | WBAHP: Heat Pump Packaged Unit | Heat Pump | 208 | 3 |  |  |  | Single-Speed |  |  |  | 37600 | 2077 | 18.1 | 13.4 | 27800 | 2202 | 3.7 | 3.1 | Non Federally-Regulated | 09/08/2017 |  | 07/16/2020
Enertech Global, LLC | GEOCOMFORT | GZS060******B |  | Water-Source | WBAHP: Heat Pump Packaged Unit | Heat Pump | 230 | 1 |  |  |  | Single-Speed |  |  |  | 58400 | 3792 | 15.4 | 11.2 | 75700 | 4527 | 4.9 | 4.2 | Federally-Regulated Commercial & Industrial Equipment | 09/08/2017 |  | 07/16/2020
Enertech Global, LLC | GEOCOMFORT | GVT060 |  | Ground-Source | WBAHP: Heat Pump Packaged Unit | Heat Pump | 230 | 1 |  |  |  | Single-Speed |  |  |  | 60900 | 3460 | 17.6 | 13.4 | 46300 | 3570 | 3.8 | 3.1 | Non Federally-Regulated | 02/21/2020 | 8738031 | 07/16/2020
Enertech Global, LLC | GEOCOMFORT | GZS060*4****B |  | Ground-Source | WBAHP: Heat Pump Packaged Unit | Heat Pump | 575 | 3 |  |  |  | Single-Speed |  |  |  | 60500 | 3398 | 17.8 | 13.4 | 49200 | 3794 | 3.8 | 3.1 | Non Federally-Regulated | 09/08/2017 |  | 07/16/2020
Enertech Global, LLC | GEOCOMFORT | GVT060 |  | Ground-Water-Source | WBAHP: Heat Pump Packaged Unit | Heat Pump | 208 | 1 |  |  |  | Single-Speed |  |  |  | 64200 | 2918 | 22 | 16.2 | 57500 | 3744 | 4.5 | 3.6 | Non Federally-Regulated | 02/21/2020 | 8738031 | 07/16/2020
Enertech Global, LLC | GEOCOMFORT | GVT060 |  | Water-Source | WBAHP: Heat Pump Packaged Unit | Heat Pump | 208 | 1 |  |  |  | Single-Speed |  |  |  | 58600 | 3805 | 15.4 | 11.2 | 70500 | 4051 | 5.1 | 4.2 | Federally-Regulated Commercial & Industrial Equipment | 02/21/2020 | 8738031 | 07/16/2020
Enertech Global, LLC | GEOCOMFORT | GVT060*2 |  | Ground-Source | WBAHP: Heat Pump Packaged Unit | Heat Pump | 208 | 3 |  |  |  | Single-Speed |  |  |  | 60900 | 3460 | 17.6 | 13.4 | 46300 | 3570 | 3.8 | 3.1 | Non Federally-Regulated | 02/21/2020 | 8738034 | 07/16/2020
Enertech Global, LLC | GEOCOMFORT | GZS060*2***1B |  | Ground-Source | WBAHP: Heat Pump Packaged Unit | Heat Pump | 208 | 3 |  |  |  | Single-Speed |  |  |  | 60700 | 3112 | 19.5 | 13.4 | 48200 | 3531 | 4 | 3.1 | Non Federally-Regulated | 09/08/2017 |  | 07/16/2020
Enertech Global, LLC | GEOCOMFORT | GVT060*A |  | Ground-Source | WBAHP: Heat Pump Packaged Unit | Heat Pump | 265 | 1 |  |  |  | Single-Speed |  |  |  | 60900 | 3603 | 16.9 | 13.4 | 46300 | 3667 | 3.7 | 3.1 | Non Federally-Regulated | 02/21/2020 | 8738040 | 07/16/2020
Enertech Global, LLC | GEOCOMFORT | GZS036*4****B |  | Ground-Source | WBAHP: Heat Pump Packaged Unit | Heat Pump | 575 | 3 |  |  |  | Single-Speed |  |  |  | 37600 | 2077 | 18.1 | 13.4 | 27800 | 2202 | 3.7 | 3.1 | Non Federally-Regulated | 09/08/2017 |  | 07/16/2020
Enertech Global, LLC | GEOCOMFORT | GZS036*4****B |  | Water-Source | WBAHP: Heat Pump Packaged Unit | Heat Pump | 575 | 3 |  |  |  | Single-Speed |  |  |  | 35900 | 2301 | 15.6 | 11.2 | 43400 | 2595 | 4.9 | 4.2 | Federally-Regulated Commercial & Industrial Equipment | 09/08/2017 |  | 07/16/2020
Enertech Global, LLC | GEOCOMFORT | GVT060*2 |  | Ground-Source | WBAHP: Heat Pump Packaged Unit | Heat Pump | 230 | 3 |  |  |  | Single-Speed |  |  |  | 60900 | 3460 | 17.6 | 13.4 | 46300 | 3570 | 3.8 | 3.1 | Non Federally-Regulated | 02/21/2020 | 8738034 | 07/16/2020
Enertech Global, LLC | GEOCOMFORT | GZS036*2***1B |  | Water-Source | WBAHP: Heat Pump Packaged Unit | Heat Pump | 208 | 3 |  |  |  | Single-Speed |  |  |  | 36800 | 2190 | 16.8 | 11.2 | 43300 | 2394 | 5.3 | 4.2 | Federally-Regulated Commercial & Industrial Equipment | 09/08/2017 |  | 07/16/2020
Enertech Global, LLC | GEOCOMFORT | GZS060*2****B |  | Water-Source | WBAHP: Heat Pump Packaged Unit | Heat Pump | 208 | 3 |  |  |  | Single-Speed |  |  |  | 58400 | 3792 | 15.4 | 11.2 | 75700 | 4527 | 4.9 | 4.2 | Federally-Regulated Commercial & Industrial Equipment | 09/08/2017 |  | 07/16/2020
Enertech Global, LLC | GEOCOMFORT | GZS060*2****B |  | Ground-Source | WBAHP: Heat Pump Packaged Unit | Heat Pump | 208 | 3 |  |  |  | Single-Speed |  |  |  | 60500 | 3398 | 17.8 | 13.4 | 49200 | 3794 | 3.8 | 3.1 | Non Federally-Regulated | 09/08/2017 |  | 07/16/2020
Enertech Global, LLC | GEOCOMFORT | GZS060*4****B |  | Water-Source | WBAHP: Heat Pump Packaged Unit | Heat Pump | 575 | 3 |  |  |  | Single-Speed |  |  |  | 58400 | 3792 | 15.4 | 11.2 | 75700 | 4527 | 4.9 | 4.2 | Federally-Regulated Commercial & Industrial Equipment | 09/08/2017 |  | 07/16/2020
Enertech Global, LLC | GEOCOMFORT | GZS036******B |  | Ground-Source | WBAHP: Heat Pump Packaged Unit | Heat Pump | 208 | 1 |  |  |  | Single-Speed |  |  |  | 37600 | 2077 | 18.1 | 13.4 | 27800 | 2202 | 3.7 | 3.1 | Non Federally-Regulated | 09/08/2017 |  | 07/16/2020
Enertech Global, LLC | GEOCOMFORT | GVT060 |  | Ground-Water-Source | WBAHP: Heat Pump Packaged Unit | Heat Pump | 230 | 1 |  |  |  | Single-Speed |  |  |  | 64200 | 2918 | 22 | 16.2 | 57500 | 3744 | 4.5 | 3.6 | Non Federally-Regulated | 02/21/2020 | 8738031 | 07/16/2020
Enertech Global, LLC | GEOCOMFORT | GVT060*A |  | Ground-Water-Source | WBAHP: Heat Pump Packaged Unit | Heat Pump | 265 | 1 |  |  |  | Single-Speed |  |  |  | 64200 | 3042 | 21.1 | 16.2 | 57500 | 3829 | 4.4 | 3.6 | Non Federally-Regulated | 02/21/2020 | 8738040 | 07/16/2020
Enertech Global, LLC | GEOCOMFORT | GVT060 |  | Water-Source | WBAHP: Heat Pump Packaged Unit | Heat Pump | 230 | 1 |  |  |  | Single-Speed |  |  |  | 58600 | 3805 | 15.4 | 11.2 | 70500 | 4051 | 5.1 | 4.2 | Federally-Regulated Commercial & Industrial Equipment | 02/21/2020 | 8738031 | 07/16/2020
Enertech Global, LLC | GEOCOMFORT | GZS036*A****B |  | Ground-Source | WBAHP: Heat Pump Packaged Unit | Heat Pump | 265 | 1 |  |  |  | Single-Speed |  |  |  | 37600 | 2077 | 18.1 | 13.4 | 27800 | 2202 | 3.7 | 3.1 | Non Federally-Regulated | 09/08/2017 |  | 07/16/2020
Enertech Global, LLC | GEOCOMFORT | GZS060******B |  | Ground-Source | WBAHP: Heat Pump Packaged Unit | Heat Pump | 208 | 1 |  |  |  | Single-Speed |  |  |  | 60500 | 3398 | 17.8 | 13.4 | 49200 | 3794 | 3.8 | 3.1 | Non Federally-Regulated | 09/08/2017 |  | 07/16/2020
Enertech Global, LLC | GEOCOMFORT | GZS036*2***1B |  | Ground-Source | WBAHP: Heat Pump Packaged Unit | Heat Pump | 208 | 3 |  |  |  | Single-Speed |  |  |  | 38400 | 1969 | 19.5 | 13.4 | 27600 | 2022 | 4 | 3.1 | Non Federally-Regulated | 09/08/2017 |  | 07/16/2020
Enertech Global, LLC | GEOCOMFORT | GZS060*****1B |  | Water-Source | WBAHP: Heat Pump Packaged Unit | Heat Pump | 208 | 1 |  |  |  | Single-Speed |  |  |  | 59300 | 3488 | 17 | 11.2 | 74700 | 4130 | 5.3 | 4.2 | Federally-Regulated Commercial & Industrial Equipment | 09/08/2017 |  | 07/16/2020
Enertech Global, LLC | GEOCOMFORT | GZS060******B |  | Water-Source | WBAHP: Heat Pump Packaged Unit | Heat Pump | 208 | 1 |  |  |  | Single-Speed |  |  |  | 58400 | 3792 | 15.4 | 11.2 | 75700 | 4527 | 4.9 | 4.2 | Federally-Regulated Commercial & Industrial Equipment | 09/08/2017 |  | 07/16/2020
Enertech Global, LLC | GEOCOMFORT | GZS036*3****B |  | Ground-Source | WBAHP: Heat Pump Packaged Unit | Heat Pump | 460 | 3 |  |  |  | Single-Speed |  |  |  | 37600 | 2077 | 18.1 | 13.4 | 27800 | 2202 | 3.7 | 3.1 | Non Federally-Regulated | 09/08/2017 |  | 07/16/2020
Enertech Global, LLC | GEOCOMFORT | GZS036*2***1B |  | Water-Source | WBAHP: Heat Pump Packaged Unit | Heat Pump | 230 | 3 |  |  |  | Single-Speed |  |  |  | 36800 | 2190 | 16.8 | 11.2 | 43300 | 2394 | 5.3 | 4.2 | Federally-Regulated Commercial & Industrial Equipment | 09/08/2017 |  | 07/16/2020
Enertech Global, LLC | GEOCOMFORT | GZS036*2***1B |  | Ground-Source | WBAHP: Heat Pump Packaged Unit | Heat Pump | 230 | 3 |  |  |  | Single-Speed |  |  |  | 38400 | 1969 | 19.5 | 13.4 | 27600 | 2022 | 4 | 3.1 | Non Federally-Regulated | 09/08/2017 |  | 07/16/2020
Enertech Global, LLC | GEOCOMFORT | GRT024A | MPD024 | Ground-Source | WBAHP-CB: Heat Pump Split Syst | Heat Pump | 230 | 1 | False |  |  | Single-Speed |  |  |  | 24600 | 1556 | 15.8 | 13.4 | 18000 | 1598 | 3.3 | 3.1 | Non Federally-Regulated | 02/21/2020 | 5317914 | 07/16/2020
Enertech Global, LLC | GEOCOMFORT | GZS036*****1B |  | Ground-Source | WBAHP: Heat Pump Packaged Unit | Heat Pump | 208 | 1 |  |  |  | Single-Speed |  |  |  | 38400 | 1969 | 19.5 | 13.4 | 27600 | 2022 | 4 | 3.1 | Non Federally-Regulated | 09/08/2017 |  | 07/16/2020
Enertech Global, LLC | GEOCOMFORT | GVT060 |  | Ground-Source | WBAHP: Heat Pump Packaged Unit | Heat Pump | 208 | 1 |  |  |  | Single-Speed |  |  |  | 60900 | 3460 | 17.6 | 13.4 | 46300 | 3570 | 3.8 | 3.1 | Non Federally-Regulated | 02/21/2020 | 8738031 | 07/16/2020
Enertech Global, LLC | GEOCOMFORT | GZS060*3***1B |  | Water-Source | WBAHP: Heat Pump Packaged Unit | Heat Pump | 460 | 3 |  |  |  | Single-Speed |  |  |  | 59300 | 3488 | 17 | 11.2 | 74700 | 4130 | 5.3 | 4.2 | Federally-Regulated Commercial & Industrial Equipment | 09/08/2017 |  | 07/16/2020
Enertech Global, LLC | GEOCOMFORT | GZS036******B |  | Water-Source | WBAHP: Heat Pump Packaged Unit | Heat Pump | 230 | 1 |  |  |  | Single-Speed |  |  |  | 35900 | 2301 | 15.6 | 11.2 | 43400 | 2595 | 4.9 | 4.2 | Federally-Regulated Commercial & Industrial Equipment | 09/08/2017 |  | 07/16/2020
Enertech Global, LLC | GEOCOMFORT | GZS036*3***1B |  | Ground-Source | WBAHP: Heat Pump Packaged Unit | Heat Pump | 460 | 3 |  |  |  | Single-Speed |  |  |  | 38400 | 1969 | 19.5 | 13.4 | 27600 | 2022 | 4 | 3.1 | Non Federally-Regulated | 09/08/2017 |  | 07/16/2020
Enertech Global, LLC | GEOCOMFORT | GZS060*2****B |  | Water-Source | WBAHP: Heat Pump Packaged Unit | Heat Pump | 230 | 3 |  |  |  | Single-Speed |  |  |  | 58400 | 3792 | 15.4 | 11.2 | 75700 | 4527 | 4.9 | 4.2 | Federally-Regulated Commercial & Industrial Equipment | 09/08/2017 |  | 07/16/2020
Enertech Global, LLC | GEOCOMFORT | GZS060*3****B |  | Water-Source | WBAHP: Heat Pump Packaged Unit | Heat Pump | 460 | 3 |  |  |  | Single-Speed |  |  |  | 58400 | 3792 | 15.4 | 11.2 | 75700 | 4527 | 4.9 | 4.2 | Federally-Regulated Commercial & Industrial Equipment | 09/08/2017 |  | 07/16/2020
Enertech Global, LLC | GEOCOMFORT | GZS060*2***1B |  | Ground-Source | WBAHP: Heat Pump Packaged Unit | Heat Pump | 230 | 3 |  |  |  | Single-Speed |  |  |  | 60700 | 3112 | 19.5 | 13.4 | 48200 | 3531 | 4 | 3.1 | Non Federally-Regulated | 09/08/2017 |  | 07/16/2020
Enertech Global, LLC | GEOCOMFORT | GZS036*3****B |  | Water-Source | WBAHP: Heat Pump Packaged Unit | Heat Pump | 460 | 3 |  |  |  | Single-Speed |  |  |  | 35900 | 2301 | 15.6 | 11.2 | 43400 | 2595 | 4.9 | 4.2 | Federally-Regulated Commercial & Industrial Equipment | 09/08/2017 |  | 07/16/2020
Enertech Global, LLC | GEOCOMFORT | GZS036*A****B |  | Water-Source | WBAHP: Heat Pump Packaged Unit | Heat Pump | 265 | 1 |  |  |  | Single-Speed |  |  |  | 35900 | 2301 | 15.6 | 11.2 | 43400 | 2595 | 4.9 | 4.2 | Federally-Regulated Commercial & Industrial Equipment | 09/08/2017 |  | 07/16/2020
Enertech Global, LLC | GEOCOMFORT | GZS036*****1B |  | Ground-Source | WBAHP: Heat Pump Packaged Unit | Heat Pump | 230 | 1 |  |  |  | Single-Speed |  |  |  | 38400 | 1969 | 19.5 | 13.4 | 27600 | 2022 | 4 | 3.1 | Non Federally-Regulated | 09/08/2017 |  | 07/16/2020
Enertech Global, LLC | GEOCOMFORT | GZS036*A***1B |  | Water-Source | WBAHP: Heat Pump Packaged Unit | Heat Pump | 265 | 1 |  |  |  | Single-Speed |  |  |  | 36800 | 2190 | 16.8 | 11.2 | 43300 | 2394 | 5.3 | 4.2 | Federally-Regulated Commercial & Industrial Equipment | 09/08/2017 |  | 07/16/2020
Enertech Global, LLC | GEOCOMFORT | GZS036*A***1B |  | Ground-Source | WBAHP: Heat Pump Packaged Unit | Heat Pump | 265 | 1 |  |  |  | Single-Speed |  |  |  | 38400 | 1969 | 19.5 | 13.4 | 27600 | 2022 | 4 | 3.1 | Non Federally-Regulated | 09/08/2017 |  | 07/16/2020
Enertech Global, LLC | GEOCOMFORT | GZS036******B |  | Water-Source | WBAHP: Heat Pump Packaged Unit | Heat Pump | 208 | 1 |  |  |  | Single-Speed |  |  |  | 35900 | 2301 | 15.6 | 11.2 | 43400 | 2595 | 4.9 | 4.2 | Federally-Regulated Commercial & Industrial Equipment | 09/08/2017 |  | 07/16/2020
Enertech Global, LLC | GEOCOMFORT | GVT060*2 |  | Ground-Water-Source | WBAHP: Heat Pump Packaged Unit | Heat Pump | 230 | 3 |  |  |  | Single-Speed |  |  |  | 64200 | 2918 | 22 | 16.2 | 57500 | 3744 | 4.5 | 3.6 | Non Federally-Regulated | 02/21/2020 | 8738034 | 07/16/2020
Enertech Global, LLC | GEOCOMFORT | GZS060*3***1B |  | Ground-Source | WBAHP: Heat Pump Packaged Unit | Heat Pump | 460 | 3 |  |  |  | Single-Speed |  |  |  | 60700 | 3112 | 19.5 | 13.4 | 48200 | 3531 | 4 | 3.1 | Non Federally-Regulated | 09/08/2017 |  | 07/16/2020
Enertech Global, LLC | GEOCOMFORT | GZS060*****1B |  | Water-Source | WBAHP: Heat Pump Packaged Unit | Heat Pump | 230 | 1 |  |  |  | Single-Speed |  |  |  | 59300 | 3488 | 17 | 11.2 | 74700 | 4130 | 5.3 | 4.2 | Federally-Regulated Commercial & Industrial Equipment | 09/08/2017 |  | 07/16/2020
Enertech Global, LLC | GEOCOMFORT | GVT060*2 |  | Ground-Water-Source | WBAHP: Heat Pump Packaged Unit | Heat Pump | 208 | 3 |  |  |  | Single-Speed |  |  |  | 64200 | 2918 | 22 | 16.2 | 57500 | 3744 | 4.5 | 3.6 | Non Federally-Regulated | 02/21/2020 | 8738034 | 07/16/2020
Enertech Global, LLC | GEOCOMFORT | GVT060*2 |  | Water-Source | WBAHP: Heat Pump Packaged Unit | Heat Pump | 208 | 3 |  |  |  | Single-Speed |  |  |  | 58600 | 3805 | 15.4 | 11.2 | 70500 | 4051 | 5.1 | 4.2 | Federally-Regulated Commercial & Industrial Equipment | 02/21/2020 | 8738034 | 07/16/2020
Enertech Global, LLC | GEOCOMFORT | GZS060******B |  | Ground-Source | WBAHP: Heat Pump Packaged Unit | Heat Pump | 230 | 1 |  |  |  | Single-Speed |  |  |  | 60500 | 3398 | 17.8 | 13.4 | 49200 | 3794 | 3.8 | 3.1 | Non Federally-Regulated | 09/08/2017 |  | 07/16/2020
Enertech Global, LLC | GEOCOMFORT | GRT024A | ACD024 | Ground-Source | WBAHP-C: Heat Pump Split Syste | Heat Pump | 208 | 1 | False |  |  | Single-Speed |  |  |  | 24700 | 1506 | 16.4 | 13.4 | 17600 | 1473 | 3.5 | 3.1 | Non Federally-Regulated | 12/05/2019 |  | 07/16/2020
Enertech Global, LLC | GEOCOMFORT | GRT024A | MPD024 | Ground-Source | WBAHP-CB: Heat Pump Split Syst | Heat Pump | 208 | 1 | False |  |  | Single-Speed |  |  |  | 24600 | 1556 | 15.8 | 13.4 | 18000 | 1598 | 3.3 | 3.1 | Non Federally-Regulated | 02/21/2020 | 5317914 | 07/16/2020
Enertech Global, LLC | GEOCOMFORT | GVT060*3 |  | Water-Source | WBAHP: Heat Pump Packaged Unit | Heat Pump | 460 | 3 |  |  |  | Single-Speed |  |  |  | 58600 | 3805 | 15.4 | 11.2 | 70500 | 4051 | 5.1 | 4.2 | Federally-Regulated Commercial & Industrial Equipment | 02/21/2020 | 8738037 | 07/16/2020
Enertech Global, LLC | GEOCOMFORT | GZS036*2****B |  | Ground-Source | WBAHP: Heat Pump Packaged Unit | Heat Pump | 230 | 3 |  |  |  | Single-Speed |  |  |  | 37600 | 2077 | 18.1 | 13.4 | 27800 | 2202 | 3.7 | 3.1 | Non Federally-Regulated | 09/08/2017 |  | 07/16/2020
Enertech Global, LLC | GEOCOMFORT | GZS036*3***1B |  | Water-Source | WBAHP: Heat Pump Packaged Unit | Heat Pump | 460 | 3 |  |  |  | Single-Speed |  |  |  | 36800 | 2190 | 16.8 | 11.2 | 43300 | 2394 | 5.3 | 4.2 | Federally-Regulated Commercial & Industrial Equipment | 09/08/2017 |  | 07/16/2020
Bard Manufacturing Company, Inc. | Bard | GTC36S2-A | GTADP-3642-* | Ground-Source | WBAH-C: Heating Only Split Sys | Heat Pump | 208 | 1 | False |  |  | Dual-Speed | [7 empty] | 29000 | 2023 | 4.2 | 3.1 | Non Federally-Regulated | 10/25/2019 |  | 07/16/2020
Bard Manufacturing Company, Inc. | Bard | GTC36S2-A | HE37942D175B2505AW/HE37942D210B2505AW | Ground-Water-Source | WBAH-C: Heating Only Split Sys | Heat Pump | 208 | 1 | False |  |  | Dual-Speed | [7 empty] | 34000 | 2054 | 4.9 |  | Non Federally-Regulated | 10/28/2019 |  | 07/16/2020
Bard Manufacturing Company, Inc. | Bard | GV27S3AA |  | Ground-Source | WBAHP: Heat Pump Packaged Unit | Both Heat Pump and Electric Re | 230 | 1 |  |  |  | Dual-Speed |  |  |  | 26600 | 1469 | 18.1 |  | 20200 | 1443 | 4.1 |  | Non Federally-Regulated | 05/06/2020 | 9951968 | 07/16/2020
Bard Manufacturing Company, Inc. | Bard | GTC36S2-A | GTADP-3642-* | Ground-Source | WBAH-C: Heating Only Split Sys | Heat Pump | 230 | 1 | False |  |  | Dual-Speed | [7 empty] | 27000 | 1930 | 4.1 | 3.1 | Non Federally-Regulated | 02/23/2016 |  | 07/16/2020
Bard Manufacturing Company, Inc. | Bard | GTC36S2-A | GTADP-3642-* | Ground-Water-Source | WBAH-C: Heating Only Split Sys | Heat Pump | 230 | 1 | False |  |  | Dual-Speed | [7 empty] | 34000 | 2054 | 4.9 | 3.1 | Non Federally-Regulated | 02/23/2016 |  | 07/16/2020
Bard Manufacturing Company, Inc. | Bard | GTC36S2-A | GTADP-3642-* | Ground-Water-Source | WBAH-C: Heating Only Split Sys | Heat Pump | 208 | 1 | False |  |  | Dual-Speed | [7 empty] | 38000 | 2227 | 5 | 3.1 | Non Federally-Regulated | 10/25/2019 |  | 07/16/2020
Bard Manufacturing Company, Inc. | Bard | GTC36S2-A | HE37942D175B2505AW/HE37942D210B2505AW | Ground-Source | WBAH-C: Heating Only Split Sys | Heat Pump | 208 | 1 | False |  |  | Dual-Speed | [7 empty] | 27000 | 1930 | 4.1 |  | Non Federally-Regulated | 10/28/2019 |  | 07/16/2020
Bard Manufacturing Company, Inc. | Bard | GV27S3AA |  | Ground-Water-Source | WBAHP: Heat Pump Packaged Unit | Both Heat Pump and Electric Re | 208 | 1 |  |  |  | Dual-Speed |  |  |  | 26600 | 1166 | 22.8 |  | 26200 | 1535 | 5 |  | Non Federally-Regulated | 05/06/2020 | 9951968 | 07/16/2020
Bard Manufacturing Company, Inc. | Bard | GV27S3AA |  | Ground-Water-Source | WBAHP: Heat Pump Packaged Unit | Both Heat Pump and Electric Re | 230 | 1 |  |  |  | Dual-Speed |  |  |  | 26600 | 1166 | 22.8 |  | 26200 | 1535 | 5 |  | Non Federally-Regulated | 05/06/2020 | 9951968 | 07/16/2020
Bard Manufacturing Company, Inc. | Bard | GV27S3AA |  | Ground-Source | WBAHP: Heat Pump Packaged Unit | Both Heat Pump and Electric Re | 208 | 1 |  |  |  | Dual-Speed |  |  |  | 26600 | 1469 | 18.1 |  | 20200 | 1443 | 4.1 |  | Non Federally-Regulated | 05/06/2020 | 9951968 | 07/16/2020
FHP Manufacturing Company | GEO-THERMAL SPLIT | GZ024*******1**1 | CAP**24**AL* | Ground-Water-Source | WBAHP-C: Heat Pump Split Syste | Heat Pump | 208 | 1 | False |  |  | Dual-Speed |  |  |  | 28000 | 1244 | 22.5 |  | 23900 | 1628 | 4.3 |  | Non Federally-Regulated | 05/06/2020 | 204140569 | 07/16/2020
FHP Manufacturing Company | GEO-THERMAL SPLIT | GS024**1**1 | FE/V****003*** | Ground-Water-Source | WBAHP-CB: Heat Pump Split Syst | Both Heat Pump and Electric Re | 208 | 1 | False |  |  | Dual-Speed |  |  |  | 28200 | 1281 | 22 |  | 23500 | 1547 | 4.5 |  | Non Federally-Regulated | 12/05/2019 |  | 07/16/2020
FHP Manufacturing Company | GEO-THERMAL SPLIT | GZ024*******1**1 | CAP**24**AL* | Ground-Source | WBAHP-C: Heat Pump Split Syste | Heat Pump | 208 | 1 | False |  |  | Dual-Speed |  |  |  | 26100 | 1641 | 15.9 |  | 19000 | 1614 | 3.5 |  | Non Federally-Regulated | 05/06/2020 | 204140569 | 07/16/2020
FHP Manufacturing Company | GEO-THERMAL SPLIT | GZ048*******1**1 | CAP**48**AL* | Ground-Water-Source | WBAHP-C: Heat Pump Split Syste | Heat Pump | 208 | 1 | False |  |  | Dual-Speed |  |  |  | 52000 | 2561 | 20.3 |  | 46600 | 3251 | 4.2 |  | Non Federally-Regulated | 05/06/2020 | 203817317 | 07/16/2020
FHP Manufacturing Company | GEO-THERMAL SPLIT | GZ024*******1**1 | CAP**24**AL* | Water-Source | WBAHP-C: Heat Pump Split Syste | Heat Pump | 230 | 1 | False |  |  | Dual-Speed |  |  |  | 24900 | 1784 | 13.95 |  | 28900 | 1764 | 4.8 |  | Federally-Regulated Commercial & Industrial Equipment | 05/06/2020 | 204140569 | 07/16/2020
FHP Manufacturing Company | GEO-THERMAL SPLIT | GZ024*******1**1 | CAP**24**AL* | Water-Source | WBAHP-C: Heat Pump Split Syste | Heat Pump | 208 | 1 | False |  |  | Dual-Speed |  |  |  | 24900 | 1784 | 13.95 |  | 28900 | 1764 | 4.8 |  | Federally-Regulated Commercial & Industrial Equipment | 05/06/2020 | 204140569 | 07/16/2020
FHP Manufacturing Company | GEO-THERMAL SPLIT | GZ036*******1**2 | CAP**36**AL* | Ground-Water-Source | WBAHP-C: Heat Pump Split Syste | Heat Pump | 208 | 1 | False |  |  | Dual-Speed |  |  |  | 40400 | 1951 | 20.7 |  | 36500 | 2459 | 4.4 |  | Non Federally-Regulated | 05/06/2020 | 204595317 | 07/16/2020
FHP Manufacturing Company | GEO-THERMAL SPLIT | GS024**1**1 | FE/V****003*** | Ground-Source | WBAHP-CB: Heat Pump Split Syst | Both Heat Pump and Electric Re | 208 | 1 | False |  |  | Dual-Speed |  |  |  | 26000 | 1547 | 16.8 |  | 18900 | 1477 | 3.8 |  | Non Federally-Regulated | 12/05/2019 |  | 07/16/2020
FHP Manufacturing Company | GEO-THERMAL SPLIT | GZ024*******1**1 | CAP**24**AL* | Ground-Water-Source | WBAHP-C: Heat Pump Split Syste | Heat Pump | 230 | 1 | False |  |  | Dual-Speed |  |  |  | 28000 | 1244 | 22.5 |  | 23900 | 1628 | 4.3 |  | Non Federally-Regulated | 05/06/2020 | 204140569 | 07/16/2020
FHP Manufacturing Company | GEO-THERMAL SPLIT | GS024**1**1 | FE/V****003*** | Water-Source | WBAHP-CB: Heat Pump Split Syst | Both Heat Pump and Electric Re | 208 | 1 | False |  |  | Dual-Speed |  |  |  | 25000 | 1712 | 14.6 |  | 28000 | 1609 | 5.1 |  | Federally-Regulated Commercial & Industrial Equipment | 12/05/2019 |  | 07/16/2020
FHP Manufacturing Company | GEO-THERMAL SPLIT | GZ048*******1**1 | CAP**48**AL* | Ground-Source | WBAHP-C: Heat Pump Split Syste | Heat Pump | 208 | 1 | False |  |  | Dual-Speed |  |  |  | 49000 | 3161 | 15.5 |  | 36100 | 2980 | 3.6 |  | Non Federally-Regulated | 05/06/2020 | 203817317 | 07/16/2020
FHP Manufacturing Company | GEO-THERMAL SPLIT | GZ036*******1**2 | CAP**36**AL* | Water-Source | WBAHP-C: Heat Pump Split Syste | Heat Pump | 208 | 1 | False |  |  | Dual-Speed |  |  |  | 35600 | 2472 | 14.4 |  | 44600 | 2723 | 4.8 |  | Federally-Regulated Commercial & Industrial Equipment | 05/06/2020 | 204595317 | 07/16/2020
FHP Manufacturing Company | GEO-THERMAL SPLIT | GZ036*******1**2 | CAP**36**AL* | Ground-Source | WBAHP-C: Heat Pump Split Syste | Heat Pump | 208 | 1 | False |  |  | Dual-Speed |  |  |  | 37400 | 2213 | 16.9 |  | 27700 | 2224 | 3.7 |  | Non Federally-Regulated | 05/06/2020 | 204595317 | 07/16/2020
FHP Manufacturing Company | GEO-THERMAL SPLIT | GZ060*******1**1 | CAP**60**AL* | Water-Source | WBAHP-C: Heat Pump Split Syste | Heat Pump | 208 | 1 | False |  |  | Dual-Speed |  |  |  | 60000 | 4316 | 13.9 |  | 71800 | 4574 | 4.6 |  | Federally-Regulated Commercial & Industrial Equipment | 05/06/2020 | 204433710 | 07/16/2020
FHP Manufacturing Company | GEO-THERMAL SPLIT | GZ048*******1**1 | CAP**48**AL* | Water-Source | WBAHP-C: Heat Pump Split Syste | Heat Pump | 208 | 1 | False |  |  | Dual-Speed |  |  |  | 46900 | 3500 | 13.4 |  | 56500 | 3523 | 4.7 |  | Federally-Regulated Commercial & Industrial Equipment | 05/06/2020 | 203817317 | 07/16/2020
FHP Manufacturing Company | GEO-THERMAL SPLIT | GZ060*******1**1 | CAP**60**AL* | Ground-Source | WBAHP-C: Heat Pump Split Syste | Heat Pump | 208 | 1 | False |  |  | Dual-Speed |  |  |  | 63900 | 3981 | 16.05 |  | 46000 | 3744 | 3.6 |  | Non Federally-Regulated | 05/06/2020 | 204433710 | 07/16/2020
FHP Manufacturing Company | GEO-THERMAL SPLIT | GZ024*******1**1 | CAP**24**AL* | Ground-Source | WBAHP-C: Heat Pump Split Syste | Heat Pump | 230 | 1 | False |  |  | Dual-Speed |  |  |  | 26100 | 1641 | 15.9 |  | 19000 | 1614 | 3.5 |  | Non Federally-Regulated | 05/06/2020 | 204140569 | 07/16/2020
ClimateMaster Inc. | TRANQUILITY 30 DIGITAL | TEV/H/D064B |  | Water-Source | WBAHP: Heat Pump Packaged Unit | Heat Pump | 230 | 1 |  |  |  | Single-Speed |  |  |  | 61500 | 3796 | 16.2 |  | 77400 | 4200 | 5.4 |  | Federally-Regulated Commercial & Industrial Equipment | 05/13/2020 | 7219329 | 07/16/2020
ClimateMaster Inc. | TRANQUILITY 30 DIGITAL | TEV/H/D049B |  | Ground-Water-Source | WBAHP: Heat Pump Packaged Unit | Heat Pump | 230 | 1 |  |  |  | Single-Speed |  |  |  | 55000 | 2173 | 25.3 |  | 46800 | 2981 | 4.6 |  | Non Federally-Regulated | 05/13/2020 | 7216252 | 07/16/2020
ClimateMaster Inc. | TRANQUILITY 30 DIGITAL | TEV/H/D038B |  | Ground-Water-Source | WBAHP: Heat Pump Packaged Unit | Heat Pump | 208 | 1 |  |  |  | Single-Speed |  |  |  | 42100 | 1613 | 26.1 |  | 37900 | 2136 | 5.2 |  | Non Federally-Regulated | 05/13/2020 | 7212557 | 07/16/2020
ClimateMaster Inc. | TRANQUILITY 30 DIGITAL | TEV/H/D026B |  | Ground-Water-Source | WBAHP: Heat Pump Packaged Unit | Heat Pump | 230 | 1 |  |  |  | Single-Speed |  |  |  | 28500 | 1079 | 26.4 |  | 25800 | 1426 | 5.3 |  | Non Federally-Regulated | 05/13/2020 | 7209076 | 07/16/2020
ClimateMaster Inc. | TRANQUILITY 30 DIGITAL | TEV/H/D049B |  | Ground-Source | WBAHP: Heat Pump Packaged Unit | Heat Pump | 208 | 1 |  |  |  | Single-Speed |  |  |  | 49600 | 2569 | 19.3 |  | 36400 | 2666 | 4 |  | Non Federally-Regulated | 05/13/2020 | 7216252 | 07/16/2020
ClimateMaster Inc. | TRANQUILITY 30 DIGITAL | TEV/H/D026B |  | Water-Source | WBAHP: Heat Pump Packaged Unit | Heat Pump | 208 | 1 |  |  |  | Single-Speed |  |  |  | 25000 | 1436 | 17.4 |  | 31400 | 1533 | 6 |  | Federally-Regulated Commercial & Industrial Equipment | 05/13/2020 | 7209076 | 07/16/2020
ClimateMaster Inc. | TRANQUILITY 30 DIGITAL | TEV/H/D038B |  | Ground-Source | WBAHP: Heat Pump Packaged Unit | Heat Pump | 230 | 1 |  |  |  | Single-Speed |  |  |  | 39000 | 1921 | 20.3 |  | 29700 | 1978 | 4.4 |  | Non Federally-Regulated | 05/13/2020 | 7212557 | 07/16/2020
ClimateMaster Inc. | TRANQUILITY 30 DIGITAL | TEV/H/D049B |  | Water-Source | WBAHP: Heat Pump Packaged Unit | Heat Pump | 230 | 1 |  |  |  | Single-Speed |  |  |  | 48600 | 2892 | 16.8 |  | 56700 | 3258 | 5.1 |  | Federally-Regulated Commercial & Industrial Equipment | 05/13/2020 | 7216252 | 07/16/2020
ClimateMaster Inc. | TRANQUILITY 30 DIGITAL | TEV/H/D038B |  | Water-Source | WBAHP: Heat Pump Packaged Unit | Heat Pump | 208 | 1 |  |  |  | Single-Speed |  |  |  | 37700 | 2106 | 17.9 |  | 45700 | 2309 | 5.8 |  | Federally-Regulated Commercial & Industrial Equipment | 05/13/2020 | 7212557 | 07/16/2020
ClimateMaster Inc. | TRANQUILITY 30 DIGITAL | TEV/H/D038B |  | Ground-Source | WBAHP: Heat Pump Packaged Unit | Heat Pump | 208 | 1 |  |  |  | Single-Speed |  |  |  | 39000 | 1921 | 20.3 |  | 29700 | 1978 | 4.4 |  | Non Federally-Regulated | 05/13/2020 | 7212557 | 07/16/2020
ClimateMaster Inc. | TRANQUILITY 30 DIGITAL | TEV/H/D064B |  | Water-Source | WBAHP: Heat Pump Packaged Unit | Heat Pump | 208 | 1 |  |  |  | Single-Speed |  |  |  | 61500 | 3796 | 16.2 |  | 77400 | 4200 | 5.4 |  | Federally-Regulated Commercial & Industrial Equipment | 05/13/2020 | 7219329 | 07/16/2020
ClimateMaster Inc. | TRANQUILITY 30 DIGITAL | TEV/H/D038B |  | Ground-Water-Source | WBAHP: Heat Pump Packaged Unit | Heat Pump | 230 | 1 |  |  |  | Single-Speed |  |  |  | 42100 | 1613 | 26.1 |  | 37900 | 2136 | 5.2 |  | Non Federally-Regulated | 05/13/2020 | 7212557 | 07/16/2020
ClimateMaster Inc. | TRANQUILITY 30 DIGITAL | TEV/H/D038B |  | Water-Source | WBAHP: Heat Pump Packaged Unit | Heat Pump | 230 | 1 |  |  |  | Single-Speed |  |  |  | 37700 | 2106 | 17.9 |  | 45700 | 2309 | 5.8 |  | Federally-Regulated Commercial & Industrial Equipment | 05/13/2020 | 7212557 | 07/16/2020
ClimateMaster Inc. | TRANQUILITY 30 DIGITAL | TEV/H/D026B |  | Ground-Source | WBAHP: Heat Pump Packaged Unit | Heat Pump | 208 | 1 |  |  |  | Single-Speed |  |  |  | 26000 | 1306 | 19.9 |  | 20200 | 1443 | 4.1 |  | Non Federally-Regulated | 05/13/2020 | 7209076 | 07/16/2020
ClimateMaster Inc. | TRANQUILITY 30 DIGITAL | TEV/H/D049B |  | Ground-Water-Source | WBAHP: Heat Pump Packaged Unit | Heat Pump | 208 | 1 |  |  |  | Single-Speed |  |  |  | 55000 | 2173 | 25.3 |  | 46800 | 2981 | 4.6 |  | Non Federally-Regulated | 05/13/2020 | 7216252 | 07/16/2020
ClimateMaster Inc. | TRANQUILITY 30 DIGITAL | TEV/H/D026B |  | Ground-Source | WBAHP: Heat Pump Packaged Unit | Heat Pump | 230 | 1 |  |  |  | Single-Speed |  |  |  | 26000 | 1306 | 19.9 |  | 20200 | 1443 | 4.1 |  | Non Federally-Regulated | 05/13/2020 | 7209076 | 07/16/2020
ClimateMaster Inc. | TRANQUILITY 30 DIGITAL | TEV/H/D049B |  | Water-Source | WBAHP: Heat Pump Packaged Unit | Heat Pump | 208 | 1 |  |  |  | Single-Speed |  |  |  | 48600 | 2892 | 16.8 |  | 56700 | 3258 | 5.1 |  | Federally-Regulated Commercial & Industrial Equipment | 05/13/2020 | 7216252 | 07/16/2020
ClimateMaster Inc. | TRANQUILITY 30 DIGITAL | TEV/H/D026B |  | Ground-Water-Source | WBAHP: Heat Pump Packaged Unit | Heat Pump | 208 | 1 |  |  |  | Single-Speed |  |  |  | 28500 | 1079 | 26.4 |  | 25800 | 1426 | 5.3 |  | Non Federally-Regulated | 05/13/2020 | 7209076 | 07/16/2020
ClimateMaster Inc. | TRANQUILITY 30 DIGITAL | TEV/H/D049B |  | Ground-Source | WBAHP: Heat Pump Packaged Unit | Heat Pump | 230 | 1 |  |  |  | Single-Speed |  |  |  | 49600 | 2569 | 19.3 |  | 36400 | 2666 | 4 |  | Non Federally-Regulated | 05/13/2020 | 7216252 | 07/16/2020
ClimateMaster Inc. | TRANQUILITY 30 DIGITAL | TEV/H/D026B |  | Water-Source | WBAHP: Heat Pump Packaged Unit | Heat Pump | 230 | 1 |  |  |  | Single-Speed |  |  |  | 25000 | 1436 | 17.4 |  | 31400 | 1533 | 6 |  | Federally-Regulated Commercial & Industrial Equipment | 05/13/2020 | 7209076 | 07/16/2020
Enertech Global, LLC | Hydron Module | HZT048*2 |  | Ground-Source | WBAHP: Heat Pump Packaged Unit | Heat Pump | 208 | 3 |  |  |  | Single-Speed |  |  |  | 48700 | 2815 | 17.3 |  | 36900 | 3004 | 3.6 |  | Non Federally-Regulated | 12/06/2019 |  | 07/16/2020
Enertech Global, LLC | Hydron Module | HZT048*2 |  | Water-Source | WBAHP: Heat Pump Packaged Unit | Heat Pump | 208 | 3 |  |  |  | Single-Speed |  |  |  | 46500 | 3079 | 15.1 |  | 55300 | 3376 | 4.8 |  | Federally-Regulated Commercial & Industrial Equipment | 12/06/2019 |  | 07/16/2020
Enertech Global, LLC | Hydron Module | HBT048 | MCD060 | Ground-Source | WBAHP-C: Heat Pump Split Syste | Heat Pump | 208 | 1 | False |  |  | Single-Speed |  |  |  | 50800 | 2645 | 19.2 | 13.4 | 37200 | 2725 | 4 | 3.1 | Non Federally-Regulated | 02/08/2019 |  | 07/16/2020
Enertech Global, LLC | Hydron Module | HBT048 | MPD060 | Ground-Source | WBAHP-CB: Heat Pump Split Syst | Heat Pump | 208 | 1 | False |  |  | Single-Speed |  |  |  | 51500 | 2587 | 19.9 | 13.4 | 37300 | 2802 | 3.9 | 3.1 | Non Federally-Regulated | 02/08/2019 |  | 07/16/2020
Enertech Global, LLC | Hydron Module | HVS041 |  | Ground-Source | WBAHP: Heat Pump Packaged Unit | Heat Pump | 208 | 1 |  |  |  | Single-Speed |  |  |  | 38700 | 2263 | 17.1 |  | 31100 | 2531 | 3.6 |  | Non Federally-Regulated | 12/06/2019 |  | 07/16/2020
Enertech Global, LLC | Hydron Module | HBT048 | ACD060 | Ground-Source | WBAHP-C: Heat Pump Split Syste | Heat Pump | 208 | 1 | False |  |  | Single-Speed |  |  |  | 50800 | 2645 | 19.2 | 13.4 | 37200 | 2725 | 4 | 3.1 | Non Federally-Regulated | 02/08/2019 |  | 07/16/2020
Enertech Global, LLC | Hydron Module | HZT048*3 |  | Ground-Source | WBAHP: Heat Pump Packaged Unit | Heat Pump | 460 | 3 |  |  |  | Single-Speed |  |  |  | 48700 | 2815 | 17.3 |  | 36900 | 3004 | 3.6 |  | Non Federally-Regulated | 12/06/2019 |  | 07/16/2020
Enertech Global, LLC | Hydron Module | HZT048*A |  | Ground-Source | WBAHP: Heat Pump Packaged Unit | Heat Pump | 265 | 1 |  |  |  | Single-Speed |  |  |  | 48700 | 2815 | 17.3 |  | 36900 | 3004 | 3.6 |  | Non Federally-Regulated | 12/06/2019 |  | 07/16/2020
Enertech Global, LLC | Hydron Module | HZT024 |  | Water-Source | WBAHP: Heat Pump Packaged Unit | Heat Pump | 208 | 1 |  |  |  | Single-Speed |  |  |  | 25300 | 1591 | 15.9 |  | 28800 | 1623 | 5.2 |  | Federally-Regulated Commercial & Industrial Equipment | 12/06/2019 |  | 07/16/2020
Enertech Global, LLC | Hydron Module | HZT024*2 |  | Ground-Water-Source | WBAHP: Heat Pump Packaged Unit | Heat Pump | 208 | 3 |  |  |  | Single-Speed |  |  |  | 28200 | 1189 | 23.7 |  | 22900 | 1459 | 4.6 |  | Non Federally-Regulated | 12/06/2019 |  | 07/16/2020
Enertech Global, LLC | Hydron Module | HVS041*4 |  | Water-Source | WBAHP: Heat Pump Packaged Unit | Heat Pump | 575 | 3 |  |  |  | Single-Speed |  |  |  | 37100 | 2506 | 14.8 |  | 46800 | 2981 | 4.6 |  | Federally-Regulated Commercial & Industrial Equipment | 12/06/2019 |  | 07/16/2020
Enertech Global, LLC | Hydron Module | HBT048 | ACD060 | Ground-Water-Source | WBAHP-C: Heat Pump Split Syste | Heat Pump | 208 | 1 | False |  |  | Single-Speed |  |  |  | 54100 | 2172 | 24.9 | 16.2 | 46500 | 2962 | 4.6 | 3.6 | Non Federally-Regulated | 02/08/2019 |  | 07/16/2020
Enertech Global, LLC | Hydron Module | HVS041*4 |  | Ground-Source | WBAHP: Heat Pump Packaged Unit | Heat Pump | 575 | 3 |  |  |  | Single-Speed |  |  |  | 38700 | 2263 | 17.1 |  | 31100 | 2531 | 3.6 |  | Non Federally-Regulated | 12/06/2019 |  | 07/16/2020
Enertech Global, LLC | Hydron Module | HZT024*3 |  | Water-Source | WBAHP: Heat Pump Packaged Unit | Heat Pump | 460 | 3 |  |  |  | Single-Speed |  |  |  | 25300 | 1591 | 15.9 |  | 28800 | 1623 | 5.2 |  | Federally-Regulated Commercial & Industrial Equipment | 12/06/2019 |  | 07/16/2020
Enertech Global, LLC | Hydron Module | HZT024*2 |  | Water-Source | WBAHP: Heat Pump Packaged Unit | Heat Pump | 208 | 3 |  |  |  | Single-Speed |  |  |  | 25300 | 1591 | 15.9 |  | 28800 | 1623 | 5.2 |  | Federally-Regulated Commercial & Industrial Equipment | 12/06/2019 |  | 07/16/2020
Enertech Global, LLC | Hydron Module | HZT024*A |  | Ground-Water-Source | WBAHP: Heat Pump Packaged Unit | Heat Pump | 265 | 1 |  |  |  | Single-Speed |  |  |  | 28200 | 1189 | 23.7 |  | 22900 | 1459 | 4.6 |  | Non Federally-Regulated | 12/06/2019 |  | 07/16/2020
Enertech Global, LLC | Hydron Module | HZT024*3 |  | Ground-Water-Source | WBAHP: Heat Pump Packaged Unit | Heat Pump | 460 | 3 |  |  |  | Single-Speed |  |  |  | 28200 | 1189 | 23.7 |  | 22900 | 1459 | 4.6 |  | Non Federally-Regulated | 12/06/2019 |  | 07/16/2020
Enertech Global, LLC | Hydron Module | HVS041 |  | Water-Source | WBAHP: Heat Pump Packaged Unit | Heat Pump | 208 | 1 |  |  |  | Single-Speed |  |  |  | 37100 | 2506 | 14.8 |  | 46800 | 2981 | 4.6 |  | Federally-Regulated Commercial & Industrial Equipment | 12/06/2019 |  | 07/16/2020
Enertech Global, LLC | Hydron Module | HBT048 | MCD060 | Ground-Water-Source | WBAHP-C: Heat Pump Split Syste | Heat Pump | 208 | 1 | False |  |  | Single-Speed |  |  |  | 54100 | 2172 | 24.9 | 16.2 | 46500 | 2962 | 4.6 | 3.6 | Non Federally-Regulated | 02/08/2019 |  | 07/16/2020
Enertech Global, LLC | Hydron Module | HZT048*3 |  | Ground-Water-Source | WBAHP: Heat Pump Packaged Unit | Heat Pump | 460 | 3 |  |  |  | Single-Speed |  |  |  | 52200 | 2361 | 22.1 |  | 45900 | 3128 | 4.3 |  | Non Federally-Regulated | 12/06/2019 |  | 07/16/2020
Enertech Global, LLC | Hydron Module | HBT048 | MPD060 | Water-Source | WBAHP-CB: Heat Pump Split Syst | Heat Pump | 208 | 1 | False |  |  | Single-Speed |  |  |  | 49200 | 2894 | 17 | 12 | 54000 | 3103 | 5.1 | 4.2 | Federally-Regulated Commercial & Industrial Equipment | 02/08/2019 |  | 07/16/2020
Enertech Global, LLC | Hydron Module | HZT048*A |  | Ground-Water-Source | WBAHP: Heat Pump Packaged Unit | Heat Pump | 265 | 1 |  |  |  | Single-Speed |  |  |  | 52200 | 2361 | 22.1 |  | 45900 | 3128 | 4.3 |  | Non Federally-Regulated | 12/06/2019 |  | 07/16/2020
Enertech Global, LLC | Hydron Module | HZT048*2 |  | Ground-Water-Source | WBAHP: Heat Pump Packaged Unit | Heat Pump | 208 | 3 |  |  |  | Single-Speed |  |  |  | 52200 | 2361 | 22.1 |  | 45900 | 3128 | 4.3 |  | Non Federally-Regulated | 12/06/2019 |  | 07/16/2020
Enertech Global, LLC | Hydron Module | HZT024*A |  | Water-Source | WBAHP: Heat Pump Packaged Unit | Heat Pump | 265 | 1 |  |  |  | Single-Speed |  |  |  | 25300 | 1591 | 15.9 |  | 28800 | 1623 | 5.2 |  | Federally-Regulated Commercial & Industrial Equipment | 12/06/2019 |  | 07/16/2020
Enertech Global, LLC | Hydron Module | HZT024*A |  | Ground-Source | WBAHP: Heat Pump Packaged Unit | Heat Pump | 265 | 1 |  |  |  | Single-Speed |  |  |  | 26400 | 1442 | 18.3 |  | 18300 | 1375 | 3.9 |  | Non Federally-Regulated | 12/06/2019 |  | 07/16/2020
Enertech Global, LLC | Hydron Module | HVS041*4 |  | Ground-Water-Source | WBAHP: Heat Pump Packaged Unit | Heat Pump | 575 | 3 |  |  |  | Single-Speed |  |  |  | 41400 | 1856 | 22.3 |  | 38900 | 2780 | 4.1 |  | Non Federally-Regulated | 12/06/2019 |  | 07/16/2020
Enertech Global, LLC | Hydron Module | HBT048 | MPD060 | Ground-Water-Source | WBAHP-CB: Heat Pump Split Syst | Heat Pump | 208 | 1 | False |  |  | Single-Speed |  |  |  | 55700 | 2125 | 26.2 | 16.2 | 45700 | 2911 | 4.6 | 3.6 | Non Federally-Regulated | 02/08/2019 |  | 07/16/2020
Enertech Global, LLC | Hydron Module | HZT048*A |  | Water-Source | WBAHP: Heat Pump Packaged Unit | Heat Pump | 265 | 1 |  |  |  | Single-Speed |  |  |  | 46500 | 3079 | 15.1 |  | 55300 | 3376 | 4.8 |  | Federally-Regulated Commercial & Industrial Equipment | 12/06/2019 |  | 07/16/2020
Enertech Global, LLC | Hydron Module | HZT024*3 |  | Ground-Source | WBAHP: Heat Pump Packaged Unit | Heat Pump | 460 | 3 |  |  |  | Single-Speed |  |  |  | 26400 | 1442 | 18.3 |  | 18300 | 1375 | 3.9 |  | Non Federally-Regulated | 12/06/2019 |  | 07/16/2020
Enertech Global, LLC | Hydron Module | HZT024 |  | Ground-Water-Source | WBAHP: Heat Pump Packaged Unit | Heat Pump | 208 | 1 |  |  |  | Single-Speed |  |  |  | 28200 | 1189 | 23.7 |  | 22900 | 1459 | 4.6 |  | Non Federally-Regulated | 12/06/2019 |  | 07/16/2020
Enertech Global, LLC | Hydron Module | HZT048*3 |  | Water-Source | WBAHP: Heat Pump Packaged Unit | Heat Pump | 460 | 3 |  |  |  | Single-Speed |  |  |  | 46500 | 3079 | 15.1 |  | 55300 | 3376 | 4.8 |  | Federally-Regulated Commercial & Industrial Equipment | 12/06/2019 |  | 07/16/2020
Enertech Global, LLC | Hydron Module | HVS041 |  | Ground-Water-Source | WBAHP: Heat Pump Packaged Unit | Heat Pump | 208 | 1 |  |  |  | Single-Speed |  |  |  | 41400 | 1856 | 22.3 |  | 38900 | 2780 | 4.1 |  | Non Federally-Regulated | 12/06/2019 |  | 07/16/2020
Enertech Global, LLC | Hydron Module | HZT024*2 |  | Ground-Source | WBAHP: Heat Pump Packaged Unit | Heat Pump | 208 | 3 |  |  |  | Single-Speed |  |  |  | 26400 | 1442 | 18.3 |  | 18300 | 1375 | 3.9 |  | Non Federally-Regulated | 12/06/2019 |  | 07/16/2020
Enertech Global, LLC | Hydron Module | HBT048 | MCD060 | Water-Source | WBAHP-C: Heat Pump Split Syste | Heat Pump | 208 | 1 | False |  |  | Single-Speed |  |  |  | 48600 | 2945 | 16.5 | 12 | 55000 | 3099 | 5.2 | 4.2 | Federally-Regulated Commercial & Industrial Equipment | 02/08/2019 |  | 07/16/2020
Enertech Global, LLC | Hydron Module | HZT024 |  | Ground-Source | WBAHP: Heat Pump Packaged Unit | Heat Pump | 208 | 1 |  |  |  | Single-Speed |  |  |  | 26400 | 1442 | 18.3 |  | 18300 | 1375 | 3.9 |  | Non Federally-Regulated | 12/06/2019 |  | 07/16/2020
Enertech Global, LLC | Hydron Module | HBT048 | ACD060 | Water-Source | WBAHP-C: Heat Pump Split Syste | Heat Pump | 208 | 1 | False |  |  | Single-Speed |  |  |  | 48600 | 2945 | 16.5 | 12 | 55000 | 3099 | 5.2 | 4.2 | Federally-Regulated Commercial & Industrial Equipment | 02/08/2019 |  | 07/16/2020
Enertech Global, LLC | Tetco | TXT036D2 |  | Ground-Water-Source | WBAHP: Heat Pump Packaged Unit | Heat Pump | 208 | 3 |  |  |  | Single-Speed |  |  |  | 42200 | 1758 | 24 |  | 37000 | 2126 | 5.1 |  | Non Federally-Regulated | 02/21/2020 | 5646376 | 07/16/2020
Enertech Global, LLC | Tetco | TVS041*4 |  | Ground-Water-Source | WBAHP: Heat Pump Packaged Unit | Heat Pump | 575 | 3 |  |  |  | Single-Speed |  |  |  | 41400 | 1856 | 22.3 | 16.2 | 38900 | 2780 | 4.1 | 3.6 | Non Federally-Regulated | 12/06/2019 |  | 07/16/2020
Enertech Global, LLC | Tetco | TVS041*3 |  | Ground-Water-Source | WBAHP: Heat Pump Packaged Unit | Heat Pump | 460 | 3 |  |  |  | Single-Speed |  |  |  | 41400 | 1856 | 22.3 | 16.2 | 38900 | 2780 | 4.1 | 3.6 | Non Federally-Regulated | 12/06/2019 |  | 07/16/2020
Enertech Global, LLC | Tetco | TVS041*2 |  | Water-Source | WBAHP: Heat Pump Packaged Unit | Heat Pump | 208 | 3 |  |  |  | Single-Speed |  |  |  | 37100 | 2506 | 14.8 | 11.2 | 46800 | 2981 | 4.6 | 4.2 | Federally-Regulated Commercial & Industrial Equipment | 12/06/2019 |  | 07/16/2020
Enertech Global, LLC | Tetco | TXT024D3 |  | Ground-Source | WBAHP: Heat Pump Packaged Unit | Heat Pump | 460 | 3 |  |  |  | Single-Speed |  |  |  | 27200 | 1339 | 20.3 |  | 19800 | 1349 | 4.3 |  | Non Federally-Regulated | 02/21/2020 | 5646351 | 07/16/2020
Enertech Global, LLC | Tetco | TCT048D3 |  | Ground-Water-Source | WBAHP: Heat Pump Packaged Unit | Heat Pump | 460 | 3 |  |  |  | Single-Speed |  |  |  | 53100 | 2435 | 21.8 |  | 46700 | 2975 | 4.6 |  | Non Federally-Regulated | 02/21/2020 | 5646773 | 07/16/2020
Enertech Global, LLC | Tetco | TVS041*3***1 |  | Ground-Source | WBAHP: Heat Pump Packaged Unit | Heat Pump | 460 | 3 |  |  |  | Single-Speed |  |  |  | 39800 | 2235 | 17.8 | 13.4 | 31200 | 2471 | 3.7 | 3.1 | Non Federally-Regulated | 12/06/2019 |  | 07/16/2020
Enertech Global, LLC | Tetco | TVS041*4 |  | Water-Source | WBAHP: Heat Pump Packaged Unit | Heat Pump | 575 | 3 |  |  |  | Single-Speed |  |  |  | 37100 | 2506 | 14.8 | 11.2 | 46800 | 2981 | 4.6 | 4.2 | Federally-Regulated Commercial & Industrial Equipment | 12/06/2019 |  | 07/16/2020
Enertech Global, LLC | Tetco | TXT060D2 |  | Ground-Source | WBAHP: Heat Pump Packaged Unit | Heat Pump | 208 | 3 |  |  |  | Single-Speed |  |  |  | 63000 | 3539 | 17.8 |  | 47700 | 3778 | 3.7 |  | Non Federally-Regulated | 02/21/2020 | 5440575 | 07/16/2020
Enertech Global, LLC | Tetco | TXT036D2 |  | Ground-Source | WBAHP: Heat Pump Packaged Unit | Heat Pump | 230 | 3 |  |  |  | Single-Speed |  |  |  | 38900 | 2125 | 18.3 |  | 29200 | 2037 | 4.2 |  | Non Federally-Regulated | 02/21/2020 | 5646376 | 07/16/2020
Enertech Global, LLC | Tetco | TCT036D |  | Ground-Source | WBAHP: Heat Pump Packaged Unit | Heat Pump | 208 | 1 |  |  |  | Single-Speed |  |  |  | 38600 | 2109 | 18.3 |  | 28600 | 2044 | 4.1 |  | Non Federally-Regulated | 02/21/2020 | 5646383 | 07/16/2020
Enertech Global, LLC | Tetco | TCT036D |  | Ground-Water-Source | WBAHP: Heat Pump Packaged Unit | Heat Pump | 208 | 1 |  |  |  | Single-Speed |  |  |  | 41700 | 1774 | 23.5 |  | 36700 | 2151 | 5 |  | Non Federally-Regulated | 02/21/2020 | 5646383 | 07/16/2020
Enertech Global, LLC | Tetco | TCT048D3 |  | Ground-Source | WBAHP: Heat Pump Packaged Unit | Heat Pump | 460 | 3 |  |  |  | Single-Speed |  |  |  | 49000 | 2865 | 17.1 |  | 38000 | 2855 | 3.9 |  | Non Federally-Regulated | 02/21/2020 | 5646773 | 07/16/2020
Enertech Global, LLC | Tetco | TRT036A | MPD036 | Ground-Source | WBAHP-CB: Heat Pump Split Syst | Heat Pump | 208 | 1 | False |  |  | Single-Speed |  |  |  | 35500 | 2218 | 16 |  | 27400 | 2170 | 3.7 |  | Non Federally-Regulated | 02/21/2020 | 5317923 | 07/16/2020
Enertech Global, LLC | Tetco | TCT048D |  | Ground-Water-Source | WBAHP: Heat Pump Packaged Unit | Heat Pump | 208 | 1 |  |  |  | Single-Speed |  |  |  | 53100 | 2435 | 21.8 |  | 46700 | 2975 | 4.6 |  | Non Federally-Regulated | 02/21/2020 | 5646767 | 07/16/2020
Enertech Global, LLC | Tetco | TXT036D2 |  | Ground-Source | WBAHP: Heat Pump Packaged Unit | Heat Pump | 208 | 3 |  |  |  | Single-Speed |  |  |  | 38900 | 2125 | 18.3 |  | 29200 | 2037 | 4.2 |  | Non Federally-Regulated | 02/21/2020 | 5646376 | 07/16/2020
Enertech Global, LLC | Tetco | TVS041*2***1 |  | Water-Source | WBAHP: Heat Pump Packaged Unit | Heat Pump | 208 | 3 |  |  |  | Single-Speed |  |  |  | 38300 | 2487 | 15.4 | 11.2 | 46900 | 2695 | 5.1 | 4.2 | Federally-Regulated Commercial & Industrial Equipment | 12/06/2019 |  | 07/16/2020
Enertech Global, LLC | Tetco | TCT048D |  | Ground-Water-Source | WBAHP: Heat Pump Packaged Unit | Heat Pump | 230 | 1 |  |  |  | Single-Speed |  |  |  | 53100 | 2435 | 21.8 |  | 46700 | 2975 | 4.6 |  | Non Federally-Regulated | 02/21/2020 | 5646767 | 07/16/2020
Enertech Global, LLC | Tetco | TCT048D2 |  | Ground-Source | WBAHP: Heat Pump Packaged Unit | Heat Pump | 208 | 3 |  |  |  | Single-Speed |  |  |  | 49000 | 2865 | 17.1 |  | 38000 | 2855 | 3.9 |  | Non Federally-Regulated | 02/21/2020 | 5646770 | 07/16/2020
Enertech Global, LLC | Tetco | TXT024D |  | Ground-Source | WBAHP: Heat Pump Packaged Unit | Heat Pump | 230 | 1 |  |  |  | Single-Speed |  |  |  | 27200 | 1339 | 20.3 |  | 19800 | 1349 | 4.3 |  | Non Federally-Regulated | 02/21/2020 | 5646345 | 07/16/2020
Enertech Global, LLC | Tetco | TXT048D |  | Ground-Source | WBAHP: Heat Pump Packaged Unit | Heat Pump | 208 | 1 |  |  |  | Single-Speed |  |  |  | 49000 | 2865 | 17.1 |  | 38200 | 2870 | 3.9 |  | Non Federally-Regulated | 02/21/2020 | 5646393 | 07/16/2020
Enertech Global, LLC | Tetco | TXT060D3 |  | Ground-Source | WBAHP: Heat Pump Packaged Unit | Heat Pump | 460 | 3 |  |  |  | Single-Speed |  |  |  | 63000 | 3539 | 17.8 |  | 47700 | 3778 | 3.7 |  | Non Federally-Regulated | 02/21/2020 | 5440705 | 07/16/2020
Enertech Global, LLC | Tetco | TRT060A | MPD060 | Ground-Source | WBAHP-CB: Heat Pump Split Syst | Heat Pump | 208 | 1 | False |  |  | Single-Speed |  |  |  | 61500 | 3575 | 17.2 |  | 45600 | 3818 | 3.5 |  | Non Federally-Regulated | 02/21/2020 | 5317935 | 07/16/2020
Enertech Global, LLC | Tetco | TXT048D |  | Ground-Source | WBAHP: Heat Pump Packaged Unit | Heat Pump | 230 | 1 |  |  |  | Single-Speed |  |  |  | 49000 | 2865 | 17.1 |  | 38200 | 2870 | 3.9 |  | Non Federally-Regulated | 02/21/2020 | 5646393 | 07/16/2020
Enertech Global, LLC | Tetco | TXT060D2 |  | Ground-Source | WBAHP: Heat Pump Packaged Unit | Heat Pump | 230 | 3 |  |  |  | Single-Speed |  |  |  | 63000 | 3539 | 17.8 |  | 47700 | 3778 | 3.7 |  | Non Federally-Regulated | 02/21/2020 | 5440575 | 07/16/2020
Enertech Global, LLC | Tetco | TXT024D2 |  | Ground-Source | WBAHP: Heat Pump Packaged Unit | Heat Pump | 230 | 3 |  |  |  | Single-Speed |  |  |  | 27200 | 1339 | 20.3 |  | 19800 | 1349 | 4.3 |  | Non Federally-Regulated | 02/21/2020 | 5646348 | 07/16/2020
Enertech Global, LLC | Tetco | TXT048D2 |  | Ground-Source | WBAHP: Heat Pump Packaged Unit | Heat Pump | 208 | 3 |  |  |  | Single-Speed |  |  |  | 49000 | 2865 | 17.1 |  | 38200 | 2870 | 3.9 |  | Non Federally-Regulated | 02/21/2020 | 5646396 | 07/16/2020
Enertech Global, LLC | Tetco | TRT048A | MPD060 | Ground-Source | WBAHP-CB: Heat Pump Split Syst | Heat Pump | 230 | 1 | False |  |  | Single-Speed |  |  |  | 50700 | 2816 | 18 |  | 34200 | 2708 | 3.7 |  | Non Federally-Regulated | 02/21/2020 | 5317929 | 07/16/2020
Enertech Global, LLC | Tetco | TVS041*4 |  | Ground-Source | WBAHP: Heat Pump Packaged Unit | Heat Pump | 575 | 3 |  |  |  | Single-Speed |  |  |  | 38700 | 2263 | 17.1 | 13.4 | 31100 | 2531 | 3.6 | 3.1 | Non Federally-Regulated | 12/06/2019 |  | 07/16/2020
Enertech Global, LLC | Tetco | TXT048D3 |  | Ground-Source | WBAHP: Heat Pump Packaged Unit | Heat Pump | 460 | 3 |  |  |  | Single-Speed |  |  |  | 49000 | 2865 | 17.1 |  | 38200 | 2870 | 3.9 |  | Non Federally-Regulated | 02/21/2020 | 5646399 | 07/16/2020
Enertech Global, LLC | Tetco | TXT024D2 |  | Ground-Source | WBAHP: Heat Pump Packaged Unit | Heat Pump | 208 | 3 |  |  |  | Single-Speed |  |  |  | 27200 | 1339 | 20.3 |  | 19800 | 1349 | 4.3 |  | Non Federally-Regulated | 02/21/2020 | 5646348 | 07/16/2020
Enertech Global, LLC | Tetco | TXT024D3 |  | Ground-Water-Source | WBAHP: Heat Pump Packaged Unit | Heat Pump | 460 | 3 |  |  |  | Single-Speed |  |  |  | 29600 | 1100 | 26.9 |  | 24700 | 1392 | 5.2 |  | Non Federally-Regulated | 02/21/2020 | 5646351 | 07/16/2020
Enertech Global, LLC | Tetco | TXT024D2 |  | Ground-Water-Source | WBAHP: Heat Pump Packaged Unit | Heat Pump | 208 | 3 |  |  |  | Single-Speed |  |  |  | 29600 | 1100 | 26.9 |  | 24700 | 1392 | 5.2 |  | Non Federally-Regulated | 02/21/2020 | 5646348 | 07/16/2020
Enertech Global, LLC | Tetco | TXT048D3 |  | Ground-Water-Source | WBAHP: Heat Pump Packaged Unit | Heat Pump | 460 | 3 |  |  |  | Single-Speed |  |  |  | 53100 | 2402 | 22.1 |  | 47400 | 3019 | 4.6 |  | Non Federally-Regulated | 02/21/2020 | 5646399 | 07/16/2020
Enertech Global, LLC | Tetco | TCT048D |  | Ground-Source | WBAHP: Heat Pump Packaged Unit | Heat Pump | 230 | 1 |  |  |  | Single-Speed |  |  |  | 49000 | 2865 | 17.1 |  | 38000 | 2855 | 3.9 |  | Non Federally-Regulated | 02/21/2020 | 5646767 | 07/16/2020
Enertech Global, LLC | Tetco | TVS041*3 |  | Water-Source | WBAHP: Heat Pump Packaged Unit | Heat Pump | 460 | 3 |  |  |  | Single-Speed |  |  |  | 37100 | 2506 | 14.8 | 11.2 | 46800 | 2981 | 4.6 | 4.2 | Federally-Regulated Commercial & Industrial Equipment | 12/06/2019 |  | 07/16/2020
Enertech Global, LLC | Tetco | TCT048D |  | Ground-Source | WBAHP: Heat Pump Packaged Unit | Heat Pump | 208 | 1 |  |  |  | Single-Speed |  |  |  | 49000 | 2865 | 17.1 |  | 38000 | 2855 | 3.9 |  | Non Federally-Regulated | 02/21/2020 | 5646767 | 07/16/2020
Enertech Global, LLC | Tetco | TXT024D |  | Ground-Source | WBAHP: Heat Pump Packaged Unit | Heat Pump | 208 | 1 |  |  |  | Single-Speed |  |  |  | 27200 | 1339 | 20.3 |  | 19800 | 1349 | 4.3 |  | Non Federally-Regulated | 02/21/2020 | 5646345 | 07/16/2020
Enertech Global, LLC | Tetco | TXT036D |  | Ground-Water-Source | WBAHP: Heat Pump Packaged Unit | Heat Pump | 208 | 1 |  |  |  | Single-Speed |  |  |  | 42200 | 1758 | 24 |  | 37000 | 2126 | 5.1 |  | Non Federally-Regulated | 02/21/2020 | 5646373 | 07/16/2020
Enertech Global, LLC | Tetco | TVS041*3***1 |  | Ground-Water-Source | WBAHP: Heat Pump Packaged Unit | Heat Pump | 460 | 3 |  |  |  | Single-Speed |  |  |  | 43000 | 1822 | 23.6 | 16.2 | 39200 | 2611 | 4.4 | 3.6 | Non Federally-Regulated | 12/06/2019 |  | 07/16/2020
Enertech Global, LLC | Tetco | TCT036D3 |  | Ground-Source | WBAHP: Heat Pump Packaged Unit | Heat Pump | 460 | 3 |  |  |  | Single-Speed |  |  |  | 38600 | 2109 | 18.3 |  | 28600 | 2044 | 4.1 |  | Non Federally-Regulated | 02/21/2020 | 5646389 | 07/16/2020
Enertech Global, LLC | Tetco | TXT060D |  | Ground-Source | WBAHP: Heat Pump Packaged Unit | Heat Pump | 230 | 1 |  |  |  | Single-Speed |  |  |  | 63000 | 3539 | 17.8 |  | 47700 | 3778 | 3.7 |  | Non Federally-Regulated | 02/21/2020 | 5440543 | 07/16/2020
Enertech Global, LLC | Tetco | TVS041*3***1 |  | Water-Source | WBAHP: Heat Pump Packaged Unit | Heat Pump | 460 | 3 |  |  |  | Single-Speed |  |  |  | 38300 | 2487 | 15.4 | 11.2 | 46900 | 2695 | 5.1 | 4.2 | Federally-Regulated Commercial & Industrial Equipment | 12/06/2019 |  | 07/16/2020
Enertech Global, LLC | Tetco | TXT036D |  | Ground-Water-Source | WBAHP: Heat Pump Packaged Unit | Heat Pump | 230 | 1 |  |  |  | Single-Speed |  |  |  | 42200 | 1758 | 24 |  | 37000 | 2126 | 5.1 |  | Non Federally-Regulated | 02/21/2020 | 5646373 | 07/16/2020
Enertech Global, LLC | Tetco | TXT036D3 |  | Ground-Source | WBAHP: Heat Pump Packaged Unit | Heat Pump | 460 | 3 |  |  |  | Single-Speed |  |  |  | 38900 | 2125 | 18.3 |  | 29200 | 2037 | 4.2 |  | Non Federally-Regulated | 02/21/2020 | 5646379 | 07/16/2020
Enertech Global, LLC | Tetco | TXT048D2 |  | Ground-Water-Source | WBAHP: Heat Pump Packaged Unit | Heat Pump | 208 | 3 |  |  |  | Single-Speed |  |  |  | 53100 | 2402 | 22.1 |  | 47400 | 3019 | 4.6 |  | Non Federally-Regulated | 02/21/2020 | 5646396 | 07/16/2020
Enertech Global, LLC | Tetco | TXT036D |  | Ground-Source | WBAHP: Heat Pump Packaged Unit | Heat Pump | 208 | 1 |  |  |  | Single-Speed |  |  |  | 38900 | 2125 | 18.3 |  | 29200 | 2037 | 4.2 |  | Non Federally-Regulated | 02/21/2020 | 5646373 | 07/16/2020
Enertech Global, LLC | Tetco | TVS041*2***1 |  | Ground-Source | WBAHP: Heat Pump Packaged Unit | Heat Pump | 208 | 3 |  |  |  | Single-Speed |  |  |  | 39800 | 2235 | 17.8 | 13.4 | 31200 | 2471 | 3.7 | 3.1 | Non Federally-Regulated | 12/06/2019 |  | 07/16/2020
Enertech Global, LLC | Tetco | TCT036D3 |  | Ground-Water-Source | WBAHP: Heat Pump Packaged Unit | Heat Pump | 460 | 3 |  |  |  | Single-Speed |  |  |  | 41700 | 1774 | 23.5 |  | 36700 | 2151 | 5 |  | Non Federally-Regulated | 02/21/2020 | 5646389 | 07/16/2020
Enertech Global, LLC | Tetco | TXT060D |  | Ground-Source | WBAHP: Heat Pump Packaged Unit | Heat Pump | 208 | 1 |  |  |  | Single-Speed |  |  |  | 63000 | 3539 | 17.8 |  | 47700 | 3778 | 3.7 |  | Non Federally-Regulated | 02/21/2020 | 5440543 | 07/16/2020
Enertech Global, LLC | Tetco | TCT036D2 |  | Ground-Water-Source | WBAHP: Heat Pump Packaged Unit | Heat Pump | 230 | 3 |  |  |  | Single-Speed |  |  |  | 41700 | 1774 | 23.5 |  | 36700 | 2151 | 5 |  | Non Federally-Regulated | 02/21/2020 | 5646386 | 07/16/2020
Enertech Global, LLC | Tetco | TVS041*****1 |  | Ground-Source | WBAHP: Heat Pump Packaged Unit | Heat Pump | 208 | 1 |  |  |  | Single-Speed |  |  |  | 39800 | 2235 | 17.8 | 13.4 | 31200 | 2471 | 3.7 | 3.1 | Non Federally-Regulated | 12/06/2019 |  | 07/16/2020
Enertech Global, LLC | Tetco | TRT036A | MPD036 | Ground-Source | WBAHP-CB: Heat Pump Split Syst | Heat Pump | 230 | 1 | False |  |  | Single-Speed |  |  |  | 35500 | 2218 | 16 |  | 27400 | 2170 | 3.7 |  | Non Federally-Regulated | 02/21/2020 | 5317923 | 07/16/2020
Enertech Global, LLC | Tetco | TRT048A | MPD060 | Ground-Source | WBAHP-CB: Heat Pump Split Syst | Heat Pump | 208 | 1 | False |  |  | Single-Speed |  |  |  | 50700 | 2816 | 18 |  | 34200 | 2708 | 3.7 |  | Non Federally-Regulated | 02/21/2020 | 5317929 | 07/16/2020
Enertech Global, LLC | Tetco | TVS041*2***1 |  | Ground-Water-Source | WBAHP: Heat Pump Packaged Unit | Heat Pump | 208 | 3 |  |  |  | Single-Speed |  |  |  | 43000 | 1822 | 23.6 | 16.2 | 39200 | 2611 | 4.4 | 3.6 | Non Federally-Regulated | 12/06/2019 |  | 07/16/2020
Enertech Global, LLC | Tetco | TCT036D2 |  | Ground-Water-Source | WBAHP: Heat Pump Packaged Unit | Heat Pump | 208 | 3 |  |  |  | Single-Speed |  |  |  | 41700 | 1774 | 23.5 |  | 36700 | 2151 | 5 |  | Non Federally-Regulated | 02/21/2020 | 5646386 | 07/16/2020
Enertech Global, LLC | Tetco | TVS041*****1 |  | Water-Source | WBAHP: Heat Pump Packaged Unit | Heat Pump | 208 | 1 |  |  |  | Single-Speed |  |  |  | 38300 | 2487 | 15.4 | 11.2 | 46900 | 2695 | 5.1 | 4.2 | Federally-Regulated Commercial & Industrial Equipment | 12/06/2019 |  | 07/16/2020
Enertech Global, LLC | Tetco | TXT024D2 |  | Ground-Water-Source | WBAHP: Heat Pump Packaged Unit | Heat Pump | 230 | 3 |  |  |  | Single-Speed |  |  |  | 29600 | 1100 | 26.9 |  | 24700 | 1392 | 5.2 |  | Non Federally-Regulated | 02/21/2020 | 5646348 | 07/16/2020
Enertech Global, LLC | Tetco | TCT036D2 |  | Ground-Source | WBAHP: Heat Pump Packaged Unit | Heat Pump | 208 | 3 |  |  |  | Single-Speed |  |  |  | 38600 | 2109 | 18.3 |  | 28600 | 2044 | 4.1 |  | Non Federally-Regulated | 02/21/2020 | 5646386 | 07/16/2020
Enertech Global, LLC | Tetco | TXT036D2 |  | Ground-Water-Source | WBAHP: Heat Pump Packaged Unit | Heat Pump | 230 | 3 |  |  |  | Single-Speed |  |  |  | 42200 | 1758 | 24 |  | 37000 | 2126 | 5.1 |  | Non Federally-Regulated | 02/21/2020 | 5646376 | 07/16/2020
Enertech Global, LLC | Tetco | TCT048D2 |  | Ground-Water-Source | WBAHP: Heat Pump Packaged Unit | Heat Pump | 230 | 3 |  |  |  | Single-Speed |  |  |  | 53100 | 2435 | 21.8 |  | 46700 | 2975 | 4.6 |  | Non Federally-Regulated | 02/21/2020 | 5646770 | 07/16/2020
Enertech Global, LLC | Tetco | TCT048D2 |  | Ground-Water-Source | WBAHP: Heat Pump Packaged Unit | Heat Pump | 208 | 3 |  |  |  | Single-Speed |  |  |  | 53100 | 2435 | 21.8 |  | 46700 | 2975 | 4.6 |  | Non Federally-Regulated | 02/21/2020 | 5646770 | 07/16/2020
Enertech Global, LLC | Tetco | TVS041*****1 |  | Ground-Water-Source | WBAHP: Heat Pump Packaged Unit | Heat Pump | 208 | 1 |  |  |  | Single-Speed |  |  |  | 43000 | 1822 | 23.6 | 16.2 | 39200 | 2611 | 4.4 | 3.6 | Non Federally-Regulated | 12/06/2019 |  | 07/16/2020
Enertech Global, LLC | Tetco | TCT036D |  | Ground-Source | WBAHP: Heat Pump Packaged Unit | Heat Pump | 230 | 1 |  |  |  | Single-Speed |  |  |  | 38600 | 2109 | 18.3 |  | 28600 | 2044 | 4.1 |  | Non Federally-Regulated | 02/21/2020 | 5646383 | 07/16/2020
Enertech Global, LLC | Tetco | TXT036D3 |  | Ground-Water-Source | WBAHP: Heat Pump Packaged Unit | Heat Pump | 460 | 3 |  |  |  | Single-Speed |  |  |  | 42200 | 1758 | 24 |  | 37000 | 2126 | 5.1 |  | Non Federally-Regulated | 02/21/2020 | 5646379 | 07/16/2020
Enertech Global, LLC | Tetco | TXT048D |  | Ground-Water-Source | WBAHP: Heat Pump Packaged Unit | Heat Pump | 230 | 1 |  |  |  | Single-Speed |  |  |  | 53100 | 2402 | 22.1 |  | 47400 | 3019 | 4.6 |  | Non Federally-Regulated | 02/21/2020 | 5646393 | 07/16/2020
Enertech Global, LLC | Tetco | TXT024D |  | Ground-Water-Source | WBAHP: Heat Pump Packaged Unit | Heat Pump | 230 | 1 |  |  |  | Single-Speed |  |  |  | 29600 | 1100 | 26.9 |  | 24700 | 1392 | 5.2 |  | Non Federally-Regulated | 02/21/2020 | 5646345 | 07/16/2020
Enertech Global, LLC | Tetco | TRT060A | MPD060 | Ground-Source | WBAHP-CB: Heat Pump Split Syst | Heat Pump | 230 | 1 | False |  |  | Single-Speed |  |  |  | 61500 | 3575 | 17.2 |  | 45600 | 3818 | 3.5 |  | Non Federally-Regulated | 02/21/2020 | 5317935 | 07/16/2020
Enertech Global, LLC | Tetco | TXT048D2 |  | Ground-Source | WBAHP: Heat Pump Packaged Unit | Heat Pump | 230 | 3 |  |  |  | Single-Speed |  |  |  | 49000 | 2865 | 17.1 |  | 38200 | 2870 | 3.9 |  | Non Federally-Regulated | 02/21/2020 | 5646396 | 07/16/2020
Enertech Global, LLC | Tetco | TXT036D |  | Ground-Source | WBAHP: Heat Pump Packaged Unit | Heat Pump | 230 | 1 |  |  |  | Single-Speed |  |  |  | 38900 | 2125 | 18.3 |  | 29200 | 2037 | 4.2 |  | Non Federally-Regulated | 02/21/2020 | 5646373 | 07/16/2020
Enertech Global, LLC | Tetco | TXT048D |  | Ground-Water-Source | WBAHP: Heat Pump Packaged Unit | Heat Pump | 208 | 1 |  |  |  | Single-Speed |  |  |  | 53100 | 2402 | 22.1 |  | 47400 | 3019 | 4.6 |  | Non Federally-Regulated | 02/21/2020 | 5646393 | 07/16/2020
Enertech Global, LLC | Tetco | TCT048D2 |  | Ground-Source | WBAHP: Heat Pump Packaged Unit | Heat Pump | 230 | 3 |  |  |  | Single-Speed |  |  |  | 49000 | 2865 | 17.1 |  | 38000 | 2855 | 3.9 |  | Non Federally-Regulated | 02/21/2020 | 5646770 | 07/16/2020
Enertech Global, LLC | Tetco | TXT024D |  | Ground-Water-Source | WBAHP: Heat Pump Packaged Unit | Heat Pump | 208 | 1 |  |  |  | Single-Speed |  |  |  | 29600 | 1100 | 26.9 |  | 24700 | 1392 | 5.2 |  | Non Federally-Regulated | 02/21/2020 | 5646345 | 07/16/2020
Enertech Global, LLC | Tetco | TCT036D |  | Ground-Water-Source | WBAHP: Heat Pump Packaged Unit | Heat Pump | 230 | 1 |  |  |  | Single-Speed |  |  |  | 41700 | 1774 | 23.5 |  | 36700 | 2151 | 5 |  | Non Federally-Regulated | 02/21/2020 | 5646383 | 07/16/2020
Enertech Global, LLC | Tetco | TCT036D2 |  | Ground-Source | WBAHP: Heat Pump Packaged Unit | Heat Pump | 230 | 3 |  |  |  | Single-Speed |  |  |  | 38600 | 2109 | 18.3 |  | 28600 | 2044 | 4.1 |  | Non Federally-Regulated | 02/21/2020 | 5646386 | 07/16/2020
Enertech Global, LLC | Tetco | TXT048D2 |  | Ground-Water-Source | WBAHP: Heat Pump Packaged Unit | Heat Pump | 230 | 3 |  |  |  | Single-Speed |  |  |  | 53100 | 2402 | 22.1 |  | 47400 | 3019 | 4.6 |  | Non Federally-Regulated | 02/21/2020 | 5646396 | 07/16/2020
Enertech Global, LLC | Tetco | TZS060*2****B |  | Ground-Source | WBAHP: Heat Pump Packaged Unit | Heat Pump | 230 | 3 |  |  |  | Single-Speed |  |  |  | 60500 | 3398 | 17.8 | 13.4 | 49200 | 3794 | 3.8 | 3.1 | Non Federally-Regulated | 09/08/2017 |  | 07/16/2020
Enertech Global, LLC | Tetco | TZS060*****1B |  | Water-Source | WBAHP: Heat Pump Packaged Unit | Heat Pump | 230 | 1 |  |  |  | Single-Speed |  |  |  | 59300 | 3488 | 17 | 11.2 | 74700 | 4130 | 5.3 | 4.2 | Federally-Regulated Commercial & Industrial Equipment | 09/08/2017 |  | 07/16/2020
Enertech Global, LLC | Tetco | TZS036*****1B |  | Ground-Source | WBAHP: Heat Pump Packaged Unit | Heat Pump | 230 | 1 |  |  |  | Single-Speed |  |  |  | 38400 | 1969 | 19.5 | 13.4 | 27600 | 2022 | 4 | 3.1 | Non Federally-Regulated | 09/08/2017 |  | 07/16/2020
Enertech Global, LLC | Tetco | TZS060*2***1B |  | Water-Source | WBAHP: Heat Pump Packaged Unit | Heat Pump | 208 | 3 |  |  |  | Single-Speed |  |  |  | 59300 | 3488 | 17 | 11.2 | 74700 | 4130 | 5.3 | 4.2 | Federally-Regulated Commercial & Industrial Equipment | 09/08/2017 |  | 07/16/2020
Enertech Global, LLC | Tetco | TVT060 |  | Ground-Water-Source | WBAHP: Heat Pump Packaged Unit | Heat Pump | 208 | 1 |  |  |  | Single-Speed |  |  |  | 64200 | 2918 | 22 |  | 57500 | 3744 | 4.5 |  | Non Federally-Regulated | 02/21/2020 | 8738033 | 07/16/2020
Enertech Global, LLC | Tetco | TZS060*3****B |  | Water-Source | WBAHP: Heat Pump Packaged Unit | Heat Pump | 460 | 3 |  |  |  | Single-Speed |  |  |  | 58400 | 3792 | 15.4 | 11.2 | 75700 | 4527 | 4.9 | 4.2 | Federally-Regulated Commercial & Industrial Equipment | 09/08/2017 |  | 07/16/2020
Enertech Global, LLC | Tetco | TZS036******B |  | Water-Source | WBAHP: Heat Pump Packaged Unit | Heat Pump | 230 | 1 |  |  |  | Single-Speed |  |  |  | 35900 | 2301 | 15.6 | 11.2 | 43400 | 2595 | 4.9 | 4.2 | Federally-Regulated Commercial & Industrial Equipment | 09/08/2017 |  | 07/16/2020
Enertech Global, LLC | Tetco | TZS060******B |  | Water-Source | WBAHP: Heat Pump Packaged Unit | Heat Pump | 230 | 1 |  |  |  | Single-Speed |  |  |  | 58400 | 3792 | 15.4 | 11.2 | 75700 | 4527 | 4.9 | 4.2 | Federally-Regulated Commercial & Industrial Equipment | 09/08/2017 |  | 07/16/2020
Enertech Global, LLC | Tetco | TZS060*4****B |  | Ground-Source | WBAHP: Heat Pump Packaged Unit | Heat Pump | 575 | 3 |  |  |  | Single-Speed |  |  |  | 60500 | 3398 | 17.8 | 13.4 | 49200 | 3794 | 3.8 | 3.1 | Non Federally-Regulated | 11/28/2018 |  | 07/16/2020
Enertech Global, LLC | Tetco | TZS036*****1B |  | Water-Source | WBAHP: Heat Pump Packaged Unit | Heat Pump | 208 | 1 |  |  |  | Single-Speed |  |  |  | 36800 | 2190 | 16.8 | 11.2 | 43300 | 2394 | 5.3 | 4.2 | Federally-Regulated Commercial & Industrial Equipment | 09/08/2017 |  | 07/16/2020
Enertech Global, LLC | Tetco | TZS036*3***1B |  | Ground-Source | WBAHP: Heat Pump Packaged Unit | Heat Pump | 460 | 3 |  |  |  | Single-Speed |  |  |  | 38400 | 1969 | 19.5 | 13.4 | 27600 | 2022 | 4 | 3.1 | Non Federally-Regulated | 09/08/2017 |  | 07/16/2020
Enertech Global, LLC | Tetco | TVT060 |  | Ground-Source | WBAHP: Heat Pump Packaged Unit | Heat Pump | 208 | 1 |  |  |  | Single-Speed |  |  |  | 60900 | 3460 | 17.6 |  | 46300 | 3570 | 3.8 |  | Non Federally-Regulated | 02/21/2020 | 8738033 | 07/16/2020
Enertech Global, LLC | Tetco | TZS060*2****B |  | Ground-Source | WBAHP: Heat Pump Packaged Unit | Heat Pump | 208 | 3 |  |  |  | Single-Speed |  |  |  | 60500 | 3398 | 17.8 | 13.4 | 49200 | 3794 | 3.8 | 3.1 | Non Federally-Regulated | 09/08/2017 |  | 07/16/2020
Enertech Global, LLC | Tetco | TZS060*****1B |  | Ground-Source | WBAHP: Heat Pump Packaged Unit | Heat Pump | 208 | 1 |  |  |  | Single-Speed |  |  |  | 60700 | 3112 | 19.5 | 13.4 | 48200 | 3531 | 4 | 3.1 | Non Federally-Regulated | 09/08/2017 |  | 07/16/2020
Enertech Global, LLC | Tetco | TVT060 |  | Water-Source | WBAHP: Heat Pump Packaged Unit | Heat Pump | 230 | 1 |  |  |  | Single-Speed |  |  |  | 58600 | 3805 | 15.4 |  | 70500 | 4051 | 5.1 |  | Federally-Regulated Commercial & Industrial Equipment | 02/21/2020 | 8738033 | 07/16/2020
Enertech Global, LLC | Tetco | TVT060*A |  | Water-Source | WBAHP: Heat Pump Packaged Unit | Heat Pump | 265 | 1 |  |  |  | Single-Speed |  |  |  | 58600 | 3932 | 14.9 |  | 70500 | 4216 | 4.9 |  | Federally-Regulated Commercial & Industrial Equipment | 02/21/2020 | 8738042 | 07/16/2020
Enertech Global, LLC | Tetco | TZS060*2***1B |  | Water-Source | WBAHP: Heat Pump Packaged Unit | Heat Pump | 230 | 3 |  |  |  | Single-Speed |  |  |  | 59300 | 3488 | 17 | 11.2 | 74700 | 4130 | 5.3 | 4.2 | Federally-Regulated Commercial & Industrial Equipment | 09/08/2017 |  | 07/16/2020
Enertech Global, LLC | Tetco | TZS036*2***1B |  | Water-Source | WBAHP: Heat Pump Packaged Unit | Heat Pump | 230 | 3 |  |  |  | Single-Speed |  |  |  | 36800 | 2190 | 16.8 | 11.2 | 43300 | 2394 | 5.3 | 4.2 | Federally-Regulated Commercial & Industrial Equipment | 09/08/2017 |  | 07/16/2020
Enertech Global, LLC | Tetco | TZS036******B |  | Ground-Source | WBAHP: Heat Pump Packaged Unit | Heat Pump | 230 | 1 |  |  |  | Single-Speed |  |  |  | 37600 | 2077 | 18.1 | 13.4 | 27800 | 2202 | 3.7 | 3.1 | Non Federally-Regulated | 09/08/2017 |  | 07/16/2020
Enertech Global, LLC | Tetco | TZS036*2****B |  | Water-Source | WBAHP: Heat Pump Packaged Unit | Heat Pump | 230 | 3 |  |  |  | Single-Speed |  |  |  | 35900 | 2301 | 15.6 | 11.2 | 43400 | 2595 | 4.9 | 4.2 | Federally-Regulated Commercial & Industrial Equipment | 09/08/2017 |  | 07/16/2020
Enertech Global, LLC | Tetco | TZS060*****1B |  | Ground-Source | WBAHP: Heat Pump Packaged Unit | Heat Pump | 230 | 1 |  |  |  | Single-Speed |  |  |  | 60700 | 3112 | 19.5 | 13.4 | 48200 | 3531 | 4 | 3.1 | Non Federally-Regulated | 09/08/2017 |  | 07/16/2020
Enertech Global, LLC | Tetco | TZS036*A***1B |  | Water-Source | WBAHP: Heat Pump Packaged Unit | Heat Pump | 265 | 1 |  |  |  | Single-Speed |  |  |  | 36800 | 2190 | 16.8 | 11.2 | 43300 | 2394 | 5.3 | 4.2 | Federally-Regulated Commercial & Industrial Equipment | 09/08/2017 |  | 07/16/2020
Enertech Global, LLC | Tetco | TVT060 |  | Water-Source | WBAHP: Heat Pump Packaged Unit | Heat Pump | 208 | 1 |  |  |  | Single-Speed |  |  |  | 58600 | 3805 | 15.4 |  | 70500 | 4051 | 5.1 |  | Federally-Regulated Commercial & Industrial Equipment | 02/21/2020 | 8738033 | 07/16/2020
Enertech Global, LLC | Tetco | TZS036*4****B |  | Water-Source | WBAHP: Heat Pump Packaged Unit | Heat Pump | 575 | 3 |  |  |  | Single-Speed |  |  |  | 35900 | 2301 | 15.6 | 11.2 | 43400 | 2595 | 4.9 | 4.2 | Federally-Regulated Commercial & Industrial Equipment | 09/08/2017 |  | 07/16/2020
Enertech Global, LLC | Tetco | TZS036******B |  | Water-Source | WBAHP: Heat Pump Packaged Unit | Heat Pump | 208 | 1 |  |  |  | Single-Speed |  |  |  | 35900 | 2301 | 15.6 | 11.2 | 43400 | 2595 | 4.9 | 4.2 | Federally-Regulated Commercial & Industrial Equipment | 09/08/2017 |  | 07/16/2020
Enertech Global, LLC | Tetco | TZS060*4****B |  | Water-Source | WBAHP: Heat Pump Packaged Unit | Heat Pump | 575 | 3 |  |  |  | Single-Speed |  |  |  | 58400 | 3792 | 15.4 | 11.2 | 75700 | 4527 | 4.9 | 4.2 | Federally-Regulated Commercial & Industrial Equipment | 11/28/2018 |  | 07/16/2020
Enertech Global, LLC | Tetco | TZS036*A***1B |  | Ground-Source | WBAHP: Heat Pump Packaged Unit | Heat Pump | 265 | 1 |  |  |  | Single-Speed |  |  |  | 38400 | 1969 | 19.5 | 13.4 | 27600 | 2022 | 4 | 3.1 | Non Federally-Regulated | 09/08/2017 |  | 07/16/2020
Enertech Global, LLC | Tetco | TZS060******B |  | Water-Source | WBAHP: Heat Pump Packaged Unit | Heat Pump | 208 | 1 |  |  |  | Single-Speed |  |  |  | 58400 | 3792 | 15.4 | 11.2 | 75700 | 4527 | 4.9 | 4.2 | Federally-Regulated Commercial & Industrial Equipment | 09/08/2017 |  | 07/16/2020
Enertech Global, LLC | Tetco | TZS036*2***1B |  | Ground-Source | WBAHP: Heat Pump Packaged Unit | Heat Pump | 208 | 3 |  |  |  | Single-Speed |  |  |  | 38400 | 1969 | 19.5 | 13.4 | 27600 | 2022 | 4 | 3.1 | Non Federally-Regulated | 09/08/2017 |  | 07/16/2020
Enertech Global, LLC | Tetco | TVT060*A |  | Ground-Water-Source | WBAHP: Heat Pump Packaged Unit | Heat Pump | 265 | 1 |  |  |  | Single-Speed |  |  |  | 64200 | 3042 | 21.1 |  | 57500 | 3829 | 4.4 |  | Non Federally-Regulated | 02/21/2020 | 8738042 | 07/16/2020
Enertech Global, LLC | Tetco | TZS036*A****B |  | Water-Source | WBAHP: Heat Pump Packaged Unit | Heat Pump | 265 | 1 |  |  |  | Single-Speed |  |  |  | 35900 | 2301 | 15.6 | 11.2 | 43400 | 2595 | 4.9 | 4.2 | Federally-Regulated Commercial & Industrial Equipment | 09/08/2017 |  | 07/16/2020
Enertech Global, LLC | Tetco | TVT060*2 |  | Ground-Water-Source | WBAHP: Heat Pump Packaged Unit | Heat Pump | 230 | 3 |  |  |  | Single-Speed |  |  |  | 64200 | 2918 | 22 |  | 57500 | 3744 | 4.5 |  | Non Federally-Regulated | 02/21/2020 | 8738036 | 07/16/2020
Enertech Global, LLC | Tetco | TZS036*A****B |  | Ground-Source | WBAHP: Heat Pump Packaged Unit | Heat Pump | 265 | 1 |  |  |  | Single-Speed |  |  |  | 37600 | 2077 | 18.1 | 13.4 | 27800 | 2202 | 3.7 | 3.1 | Non Federally-Regulated | 09/08/2017 |  | 07/16/2020
Enertech Global, LLC | Tetco | TZS036*2****B |  | Ground-Source | WBAHP: Heat Pump Packaged Unit | Heat Pump | 208 | 3 |  |  |  | Single-Speed |  |  |  | 37600 | 2077 | 18.1 | 13.4 | 27800 | 2202 | 3.7 | 3.1 | Non Federally-Regulated | 09/08/2017 |  | 07/16/2020
Enertech Global, LLC | Tetco | TVT060*A |  | Ground-Source | WBAHP: Heat Pump Packaged Unit | Heat Pump | 265 | 1 |  |  |  | Single-Speed |  |  |  | 60900 | 3603 | 16.9 |  | 46300 | 3667 | 3.7 |  | Non Federally-Regulated | 02/21/2020 | 8738042 | 07/16/2020
Enertech Global, LLC | Tetco | TVT060 |  | Ground-Source | WBAHP: Heat Pump Packaged Unit | Heat Pump | 230 | 1 |  |  |  | Single-Speed |  |  |  | 60900 | 3460 | 17.6 |  | 46300 | 3570 | 3.8 |  | Non Federally-Regulated | 02/21/2020 | 8738033 | 07/16/2020
Enertech Global, LLC | Tetco | TZS036*2****B |  | Water-Source | WBAHP: Heat Pump Packaged Unit | Heat Pump | 208 | 3 |  |  |  | Single-Speed |  |  |  | 35900 | 2301 | 15.6 | 11.2 | 43400 | 2595 | 4.9 | 4.2 | Federally-Regulated Commercial & Industrial Equipment | 09/08/2017 |  | 07/16/2020
Enertech Global, LLC | Tetco | TVT060*2 |  | Ground-Source | WBAHP: Heat Pump Packaged Unit | Heat Pump | 230 | 3 |  |  |  | Single-Speed |  |  |  | 60900 | 3460 | 17.6 |  | 46300 | 3570 | 3.8 |  | Non Federally-Regulated | 02/21/2020 | 8738036 | 07/16/2020
Enertech Global, LLC | Tetco | TVT060 |  | Ground-Water-Source | WBAHP: Heat Pump Packaged Unit | Heat Pump | 230 | 1 |  |  |  | Single-Speed |  |  |  | 64200 | 2918 | 22 |  | 57500 | 3744 | 4.5 |  | Non Federally-Regulated | 02/21/2020 | 8738033 | 07/16/2020
Enertech Global, LLC | Tetco | TZS060*3***1B |  | Water-Source | WBAHP: Heat Pump Packaged Unit | Heat Pump | 460 | 3 |  |  |  | Single-Speed |  |  |  | 59300 | 3488 | 17 | 11.2 | 74700 | 4130 | 5.3 | 4.2 | Federally-Regulated Commercial & Industrial Equipment | 09/08/2017 |  | 07/16/2020
Enertech Global, LLC | Tetco | TZS036*3****B |  | Water-Source | WBAHP: Heat Pump Packaged Unit | Heat Pump | 460 | 3 |  |  |  | Single-Speed |  |  |  | 35900 | 2301 | 15.6 | 11.2 | 43400 | 2595 | 4.9 | 4.2 | Federally-Regulated Commercial & Industrial Equipment | 09/08/2017 |  | 07/16/2020
Enertech Global, LLC | Tetco | TRT024A | MCD024 | Ground-Source | WBAHP-C: Heat Pump Split Syste | Heat Pump | 208 | 1 | False |  |  | Single-Speed |  |  |  | 24700 | 1506 | 16.4 | 13.4 | 17600 | 1473 | 3.5 | 3.1 | Non Federally-Regulated | 12/06/2019 |  | 07/16/2020
Enertech Global, LLC | Tetco | TVT060*2 |  | Ground-Water-Source | WBAHP: Heat Pump Packaged Unit | Heat Pump | 208 | 3 |  |  |  | Single-Speed |  |  |  | 64200 | 2918 | 22 |  | 57500 | 3744 | 4.5 |  | Non Federally-Regulated | 02/21/2020 | 8738036 | 07/16/2020
Enertech Global, LLC | Tetco | TZS036******B |  | Ground-Source | WBAHP: Heat Pump Packaged Unit | Heat Pump | 208 | 1 |  |  |  | Single-Speed |  |  |  | 37600 | 2077 | 18.1 | 13.4 | 27800 | 2202 | 3.7 | 3.1 | Non Federally-Regulated | 09/08/2017 |  | 07/16/2020
Enertech Global, LLC | Tetco | TVT060*2 |  | Water-Source | WBAHP: Heat Pump Packaged Unit | Heat Pump | 230 | 3 |  |  |  | Single-Speed |  |  |  | 58600 | 3805 | 15.4 |  | 70500 | 4051 | 5.1 |  | Federally-Regulated Commercial & Industrial Equipment | 02/21/2020 | 8738036 | 07/16/2020
Enertech Global, LLC | Tetco | TZS060*2***1B |  | Ground-Source | WBAHP: Heat Pump Packaged Unit | Heat Pump | 230 | 3 |  |  |  | Single-Speed |  |  |  | 60700 | 3112 | 19.5 | 13.4 | 48200 | 3531 | 4 | 3.1 | Non Federally-Regulated | 09/08/2017 |  | 07/16/2020
Enertech Global, LLC | Tetco | TZS060*3****B |  | Ground-Source | WBAHP: Heat Pump Packaged Unit | Heat Pump | 460 | 3 |  |  |  | Single-Speed |  |  |  | 60500 | 3398 | 17.8 | 13.4 | 49200 | 3794 | 3.8 | 3.1 | Non Federally-Regulated | 09/08/2017 |  | 07/16/2020
Enertech Global, LLC | Tetco | TVT060*3 |  | Ground-Source | WBAHP: Heat Pump Packaged Unit | Heat Pump | 460 | 3 |  |  |  | Single-Speed |  |  |  | 60900 | 3460 | 17.6 |  | 46300 | 3570 | 3.8 |  | Non Federally-Regulated | 02/21/2020 | 8738039 | 07/16/2020
Enertech Global, LLC | Tetco | TZS060******B |  | Ground-Source | WBAHP: Heat Pump Packaged Unit | Heat Pump | 208 | 1 |  |  |  | Single-Speed |  |  |  | 60500 | 3398 | 17.8 | 13.4 | 49200 | 3794 | 3.8 | 3.1 | Non Federally-Regulated | 09/08/2017 |  | 07/16/2020
Enertech Global, LLC | Tetco | TVT060*2 |  | Water-Source | WBAHP: Heat Pump Packaged Unit | Heat Pump | 208 | 3 |  |  |  | Single-Speed |  |  |  | 58600 | 3805 | 15.4 |  | 70500 | 4051 | 5.1 |  | Federally-Regulated Commercial & Industrial Equipment | 02/21/2020 | 8738036 | 07/16/2020
Enertech Global, LLC | Tetco | TZS036*2***1B |  | Water-Source | WBAHP: Heat Pump Packaged Unit | Heat Pump | 208 | 3 |  |  |  | Single-Speed |  |  |  | 36800 | 2190 | 16.8 | 11.2 | 43300 | 2394 | 5.3 | 4.2 | Federally-Regulated Commercial & Industrial Equipment | 09/08/2017 |  | 07/16/2020
Enertech Global, LLC | Tetco | TRT024A | MPD024 | Ground-Source | WBAHP-CB: Heat Pump Split Syst | Heat Pump | 208 | 1 | False |  |  | Single-Speed |  |  |  | 24600 | 1556 | 15.8 |  | 18000 | 1598 | 3.3 |  | Non Federally-Regulated | 02/21/2020 | 5317916 | 07/16/2020
Enertech Global, LLC | Tetco | TZS036*2***1B |  | Ground-Source | WBAHP: Heat Pump Packaged Unit | Heat Pump | 230 | 3 |  |  |  | Single-Speed |  |  |  | 38400 | 1969 | 19.5 | 13.4 | 27600 | 2022 | 4 | 3.1 | Non Federally-Regulated | 09/08/2017 |  | 07/16/2020
Enertech Global, LLC | Tetco | TZS060*2***1B |  | Ground-Source | WBAHP: Heat Pump Packaged Unit | Heat Pump | 208 | 3 |  |  |  | Single-Speed |  |  |  | 60700 | 3112 | 19.5 | 13.4 | 48200 | 3531 | 4 | 3.1 | Non Federally-Regulated | 09/08/2017 |  | 07/16/2020
Enertech Global, LLC | Tetco | TZS036*3***1B |  | Water-Source | WBAHP: Heat Pump Packaged Unit | Heat Pump | 460 | 3 |  |  |  | Single-Speed |  |  |  | 36800 | 2190 | 16.8 | 11.2 | 43300 | 2394 | 5.3 | 4.2 | Federally-Regulated Commercial & Industrial Equipment | 09/08/2017 |  | 07/16/2020
Enertech Global, LLC | Tetco | TZS036*3****B |  | Ground-Source | WBAHP: Heat Pump Packaged Unit | Heat Pump | 460 | 3 |  |  |  | Single-Speed |  |  |  | 37600 | 2077 | 18.1 | 13.4 | 27800 | 2202 | 3.7 | 3.1 | Non Federally-Regulated | 09/08/2017 |  | 07/16/2020
Enertech Global, LLC | Tetco | TRT024A | MPD024 | Ground-Source | WBAHP-CB: Heat Pump Split Syst | Heat Pump | 230 | 1 | False |  |  | Single-Speed |  |  |  | 24600 | 1556 | 15.8 |  | 18000 | 1598 | 3.3 |  | Non Federally-Regulated | 02/21/2020 | 5317916 | 07/16/2020
Enertech Global, LLC | Tetco | TVT060*2 |  | Ground-Source | WBAHP: Heat Pump Packaged Unit | Heat Pump | 208 | 3 |  |  |  | Single-Speed |  |  |  | 60900 | 3460 | 17.6 |  | 46300 | 3570 | 3.8 |  | Non Federally-Regulated | 02/21/2020 | 8738036 | 07/16/2020
Enertech Global, LLC | Tetco | TVT060*3 |  | Ground-Water-Source | WBAHP: Heat Pump Packaged Unit | Heat Pump | 460 | 3 |  |  |  | Single-Speed |  |  |  | 64200 | 2918 | 22 |  | 57500 | 3744 | 4.5 |  | Non Federally-Regulated | 02/21/2020 | 8738039 | 07/16/2020
Enertech Global, LLC | Tetco | TVT060*3 |  | Water-Source | WBAHP: Heat Pump Packaged Unit | Heat Pump | 460 | 3 |  |  |  | Single-Speed |  |  |  | 58600 | 3805 | 15.4 |  | 70500 | 4051 | 5.1 |  | Federally-Regulated Commercial & Industrial Equipment | 02/21/2020 | 8738039 | 07/16/2020
Enertech Global, LLC | Tetco | TZS036*2****B |  | Ground-Source | WBAHP: Heat Pump Packaged Unit | Heat Pump | 230 | 3 |  |  |  | Single-Speed |  |  |  | 37600 | 2077 | 18.1 | 13.4 | 27800 | 2202 | 3.7 | 3.1 | Non Federally-Regulated | 09/08/2017 |  | 07/16/2020
Enertech Global, LLC | Tetco | TZS036*4****B |  | Ground-Source | WBAHP: Heat Pump Packaged Unit | Heat Pump | 575 | 3 |  |  |  | Single-Speed |  |  |  | 37600 | 2077 | 18.1 | 13.4 | 27800 | 2202 | 3.7 | 3.1 | Non Federally-Regulated | 09/08/2017 |  | 07/16/2020
Enertech Global, LLC | Tetco | TZS036*****1B |  | Ground-Source | WBAHP: Heat Pump Packaged Unit | Heat Pump | 208 | 1 |  |  |  | Single-Speed |  |  |  | 38400 | 1969 | 19.5 | 13.4 | 27600 | 2022 | 4 | 3.1 | Non Federally-Regulated | 09/08/2017 |  | 07/16/2020
Enertech Global, LLC | Tetco | TZS060*2****B |  | Water-Source | WBAHP: Heat Pump Packaged Unit | Heat Pump | 230 | 3 |  |  |  | Single-Speed |  |  |  | 58400 | 3792 | 15.4 | 11.2 | 75700 | 4527 | 4.9 | 4.2 | Federally-Regulated Commercial & Industrial Equipment | 09/08/2017 |  | 07/16/2020
Enertech Global, LLC | Tetco | TZS060*3***1B |  | Ground-Source | WBAHP: Heat Pump Packaged Unit | Heat Pump | 460 | 3 |  |  |  | Single-Speed |  |  |  | 60700 | 3112 | 19.5 | 13.4 | 48200 | 3531 | 4 | 3.1 | Non Federally-Regulated | 09/08/2017 |  | 07/16/2020
Enertech Global, LLC | Tetco | TZS036*****1B |  | Water-Source | WBAHP: Heat Pump Packaged Unit | Heat Pump | 230 | 1 |  |  |  | Single-Speed |  |  |  | 36800 | 2190 | 16.8 | 11.2 | 43300 | 2394 | 5.3 | 4.2 | Federally-Regulated Commercial & Industrial Equipment | 09/08/2017 |  | 07/16/2020
Enertech Global, LLC | Tetco | TZS060*2****B |  | Water-Source | WBAHP: Heat Pump Packaged Unit | Heat Pump | 208 | 3 |  |  |  | Single-Speed |  |  |  | 58400 | 3792 | 15.4 | 11.2 | 75700 | 4527 | 4.9 | 4.2 | Federally-Regulated Commercial & Industrial Equipment | 09/08/2017 |  | 07/16/2020
Enertech Global, LLC | Tetco | TZS060******B |  | Ground-Source | WBAHP: Heat Pump Packaged Unit | Heat Pump | 230 | 1 |  |  |  | Single-Speed |  |  |  | 60500 | 3398 | 17.8 | 13.4 | 49200 | 3794 | 3.8 | 3.1 | Non Federally-Regulated | 09/08/2017 |  | 07/16/2020
Enertech Global, LLC | Tetco | TRT024A | ACD024 | Ground-Source | WBAHP-C: Heat Pump Split Syste | Heat Pump | 208 | 1 | False |  |  | Single-Speed |  |  |  | 24700 | 1506 | 16.4 | 13.4 | 17600 | 1473 | 3.5 | 3.1 | Non Federally-Regulated | 12/06/2019 |  | 07/16/2020
Enertech Global, LLC | Tetco | TZS060*****1B |  | Water-Source | WBAHP: Heat Pump Packaged Unit | Heat Pump | 208 | 1 |  |  |  | Single-Speed |  |  |  | 59300 | 3488 | 17 | 11.2 | 74700 | 4130 | 5.3 | 4.2 | Federally-Regulated Commercial & Industrial Equipment | 09/08/2017 |  | 07/16/2020
Enertech Global, LLC | Tetco | TRT024A | ACD024 | Ground-Source | WBAHP-C: Heat Pump Split Syste | Heat Pump | 230 | 1 | False |  |  | Single-Speed |  |  |  | 24700 | 1506 | 16.4 | 13.4 | 17600 | 1473 | 3.5 | 3.1 | Non Federally-Regulated | 11/30/2016 |  | 07/16/2020
Enertech Global, LLC | GEOCOMFORT | GZT024*2 |  | Ground-Source | WBAHP: Heat Pump Packaged Unit | Heat Pump | 208 | 3 |  |  |  | Single-Speed |  |  |  | 26400 | 1442 | 18.3 | 13.4 | 18300 | 1375 | 3.9 | 3.1 | Non Federally-Regulated | 12/06/2019 |  | 07/16/2020
Enertech Global, LLC | GEOCOMFORT | GZT048*A |  | Water-Source | WBAHP: Heat Pump Packaged Unit | Heat Pump | 265 | 1 |  |  |  | Single-Speed |  |  |  | 46500 | 3079 | 15.1 | 11.2 | 55300 | 3376 | 4.8 | 4.2 | Federally-Regulated Commercial & Industrial Equipment | 12/06/2019 |  | 07/16/2020
Enertech Global, LLC | GEOCOMFORT | GBT048 | MPD060 | Ground-Water-Source | WBAHP-CB: Heat Pump Split Syst | Heat Pump | 208 | 1 | False |  |  | Single-Speed |  |  |  | 55700 | 2125 | 26.2 | 16.2 | 45700 | 2911 | 4.6 | 3.6 | Non Federally-Regulated | 02/08/2019 |  | 07/16/2020
Enertech Global, LLC | GEOCOMFORT | GVS041 |  | Water-Source | WBAHP: Heat Pump Packaged Unit | Heat Pump | 208 | 1 |  |  |  | Single-Speed |  |  |  | 37100 | 2506 | 14.8 | 11.2 | 46800 | 2981 | 4.6 | 4.2 | Federally-Regulated Commercial & Industrial Equipment | 12/06/2019 |  | 07/16/2020
Enertech Global, LLC | GEOCOMFORT | GZT024*3 |  | Ground-Source | WBAHP: Heat Pump Packaged Unit | Heat Pump | 460 | 3 |  |  |  | Single-Speed |  |  |  | 26400 | 1442 | 18.3 | 13.4 | 18300 | 1375 | 3.9 | 3.1 | Non Federally-Regulated | 12/06/2019 |  | 07/16/2020
Enertech Global, LLC | GEOCOMFORT | GZT048*3 |  | Ground-Water-Source | WBAHP: Heat Pump Packaged Unit | Heat Pump | 460 | 3 |  |  |  | Single-Speed |  |  |  | 52200 | 2361 | 22.1 | 16.2 | 45900 | 3128 | 4.3 | 3.6 | Non Federally-Regulated | 12/06/2019 |  | 07/16/2020
Enertech Global, LLC | GEOCOMFORT | GVS041 |  | Ground-Source | WBAHP: Heat Pump Packaged Unit | Heat Pump | 208 | 1 |  |  |  | Single-Speed |  |  |  | 38700 | 2263 | 17.1 | 13.4 | 31100 | 2531 | 3.6 | 3.1 | Non Federally-Regulated | 12/06/2019 |  | 07/16/2020
Enertech Global, LLC | GEOCOMFORT | GZT024*A |  | Water-Source | WBAHP: Heat Pump Packaged Unit | Heat Pump | 265 | 1 |  |  |  | Single-Speed |  |  |  | 25300 | 1591 | 15.9 | 11.2 | 28800 | 1623 | 5.2 | 4.2 | Federally-Regulated Commercial & Industrial Equipment | 12/06/2019 |  | 07/16/2020
Enertech Global, LLC | GEOCOMFORT | GBT048 | ACD060 | Ground-Water-Source | WBAHP-C: Heat Pump Split Syste | Heat Pump | 208 | 1 | False |  |  | Single-Speed |  |  |  | 54100 | 2172 | 24.9 | 16.2 | 46500 | 2962 | 4.6 | 3.6 | Non Federally-Regulated | 02/08/2019 |  | 07/16/2020
Enertech Global, LLC | GEOCOMFORT | GBT048 | MCD060 | Water-Source | WBAHP-C: Heat Pump Split Syste | Heat Pump | 208 | 1 | False |  |  | Single-Speed |  |  |  | 48600 | 2945 | 16.5 | 12 | 55000 | 3099 | 5.2 | 4.2 | Federally-Regulated Commercial & Industrial Equipment | 02/08/2019 |  | 07/16/2020
Enertech Global, LLC | GEOCOMFORT | GZT024*2 |  | Water-Source | WBAHP: Heat Pump Packaged Unit | Heat Pump | 208 | 3 |  |  |  | Single-Speed |  |  |  | 25300 | 1591 | 15.9 | 11.2 | 28800 | 1623 | 5.2 | 4.2 | Federally-Regulated Commercial & Industrial Equipment | 12/06/2019 |  | 07/16/2020
Enertech Global, LLC | GEOCOMFORT | GZT024*2 |  | Ground-Water-Source | WBAHP: Heat Pump Packaged Unit | Heat Pump | 208 | 3 |  |  |  | Single-Speed |  |  |  | 28200 | 1189 | 23.7 | 16.2 | 22900 | 1459 | 4.6 | 3.6 | Non Federally-Regulated | 12/06/2019 |  | 07/16/2020
Enertech Global, LLC | GEOCOMFORT | GBT048 | MCD060 | Ground-Water-Source | WBAHP-C: Heat Pump Split Syste | Heat Pump | 208 | 1 | False |  |  | Single-Speed |  |  |  | 54100 | 2172 | 24.9 | 16.2 | 46500 | 2962 | 4.6 | 3.6 | Non Federally-Regulated | 02/08/2019 |  | 07/16/2020
Enertech Global, LLC | GEOCOMFORT | GBT048*2 | MPD060 | Ground-Source | WBAHP-CB: Heat Pump Split Syst | Heat Pump | 208 | 3 | False |  |  | Single-Speed |  |  |  | 51500 | 2587 | 19.9 | 13.4 | 37300 | 2802 | 3.9 | 3.1 | Non Federally-Regulated | 11/28/2018 |  | 07/16/2020
Enertech Global, LLC | GEOCOMFORT | GBT048 | ACD060 | Ground-Source | WBAHP-C: Heat Pump Split Syste | Heat Pump | 208 | 1 | False |  |  | Single-Speed |  |  |  | 50800 | 2645 | 19.2 | 13.4 | 37200 | 2725 | 4 | 3.1 | Non Federally-Regulated | 02/08/2019 |  | 07/16/2020
Enertech Global, LLC | GEOCOMFORT | GZT024 |  | Ground-Source | WBAHP: Heat Pump Packaged Unit | Heat Pump | 208 | 1 |  |  |  | Single-Speed |  |  |  | 26400 | 1442 | 18.3 | 13.4 | 18300 | 1375 | 3.9 | 3.1 | Non Federally-Regulated | 12/06/2019 |  | 07/16/2020
Enertech Global, LLC | GEOCOMFORT | GBT048 | ACD060 | Water-Source | WBAHP-C: Heat Pump Split Syste | Heat Pump | 208 | 1 | False |  |  | Single-Speed |  |  |  | 48600 | 2945 | 16.5 | 12 | 55000 | 3099 | 5.2 | 4.2 | Federally-Regulated Commercial & Industrial Equipment | 02/08/2019 |  | 07/16/2020
Enertech Global, LLC | GEOCOMFORT | GBT048*2 | MPD060 | Water-Source | WBAHP-CB: Heat Pump Split Syst | Heat Pump | 208 | 3 | False |  |  | Single-Speed |  |  |  | 49200 | 2894 | 17 | 12 | 54000 | 3103 | 5.1 | 4.2 | Federally-Regulated Commercial & Industrial Equipment | 11/28/2018 |  | 07/16/2020
Enertech Global, LLC | GEOCOMFORT | GZT048*A |  | Ground-Water-Source | WBAHP: Heat Pump Packaged Unit | Heat Pump | 265 | 1 |  |  |  | Single-Speed |  |  |  | 52200 | 2361 | 22.1 | 16.2 | 45900 | 3128 | 4.3 | 3.6 | Non Federally-Regulated | 12/06/2019 |  | 07/16/2020
Enertech Global, LLC | GEOCOMFORT | GBT048 | MPD060 | Water-Source | WBAHP-CB: Heat Pump Split Syst | Heat Pump | 208 | 1 | False |  |  | Single-Speed |  |  |  | 49200 | 2894 | 17 | 12 | 54000 | 3103 | 5.1 | 4.2 | Federally-Regulated Commercial & Industrial Equipment | 02/08/2019 |  | 07/16/2020
Enertech Global, LLC | GEOCOMFORT | GBT048 | MPD060 | Ground-Source | WBAHP-CB: Heat Pump Split Syst | Heat Pump | 208 | 1 | False |  |  | Single-Speed |  |  |  | 51500 | 2587 | 19.9 | 13.4 | 37300 | 2802 | 3.9 | 3.1 | Non Federally-Regulated | 02/08/2019 |  | 07/16/2020
Enertech Global, LLC | GEOCOMFORT | GZT024*3 |  | Ground-Water-Source | WBAHP: Heat Pump Packaged Unit | Heat Pump | 460 | 3 |  |  |  | Single-Speed |  |  |  | 28200 | 1189 | 23.7 | 16.2 | 22900 | 1459 | 4.6 | 3.6 | Non Federally-Regulated | 12/06/2019 |  | 07/16/2020
Enertech Global, LLC | GEOCOMFORT | GVS041*2 |  | Ground-Source | WBAHP: Heat Pump Packaged Unit | Heat Pump | 208 | 3 |  |  |  | Single-Speed |  |  |  | 38700 | 2263 | 17.1 | 13.4 | 31100 | 2531 | 3.6 | 3.1 | Non Federally-Regulated | 12/06/2019 |  | 07/16/2020
Enertech Global, LLC | GEOCOMFORT | GBT048 | MCD060 | Ground-Source | WBAHP-C: Heat Pump Split Syste | Heat Pump | 208 | 1 | False |  |  | Single-Speed |  |  |  | 50800 | 2645 | 19.2 | 13.4 | 37200 | 2725 | 4 | 3.1 | Non Federally-Regulated | 02/08/2019 |  | 07/16/2020
Enertech Global, LLC | GEOCOMFORT | GVS041 |  | Ground-Water-Source | WBAHP: Heat Pump Packaged Unit | Heat Pump | 208 | 1 |  |  |  | Single-Speed |  |  |  | 41400 | 1856 | 22.3 | 16.2 | 38900 | 2780 | 4.1 | 3.6 | Non Federally-Regulated | 12/06/2019 |  | 07/16/2020
Enertech Global, LLC | GEOCOMFORT | GZT048*2 |  | Water-Source | WBAHP: Heat Pump Packaged Unit | Heat Pump | 208 | 3 |  |  |  | Single-Speed |  |  |  | 46500 | 3079 | 15.1 | 11.2 | 55300 | 3376 | 4.8 | 4.2 | Federally-Regulated Commercial & Industrial Equipment | 12/06/2019 |  | 07/16/2020
Enertech Global, LLC | GEOCOMFORT | GZT048*3 |  | Water-Source | WBAHP: Heat Pump Packaged Unit | Heat Pump | 460 | 3 |  |  |  | Single-Speed |  |  |  | 46500 | 3079 | 15.1 | 11.2 | 55300 | 3376 | 4.8 | 4.2 | Federally-Regulated Commercial & Industrial Equipment | 12/06/2019 |  | 07/16/2020
Enertech Global, LLC | GEOCOMFORT | GZT048*2 |  | Ground-Water-Source | WBAHP: Heat Pump Packaged Unit | Heat Pump | 208 | 3 |  |  |  | Single-Speed |  |  |  | 52200 | 2361 | 22.1 | 16.2 | 45900 | 3128 | 4.3 | 3.6 | Non Federally-Regulated | 12/06/2019 |  | 07/16/2020
Enertech Global, LLC | GEOCOMFORT | GZT048*3 |  | Ground-Source | WBAHP: Heat Pump Packaged Unit | Heat Pump | 460 | 3 |  |  |  | Single-Speed |  |  |  | 48700 | 2815 | 17.3 | 13.4 | 36900 | 3004 | 3.6 | 3.1 | Non Federally-Regulated | 12/06/2019 |  | 07/16/2020
Enertech Global, LLC | GEOCOMFORT | GBT048*2 | MPD060 | Ground-Water-Source | WBAHP-CB: Heat Pump Split Syst | Heat Pump | 208 | 3 | False |  |  | Single-Speed |  |  |  | 55700 | 2125 | 26.2 | 16.2 | 45700 | 2911 | 4.6 | 3.6 | Non Federally-Regulated | 11/28/2018 |  | 07/16/2020
Enertech Global, LLC | GEOCOMFORT | GZT024*A |  | Ground-Source | WBAHP: Heat Pump Packaged Unit | Heat Pump | 265 | 1 |  |  |  | Single-Speed |  |  |  | 26400 | 1442 | 18.3 | 13.4 | 18300 | 1375 | 3.9 | 3.1 | Non Federally-Regulated | 12/06/2019 |  | 07/16/2020
Enertech Global, LLC | GEOCOMFORT | GVS041*2 |  | Ground-Water-Source | WBAHP: Heat Pump Packaged Unit | Heat Pump | 208 | 3 |  |  |  | Single-Speed |  |  |  | 41400 | 1856 | 22.3 | 16.2 | 38900 | 2780 | 4.1 | 3.6 | Non Federally-Regulated | 12/06/2019 |  | 07/16/2020
Enertech Global, LLC | GEOCOMFORT | GZT048*A |  | Ground-Source | WBAHP: Heat Pump Packaged Unit | Heat Pump | 265 | 1 |  |  |  | Single-Speed |  |  |  | 48700 | 2815 | 17.3 | 13.4 | 36900 | 3004 | 3.6 | 3.1 | Non Federally-Regulated | 12/06/2019 |  | 07/16/2020
Enertech Global, LLC | GEOCOMFORT | GZT024*A |  | Ground-Water-Source | WBAHP: Heat Pump Packaged Unit | Heat Pump | 265 | 1 |  |  |  | Single-Speed |  |  |  | 28200 | 1189 | 23.7 | 16.2 | 22900 | 1459 | 4.6 | 3.6 | Non Federally-Regulated | 12/06/2019 |  | 07/16/2020
Enertech Global, LLC | GEOCOMFORT | GZT048*2 |  | Ground-Source | WBAHP: Heat Pump Packaged Unit | Heat Pump | 208 | 3 |  |  |  | Single-Speed |  |  |  | 48700 | 2815 | 17.3 | 13.4 | 36900 | 3004 | 3.6 | 3.1 | Non Federally-Regulated | 12/06/2019 |  | 07/16/2020
Enertech Global, LLC | GEOCOMFORT | GZT024 |  | Ground-Water-Source | WBAHP: Heat Pump Packaged Unit | Heat Pump | 208 | 1 |  |  |  | Single-Speed |  |  |  | 28200 | 1189 | 23.7 | 16.2 | 22900 | 1459 | 4.6 | 3.6 | Non Federally-Regulated | 12/06/2019 |  | 07/16/2020
Enertech Global, LLC | GEOCOMFORT | GZT024*3 |  | Water-Source | WBAHP: Heat Pump Packaged Unit | Heat Pump | 460 | 3 |  |  |  | Single-Speed |  |  |  | 25300 | 1591 | 15.9 | 11.2 | 28800 | 1623 | 5.2 | 4.2 | Federally-Regulated Commercial & Industrial Equipment | 12/06/2019 |  | 07/16/2020
Enertech Global, LLC | GEOCOMFORT | GZT024 |  | Water-Source | WBAHP: Heat Pump Packaged Unit | Heat Pump | 208 | 1 |  |  |  | Single-Speed |  |  |  | 25300 | 1591 | 15.9 | 11.2 | 28800 | 1623 | 5.2 | 4.2 | Federally-Regulated Commercial & Industrial Equipment | 12/06/2019 |  | 07/16/2020
ClimateMaster Inc. | TRANQUILITY 20 | TSH/V/D060C*K |  | Ground-Source | WBAHP: Heat Pump Packaged Unit | Heat Pump | 230 | 1 |  |  |  | Single-Speed |  |  |  | 64400 | 3500 | 18.4 |  | 46400 | 3486 | 3.9 |  | Non Federally-Regulated | 05/13/2020 | 7426596 | 07/16/2020
ClimateMaster Inc. | TRANQUILITY 20 | TSH/V/D030C*K |  | Water-Source | WBAHP: Heat Pump Packaged Unit | Heat Pump | 208 | 1 |  |  |  | Single-Speed |  |  |  | 28000 | 1618 | 17.3 |  | 35100 | 1773 | 5.8 |  | Federally-Regulated Commercial & Industrial Equipment | 05/13/2020 | 7426575 | 07/16/2020
ClimateMaster Inc. | TRANQUILITY 20 | TSH/V/D042C*K |  | Ground-Water-Source | WBAHP: Heat Pump Packaged Unit | Heat Pump | 208 | 1 |  |  |  | Single-Speed |  |  |  | 44400 | 1505 | 29.5 |  | 35200 | 1983 | 5.2 |  | Non Federally-Regulated | 05/06/2020 | 7426587 | 07/16/2020
ClimateMaster Inc. | TRANQUILITY 20 | TSH/V/D048C*K |  | Water-Source | WBAHP: Heat Pump Packaged Unit | Heat Pump | 208 | 1 |  |  |  | Single-Speed |  |  |  | 48900 | 2843 | 17.2 |  | 57700 | 3252 | 5.2 |  | Federally-Regulated Commercial & Industrial Equipment | 05/13/2020 | 7426590 | 07/16/2020
ClimateMaster Inc. | TRANQUILITY 20 | TSH/V/D060C*K |  | Water-Source | WBAHP: Heat Pump Packaged Unit | Heat Pump | 208 | 1 |  |  |  | Single-Speed |  |  |  | 63200 | 3674 | 17.2 |  | 73200 | 3972 | 5.4 |  | Federally-Regulated Commercial & Industrial Equipment | 05/13/2020 | 7426596 | 07/16/2020
ClimateMaster Inc. | TRANQUILITY 20 | TSH/V/D030C*K |  | Ground-Water-Source | WBAHP: Heat Pump Packaged Unit | Heat Pump | 208 | 1 |  |  |  | Single-Speed |  |  |  | 30800 | 1153 | 26.7 |  | 28000 | 1674 | 4.9 |  | Non Federally-Regulated | 05/13/2020 | 7426575 | 07/16/2020
ClimateMaster Inc. | TRANQUILITY 20 | TSH/V/D030C*K |  | Ground-Source | WBAHP: Heat Pump Packaged Unit | Heat Pump | 208 | 1 |  |  |  | Single-Speed |  |  |  | 29200 | 1505 | 19.4 |  | 22000 | 1572 | 4.1 |  | Non Federally-Regulated | 05/13/2020 | 7426575 | 07/16/2020
ClimateMaster Inc. | TRANQUILITY 20 | TSH/V/D060C*K |  | Ground-Source | WBAHP: Heat Pump Packaged Unit | Heat Pump | 208 | 1 |  |  |  | Single-Speed |  |  |  | 64400 | 3500 | 18.4 |  | 46400 | 3486 | 3.9 |  | Non Federally-Regulated | 05/13/2020 | 7426596 | 07/16/2020
ClimateMaster Inc. | TRANQUILITY 20 | TSH/V/D042C*K |  | Ground-Source | WBAHP: Heat Pump Packaged Unit | Heat Pump | 208 | 1 |  |  |  | Single-Speed |  |  |  | 40700 | 1858 | 21.9 |  | 27400 | 1958 | 4.1 |  | Non Federally-Regulated | 05/06/2020 | 7426587 | 07/16/2020
ClimateMaster Inc. | TRANQUILITY 20 | TSH/V/D042C*K |  | Water-Source | WBAHP: Heat Pump Packaged Unit | Heat Pump | 208 | 1 |  |  |  | Single-Speed |  |  |  | 39400 | 2010 | 19.6 |  | 45100 | 2202 | 6 |  | Federally-Regulated Commercial & Industrial Equipment | 05/06/2020 | 7426587 | 07/16/2020
ClimateMaster Inc. | TRANQUILITY 20 | TSH/V/D042C |  | Ground-Source | WBAHP: Heat Pump Packaged Unit | Heat Pump | 208 | 1 |  |  |  | Single-Speed |  |  |  | 40100 | 2067 | 19.4 |  | 28700 | 2213 | 3.8 |  | Non Federally-Regulated | 05/06/2020 | 7426584 | 07/16/2020
ClimateMaster Inc. | TRANQUILITY 20 | TSH/V/D048C*K |  | Ground-Water-Source | WBAHP: Heat Pump Packaged Unit | Heat Pump | 208 | 1 |  |  |  | Single-Speed |  |  |  | 53700 | 2246 | 23.9 |  | 45700 | 3043 | 4.4 |  | Non Federally-Regulated | 05/13/2020 | 7426590 | 07/16/2020
ClimateMaster Inc. | TRANQUILITY 20 | TSH/V/D042C |  | Water-Source | WBAHP: Heat Pump Packaged Unit | Heat Pump | 208 | 1 |  |  |  | Single-Speed |  |  |  | 38500 | 2238 | 17.2 |  | 46300 | 2423 | 5.6 |  | Federally-Regulated Commercial & Industrial Equipment | 05/06/2020 | 7426584 | 07/16/2020
ClimateMaster Inc. | TRANQUILITY 20 | TSH/V/D060C*K |  | Water-Source | WBAHP: Heat Pump Packaged Unit | Heat Pump | 230 | 1 |  |  |  | Single-Speed |  |  |  | 63200 | 3674 | 17.2 |  | 73200 | 3972 | 5.4 |  | Federally-Regulated Commercial & Industrial Equipment | 05/13/2020 | 7426596 | 07/16/2020
ClimateMaster Inc. | TRANQUILITY 20 | TSH/V/D048C*K |  | Ground-Source | WBAHP: Heat Pump Packaged Unit | Heat Pump | 208 | 1 |  |  |  | Single-Speed |  |  |  | 50600 | 2691 | 18.8 |  | 36100 | 2859 | 3.7 |  | Non Federally-Regulated | 05/13/2020 | 7426590 | 07/16/2020
ClimateMaster Inc. | TRANQUILITY 20 | TSH/V/D042C |  | Ground-Water-Source | WBAHP: Heat Pump Packaged Unit | Heat Pump | 208 | 1 |  |  |  | Single-Speed |  |  |  | 43700 | 1720 | 25.4 |  | 36200 | 2257 | 4.7 |  | Non Federally-Regulated | 05/06/2020 | 7426584 | 07/16/2020
FHP Manufacturing Company | Bosch | LM048-1VT/CF/HZ*-*****A |  | Ground-Source | WBAHP: Heat Pump Packaged Unit | Both Heat Pump and Electric Re | 208 | 1 |  |  |  | Dual-Speed |  |  |  | 51300 | 2850 | 18 | 13.4 | 36900 | 2772 | 3.9 | 3.1 | Non Federally-Regulated | 12/10/2018 |  | 07/16/2020
FHP Manufacturing Company | Bosch | LM024-3CF/HZ/VT*-*****A |  | Water-Source | WBAHP: Heat Pump Packaged Unit | Heat Pump | 208 | 3 |  |  |  | Dual-Speed |  |  |  | 25500 | 1465 | 17.4 | 11.2 | 29200 | 1528 | 5.6 | 4.2 | Federally-Regulated Commercial & Industrial Equipment | 03/15/2019 |  | 07/16/2020
FHP Manufacturing Company | Bosch | LM024-1CF/HZ/VT*-*****A |  | Ground-Water-Source | WBAHP: Heat Pump Packaged Unit | Heat Pump | 208 | 1 |  |  |  | Dual-Speed |  |  |  | 29000 | 1094 | 26.5 | 16.2 | 23500 | 1405 | 4.9 | 3.6 | Non Federally-Regulated | 03/15/2019 |  | 07/16/2020
FHP Manufacturing Company | Bosch | LM048-4VT/CF/HZ*-*****A |  | Ground-Source | WBAHP: Heat Pump Packaged Unit | Both Heat Pump and Electric Re | 460 | 3 |  |  |  | Dual-Speed |  |  |  | 51300 | 2850 | 18 | 13.4 | 36900 | 2772 | 3.9 | 3.1 | Non Federally-Regulated | 03/15/2019 |  | 07/16/2020
FHP Manufacturing Company | Bosch | LM060-1VT/CF/HZ*-*****A |  | Water-Source | WBAHP: Heat Pump Packaged Unit | Both Heat Pump and Electric Re | 208 | 1 |  |  |  | Dual-Speed |  |  |  | 63800 | 4129 | 15.45 | 11.2 | 73300 | 4475 | 4.8 | 4.2 | Federally-Regulated Commercial & Industrial Equipment | 04/24/2019 |  | 07/16/2020
FHP Manufacturing Company | Bosch | LM048-1VT/CF/HZ*-*****A |  | Water-Source | WBAHP: Heat Pump Packaged Unit | Both Heat Pump and Electric Re | 208 | 1 |  |  |  | Dual-Speed |  |  |  | 49200 | 3174 | 15.5 | 11.2 | 56100 | 3255 | 5.1 | 4.2 | Federally-Regulated Commercial & Industrial Equipment | 12/10/2018 |  | 07/16/2020
FHP Manufacturing Company | Bosch | LM048-3VT/CF/HZ*-*****A |  | Ground-Water-Source | WBAHP: Heat Pump Packaged Unit | Both Heat Pump and Electric Re | 208 | 3 |  |  |  | Dual-Speed |  |  |  | 55300 | 2323 | 23.8 | 16.2 | 46300 | 2982 | 4.6 | 3.6 | Non Federally-Regulated | 03/15/2019 |  | 07/16/2020
FHP Manufacturing Company | Bosch | LM024-3CF/HZ/VT*-*****A |  | Ground-Source | WBAHP: Heat Pump Packaged Unit | Heat Pump | 208 | 3 |  |  |  | Dual-Speed |  |  |  | 26600 | 1336 | 19.9 | 13.4 | 18000 | 1395 | 3.8 | 3.1 | Non Federally-Regulated | 03/15/2019 |  | 07/16/2020
FHP Manufacturing Company | Bosch | LM048-1VT/CF/HZ*-*****A |  | Ground-Water-Source | WBAHP: Heat Pump Packaged Unit | Both Heat Pump and Electric Re | 208 | 1 |  |  |  | Dual-Speed |  |  |  | 55300 | 2323 | 23.8 | 16.2 | 46300 | 2982 | 4.6 | 3.6 | Non Federally-Regulated | 12/10/2018 |  | 07/16/2020
FHP Manufacturing Company | Bosch | LM048-4VT/CF/HZ*-*****A |  | Ground-Water-Source | WBAHP: Heat Pump Packaged Unit | Both Heat Pump and Electric Re | 460 | 3 |  |  |  | Dual-Speed |  |  |  | 55300 | 2323 | 23.8 | 16.2 | 46300 | 2982 | 4.6 | 3.6 | Non Federally-Regulated | 03/15/2019 |  | 07/16/2020
FHP Manufacturing Company | Bosch | LM024-1CF/HZ/VT*-*****A |  | Water-Source | WBAHP: Heat Pump Packaged Unit | Heat Pump | 208 | 1 |  |  |  | Dual-Speed |  |  |  | 25500 | 1465 | 17.4 | 11.2 | 29200 | 1528 | 5.6 | 4.2 | Federally-Regulated Commercial & Industrial Equipment | 03/15/2019 |  | 07/16/2020
FHP Manufacturing Company | Bosch | LM024-4CF/HZ/VT*-*****A |  | Ground-Water-Source | WBAHP: Heat Pump Packaged Unit | Heat Pump | 460 | 3 |  |  |  | Dual-Speed |  |  |  | 29000 | 1094 | 26.5 | 16.2 | 23500 | 1405 | 4.9 | 3.6 | Non Federally-Regulated | 03/15/2019 |  | 07/16/2020
FHP Manufacturing Company | Bosch | LM024-2CF/HZ/VT*-*****A |  | Ground-Source | WBAHP: Heat Pump Packaged Unit | Heat Pump | 265 | 1 |  |  |  | Dual-Speed |  |  |  | 26600 | 1336 | 19.9 | 13.4 | 18000 | 1395 | 3.8 | 3.1 | Non Federally-Regulated | 03/15/2019 |  | 07/16/2020
FHP Manufacturing Company | Bosch | LM024-2CF/HZ/VT*-*****A |  | Ground-Water-Source | WBAHP: Heat Pump Packaged Unit | Heat Pump | 265 | 1 |  |  |  | Dual-Speed |  |  |  | 29000 | 1094 | 26.5 | 16.2 | 23500 | 1405 | 4.9 | 3.6 | Non Federally-Regulated | 03/15/2019 |  | 07/16/2020
FHP Manufacturing Company | Bosch | LM024-2CF/HZ/VT*-*****A |  | Water-Source | WBAHP: Heat Pump Packaged Unit | Heat Pump | 265 | 1 |  |  |  | Dual-Speed |  |  |  | 25500 | 1465 | 17.4 | 11.2 | 29200 | 1528 | 5.6 | 4.2 | Federally-Regulated Commercial & Industrial Equipment | 03/15/2019 |  | 07/16/2020
FHP Manufacturing Company | Bosch | LM024-4CF/HZ/VT*-*****A |  | Water-Source | WBAHP: Heat Pump Packaged Unit | Heat Pump | 460 | 3 |  |  |  | Dual-Speed |  |  |  | 25500 | 1465 | 17.4 | 11.2 | 29200 | 1528 | 5.6 | 4.2 | Federally-Regulated Commercial & Industrial Equipment | 03/15/2019 |  | 07/16/2020
FHP Manufacturing Company | Bosch | LM024-3CF/HZ/VT*-*****A |  | Ground-Water-Source | WBAHP: Heat Pump Packaged Unit | Heat Pump | 208 | 3 |  |  |  | Dual-Speed |  |  |  | 29000 | 1094 | 26.5 | 16.2 | 23500 | 1405 | 4.9 | 3.6 | Non Federally-Regulated | 03/15/2019 |  | 07/16/2020
FHP Manufacturing Company | Bosch | LM048-4VT/CF/HZ*-*****A |  | Water-Source | WBAHP: Heat Pump Packaged Unit | Both Heat Pump and Electric Re | 460 | 3 |  |  |  | Dual-Speed |  |  |  | 49200 | 3174 | 15.5 | 11.2 | 56100 | 3255 | 5.1 | 4.2 | Federally-Regulated Commercial & Industrial Equipment | 03/15/2019 |  | 07/16/2020
FHP Manufacturing Company | Bosch | LM024-4CF/HZ/VT*-*****A |  | Ground-Source | WBAHP: Heat Pump Packaged Unit | Heat Pump | 460 | 3 |  |  |  | Dual-Speed |  |  |  | 26600 | 1336 | 19.9 | 13.4 | 18000 | 1395 | 3.8 | 3.1 | Non Federally-Regulated | 03/15/2019 |  | 07/16/2020
FHP Manufacturing Company | Bosch | LM048-3VT/CF/HZ*-*****A |  | Water-Source | WBAHP: Heat Pump Packaged Unit | Both Heat Pump and Electric Re | 208 | 3 |  |  |  | Dual-Speed |  |  |  | 49200 | 3174 | 15.5 | 11.2 | 56100 | 3255 | 5.1 | 4.2 | Federally-Regulated Commercial & Industrial Equipment | 03/15/2019 |  | 07/16/2020
FHP Manufacturing Company | Bosch | LM024-1CF/HZ/VT*-*****A |  | Ground-Source | WBAHP: Heat Pump Packaged Unit | Heat Pump | 208 | 1 |  |  |  | Dual-Speed |  |  |  | 26600 | 1336 | 19.9 | 13.4 | 18000 | 1395 | 3.8 | 3.1 | Non Federally-Regulated | 03/15/2019 |  | 07/16/2020
FHP Manufacturing Company | Bosch | LM048-3VT/CF/HZ*-*****A |  | Ground-Source | WBAHP: Heat Pump Packaged Unit | Both Heat Pump and Electric Re | 208 | 3 |  |  |  | Dual-Speed |  |  |  | 51300 | 2850 | 18 | 13.4 | 36900 | 2772 | 3.9 | 3.1 | Non Federally-Regulated | 03/15/2019 |  | 07/16/2020
FHP Manufacturing Company | Bosch | LV060-4VTC-***P*C-**T/G |  | Water-Source | WBAHP: Heat Pump Packaged Unit | Heat Pump | 460 | 3 |  |  |  | Single-Speed |  |  |  | 59100 | 4345 | 13.6 | 11.2 | 77800 | 4750 | 4.8 | 4.2 | Federally-Regulated Commercial & Industrial Equipment | 12/06/2019 |  | 07/16/2020
FHP Manufacturing Company | Bosch | LV060-3VTC-***P*C-**T/G |  | Water-Source | WBAHP: Heat Pump Packaged Unit | Heat Pump | 208 | 3 |  |  |  | Single-Speed |  |  |  | 59100 | 4345 | 13.6 | 11.2 | 77800 | 4750 | 4.8 | 4.2 | Federally-Regulated Commercial & Industrial Equipment | 12/06/2019 |  | 07/16/2020
FHP Manufacturing Company | Bosch | LV060-1VTN-***T/A*C-**T/G |  | Ground-Source | WBAHP: Heat Pump Packaged Unit | Heat Pump | 208 | 1 |  |  |  | Single-Speed |  |  |  | 62200 | 3758 | 16.55 | 13.4 | 52400 | 3937 | 3.9 | 3.1 | Non Federally-Regulated | 12/06/2019 |  | 07/16/2020
FHP Manufacturing Company | Bosch | LV060-1VTC-***P*C-**T/G |  | Ground-Source | WBAHP: Heat Pump Packaged Unit | Heat Pump | 208 | 1 |  |  |  | Single-Speed |  |  |  | 61600 | 3898 | 15.8 | 13.4 | 53400 | 4173 | 3.8 | 3.1 | Non Federally-Regulated | 12/06/2019 |  | 07/16/2020
FHP Manufacturing Company | Bosch | LV060-4VTN-***T/A*C-**T/G |  | Water-Source | WBAHP: Heat Pump Packaged Unit | Heat Pump | 460 | 3 |  |  |  | Single-Speed |  |  |  | 59600 | 4138 | 14.4 | 11.2 | 77000 | 4558 | 5 | 4.2 | Federally-Regulated Commercial & Industrial Equipment | 12/06/2019 |  | 07/16/2020
FHP Manufacturing Company | Bosch | LV060-1VTC-***P*C-**T/G |  | Water-Source | WBAHP: Heat Pump Packaged Unit | Heat Pump | 208 | 1 |  |  |  | Single-Speed |  |  |  | 59100 | 4345 | 13.6 | 11.2 | 77800 | 4750 | 4.8 | 4.2 | Federally-Regulated Commercial & Industrial Equipment | 12/06/2019 |  | 07/16/2020
FHP Manufacturing Company | Bosch | LV060-1VTN-***P*C-**T/G |  | Ground-Source | WBAHP: Heat Pump Packaged Unit | Heat Pump | 208 | 1 |  |  |  | Single-Speed |  |  |  | 61600 | 3898 | 15.8 | 13.4 | 53400 | 4173 | 3.8 | 3.1 | Non Federally-Regulated | 12/06/2019 |  | 07/16/2020
FHP Manufacturing Company | Bosch | LV060-5VTC-***P*C-**T/G |  | Ground-Source | WBAHP: Heat Pump Packaged Unit | Heat Pump | 575 | 3 |  |  |  | Single-Speed |  |  |  | 61600 | 3898 | 15.8 | 13.4 | 53400 | 4173 | 3.8 | 3.1 | Non Federally-Regulated | 12/06/2019 |  | 07/16/2020
FHP Manufacturing Company | Bosch | LV060-4VTN-***T/A*C-**T/G |  | Ground-Source | WBAHP: Heat Pump Packaged Unit | Heat Pump | 460 | 3 |  |  |  | Single-Speed |  |  |  | 62200 | 3758 | 16.55 | 13.4 | 52400 | 3937 | 3.9 | 3.1 | Non Federally-Regulated | 12/06/2019 |  | 07/16/2020
FHP Manufacturing Company | Bosch | LV060-1VTN-***P*C-**T/G |  | Water-Source | WBAHP: Heat Pump Packaged Unit | Heat Pump | 208 | 1 |  |  |  | Single-Speed |  |  |  | 59100 | 4460 | 13.25 | 11.2 | 77800 | 5241 | 4.4 | 4.2 | Federally-Regulated Commercial & Industrial Equipment | 12/06/2019 |  | 07/16/2020
FHP Manufacturing Company | Bosch | LV060-3VTN-***T/A*C-**T/G |  | Ground-Source | WBAHP: Heat Pump Packaged Unit | Heat Pump | 208 | 3 |  |  |  | Single-Speed |  |  |  | 62200 | 3758 | 16.55 | 13.4 | 52400 | 3937 | 3.9 | 3.1 | Non Federally-Regulated | 12/06/2019 |  | 07/16/2020
FHP Manufacturing Company | Bosch | LV060-4VTC-***P*C-**T/G |  | Ground-Source | WBAHP: Heat Pump Packaged Unit | Heat Pump | 460 | 3 |  |  |  | Single-Speed |  |  |  | 61600 | 3898 | 15.8 | 13.4 | 53400 | 4173 | 3.8 | 3.1 | Non Federally-Regulated | 12/06/2019 |  | 07/16/2020
FHP Manufacturing Company | Bosch | LV060-5VTC-***P*C-**T/G |  | Water-Source | WBAHP: Heat Pump Packaged Unit | Heat Pump | 575 | 3 |  |  |  | Single-Speed |  |  |  | 59100 | 4345 | 13.6 | 11.2 | 77800 | 4750 | 4.8 | 4.2 | Federally-Regulated Commercial & Industrial Equipment | 12/06/2019 |  | 07/16/2020
FHP Manufacturing Company | Bosch | LV060-4VTN-***P*C-**T/G |  | Ground-Source | WBAHP: Heat Pump Packaged Unit | Heat Pump | 460 | 3 |  |  |  | Single-Speed |  |  |  | 61600 | 3898 | 15.8 | 13.4 | 53400 | 4173 | 3.8 | 3.1 | Non Federally-Regulated | 12/06/2019 |  | 07/16/2020
FHP Manufacturing Company | Bosch | LV060-3VTN-***P*C-**T/G |  | Ground-Source | WBAHP: Heat Pump Packaged Unit | Heat Pump | 208 | 3 |  |  |  | Single-Speed |  |  |  | 61600 | 3898 | 15.8 | 13.4 | 53400 | 4173 | 3.8 | 3.1 | Non Federally-Regulated | 12/06/2019 |  | 07/16/2020
FHP Manufacturing Company | Bosch | LV060-1VTC-***T/A*C-**T/G |  | Water-Source | WBAHP: Heat Pump Packaged Unit | Heat Pump | 208 | 1 |  |  |  | Single-Speed |  |  |  | 59600 | 4138 | 14.4 | 11.2 | 77000 | 4558 | 5 | 4.2 | Federally-Regulated Commercial & Industrial Equipment | 12/06/2019 |  | 07/16/2020
FHP Manufacturing Company | Bosch | LV060-1VTC-***T/A*C-**T/G |  | Ground-Source | WBAHP: Heat Pump Packaged Unit | Heat Pump | 208 | 1 |  |  |  | Single-Speed |  |  |  | 62200 | 3758 | 16.55 | 13.4 | 52400 | 3937 | 3.9 | 3.1 | Non Federally-Regulated | 12/06/2019 |  | 07/16/2020
FHP Manufacturing Company | Bosch | LV060-4VTC-***T/A*C-**T/G |  | Water-Source | WBAHP: Heat Pump Packaged Unit | Heat Pump | 460 | 3 |  |  |  | Single-Speed |  |  |  | 59600 | 4138 | 14.4 | 11.2 | 77000 | 4558 | 5 | 4.2 | Federally-Regulated Commercial & Industrial Equipment | 12/06/2019 |  | 07/16/2020
FHP Manufacturing Company | Bosch | LV060-4VTC-***T/A*C-**T/G |  | Ground-Source | WBAHP: Heat Pump Packaged Unit | Heat Pump | 460 | 3 |  |  |  | Single-Speed |  |  |  | 62200 | 3758 | 16.55 | 13.4 | 52400 | 3937 | 3.9 | 3.1 | Non Federally-Regulated | 12/06/2019 |  | 07/16/2020
FHP Manufacturing Company | Bosch | LV060-3VTC-***T/A*C-**T/G |  | Water-Source | WBAHP: Heat Pump Packaged Unit | Heat Pump | 208 | 3 |  |  |  | Single-Speed |  |  |  | 59600 | 4138 | 14.4 | 11.2 | 77000 | 4558 | 5 | 4.2 | Federally-Regulated Commercial & Industrial Equipment | 12/06/2019 |  | 07/16/2020
FHP Manufacturing Company | Bosch | LV060-4VTN-***P*C-**T/G |  | Water-Source | WBAHP: Heat Pump Packaged Unit | Heat Pump | 460 | 3 |  |  |  | Single-Speed |  |  |  | 59100 | 4460 | 13.25 | 11.2 | 77800 | 5241 | 4.4 | 4.2 | Federally-Regulated Commercial & Industrial Equipment | 12/06/2019 |  | 07/16/2020
FHP Manufacturing Company | Bosch | LV060-3VTC-***P*C-**T/G |  | Ground-Source | WBAHP: Heat Pump Packaged Unit | Heat Pump | 208 | 3 |  |  |  | Single-Speed |  |  |  | 61600 | 3898 | 15.8 | 13.4 | 53400 | 4173 | 3.8 | 3.1 | Non Federally-Regulated | 12/06/2019 |  | 07/16/2020
FHP Manufacturing Company | Bosch | LV060-1VTN-***T/A*C-**T/G |  | Water-Source | WBAHP: Heat Pump Packaged Unit | Heat Pump | 208 | 1 |  |  |  | Single-Speed |  |  |  | 59600 | 4138 | 14.4 | 11.2 | 77000 | 4558 | 5 | 4.2 | Federally-Regulated Commercial & Industrial Equipment | 12/06/2019 |  | 07/16/2020
FHP Manufacturing Company | Bosch | LV060-5VTN-***P*C-**T/G |  | Water-Source | WBAHP: Heat Pump Packaged Unit | Heat Pump | 575 | 3 |  |  |  | Single-Speed |  |  |  | 59100 | 4460 | 13.25 | 11.2 | 77800 | 5241 | 4.4 | 4.2 | Federally-Regulated Commercial & Industrial Equipment | 12/06/2019 |  | 07/16/2020
FHP Manufacturing Company | Bosch | LV060-5VTN-***P*C-**T/G |  | Ground-Source | WBAHP: Heat Pump Packaged Unit | Heat Pump | 575 | 3 |  |  |  | Single-Speed |  |  |  | 61600 | 3898 | 15.8 | 13.4 | 53400 | 4173 | 3.8 | 3.1 | Non Federally-Regulated | 12/06/2019 |  | 07/16/2020
FHP Manufacturing Company | Bosch | LV060-3VTN-***T/A*C-**T/G |  | Water-Source | WBAHP: Heat Pump Packaged Unit | Heat Pump | 208 | 3 |  |  |  | Single-Speed |  |  |  | 59600 | 4138 | 14.4 | 11.2 | 77000 | 4558 | 5 | 4.2 | Federally-Regulated Commercial & Industrial Equipment | 12/06/2019 |  | 07/16/2020
FHP Manufacturing Company | Bosch | LV060-3VTN-***P*C-**T/G |  | Water-Source | WBAHP: Heat Pump Packaged Unit | Heat Pump | 208 | 3 |  |  |  | Single-Speed |  |  |  | 59100 | 4460 | 13.25 | 11.2 | 77800 | 5241 | 4.4 | 4.2 | Federally-Regulated Commercial & Industrial Equipment | 12/06/2019 |  | 07/16/2020
FHP Manufacturing Company | Bosch | LV060-3VTC-***T/A*C-**T/G |  | Ground-Source | WBAHP: Heat Pump Packaged Unit | Heat Pump | 208 | 3 |  |  |  | Single-Speed |  |  |  | 62200 | 3758 | 16.55 | 13.4 | 52400 | 3937 | 3.9 | 3.1 | Non Federally-Regulated | 12/06/2019 |  | 07/16/2020
FHP Manufacturing Company | BOSCH-GEO | SM048-1HZN-*****A |  | Ground-Water-Source | WBAHP: Heat Pump Packaged Unit | Both Heat Pump and Electric Re | 208 | 1 |  |  |  | Dual-Speed |  |  |  | 55300 | 2323 | 23.8 | 16.2 | 46300 | 2826 | 4.8 | 3.6 | Non Federally-Regulated | 05/13/2019 |  | 07/16/2020
FHP Manufacturing Company | BOSCH-GEO | SM048-1HZC-*****A |  | Ground-Water-Source | WBAHP: Heat Pump Packaged Unit | Both Heat Pump and Electric Re | 208 | 1 |  |  |  | Dual-Speed |  |  |  | 55300 | 2266 | 24.4 | 16.2 | 46300 | 2826 | 4.8 | 3.6 | Non Federally-Regulated | 05/13/2019 |  | 07/16/2020
FHP Manufacturing Company | BOSCH-GEO | SM048-1HZC-*****A |  | Ground-Source | WBAHP: Heat Pump Packaged Unit | Both Heat Pump and Electric Re | 208 | 1 |  |  |  | Dual-Speed |  |  |  | 51300 | 2736 | 18.75 | 13.4 | 36900 | 2637 | 4.1 | 3.1 | Non Federally-Regulated | 05/13/2019 |  | 07/16/2020
FHP Manufacturing Company | BOSCH-GEO | SM048-1VT/CFN-*****A |  | Water-Source | WBAHP: Heat Pump Packaged Unit | Both Heat Pump and Electric Re | 208 | 1 |  |  |  | Dual-Speed |  |  |  | 49200 | 3226 | 15.25 | 11.2 | 56100 | 3425 | 4.8 | 4.2 | Federally-Regulated Commercial & Industrial Equipment | 05/13/2019 |  | 07/16/2020
FHP Manufacturing Company | BOSCH-GEO | SM048-1VT/CFC-*****A |  | Water-Source | WBAHP: Heat Pump Packaged Unit | Both Heat Pump and Electric Re | 208 | 1 |  |  |  | Dual-Speed |  |  |  | 49200 | 3133 | 15.7 | 11.2 | 56100 | 3288 | 5 | 4.2 | Federally-Regulated Commercial & Industrial Equipment | 05/13/2019 |  | 07/16/2020
FHP Manufacturing Company | BOSCH-GEO | SM048-1VT/CFC-*****A |  | Ground-Water-Source | WBAHP: Heat Pump Packaged Unit | Both Heat Pump and Electric Re | 208 | 1 |  |  |  | Dual-Speed |  |  |  | 55300 | 2323 | 23.8 | 16.2 | 46300 | 3049 | 4.5 | 3.6 | Non Federally-Regulated | 05/13/2019 |  | 07/16/2020
FHP Manufacturing Company | BOSCH-GEO | BP048-1HZ*******B |  | Ground-Source | WBAHP: Heat Pump Packaged Unit | Heat Pump | 208 | 1 |  |  |  | Single-Speed |  |  |  | 49500 | 2780 | 17.8 |  | 33400 | 2645 | 3.7 |  | Non Federally-Regulated | 12/05/2019 |  | 07/16/2020
FHP Manufacturing Company | BOSCH-GEO | CE061-1HZC-*****B |  | Ground-Source | WBAHP: Heat Pump Packaged Unit | Heat Pump | 208 | 1 |  |  |  | Dual-Speed |  |  |  | 62000 | 3690 | 16.8 | 13.4 | 49000 | 3989 | 3.6 | 3.1 | Non Federally-Regulated | 02/21/2020 | 203817319 | 07/16/2020
FHP Manufacturing Company | BOSCH-GEO | SM024-1HZC-*****A |  | Ground-Water-Source | WBAHP: Heat Pump Packaged Unit | Both Heat Pump and Electric Re | 208 | 1 |  |  |  | Dual-Speed |  |  |  | 29000 | 1126 | 25.75 | 16.2 | 23500 | 1377 | 5 | 3.6 | Non Federally-Regulated | 05/13/2019 |  | 07/16/2020
FHP Manufacturing Company | BOSCH-GEO | SM048-1HZN-*****A |  | Ground-Source | WBAHP: Heat Pump Packaged Unit | Both Heat Pump and Electric Re | 208 | 1 |  |  |  | Dual-Speed |  |  |  | 51300 | 2850 | 18 | 13.4 | 36900 | 2637 | 4.1 | 3.1 | Non Federally-Regulated | 05/13/2019 |  | 07/16/2020
FHP Manufacturing Company | BOSCH-GEO | CE061-1VT/HZ/CFN-*****B |  | Water-Source | WBAHP: Heat Pump Packaged Unit | Heat Pump | 208 | 1 |  |  |  | Dual-Speed |  |  |  | 60000 | 4285 | 14 | 11.2 | 72000 | 4587 | 4.6 | 4.2 | Federally-Regulated Commercial & Industrial Equipment | 05/13/2019 |  | 07/16/2020
FHP Manufacturing Company | BOSCH-GEO | SM048-1VT/CFN-*****A |  | Ground-Water-Source | WBAHP: Heat Pump Packaged Unit | Both Heat Pump and Electric Re | 208 | 1 |  |  |  | Dual-Speed |  |  |  | 55300 | 2368 | 23.35 | 16.2 | 46300 | 3155 | 4.3 | 3.6 | Non Federally-Regulated | 05/13/2019 |  | 07/16/2020
FHP Manufacturing Company | BOSCH-GEO | CE025-1VT/HZ/CF*-*****B |  | Ground-Water-Source | WBAHP: Heat Pump Packaged Unit | Heat Pump | 208 | 1 |  |  |  | Dual-Speed |  |  |  | 29000 | 1250 | 23.2 | 16.2 | 25000 | 1628 | 4.5 | 3.6 | Non Federally-Regulated | 06/10/2019 |  | 07/16/2020
FHP Manufacturing Company | BOSCH-GEO | SM036-1CF/HZ/VT |  | Water-Source | WBAHP: Heat Pump Packaged Unit | Both Heat Pump and Electric Re | 208 | 1 |  |  |  | Dual-Speed |  |  |  | 39000 | 2142 | 18.2 |  | 42800 | 2459 | 5.1 |  | Federally-Regulated Commercial & Industrial Equipment | 12/05/2019 |  | 07/16/2020
FHP Manufacturing Company | BOSCH-GEO | CE061-1HZC-*****B |  | Water-Source | WBAHP: Heat Pump Packaged Unit | Heat Pump | 208 | 1 |  |  |  | Dual-Speed |  |  |  | 60000 | 4109 | 14.6 | 11.2 | 72000 | 4442 | 4.8 | 4.2 | Federally-Regulated Commercial & Industrial Equipment | 02/21/2020 | 203817319 | 07/16/2020
FHP Manufacturing Company | BOSCH-GEO | SM048-1HZN-*****A |  | Water-Source | WBAHP: Heat Pump Packaged Unit | Both Heat Pump and Electric Re | 208 | 1 |  |  |  | Dual-Speed |  |  |  | 49200 | 3174 | 15.5 | 11.2 | 56100 | 3102 | 5.3 | 4.2 | Federally-Regulated Commercial & Industrial Equipment | 05/13/2019 |  | 07/16/2020
FHP Manufacturing Company | BOSCH-GEO | CE061-1VT/HZ/CFN-*****B |  | Ground-Source | WBAHP: Heat Pump Packaged Unit | Heat Pump | 208 | 1 |  |  |  | Dual-Speed |  |  |  | 62000 | 3850 | 16.1 | 13.4 | 49000 | 3989 | 3.6 | 3.1 | Non Federally-Regulated | 05/13/2019 |  | 07/16/2020
FHP Manufacturing Company | BOSCH-GEO | CE061-1HZC-*****B |  | Ground-Source | WBAHP: Heat Pump Packaged Unit | Heat Pump | 230 | 1 |  |  |  | Dual-Speed |  |  |  | 62000 | 3690 | 16.8 | 13.4 | 49000 | 3989 | 3.6 | 3.1 | Non Federally-Regulated | 02/21/2020 | 203817319 | 07/16/2020
FHP Manufacturing Company | BOSCH-GEO | SM024-1HZC-*****A |  | Water-Source | WBAHP: Heat Pump Packaged Unit | Both Heat Pump and Electric Re | 208 | 1 |  |  |  | Dual-Speed |  |  |  | 25500 | 1536 | 16.6 | 11.2 | 29200 | 1528 | 5.6 | 4.2 | Federally-Regulated Commercial & Industrial Equipment | 05/13/2019 |  | 07/16/2020
FHP Manufacturing Company | BOSCH-GEO | SM024-1HZN-*****A |  | Ground-Source | WBAHP: Heat Pump Packaged Unit | Both Heat Pump and Electric Re | 208 | 1 |  |  |  | Dual-Speed |  |  |  | 26600 | 1453 | 18.3 | 13.4 | 18000 | 1425 | 3.7 | 3.1 | Non Federally-Regulated | 05/13/2019 |  | 07/16/2020
FHP Manufacturing Company | BOSCH-GEO | SM024-1VT/CFC******A |  | Ground-Source | WBAHP: Heat Pump Packaged Unit | Both Heat Pump and Electric Re | 208 | 1 |  |  |  | Dual-Speed |  |  |  | 26600 | 1407 | 18.9 | 13.4 | 18000 | 1425 | 3.7 | 3.1 | Non Federally-Regulated | 05/22/2019 |  | 07/16/2020
FHP Manufacturing Company | BOSCH-GEO | CE049-1VT/HZ/CF*-*****B |  | Water-Source | WBAHP: Heat Pump Packaged Unit | Heat Pump | 208 | 1 |  |  |  | Dual-Speed |  |  |  | 48000 | 3636 | 13.2 | 11.2 | 58000 | 3541 | 4.8 | 4.2 | Federally-Regulated Commercial & Industrial Equipment | 05/13/2019 |  | 07/16/2020
FHP Manufacturing Company | BOSCH-GEO | CE061-1VTC-*****B |  | Water-Source | WBAHP: Heat Pump Packaged Unit | Heat Pump | 208 | 1 |  |  |  | Dual-Speed |  |  |  | 60000 | 4285 | 14 | 11.2 | 72000 | 4489 | 4.7 | 4.2 | Federally-Regulated Commercial & Industrial Equipment | 05/13/2019 |  | 07/16/2020
FHP Manufacturing Company | BOSCH-GEO | BP048-1HZ*******B |  | Ground-Water-Source | WBAHP: Heat Pump Packaged Unit | Heat Pump | 208 | 1 |  |  |  | Single-Speed |  |  |  | 52900 | 2204 | 24 |  | 40500 | 2637 | 4.5 |  | Non Federally-Regulated | 12/05/2019 |  | 07/16/2020
FHP Manufacturing Company | BOSCH-GEO | SM036-1CF/HZ/VT |  | Ground-Water-Source | WBAHP: Heat Pump Packaged Unit | Both Heat Pump and Electric Re | 208 | 1 |  |  |  | Dual-Speed |  |  |  | 43300 | 1665 | 26 |  | 35900 | 2312 | 4.6 |  | Non Federally-Regulated | 12/05/2019 |  | 07/16/2020
FHP Manufacturing Company | BOSCH-GEO | CE025-1VT/HZ/CF*-*****B |  | Water-Source | WBAHP: Heat Pump Packaged Unit | Heat Pump | 208 | 1 |  |  |  | Dual-Speed |  |  |  | 26000 | 1721 | 15.1 | 11.2 | 27600 | 1586 | 5.1 | 4.2 | Federally-Regulated Commercial & Industrial Equipment | 06/10/2019 |  | 07/16/2020
FHP Manufacturing Company | BOSCH-GEO | SM048-1VT/CFC-*****A |  | Ground-Source | WBAHP: Heat Pump Packaged Unit | Both Heat Pump and Electric Re | 208 | 1 |  |  |  | Dual-Speed |  |  |  | 51300 | 2826 | 18.15 | 13.4 | 36900 | 2772 | 3.9 | 3.1 | Non Federally-Regulated | 05/13/2019 |  | 07/16/2020
FHP Manufacturing Company | BOSCH-GEO | CE035-1VT/HZ/CF*-*****B |  | Ground-Water-Source | WBAHP: Heat Pump Packaged Unit | Heat Pump | 208 | 1 |  |  |  | Dual-Speed |  |  |  | 42000 | 2228 | 18.85 |  | 36000 | 2740 | 3.9 |  | Non Federally-Regulated | 05/06/2020 | 203303750 | 07/16/2020
FHP Manufacturing Company | BOSCH-GEO | SM048-1HZC-*****A |  | Water-Source | WBAHP: Heat Pump Packaged Unit | Both Heat Pump and Electric Re | 208 | 1 |  |  |  | Dual-Speed |  |  |  | 49200 | 3055 | 16.1 | 11.2 | 56100 | 3044 | 5.4 | 4.2 | Federally-Regulated Commercial & Industrial Equipment | 05/13/2019 |  | 07/16/2020
FHP Manufacturing Company | BOSCH-GEO | SM024-1VT/CFC******A |  | Water-Source | WBAHP: Heat Pump Packaged Unit | Both Heat Pump and Electric Re | 208 | 1 |  |  |  | Dual-Speed |  |  |  | 25500 | 1574 | 16.2 | 11.2 | 29200 | 1661 | 5.2 | 4.2 | Federally-Regulated Commercial & Industrial Equipment | 05/22/2019 |  | 07/16/2020
FHP Manufacturing Company | BOSCH-GEO | SM024-1VT/CFN-*****A |  | Water-Source | WBAHP: Heat Pump Packaged Unit | Both Heat Pump and Electric Re | 208 | 1 |  |  |  | Dual-Speed |  |  |  | 25500 | 1613 | 15.8 | 11.2 | 29200 | 1630 | 5.3 | 4.2 | Federally-Regulated Commercial & Industrial Equipment | 05/13/2019 |  | 07/16/2020
FHP Manufacturing Company | BOSCH-GEO | CE049-1VT/HZ/CF*-*****B |  | Ground-Source | WBAHP: Heat Pump Packaged Unit | Heat Pump | 208 | 1 |  |  |  | Dual-Speed |  |  |  | 49000 | 3161 | 15.5 | 13.4 | 38000 | 3093 | 3.6 | 3.1 | Non Federally-Regulated | 05/13/2019 |  | 07/16/2020
FHP Manufacturing Company | BOSCH-GEO | SM048-1VT/CFN-*****A |  | Ground-Source | WBAHP: Heat Pump Packaged Unit | Both Heat Pump and Electric Re | 208 | 1 |  |  |  | Dual-Speed |  |  |  | 51300 | 2898 | 17.7 | 13.4 | 36900 | 3004 | 3.6 | 3.1 | Non Federally-Regulated | 05/13/2019 |  | 07/16/2020
FHP Manufacturing Company | BOSCH-GEO | SM024-1VT/CFN-*****A |  | Ground-Water-Source | WBAHP: Heat Pump Packaged Unit | Both Heat Pump and Electric Re | 208 | 1 |  |  |  | Dual-Speed |  |  |  | 29000 | 1223 | 23.7 | 16.2 | 23500 | 1497 | 4.6 | 3.6 | Non Federally-Regulated | 05/13/2019 |  | 07/16/2020
FHP Manufacturing Company | BOSCH-GEO | CE025-1VT/HZ/CF*-*****B |  | Ground-Source | WBAHP: Heat Pump Packaged Unit | Heat Pump | 208 | 1 |  |  |  | Dual-Speed |  |  |  | 27500 | 1553 | 17.7 | 13.4 | 19000 | 1546 | 3.6 | 3.1 | Non Federally-Regulated | 06/10/2019 |  | 07/16/2020
FHP Manufacturing Company | BOSCH-GEO | CE035-1VT/HZ/CF*-*****B |  | Water-Source | WBAHP: Heat Pump Packaged Unit | Heat Pump | 208 | 1 |  |  |  | Dual-Speed |  |  |  | 36000 | 2571 | 14 |  | 43000 | 2897 | 4.4 |  | Federally-Regulated Commercial & Industrial Equipment | 05/06/2020 | 203303750 | 07/16/2020
FHP Manufacturing Company | BOSCH-GEO | CE049-1VT/HZ/CF*-*****B |  | Ground-Water-Source | WBAHP: Heat Pump Packaged Unit | Heat Pump | 208 | 1 |  |  |  | Dual-Speed |  |  |  | 54000 | 2842 | 19 | 16.2 | 48000 | 3349 | 4.2 | 3.6 | Non Federally-Regulated | 05/13/2019 |  | 07/16/2020
FHP Manufacturing Company | BOSCH-GEO | SM024-1VT/CFC******A |  | Ground-Water-Source | WBAHP: Heat Pump Packaged Unit | Both Heat Pump and Electric Re | 208 | 1 |  |  |  | Dual-Speed |  |  |  | 29000 | 1174 | 24.7 | 16.2 | 23500 | 1601 | 4.3 | 3.6 | Non Federally-Regulated | 05/22/2019 |  | 07/16/2020
FHP Manufacturing Company | BOSCH-GEO | SM024-1HZN-*****A |  | Water-Source | WBAHP: Heat Pump Packaged Unit | Both Heat Pump and Electric Re | 208 | 1 |  |  |  | Dual-Speed |  |  |  | 25500 | 1629 | 15.65 | 11.2 | 29200 | 1528 | 5.6 | 4.2 | Federally-Regulated Commercial & Industrial Equipment | 05/13/2019 |  | 07/16/2020
FHP Manufacturing Company | BOSCH-GEO | CE061-1HZC-*****B |  | Water-Source | WBAHP: Heat Pump Packaged Unit | Heat Pump | 230 | 1 |  |  |  | Dual-Speed |  |  |  | 60000 | 4109 | 14.6 |  | 72000 | 4442 | 4.8 |  | Federally-Regulated Commercial & Industrial Equipment | 02/21/2020 | 203817319 | 07/16/2020
FHP Manufacturing Company | BOSCH-GEO | CE035-1VT/HZ/CF*-*****B |  | Ground-Source | WBAHP: Heat Pump Packaged Unit | Heat Pump | 208 | 1 |  |  |  | Dual-Speed |  |  |  | 38000 | 2420 | 15.7 |  | 28000 | 2279 | 3.6 |  | Non Federally-Regulated | 05/06/2020 | 203303750 | 07/16/2020
FHP Manufacturing Company | BOSCH-GEO | SM024-1HZN-*****A |  | Ground-Water-Source | WBAHP: Heat Pump Packaged Unit | Both Heat Pump and Electric Re | 208 | 1 |  |  |  | Dual-Speed |  |  |  | 29000 | 1203 | 24.1 | 16.2 | 23500 | 1377 | 5 | 3.6 | Non Federally-Regulated | 05/13/2019 |  | 07/16/2020
FHP Manufacturing Company | BOSCH-GEO | SM036-1CF/HZ/VT |  | Ground-Source | WBAHP: Heat Pump Packaged Unit | Both Heat Pump and Electric Re | 208 | 1 |  |  |  | Dual-Speed |  |  |  | 40800 | 2019 | 20.2 |  | 28400 | 2107 | 4 |  | Non Federally-Regulated | 12/05/2019 |  | 07/16/2020
FHP Manufacturing Company | BOSCH-GEO | BP048-1HZ*******B |  | Water-Source | WBAHP: Heat Pump Packaged Unit | Heat Pump | 208 | 1 |  |  |  | Single-Speed |  |  |  | 47400 | 3160 | 15 |  | 50000 | 2764 | 5.3 |  | Federally-Regulated Commercial & Industrial Equipment | 12/05/2019 |  | 07/16/2020
FHP Manufacturing Company | BOSCH-GEO | CE061-1VTC-*****B |  | Ground-Source | WBAHP: Heat Pump Packaged Unit | Heat Pump | 208 | 1 |  |  |  | Dual-Speed |  |  |  | 62000 | 3949 | 15.7 | 13.4 | 49000 | 3989 | 3.6 | 3.1 | Non Federally-Regulated | 05/13/2019 |  | 07/16/2020
ClimateMaster Inc. | TRANQUILITY 27 DIGITAL SPLIT | TES/P064B | TAC064B | Ground-Water-Source | WBAHP-C: Heat Pump Split Syste | Heat Pump | 208 | 1 | False |  |  | Single-Speed |  |  |  | 58700 | 3041 | 19.3 | 16.2 | 56400 | 4349 | 3.8 | 3.6 | Non Federally-Regulated | 05/10/2019 |  | 07/16/2020
ClimateMaster Inc. | TRANQUILITY 27 DIGITAL SPLIT | TES/P026B | TAC026B***B* | Ground-Water-Source | WBAHP-C: Heat Pump Split Syste | Heat Pump | 208 | 1 | False |  |  | Single-Speed |  |  |  | 26400 | 1173 | 22.5 | 16.2 | 22900 | 1491 | 4.5 | 3.6 | Non Federally-Regulated | 05/10/2019 |  | 07/16/2020
ClimateMaster Inc. | TRANQUILITY 27 DIGITAL SPLIT | TES/P026B | TAC026B***B* | Ground-Source | WBAHP-C: Heat Pump Split Syste | Heat Pump | 208 | 1 | False |  |  | Single-Speed |  |  |  | 26000 | 1444 | 18 | 13.4 | 18600 | 1434 | 3.8 | 3.1 | Non Federally-Regulated | 05/10/2019 |  | 07/16/2020
ClimateMaster Inc. | TRANQUILITY 27 DIGITAL SPLIT | TES/P064B | TAC064B | Ground-Source | WBAHP-C: Heat Pump Split Syste | Heat Pump | 208 | 1 | False |  |  | Single-Speed |  |  |  | 54500 | 3585 | 15.2 | 13.4 | 44000 | 3792 | 3.4 | 3.1 | Non Federally-Regulated | 05/10/2019 |  | 07/16/2020
ClimateMaster Inc. | TRANQUILITY 27 DIGITAL SPLIT | TES/P026B | TAC026B***A* | Ground-Source | WBAHP-C: Heat Pump Split Syste | Heat Pump | 208 | 1 | False |  |  | Single-Speed |  |  |  | 24000 | 1379 | 17.4 | 13.4 | 18800 | 1412 | 3.9 | 3.1 | Non Federally-Regulated | 05/10/2019 |  | 07/16/2020
ClimateMaster Inc. | TRANQUILITY 27 DIGITAL SPLIT | TES/P038B | TAC038B | Ground-Source | WBAHP-C: Heat Pump Split Syste | Heat Pump | 208 | 1 | False |  |  | Single-Speed |  |  |  | 38000 | 2196 | 17.3 | 13.4 | 26600 | 2106 | 3.7 | 3.1 | Non Federally-Regulated | 05/10/2019 |  | 07/16/2020
ClimateMaster Inc. | TRANQUILITY 27 DIGITAL SPLIT | TES/P038B | TAC038B | Ground-Water-Source | WBAHP-C: Heat Pump Split Syste | Heat Pump | 208 | 1 | False |  |  | Single-Speed |  |  |  | 40200 | 1802 | 22.3 | 16.2 | 32800 | 2184 | 4.4 | 3.6 | Non Federally-Regulated | 05/10/2019 |  | 07/16/2020
ClimateMaster Inc. | TRANQUILITY 27 DIGITAL SPLIT | TES/P049B | TAC049B | Ground-Water-Source | WBAHP-C: Heat Pump Split Syste | Heat Pump | 208 | 1 | False |  |  | Single-Speed |  |  |  | 52000 | 2441 | 21.3 | 16.2 | 46100 | 3216 | 4.2 | 3.6 | Non Federally-Regulated | 05/10/2019 |  | 07/16/2020
ClimateMaster Inc. | TRANQUILITY 27 DIGITAL SPLIT | TES/P049B | TAC049B | Ground-Source | WBAHP-C: Heat Pump Split Syste | Heat Pump | 208 | 1 | False |  |  | Single-Speed |  |  |  | 48400 | 2951 | 16.4 | 13.4 | 36000 | 3014 | 3.5 | 3.1 | Non Federally-Regulated | 05/10/2019 |  | 07/16/2020
ClimateMaster Inc. | TRANQUILITY 27 DIGITAL SPLIT | TES/P026B | TAC026B***A* | Ground-Water-Source | WBAHP-C: Heat Pump Split Syste | Heat Pump | 208 | 1 | False |  |  | Single-Speed |  |  |  | 25200 | 1125 | 22.4 | 16.2 | 22300 | 1452 | 4.5 | 3.6 | Non Federally-Regulated | 05/10/2019 |  | 07/16/2020
Johnson Controls, Inc. | Johnson Controls | VSCS18*1****0 |  | Ground-Water-Source | WBAHP: Heat Pump Packaged Unit | Heat Pump | 230 | 1 |  |  |  | Single-Speed |  |  |  | 20800 | 1009 | 20.6 | 16.2 | 18000 | 1352 | 3.9 | 3.6 | Non Federally-Regulated | 11/13/2015 |  | 07/16/2020
Johnson Controls, Inc. | Johnson Controls | VSCS30*6****0 (ECM) |  | Water-Source | WBAHP: Heat Pump Packaged Unit | Heat Pump | 265 | 1 |  |  |  | Single-Speed |  |  |  | 30100 | 2150 | 14 |  | 33400 | 2039 | 4.8 |  | Federally-Regulated Commercial & Industrial Equipment | 12/05/2019 |  | 07/16/2020
Johnson Controls, Inc. | Johnson Controls | VSCS18*1****0 |  | Ground-Source | WBAHP: Heat Pump Packaged Unit | Heat Pump | 230 | 1 |  |  |  | Single-Speed |  |  |  | 18800 | 1296 | 14.5 | 13.4 | 14000 | 1282 | 3.2 | 3.1 | Non Federally-Regulated | 11/13/2015 |  | 07/16/2020
Johnson Controls, Inc. | Johnson Controls | VSCS18*1****0 |  | Water-Source | WBAHP: Heat Pump Packaged Unit | Heat Pump | 208 | 1 |  |  |  | Single-Speed |  |  |  | 18100 | 1371 | 13.2 | 11.2 | 22300 | 1420 | 4.6 | 4.2 | Federally-Regulated Commercial & Industrial Equipment | 11/13/2015 |  | 07/16/2020
Johnson Controls, Inc. | Johnson Controls | VPCS24*1****0 (ECM) |  | Ground-Source | WBAHP: Heat Pump Packaged Unit | Heat Pump | 208 | 1 |  |  |  | Single-Speed |  |  |  | 25300 | 1367 | 18.5 | 13.4 | 18600 | 1362 | 4 | 3.1 | Non Federally-Regulated | 11/14/2018 |  | 07/16/2020
Johnson Controls, Inc. | Johnson Controls | VSCS18*1****0 |  | Ground-Water-Source | WBAHP: Heat Pump Packaged Unit | Heat Pump | 208 | 1 |  |  |  | Single-Speed |  |  |  | 20800 | 1009 | 20.6 | 16.2 | 18000 | 1352 | 3.9 | 3.6 | Non Federally-Regulated | 11/13/2015 |  | 07/16/2020
Johnson Controls, Inc. | Johnson Controls | VSCS12*1****0 (ECM) |  | Ground-Water-Source | WBAHP: Heat Pump Packaged Unit | Heat Pump | 230 | 1 |  |  |  | Single-Speed |  |  |  | 14600 | 722 | 20.2 | 16.2 | 12000 | 925 | 3.8 | 3.6 | Non Federally-Regulated | 11/13/2015 |  | 07/16/2020
Johnson Controls, Inc. | Johnson Controls | VSCS30*1****0 |  | Ground-Source | WBAHP: Heat Pump Packaged Unit | Heat Pump | 230 | 1 |  |  |  | Single-Speed |  |  |  | 31800 | 2092 | 15.2 | 13.4 | 20500 | 1938 | 3.1 | 3.1 | Non Federally-Regulated | 11/13/2015 |  | 07/16/2020
Johnson Controls, Inc. | Johnson Controls | VSCS12*1****0 (ECM) |  | Ground-Water-Source | WBAHP: Heat Pump Packaged Unit | Heat Pump | 208 | 1 |  |  |  | Single-Speed |  |  |  | 14600 | 722 | 20.2 | 16.2 | 12000 | 925 | 3.8 | 3.6 | Non Federally-Regulated | 11/13/2015 |  | 07/16/2020
Johnson Controls, Inc. | Johnson Controls | VPCS30*1****0 (ECM) |  | Water-Source | WBAHP: Heat Pump Packaged Unit | Heat Pump | 230 | 1 |  |  |  | Single-Speed |  |  |  | 30100 | 1813 | 16.6 | 11.2 | 34000 | 1811 | 5.5 | 4.2 | Federally-Regulated Commercial & Industrial Equipment | 02/23/2016 |  | 07/16/2020
Johnson Controls, Inc. | Johnson Controls | VPCS30*1****0 (ECM) |  | Ground-Source | WBAHP: Heat Pump Packaged Unit | Heat Pump | 230 | 1 |  |  |  | Single-Speed |  |  |  | 31300 | 1691 | 18.5 | 13.4 | 21800 | 1681 | 3.8 | 3.1 | Non Federally-Regulated | 02/23/2016 |  | 07/16/2020
Johnson Controls, Inc. | Johnson Controls | VSCS12*6****0 (ECM) |  | Water-Source | WBAHP: Heat Pump Packaged Unit | Heat Pump | 265 | 1 |  |  |  | Single-Speed |  |  |  | 12300 | 917 | 13.4 | 11.2 | 14700 | 957 | 4.5 | 4.2 | Federally-Regulated Commercial & Industrial Equipment | 11/13/2015 |  | 07/16/2020
Johnson Controls, Inc. | Johnson Controls | VSCS18*1****0 |  | Ground-Source | WBAHP: Heat Pump Packaged Unit | Heat Pump | 208 | 1 |  |  |  | Single-Speed |  |  |  | 18800 | 1296 | 14.5 | 13.4 | 14000 | 1282 | 3.2 | 3.1 | Non Federally-Regulated | 11/13/2015 |  | 07/16/2020
Johnson Controls, Inc. | Johnson Controls | VSCS30*1****0 (ECM) |  | Ground-Source | WBAHP: Heat Pump Packaged Unit | Heat Pump | 230 | 1 |  |  |  | Single-Speed |  |  |  | 32200 | 2037 | 15.8 | 13.4 | 20100 | 1785 | 3.3 | 3.1 | Non Federally-Regulated | 11/13/2015 |  | 07/16/2020
Johnson Controls, Inc. | Johnson Controls | VSCS24*1****0 (ECM) |  | Ground-Source | WBAHP: Heat Pump Packaged Unit | Heat Pump | 208 | 1 |  |  |  | Single-Speed |  |  |  | 26100 | 1621 | 16.1 | 13.4 | 17900 | 1589 | 3.3 | 3.1 | Non Federally-Regulated | 11/28/2018 |  | 07/16/2020
Johnson Controls, Inc. | Johnson Controls | VSCS24*6****0 (ECM) |  | Ground-Water-Source | WBAHP: Heat Pump Packaged Unit | Heat Pump | 265 | 1 |  |  |  | Single-Speed |  |  |  | 28200 | 1299 | 21.7 | 16.2 | 24000 | 1758 | 4 | 3.6 | Non Federally-Regulated | 11/13/2015 |  | 07/16/2020
Johnson Controls, Inc. | Johnson Controls | VSCS18*1****0 (ECM) |  | Ground-Source | WBAHP: Heat Pump Packaged Unit | Heat Pump | 208 | 1 |  |  |  | Single-Speed |  |  |  | 19100 | 1264 | 15.1 | 13.4 | 13700 | 1216 | 3.3 | 3.1 | Non Federally-Regulated | 11/13/2015 |  | 07/16/2020
Johnson Controls, Inc. | Johnson Controls | VPCS30*1****0 (ECM) |  | Ground-Water-Source | WBAHP: Heat Pump Packaged Unit | Heat Pump | 230 | 1 |  |  |  | Single-Speed |  |  |  | 34200 | 1401 | 24.4 | 16.2 | 27900 | 1703 | 4.8 | 3.6 | Non Federally-Regulated | 02/23/2016 |  | 07/16/2020
Johnson Controls, Inc. | Johnson Controls | VPCS18*1****0 (ECM) |  | Ground-Source | WBAHP: Heat Pump Packaged Unit | Heat Pump | 208 | 1 |  |  |  | Single-Speed |  |  |  | 19000 | 1055 | 18 | 13.4 | 13700 | 1085 | 3.7 | 3.1 | Non Federally-Regulated | 02/23/2016 |  | 07/16/2020
Johnson Controls, Inc. | Johnson Controls | VSCS12*1****0 (ECM) |  | Ground-Source | WBAHP: Heat Pump Packaged Unit | Heat Pump | 208 | 1 |  |  |  | Single-Speed |  |  |  | 12800 | 882 | 14.5 | 13.4 | 9400 | 834 | 3.3 | 3.1 | Non Federally-Regulated | 11/13/2015 |  | 07/16/2020
Johnson Controls, Inc. | Johnson Controls | VSCS30*1****0 (ECM) |  | Ground-Source | WBAHP: Heat Pump Packaged Unit | Heat Pump | 208 | 1 |  |  |  | Single-Speed |  |  |  | 32200 | 2037 | 15.8 |  | 20100 | 1785 | 3.3 |  | Non Federally-Regulated | 12/05/2019 |  | 07/16/2020
Johnson Controls, Inc. | Johnson Controls | VSCS30*6****0 (ECM) |  | Ground-Water-Source | WBAHP: Heat Pump Packaged Unit | Heat Pump | 265 | 1 |  |  |  | Single-Speed |  |  |  | 33900 | 1599 | 21.2 |  | 27100 | 1985 | 4 |  | Non Federally-Regulated | 12/05/2019 |  | 07/16/2020
Johnson Controls, Inc. | Johnson Controls | VPCS12*1****0 (ECM) |  | Ground-Water-Source | WBAHP: Heat Pump Packaged Unit | Heat Pump | 208 | 1 |  |  |  | Single-Speed |  |  |  | 13900 | 617 | 22.5 | 16.2 | 12200 | 831 | 4.3 | 3.6 | Non Federally-Regulated | 02/23/2016 |  | 07/16/2020
Johnson Controls, Inc. | Johnson Controls | VSCS12*1****0 |  | Ground-Source | WBAHP: Heat Pump Packaged Unit | Heat Pump | 208 | 1 |  |  |  | Single-Speed |  |  |  | 12600 | 881 | 14.3 | 13.4 | 9700 | 888 | 3.2 | 3.1 | Non Federally-Regulated | 11/13/2015 |  | 07/16/2020
Johnson Controls, Inc. | Johnson Controls | VSCS12*6****0 (ECM) |  | Ground-Water-Source | WBAHP: Heat Pump Packaged Unit | Heat Pump | 265 | 1 |  |  |  | Single-Speed |  |  |  | 14600 | 722 | 20.2 | 16.2 | 12000 | 925 | 3.8 | 3.6 | Non Federally-Regulated | 11/13/2015 |  | 07/16/2020
Johnson Controls, Inc. | Johnson Controls | VPCS18*1****0 (ECM) |  | Water-Source | WBAHP: Heat Pump Packaged Unit | Heat Pump | 208 | 1 |  |  |  | Single-Speed |  |  |  | 18400 | 1150 | 16 | 11.2 | 21400 | 1119 | 5.6 | 4.2 | Federally-Regulated Commercial & Industrial Equipment | 02/23/2016 |  | 07/16/2020
Johnson Controls, Inc. | Johnson Controls | VSCS12*1****0 |  | Water-Source | WBAHP: Heat Pump Packaged Unit | Heat Pump | 208 | 1 |  |  |  | Single-Speed |  |  |  | 12200 | 938 | 13 | 11.2 | 14900 | 992 | 4.4 | 4.2 | Federally-Regulated Commercial & Industrial Equipment | 11/13/2015 |  | 07/16/2020
Johnson Controls, Inc. | Johnson Controls | VSCS12*1****0 (ECM) |  | Water-Source | WBAHP: Heat Pump Packaged Unit | Heat Pump | 230 | 1 |  |  |  | Single-Speed |  |  |  | 12300 | 917 | 13.4 | 11.2 | 14700 | 957 | 4.5 | 4.2 | Federally-Regulated Commercial & Industrial Equipment | 11/13/2015 |  | 07/16/2020
Johnson Controls, Inc. | Johnson Controls | VPCS12*1****0 (ECM) |  | Water-Source | WBAHP: Heat Pump Packaged Unit | Heat Pump | 230 | 1 |  |  |  | Single-Speed |  |  |  | 11900 | 767 | 15.5 | 11.2 | 15000 | 879 | 5 | 4.2 | Federally-Regulated Commercial & Industrial Equipment | 02/23/2016 |  | 07/16/2020
Johnson Controls, Inc. | Johnson Controls | VSCS24*1****0 (ECM) |  | Water-Source | WBAHP: Heat Pump Packaged Unit | Heat Pump | 230 | 1 |  |  |  | Single-Speed |  |  |  | 24600 | 1795 | 13.7 | 11.2 | 30000 | 1911 | 4.6 | 4.2 | Federally-Regulated Commercial & Industrial Equipment | 11/13/2015 |  | 07/16/2020
Johnson Controls, Inc. | Johnson Controls | VSCS24*1****0 (ECM) |  | Water-Source | WBAHP: Heat Pump Packaged Unit | Heat Pump | 208 | 1 |  |  |  | Single-Speed |  |  |  | 24600 | 1795 | 13.7 | 11.2 | 30000 | 1911 | 4.6 | 4.2 | Federally-Regulated Commercial & Industrial Equipment | 11/28/2018 |  | 07/16/2020
Johnson Controls, Inc. | Johnson Controls | VSCS30*1****0 (ECM) |  | Ground-Water-Source | WBAHP: Heat Pump Packaged Unit | Heat Pump | 208 | 1 |  |  |  | Single-Speed |  |  |  | 33900 | 1599 | 21.2 |  | 27100 | 1985 | 4 |  | Non Federally-Regulated | 12/05/2019 |  | 07/16/2020
Johnson Controls, Inc. | Johnson Controls | VPCS18*1****0 (ECM) |  | Water-Source | WBAHP: Heat Pump Packaged Unit | Heat Pump | 230 | 1 |  |  |  | Single-Speed |  |  |  | 18400 | 1150 | 16 | 11.2 | 21400 | 1119 | 5.6 | 4.2 | Federally-Regulated Commercial & Industrial Equipment | 02/23/2016 |  | 07/16/2020
Johnson Controls, Inc. | Johnson Controls | VSCS30*1****0 (ECM) |  | Ground-Water-Source | WBAHP: Heat Pump Packaged Unit | Heat Pump | 230 | 1 |  |  |  | Single-Speed |  |  |  | 33900 | 1599 | 21.2 | 16.2 | 27100 | 1985 | 4 | 3.6 | Non Federally-Regulated | 11/13/2015 |  | 07/16/2020
Johnson Controls, Inc. | Johnson Controls | VPCS18*1****0 (ECM) |  | Ground-Water-Source | WBAHP: Heat Pump Packaged Unit | Heat Pump | 208 | 1 |  |  |  | Single-Speed |  |  |  | 21600 | 885 | 24.4 | 16.2 | 17800 | 1109 | 4.7 | 3.6 | Non Federally-Regulated | 02/23/2016 |  | 07/16/2020
Johnson Controls, Inc. | Johnson Controls | VSCS30*1****0 |  | Water-Source | WBAHP: Heat Pump Packaged Unit | Heat Pump | 230 | 1 |  |  |  | Single-Speed |  |  |  | 29700 | 2233 | 13.3 | 11.2 | 33900 | 2258 | 4.4 | 4.2 | Federally-Regulated Commercial & Industrial Equipment | 11/13/2015 |  | 07/16/2020
Johnson Controls, Inc. | Johnson Controls | VSCS24*1****0 (ECM) |  | Ground-Source | WBAHP: Heat Pump Packaged Unit | Heat Pump | 230 | 1 |  |  |  | Single-Speed |  |  |  | 26100 | 1621 | 16.1 | 13.4 | 17900 | 1589 | 3.3 | 3.1 | Non Federally-Regulated | 11/13/2015 |  | 07/16/2020
Johnson Controls, Inc. | Johnson Controls | VPCS30*1****0 (ECM) |  | Water-Source | WBAHP: Heat Pump Packaged Unit | Heat Pump | 208 | 1 |  |  |  | Single-Speed |  |  |  | 30100 | 1813 | 16.6 |  | 34000 | 1811 | 5.5 |  | Federally-Regulated Commercial & Industrial Equipment | 12/05/2019 |  | 07/16/2020
Johnson Controls, Inc. | Johnson Controls | VSCS12*1****0 |  | Ground-Water-Source | WBAHP: Heat Pump Packaged Unit | Heat Pump | 230 | 1 |  |  |  | Single-Speed |  |  |  | 14400 | 727 | 19.8 | 16.2 | 12200 | 966 | 3.7 | 3.6 | Non Federally-Regulated | 11/13/2015 |  | 07/16/2020
Johnson Controls, Inc. | Johnson Controls | VSCS30*6****0 (ECM) |  | Ground-Source | WBAHP: Heat Pump Packaged Unit | Heat Pump | 265 | 1 |  |  |  | Single-Speed |  |  |  | 32200 | 2037 | 15.8 |  | 20100 | 1785 | 3.3 |  | Non Federally-Regulated | 12/05/2019 |  | 07/16/2020
Johnson Controls, Inc. | Johnson Controls | VPCS12*1****0 (ECM) |  | Ground-Source | WBAHP: Heat Pump Packaged Unit | Heat Pump | 230 | 1 |  |  |  | Single-Speed |  |  |  | 12400 | 708 | 17.5 | 13.4 | 9600 | 803 | 3.5 | 3.1 | Non Federally-Regulated | 02/23/2016 |  | 07/16/2020
Johnson Controls, Inc. | Johnson Controls | VSCS18*1****0 (ECM) |  | Water-Source | WBAHP: Heat Pump Packaged Unit | Heat Pump | 230 | 1 |  |  |  | Single-Speed |  |  |  | 18400 | 1352 | 13.6 | 11.2 | 22000 | 1371 | 4.7 | 4.2 | Federally-Regulated Commercial & Industrial Equipment | 11/13/2015 |  | 07/16/2020
Johnson Controls, Inc. | Johnson Controls | VSCS24*1****0 (ECM) |  | Ground-Water-Source | WBAHP: Heat Pump Packaged Unit | Heat Pump | 230 | 1 |  |  |  | Single-Speed |  |  |  | 28200 | 1299 | 21.7 | 16.2 | 24000 | 1758 | 4 | 3.6 | Non Federally-Regulated | 11/13/2015 |  | 07/16/2020
Johnson Controls, Inc. | Johnson Controls | VPCS12*1****0 (ECM) |  | Ground-Source | WBAHP: Heat Pump Packaged Unit | Heat Pump | 208 | 1 |  |  |  | Single-Speed |  |  |  | 12400 | 708 | 17.5 | 13.4 | 9600 | 803 | 3.5 | 3.1 | Non Federally-Regulated | 02/23/2016 |  | 07/16/2020
Johnson Controls, Inc. | Johnson Controls | VPCS18*1****0 (ECM) |  | Ground-Water-Source | WBAHP: Heat Pump Packaged Unit | Heat Pump | 230 | 1 |  |  |  | Single-Speed |  |  |  | 21600 | 885 | 24.4 | 16.2 | 17800 | 1109 | 4.7 | 3.6 | Non Federally-Regulated | 02/23/2016 |  | 07/16/2020
Johnson Controls, Inc. | Johnson Controls | VSCS30*1****0 (ECM) |  | Water-Source | WBAHP: Heat Pump Packaged Unit | Heat Pump | 208 | 1 |  |  |  | Single-Speed |  |  |  | 30100 | 2150 | 14 |  | 33400 | 2039 | 4.8 |  | Federally-Regulated Commercial & Industrial Equipment | 12/05/2019 |  | 07/16/2020
Johnson Controls, Inc. | Johnson Controls | VSCS24*1****0 |  | Ground-Source | WBAHP: Heat Pump Packaged Unit | Heat Pump | 230 | 1 |  |  |  | Single-Speed |  |  |  | 26000 | 1656 | 15.7 | 13.4 | 18500 | 1694 | 3.2 | 3.1 | Non Federally-Regulated | 11/13/2015 |  | 07/16/2020
Johnson Controls, Inc. | Johnson Controls | VSCS18*1****0 (ECM) |  | Ground-Water-Source | WBAHP: Heat Pump Packaged Unit | Heat Pump | 208 | 1 |  |  |  | Single-Speed |  |  |  | 20900 | 995 | 21 | 16.2 | 18100 | 1326 | 4 | 3.6 | Non Federally-Regulated | 11/13/2015 |  | 07/16/2020
Johnson Controls, Inc. | Johnson Controls | VSCS18*6****0 (ECM) |  | Ground-Water-Source | WBAHP: Heat Pump Packaged Unit | Heat Pump | 265 | 1 |  |  |  | Single-Speed |  |  |  | 20900 | 995 | 21 | 16.2 | 18100 | 1326 | 4 | 3.6 | Non Federally-Regulated | 11/13/2015 |  | 07/16/2020
Johnson Controls, Inc. | Johnson Controls | VSCS12*6****0 (ECM) |  | Ground-Source | WBAHP: Heat Pump Packaged Unit | Heat Pump | 265 | 1 |  |  |  | Single-Speed |  |  |  | 12800 | 882 | 14.5 | 13.4 | 9400 | 834 | 3.3 | 3.1 | Non Federally-Regulated | 11/13/2015 |  | 07/16/2020
Johnson Controls, Inc. | Johnson Controls | VSCS12*1****0 |  | Water-Source | WBAHP: Heat Pump Packaged Unit | Heat Pump | 230 | 1 |  |  |  | Single-Speed |  |  |  | 12200 | 938 | 13 | 11.2 | 14900 | 992 | 4.4 | 4.2 | Federally-Regulated Commercial & Industrial Equipment | 11/13/2015 |  | 07/16/2020
Johnson Controls, Inc. | Johnson Controls | VSCS18*1****0 (ECM) |  | Ground-Source | WBAHP: Heat Pump Packaged Unit | Heat Pump | 230 | 1 |  |  |  | Single-Speed |  |  |  | 19100 | 1264 | 15.1 | 13.4 | 13700 | 1216 | 3.3 | 3.1 | Non Federally-Regulated | 11/13/2015 |  | 07/16/2020
Johnson Controls, Inc. | Johnson Controls | VSCS24*1****0 |  | Ground-Source | WBAHP: Heat Pump Packaged Unit | Heat Pump | 208 | 1 |  |  |  | Single-Speed |  |  |  | 26000 | 1656 | 15.7 | 13.4 | 18500 | 1694 | 3.2 | 3.1 | Non Federally-Regulated | 11/13/2015 |  | 07/16/2020
Johnson Controls, Inc. | Johnson Controls | VSCS30*1****0 |  | Ground-Water-Source | WBAHP: Heat Pump Packaged Unit | Heat Pump | 230 | 1 |  |  |  | Single-Speed |  |  |  | 33500 | 1634 | 20.5 | 16.2 | 27500 | 2238 | 3.6 | 3.6 | Non Federally-Regulated | 11/13/2015 |  | 07/16/2020
Johnson Controls, Inc. | Johnson Controls | VSCS12*1****0 |  | Ground-Water-Source | WBAHP: Heat Pump Packaged Unit | Heat Pump | 208 | 1 |  |  |  | Single-Speed |  |  |  | 14400 | 727 | 19.8 | 16.2 | 12200 | 966 | 3.7 | 3.6 | Non Federally-Regulated | 11/13/2015 |  | 07/16/2020
Johnson Controls, Inc. | Johnson Controls | VSCS24*1****0 |  | Water-Source | WBAHP: Heat Pump Packaged Unit | Heat Pump | 208 | 1 |  |  |  | Single-Speed |  |  |  | 24400 | 1820 | 13.4 | 11.2 | 30200 | 1966 | 4.5 | 4.2 | Federally-Regulated Commercial & Industrial Equipment | 11/13/2015 |  | 07/16/2020
Johnson Controls, Inc. | Johnson Controls | VSCS30*1****0 |  | Water-Source | WBAHP: Heat Pump Packaged Unit | Heat Pump | 208 | 1 |  |  |  | Single-Speed |  |  |  | 29700 | 2233 | 13.3 |  | 33900 | 2258 | 4.4 |  | Federally-Regulated Commercial & Industrial Equipment | 12/05/2019 |  | 07/16/2020
Johnson Controls, Inc. | Johnson Controls | VSCS18*1****0 (ECM) |  | Water-Source | WBAHP: Heat Pump Packaged Unit | Heat Pump | 208 | 1 |  |  |  | Single-Speed |  |  |  | 18400 | 1352 | 13.6 | 11.2 | 22000 | 1371 | 4.7 | 4.2 | Federally-Regulated Commercial & Industrial Equipment | 11/13/2015 |  | 07/16/2020
Johnson Controls, Inc. | Johnson Controls | VSCS24*1****0 |  | Ground-Water-Source | WBAHP: Heat Pump Packaged Unit | Heat Pump | 230 | 1 |  |  |  | Single-Speed |  |  |  | 28100 | 1306 | 21.5 | 16.2 | 23800 | 1788 | 3.9 | 3.6 | Non Federally-Regulated | 11/13/2015 |  | 07/16/2020
Johnson Controls, Inc. | Johnson Controls | VSCS18*6****0 (ECM) |  | Water-Source | WBAHP: Heat Pump Packaged Unit | Heat Pump | 265 | 1 |  |  |  | Single-Speed |  |  |  | 18400 | 1352 | 13.6 | 11.2 | 22000 | 1371 | 4.7 | 4.2 | Federally-Regulated Commercial & Industrial Equipment | 11/13/2015 |  | 07/16/2020
Johnson Controls, Inc. | Johnson Controls | VSCS12*1****0 (ECM) |  | Water-Source | WBAHP: Heat Pump Packaged Unit | Heat Pump | 208 | 1 |  |  |  | Single-Speed |  |  |  | 12300 | 917 | 13.4 | 11.2 | 14700 | 957 | 4.5 | 4.2 | Federally-Regulated Commercial & Industrial Equipment | 11/13/2015 |  | 07/16/2020
Johnson Controls, Inc. | Johnson Controls | VSCS24*1****0 (ECM) |  | Ground-Water-Source | WBAHP: Heat Pump Packaged Unit | Heat Pump | 208 | 1 |  |  |  | Single-Speed |  |  |  | 28200 | 1299 | 21.7 | 16.2 | 24000 | 1758 | 4 | 3.6 | Non Federally-Regulated | 11/28/2018 |  | 07/16/2020
Johnson Controls, Inc. | Johnson Controls | VPCS30*1****0 (ECM) |  | Ground-Source | WBAHP: Heat Pump Packaged Unit | Heat Pump | 208 | 1 |  |  |  | Single-Speed |  |  |  | 31300 | 1691 | 18.5 |  | 21800 | 1681 | 3.8 |  | Non Federally-Regulated | 12/05/2019 |  | 07/16/2020
Johnson Controls, Inc. | Johnson Controls | VPCS12*1****0 (ECM) |  | Water-Source | WBAHP: Heat Pump Packaged Unit | Heat Pump | 208 | 1 |  |  |  | Single-Speed |  |  |  | 11900 | 767 | 15.5 | 11.2 | 15000 | 879 | 5 | 4.2 | Federally-Regulated Commercial & Industrial Equipment | 02/23/2016 |  | 07/16/2020
Johnson Controls, Inc. | Johnson Controls | VSCS30*1****0 |  | Ground-Water-Source | WBAHP: Heat Pump Packaged Unit | Heat Pump | 208 | 1 |  |  |  | Single-Speed |  |  |  | 33500 | 1634 | 20.5 |  | 27500 | 2238 | 3.6 |  | Non Federally-Regulated | 12/05/2019 |  | 07/16/2020
Johnson Controls, Inc. | Johnson Controls | VSCS12*1****0 (ECM) |  | Ground-Source | WBAHP: Heat Pump Packaged Unit | Heat Pump | 230 | 1 |  |  |  | Single-Speed |  |  |  | 12800 | 882 | 14.5 | 13.4 | 9400 | 834 | 3.3 | 3.1 | Non Federally-Regulated | 11/13/2015 |  | 07/16/2020
Johnson Controls, Inc. | Johnson Controls | VPCS18*1****0 (ECM) |  | Ground-Source | WBAHP: Heat Pump Packaged Unit | Heat Pump | 230 | 1 |  |  |  | Single-Speed |  |  |  | 19000 | 1055 | 18 | 13.4 | 13700 | 1085 | 3.7 | 3.1 | Non Federally-Regulated | 02/23/2016 |  | 07/16/2020
Johnson Controls, Inc. | Johnson Controls | VSCS12*1****0 |  | Ground-Source | WBAHP: Heat Pump Packaged Unit | Heat Pump | 230 | 1 |  |  |  | Single-Speed |  |  |  | 12600 | 881 | 14.3 | 13.4 | 9700 | 888 | 3.2 | 3.1 | Non Federally-Regulated | 11/13/2015 |  | 07/16/2020
Johnson Controls, Inc. | Johnson Controls | VSCS24*6****0 (ECM) |  | Ground-Source | WBAHP: Heat Pump Packaged Unit | Heat Pump | 265 | 1 |  |  |  | Single-Speed |  |  |  | 26100 | 1621 | 16.1 | 13.4 | 17900 | 1589 | 3.3 | 3.1 | Non Federally-Regulated | 11/13/2015 |  | 07/16/2020
Johnson Controls, Inc. | Johnson Controls | VSCS24*1****0 |  | Ground-Water-Source | WBAHP: Heat Pump Packaged Unit | Heat Pump | 208 | 1 |  |  |  | Single-Speed |  |  |  | 28100 | 1306 | 21.5 | 16.2 | 23800 | 1788 | 3.9 | 3.6 | Non Federally-Regulated | 11/13/2015 |  | 07/16/2020
Johnson Controls, Inc. | Johnson Controls | VSCS18*6****0 (ECM) |  | Ground-Source | WBAHP: Heat Pump Packaged Unit | Heat Pump | 265 | 1 |  |  |  | Single-Speed |  |  |  | 19100 | 1264 | 15.1 | 13.4 | 13700 | 1216 | 3.3 | 3.1 | Non Federally-Regulated | 11/13/2015 |  | 07/16/2020
Johnson Controls, Inc. | Johnson Controls | VSCS18*1****0 (ECM) |  | Ground-Water-Source | WBAHP: Heat Pump Packaged Unit | Heat Pump | 230 | 1 |  |  |  | Single-Speed |  |  |  | 20900 | 995 | 21 | 16.2 | 18100 | 1326 | 4 | 3.6 | Non Federally-Regulated | 11/13/2015 |  | 07/16/2020
Johnson Controls, Inc. | Johnson Controls | VSCS30*1****0 (ECM) |  | Water-Source | WBAHP: Heat Pump Packaged Unit | Heat Pump | 230 | 1 |  |  |  | Single-Speed |  |  |  | 30100 | 2150 | 14 | 11.2 | 33400 | 2039 | 4.8 | 4.2 | Federally-Regulated Commercial & Industrial Equipment | 11/13/2015 |  | 07/16/2020
Johnson Controls, Inc. | Johnson Controls | VPCS12*1****0 (ECM) |  | Ground-Water-Source | WBAHP: Heat Pump Packaged Unit | Heat Pump | 230 | 1 |  |  |  | Single-Speed |  |  |  | 13900 | 617 | 22.5 | 16.2 | 12200 | 831 | 4.3 | 3.6 | Non Federally-Regulated | 02/23/2016 |  | 07/16/2020
Johnson Controls, Inc. | Johnson Controls | VSCS30*1****0 |  | Ground-Source | WBAHP: Heat Pump Packaged Unit | Heat Pump | 208 | 1 |  |  |  | Single-Speed |  |  |  | 31800 | 2092 | 15.2 |  | 20500 | 1938 | 3.1 |  | Non Federally-Regulated | 12/05/2019 |  | 07/16/2020
Johnson Controls, Inc. | Johnson Controls | VSCS24*6****0 (ECM) |  | Water-Source | WBAHP: Heat Pump Packaged Unit | Heat Pump | 265 | 1 |  |  |  | Single-Speed |  |  |  | 24600 | 1795 | 13.7 | 11.2 | 30000 | 1911 | 4.6 | 4.2 | Federally-Regulated Commercial & Industrial Equipment | 11/13/2015 |  | 07/16/2020
Johnson Controls, Inc. | Johnson Controls | VSCS18*1****0 |  | Water-Source | WBAHP: Heat Pump Packaged Unit | Heat Pump | 230 | 1 |  |  |  | Single-Speed |  |  |  | 18100 | 1371 | 13.2 | 11.2 | 22300 | 1420 | 4.6 | 4.2 | Federally-Regulated Commercial & Industrial Equipment | 11/13/2015 |  | 07/16/2020
Johnson Controls, Inc. | Johnson Controls | VPCS30*1****0 (ECM) |  | Ground-Water-Source | WBAHP: Heat Pump Packaged Unit | Heat Pump | 208 | 1 |  |  |  | Single-Speed |  |  |  | 34200 | 1401 | 24.4 |  | 27900 | 1703 | 4.8 |  | Non Federally-Regulated | 12/05/2019 |  | 07/16/2020
Johnson Controls, Inc. | Johnson Controls | VSCS24*1****0 |  | Water-Source | WBAHP: Heat Pump Packaged Unit | Heat Pump | 230 | 1 |  |  |  | Single-Speed |  |  |  | 24400 | 1820 | 13.4 | 11.2 | 30200 | 1966 | 4.5 | 4.2 | Federally-Regulated Commercial & Industrial Equipment | 11/13/2015 |  | 07/16/2020
FHP Manufacturing Company | Aquarius | EP007-1HZ/VT |  | Ground-Water-Source | WBAHP: Heat Pump Packaged Unit | Heat Pump | 208 | 1 |  |  |  | Single-Speed |  |  |  | 8400 | 334 | 25.1 | 16.2 | 7000 | 418 | 4.9 | 3.6 | Non Federally-Regulated | 12/07/2018 |  | 07/16/2020
FHP Manufacturing Company | Aquarius | EP060-1HZ/VT |  | Water-Source | WBAHP: Heat Pump Packaged Unit | Heat Pump | 208 | 1 |  |  |  | Single-Speed |  |  |  | 60400 | 3728 | 16.2 | 11.2 | 71500 | 3676 | 5.7 | 4.2 | Federally-Regulated Commercial & Industrial Equipment | 07/17/2019 |  | 07/16/2020
FHP Manufacturing Company | Aquarius | EP060-3HZ/VT |  | Ground-Source | WBAHP: Heat Pump Packaged Unit | Heat Pump | 208 | 3 |  |  |  | Single-Speed |  |  |  | 61500 | 3324 | 18.5 | 13.4 | 47000 | 3279 | 4.2 | 3.1 | Non Federally-Regulated | 11/28/2018 |  | 07/16/2020
FHP Manufacturing Company | Aquarius | EP012-1HZ/VT |  | Ground-Water-Source | WBAHP: Heat Pump Packaged Unit | Heat Pump | 230 | 1 |  |  |  | Single-Speed |  |  |  | 14600 | 643 | 22.7 | 16.2 | 13000 | 886 | 4.3 | 3.6 | Non Federally-Regulated | 04/27/2016 |  | 07/16/2020
FHP Manufacturing Company | Aquarius | EP007-1HZ/VT |  | Ground-Source | WBAHP: Heat Pump Packaged Unit | Heat Pump | 208 | 1 |  |  |  | Single-Speed |  |  |  | 7400 | 400 | 18.5 | 13.4 | 5100 | 415 | 3.6 | 3.1 | Non Federally-Regulated | 12/07/2018 |  | 07/16/2020
FHP Manufacturing Company | Aquarius | EP012-1HZ/VT |  | Ground-Source | WBAHP: Heat Pump Packaged Unit | Heat Pump | 208 | 1 |  |  |  | Single-Speed |  |  |  | 13000 | 742 | 17.5 | 13.4 | 10000 | 814 | 3.6 | 3.1 | Non Federally-Regulated | 02/08/2019 |  | 07/16/2020
FHP Manufacturing Company | Aquarius | EP007-1HZ/VT |  | Water-Source | WBAHP: Heat Pump Packaged Unit | Heat Pump | 208 | 1 |  |  |  | Single-Speed |  |  |  | 6800 | 433 | 15.7 | 11.2 | 8800 | 452 | 5.7 | 4.2 | Federally-Regulated Commercial & Industrial Equipment | 12/07/2018 |  | 07/16/2020
FHP Manufacturing Company | Aquarius | EP012-1HZ/VT |  | Water-Source | WBAHP: Heat Pump Packaged Unit | Heat Pump | 208 | 1 |  |  |  | Single-Speed |  |  |  | 12200 | 818 | 14.9 | 11.2 | 16500 | 948 | 5.1 | 4.2 | Federally-Regulated Commercial & Industrial Equipment | 02/08/2019 |  | 07/16/2020
FHP Manufacturing Company | Aquarius | EP060-3HZ/VT |  | Water-Source | WBAHP: Heat Pump Packaged Unit | Heat Pump | 208 | 3 |  |  |  | Single-Speed |  |  |  | 60400 | 3728 | 16.2 | 11.2 | 71500 | 3676 | 5.7 | 4.2 | Federally-Regulated Commercial & Industrial Equipment | 11/28/2018 |  | 07/16/2020
FHP Manufacturing Company | Aquarius | EP060-1HZ/VT |  | Ground-Source | WBAHP: Heat Pump Packaged Unit | Heat Pump | 208 | 1 |  |  |  | Single-Speed |  |  |  | 61500 | 3324 | 18.5 | 13.4 | 47000 | 3279 | 4.2 | 3.1 | Non Federally-Regulated | 07/17/2019 |  | 07/16/2020
FHP Manufacturing Company | Aquarius | EP012-1HZ/VT |  | Water-Source | WBAHP: Heat Pump Packaged Unit | Heat Pump | 230 | 1 |  |  |  | Single-Speed |  |  |  | 12200 | 818 | 14.9 | 11.2 | 16500 | 948 | 5.1 | 4.2 | Federally-Regulated Commercial & Industrial Equipment | 04/27/2016 |  | 07/16/2020
FHP Manufacturing Company | Aquarius | EP012-1HZ/VT |  | Ground-Water-Source | WBAHP: Heat Pump Packaged Unit | Heat Pump | 208 | 1 |  |  |  | Single-Speed |  |  |  | 14600 | 643 | 22.7 | 16.2 | 13000 | 886 | 4.3 | 3.6 | Non Federally-Regulated | 02/08/2019 |  | 07/16/2020
FHP Manufacturing Company | Aquarius | EP012-1HZ/VT |  | Ground-Source | WBAHP: Heat Pump Packaged Unit | Heat Pump | 230 | 1 |  |  |  | Single-Speed |  |  |  | 13000 | 742 | 17.5 | 13.4 | 10000 | 814 | 3.6 | 3.1 | Non Federally-Regulated | 04/27/2016 |  | 07/16/2020
ClimateMaster Inc. | TRANQUILITY HI RISE SERIES | TSL24 B |  | Ground-Source | WBAHP: Heat Pump Packaged Unit | Heat Pump | 208 | 1 |  |  |  | Single-Speed |  |  |  | 26500 | 1365 | 19.4 | 13.4 | 18500 | 1506 | 3.6 | 3.1 | Non Federally-Regulated | 05/10/2019 |  | 07/16/2020
ClimateMaster Inc. | TRANQUILITY HI RISE SERIES | TSM24 A |  | Ground-Source | WBAHP-O: Heat Pump Packaged Un | Heat Pump | 208 | 1 |  |  |  | Single-Speed |  |  |  | 26500 | 1577 | 16.8 | 13.4 | 18400 | 1586 | 3.4 | 3.1 | Non Federally-Regulated | 05/10/2019 |  | 07/16/2020
ClimateMaster Inc. | TRANQUILITY HI RISE SERIES | TSM24 A |  | Water-Source | WBAHP-O: Heat Pump Packaged Un | Heat Pump | 208 | 1 |  |  |  | Single-Speed |  |  |  | 25000 | 1736 | 14.4 | 11.2 | 32500 | 1943 | 4.9 | 4.2 | Federally-Regulated Commercial & Industrial Equipment | 05/10/2019 |  | 07/16/2020
ClimateMaster Inc. | TRANQUILITY HI RISE SERIES | TSL24 A |  | Water-Source | WBAHP: Heat Pump Packaged Unit | Heat Pump | 208 | 1 |  |  |  | Single-Speed |  |  |  | 24500 | 1611 | 15.2 | 11.2 | 31500 | 1846 | 5 | 4.2 | Federally-Regulated Commercial & Industrial Equipment | 05/10/2019 |  | 07/16/2020
ClimateMaster Inc. | TRANQUILITY HI RISE SERIES | TSL24 B |  | Water-Source | WBAHP: Heat Pump Packaged Unit | Heat Pump | 208 | 1 |  |  |  | Single-Speed |  |  |  | 25000 | 1524 | 16.4 | 11.2 | 30500 | 1686 | 5.3 | 4.2 | Federally-Regulated Commercial & Industrial Equipment | 05/10/2019 |  | 07/16/2020
ClimateMaster Inc. | TRANQUILITY HI RISE SERIES | TSM24 B |  | Ground-Source | WBAHP-O: Heat Pump Packaged Un | Heat Pump | 208 | 1 |  |  |  | Single-Speed |  |  |  | 26500 | 1432 | 18.5 | 13.4 | 18200 | 1523 | 3.5 | 3.1 | Non Federally-Regulated | 05/10/2019 |  | 07/16/2020
ClimateMaster Inc. | TRANQUILITY HI RISE SERIES | TSL24 A |  | Ground-Source | WBAHP: Heat Pump Packaged Unit | Heat Pump | 208 | 1 |  |  |  | Single-Speed |  |  |  | 26000 | 1452 | 17.9 | 13.4 | 18500 | 1594 | 3.4 | 3.1 | Non Federally-Regulated | 05/10/2019 |  | 07/16/2020
ClimateMaster Inc. | TRANQUILITY HI RISE SERIES | TSM24 B |  | Water-Source | WBAHP-O: Heat Pump Packaged Un | Heat Pump | 208 | 1 |  |  |  | Single-Speed |  |  |  | 25000 | 1592 | 15.7 | 11.2 | 32500 | 1867 | 5.1 | 4.2 | Federally-Regulated Commercial & Industrial Equipment | 05/10/2019 |  | 07/16/2020
FHP Manufacturing Company | BOSCH-GEO | BP012-1HZ/VT |  | Water-Source | WBAHP: Heat Pump Packaged Unit | Heat Pump | 208 | 1 |  |  |  | Single-Speed |  |  |  | 12200 | 818 | 14.9 | 11.2 | 16500 | 948 | 5.1 | 4.2 | Federally-Regulated Commercial & Industrial Equipment | 02/08/2019 |  | 07/16/2020
FHP Manufacturing Company | BOSCH-GEO | BP018-1HZ*******C |  | Ground-Source | WBAHP: Heat Pump Packaged Unit | Heat Pump | 208 | 1 |  |  |  | Single-Speed |  |  |  | 20500 | 1145 | 17.9 | 13.4 | 14800 | 1188 | 3.7 | 3.1 | Non Federally-Regulated | 05/13/2019 |  | 07/16/2020
FHP Manufacturing Company | BOSCH-GEO | SM024-1HZC-*****A |  | Ground-Source | WBAHP: Heat Pump Packaged Unit | Both Heat Pump and Electric Re | 208 | 1 |  |  |  | Dual-Speed |  |  |  | 26600 | 1336 | 19.9 | 13.4 | 18000 | 1425 | 3.7 | 3.1 | Non Federally-Regulated | 05/13/2019 |  | 07/16/2020
FHP Manufacturing Company | BOSCH-GEO | BP018-1VT*******C |  | Ground-Source | WBAHP: Heat Pump Packaged Unit | Heat Pump | 208 | 1 |  |  |  | Single-Speed |  |  |  | 20500 | 1108 | 18.5 | 13.4 | 14800 | 1172 | 3.7 | 3.1 | Non Federally-Regulated | 05/13/2019 |  | 07/16/2020
FHP Manufacturing Company | BOSCH-GEO | BP012-1HZ/VT |  | Ground-Water-Source | WBAHP: Heat Pump Packaged Unit | Heat Pump | 208 | 1 |  |  |  | Single-Speed |  |  |  | 14600 | 643 | 22.7 | 16.2 | 13000 | 886 | 4.3 | 3.6 | Non Federally-Regulated | 02/08/2019 |  | 07/16/2020
FHP Manufacturing Company | BOSCH-GEO | BP012-1HZ/VT |  | Water-Source | WBAHP: Heat Pump Packaged Unit | Heat Pump | 230 | 1 |  |  |  | Single-Speed |  |  |  | 12200 | 818 | 14.9 | 11.2 | 16500 | 948 | 5.1 | 4.2 | Federally-Regulated Commercial & Industrial Equipment | 04/27/2016 |  | 07/16/2020
FHP Manufacturing Company | BOSCH-GEO | BP018-1HZ*******C |  | Water-Source | WBAHP: Heat Pump Packaged Unit | Heat Pump | 208 | 1 |  |  |  | Single-Speed |  |  |  | 19500 | 1266 | 15.4 | 11.2 | 21300 | 1248 | 5 | 4.2 | Federally-Regulated Commercial & Industrial Equipment | 05/13/2019 |  | 07/16/2020
FHP Manufacturing Company | BOSCH-GEO | BP018-1VT*******C |  | Water-Source | WBAHP: Heat Pump Packaged Unit | Heat Pump | 208 | 1 |  |  |  | Single-Speed |  |  |  | 19500 | 1226 | 15.9 | 11.2 | 21300 | 1248 | 5 | 4.2 | Federally-Regulated Commercial & Industrial Equipment | 05/13/2019 |  | 07/16/2020
FHP Manufacturing Company | BOSCH-GEO | BP012-1HZ/VT |  | Ground-Water-Source | WBAHP: Heat Pump Packaged Unit | Heat Pump | 230 | 1 |  |  |  | Single-Speed |  |  |  | 14600 | 643 | 22.7 | 16.2 | 13000 | 886 | 4.3 | 3.6 | Non Federally-Regulated | 04/27/2016 |  | 07/16/2020
FHP Manufacturing Company | BOSCH-GEO | SM060-1CF/HZ/VT |  | Water-Source | WBAHP: Heat Pump Packaged Unit | Both Heat Pump and Electric Re | 208 | 1 |  |  |  | Dual-Speed |  |  |  | 63800 | 4129 | 15.45 | 11.2 | 73300 | 4475 | 4.8 | 4.2 | Federally-Regulated Commercial & Industrial Equipment | 05/13/2019 |  | 07/16/2020
FHP Manufacturing Company | BOSCH-GEO | BP048-1VT*******B |  | Ground-Source | WBAHP: Heat Pump Packaged Unit | Heat Pump | 208 | 1 |  |  |  | Single-Speed |  |  |  | 49500 | 2788 | 17.75 |  | 33400 | 2645 | 3.7 |  | Non Federally-Regulated | 12/05/2019 |  | 07/16/2020
FHP Manufacturing Company | BOSCH-GEO | SM024-1VT/CFN-*****A |  | Ground-Source | WBAHP: Heat Pump Packaged Unit | Both Heat Pump and Electric Re | 208 | 1 |  |  |  | Dual-Speed |  |  |  | 26600 | 1461 | 18.2 | 13.4 | 18000 | 1425 | 3.7 | 3.1 | Non Federally-Regulated | 05/13/2019 |  | 07/16/2020
FHP Manufacturing Company | BOSCH-GEO | BP012-1HZ/VT |  | Ground-Source | WBAHP: Heat Pump Packaged Unit | Heat Pump | 208 | 1 |  |  |  | Single-Speed |  |  |  | 13000 | 742 | 17.5 | 13.4 | 10000 | 814 | 3.6 | 3.1 | Non Federally-Regulated | 02/08/2019 |  | 07/16/2020
FHP Manufacturing Company | BOSCH-GEO | BP048-1VT*******B |  | Water-Source | WBAHP: Heat Pump Packaged Unit | Heat Pump | 208 | 1 |  |  |  | Single-Speed |  |  |  | 47400 | 3160 | 15 |  | 50000 | 2764 | 5.3 |  | Federally-Regulated Commercial & Industrial Equipment | 12/05/2019 |  | 07/16/2020
FHP Manufacturing Company | BOSCH-GEO | BP048-1VT*******B |  | Ground-Water-Source | WBAHP: Heat Pump Packaged Unit | Heat Pump | 208 | 1 |  |  |  | Single-Speed |  |  |  | 52900 | 2190 | 24.15 |  | 40500 | 2760 | 4.3 |  | Non Federally-Regulated | 12/05/2019 |  | 07/16/2020
FHP Manufacturing Company | BOSCH-GEO | BP018-1HZ*******C |  | Ground-Water-Source | WBAHP: Heat Pump Packaged Unit | Heat Pump | 208 | 1 |  |  |  | Single-Speed |  |  |  | 21300 | 862 | 24.7 | 16.2 | 17700 | 1178 | 4.4 | 3.6 | Non Federally-Regulated | 05/13/2019 |  | 07/16/2020
FHP Manufacturing Company | BOSCH-GEO | BP012-1HZ/VT |  | Ground-Source | WBAHP: Heat Pump Packaged Unit | Heat Pump | 230 | 1 |  |  |  | Single-Speed |  |  |  | 13000 | 742 | 17.5 | 13.4 | 10000 | 814 | 3.6 | 3.1 | Non Federally-Regulated | 04/27/2016 |  | 07/16/2020
FHP Manufacturing Company | BOSCH-GEO | BP018-1VT*******C |  | Ground-Water-Source | WBAHP: Heat Pump Packaged Unit | Heat Pump | 208 | 1 |  |  |  | Single-Speed |  |  |  | 21300 | 841 | 25.3 | 16.2 | 17700 | 1178 | 4.4 | 3.6 | Non Federally-Regulated | 05/13/2019 |  | 07/16/2020
Waterfurnace International, Inc. | 5 SERIES OUTDOOR SPLITS | NDS049H1 | SRAA048* | Ground-Water-Source | WBAHP-C: Heat Pump Split Syste | Heat Pump | 230 | 1 | False |  |  | Dual-Speed |  |  |  | 51000 | 2107 | 24.2 | 16.2 | 47100 | 3000 | 4.6 | 3.6 | Non Federally-Regulated | 05/10/2017 |  | 07/16/2020
Waterfurnace International, Inc. | 5 SERIES OUTDOOR SPLITS | NDS049H1 | SRAA048* | Water-Source | WBAHP-C: Heat Pump Split Syste | Heat Pump | 230 | 1 | False |  |  | Dual-Speed |  |  |  | 43200 | 2805 | 15.4 | 12 | 56300 | 3235 | 5.1 | 4.2 | Federally-Regulated Commercial & Industrial Equipment | 05/10/2017 |  | 07/16/2020
Waterfurnace International, Inc. | 5 SERIES OUTDOOR SPLITS | NDS049H1 | SRAA048* | Ground-Source | WBAHP-C: Heat Pump Split Syste | Heat Pump | 230 | 1 | False |  |  | Dual-Speed |  |  |  | 46300 | 2572 | 18 | 13.4 | 37700 | 2833 | 3.9 | 3.1 | Non Federally-Regulated | 05/10/2017 |  | 07/16/2020
Waterfurnace International, Inc. | 5 SERIES OUTDOOR SPLITS | NDS049H1 | SRAA048* | Ground-Source | WBAHP-C: Heat Pump Split Syste | Heat Pump | 208 | 1 | False |  |  | Dual-Speed |  |  |  | 46300 | 2572 | 18 |  | 37700 | 2833 | 3.9 |  | Non Federally-Regulated | 05/06/2020 | 10272220 | 07/16/2020
Waterfurnace International, Inc. | 5 SERIES OUTDOOR SPLITS | NDS038J1 | SAH036* | Ground-Source | WBAHP-CB: Heat Pump Split Syst | Heat Pump | 208 | 1 | False |  |  | Dual-Speed |  |  |  | 36000 | 1894 | 19 |  | 27900 | 2044 | 4 |  | Non Federally-Regulated | 12/06/2019 |  | 07/16/2020
Waterfurnace International, Inc. | 5 SERIES OUTDOOR SPLITS | NDS049H1 | SRAA048* | Water-Source | WBAHP-C: Heat Pump Split Syste | Heat Pump | 208 | 1 | False |  |  | Dual-Speed |  |  |  | 43200 | 2805 | 15.4 |  | 56300 | 3235 | 5.1 |  | Federally-Regulated Commercial & Industrial Equipment | 05/06/2020 | 10272220 | 07/16/2020
Waterfurnace International, Inc. | 5 SERIES OUTDOOR SPLITS | NDS038J1 | SAH036* | Water-Source | WBAHP-CB: Heat Pump Split Syst | Heat Pump | 208 | 1 | False |  |  | Dual-Speed |  |  |  | 34400 | 2110 | 16.3 |  | 41600 | 2344 | 5.2 |  | Federally-Regulated Commercial & Industrial Equipment | 12/06/2019 |  | 07/16/2020
Waterfurnace International, Inc. | 5 SERIES OUTDOOR SPLITS | NDS049H1 | SRAA048* | Ground-Water-Source | WBAHP-C: Heat Pump Split Syste | Heat Pump | 208 | 1 | False |  |  | Dual-Speed |  |  |  | 51000 | 2107 | 24.2 |  | 47100 | 3000 | 4.6 |  | Non Federally-Regulated | 05/06/2020 | 10272220 | 07/16/2020
Waterfurnace International, Inc. | 5 SERIES OUTDOOR SPLITS | NDS038J1 | SAH036* | Ground-Water-Source | WBAHP-CB: Heat Pump Split Syst | Heat Pump | 208 | 1 | False |  |  | Dual-Speed |  |  |  | 38200 | 1578 | 24.2 |  | 35100 | 2188 | 4.7 |  | Non Federally-Regulated | 12/06/2019 |  | 07/16/2020
Johnson Controls, Inc. | ENVIRO-TEC | VPCS18*1****0 (ECM) |  | Ground-Water-Source | WBAHP: Heat Pump Packaged Unit | Heat Pump | 230 | 1 |  |  |  | Single-Speed |  |  |  | 21600 | 885 | 24.4 | 16.2 | 17800 | 1109 | 4.7 | 3.6 | Non Federally-Regulated | 02/23/2016 |  | 07/16/2020
Johnson Controls, Inc. | ENVIRO-TEC | VSCS18*1****0 |  | Water-Source | WBAHP: Heat Pump Packaged Unit | Heat Pump | 208 | 1 |  |  |  | Single-Speed |  |  |  | 18100 | 1371 | 13.2 | 11.2 | 22300 | 1420 | 4.6 | 4.2 | Federally-Regulated Commercial & Industrial Equipment | 11/13/2015 |  | 07/16/2020
Johnson Controls, Inc. | ENVIRO-TEC | VSCS24*6****0 (ECM) |  | Ground-Source | WBAHP: Heat Pump Packaged Unit | Heat Pump | 265 | 1 |  |  |  | Single-Speed |  |  |  | 26100 | 1621 | 16.1 | 13.4 | 17900 | 1589 | 3.3 | 3.1 | Non Federally-Regulated | 11/13/2015 |  | 07/16/2020
Johnson Controls, Inc. | ENVIRO-TEC | VSCS24*1****0 (ECM) |  | Water-Source | WBAHP: Heat Pump Packaged Unit | Heat Pump | 208 | 1 |  |  |  | Single-Speed |  |  |  | 24600 | 1795 | 13.7 | 11.2 | 30000 | 1911 | 4.6 | 4.2 | Federally-Regulated Commercial & Industrial Equipment | 11/13/2015 |  | 07/16/2020
Johnson Controls, Inc. | ENVIRO-TEC | VSCS30*1****0 |  | Water-Source | WBAHP: Heat Pump Packaged Unit | Heat Pump | 208 | 1 |  |  |  | Single-Speed |  |  |  | 29700 | 2233 | 13.3 | 11.2 | 33900 | 2258 | 4.4 | 4.2 | Federally-Regulated Commercial & Industrial Equipment | 12/05/2019 |  | 07/16/2020
Johnson Controls, Inc. | ENVIRO-TEC | VSCS24*6****0 (ECM) |  | Water-Source | WBAHP: Heat Pump Packaged Unit | Heat Pump | 265 | 1 |  |  |  | Single-Speed |  |  |  | 24600 | 1795 | 13.7 | 11.2 | 30000 | 1911 | 4.6 | 4.2 | Federally-Regulated Commercial & Industrial Equipment | 11/13/2015 |  | 07/16/2020
Johnson Controls, Inc. | ENVIRO-TEC | VSCS24*1****0 |  | Ground-Water-Source | WBAHP: Heat Pump Packaged Unit | Heat Pump | 208 | 1 |  |  |  | Single-Speed |  |  |  | 28100 | 1306 | 21.5 | 16.2 | 23800 | 1788 | 3.9 | 3.6 | Non Federally-Regulated | 11/13/2015 |  | 07/16/2020
Johnson Controls, Inc. | ENVIRO-TEC | VSCS18*1****0 |  | Water-Source | WBAHP: Heat Pump Packaged Unit | Heat Pump | 230 | 1 |  |  |  | Single-Speed |  |  |  | 18100 | 1371 | 13.2 | 11.2 | 22300 | 1420 | 4.6 | 4.2 | Federally-Regulated Commercial & Industrial Equipment | 11/13/2015 |  | 07/16/2020
Johnson Controls, Inc. | ENVIRO-TEC | VSCS30*6****0 (ECM) |  | Ground-Water-Source | WBAHP: Heat Pump Packaged Unit | Heat Pump | 265 | 1 |  |  |  | Single-Speed |  |  |  | 33900 | 1599 | 21.2 | 16.2 | 27100 | 1985 | 4 | 3.6 | Non Federally-Regulated | 12/05/2019 |  | 07/16/2020
Johnson Controls, Inc. | ENVIRO-TEC | VPCS18*1****0 (ECM) |  | Ground-Source | WBAHP: Heat Pump Packaged Unit | Heat Pump | 208 | 1 |  |  |  | Single-Speed |  |  |  | 19000 | 1055 | 18 | 13.4 | 13700 | 1085 | 3.7 | 3.1 | Non Federally-Regulated | 02/23/2016 |  | 07/16/2020
Johnson Controls, Inc. | ENVIRO-TEC | VSCS18*1****0 (ECM) |  | Ground-Source | WBAHP: Heat Pump Packaged Unit | Heat Pump | 230 | 1 |  |  |  | Single-Speed |  |  |  | 19100 | 1264 | 15.1 | 13.4 | 13700 | 1216 | 3.3 | 3.1 | Non Federally-Regulated | 11/13/2015 |  | 07/16/2020
Johnson Controls, Inc. | ENVIRO-TEC | VSCS18*1****0 (ECM) |  | Ground-Source | WBAHP: Heat Pump Packaged Unit | Heat Pump | 208 | 1 |  |  |  | Single-Speed |  |  |  | 19100 | 1264 | 15.1 | 13.4 | 13700 | 1216 | 3.3 | 3.1 | Non Federally-Regulated | 11/13/2015 |  | 07/16/2020
Johnson Controls, Inc. | ENVIRO-TEC | VSCS18*1****0 (ECM) |  | Water-Source | WBAHP: Heat Pump Packaged Unit | Heat Pump | 208 | 1 |  |  |  | Single-Speed |  |  |  | 18400 | 1352 | 13.6 | 11.2 | 22000 | 1371 | 4.7 | 4.2 | Federally-Regulated Commercial & Industrial Equipment | 11/13/2015 |  | 07/16/2020
Johnson Controls, Inc. | ENVIRO-TEC | VSCS12*1****0 |  | Ground-Water-Source | WBAHP: Heat Pump Packaged Unit | Heat Pump | 208 | 1 |  |  |  | Single-Speed |  |  |  | 14400 | 727 | 19.8 | 16.2 | 12200 | 966 | 3.7 | 3.6 | Non Federally-Regulated | 11/13/2015 |  | 07/16/2020
Johnson Controls, Inc. | ENVIRO-TEC | VSCS12*1****0 |  | Ground-Source | WBAHP: Heat Pump Packaged Unit | Heat Pump | 208 | 1 |  |  |  | Single-Speed |  |  |  | 12600 | 881 | 14.3 | 13.4 | 9700 | 888 | 3.2 | 3.1 | Non Federally-Regulated | 11/13/2015 |  | 07/16/2020
Johnson Controls, Inc. | ENVIRO-TEC | VSCS12*6****0 (ECM) |  | Ground-Source | WBAHP: Heat Pump Packaged Unit | Heat Pump | 265 | 1 |  |  |  | Single-Speed |  |  |  | 12800 | 882 | 14.5 | 13.4 | 9400 | 834 | 3.3 | 3.1 | Non Federally-Regulated | 11/13/2015 |  | 07/16/2020
Johnson Controls, Inc. | ENVIRO-TEC | VSCS12*1****0 (ECM) |  | Ground-Source | WBAHP: Heat Pump Packaged Unit | Heat Pump | 230 | 1 |  |  |  | Single-Speed |  |  |  | 12800 | 882 | 14.5 | 13.4 | 9400 | 834 | 3.3 | 3.1 | Non Federally-Regulated | 11/13/2015 |  | 07/16/2020
Johnson Controls, Inc. | ENVIRO-TEC | VPCS18*1****0 (ECM) |  | Water-Source | WBAHP: Heat Pump Packaged Unit | Heat Pump | 230 | 1 |  |  |  | Single-Speed |  |  |  | 18400 | 1150 | 16 | 11.2 | 21400 | 1119 | 5.6 | 4.2 | Federally-Regulated Commercial & Industrial Equipment | 02/23/2016 |  | 07/16/2020
Johnson Controls, Inc. | ENVIRO-TEC | VSCS30*1****0 |  | Ground-Water-Source | WBAHP: Heat Pump Packaged Unit | Heat Pump | 208 | 1 |  |  |  | Single-Speed |  |  |  | 33500 | 1634 | 20.5 | 16.2 | 27500 | 2238 | 3.6 | 3.6 | Non Federally-Regulated | 12/05/2019 |  | 07/16/2020
Johnson Controls, Inc. | ENVIRO-TEC | VSCS24*1****0 (ECM) |  | Ground-Source | WBAHP: Heat Pump Packaged Unit | Heat Pump | 230 | 1 |  |  |  | Single-Speed |  |  |  | 26100 | 1621 | 16.1 | 13.4 | 17900 | 1589 | 3.3 | 3.1 | Non Federally-Regulated | 11/13/2015 |  | 07/16/2020
Johnson Controls, Inc. | ENVIRO-TEC | VSCS30*1****0 (ECM) |  | Water-Source | WBAHP: Heat Pump Packaged Unit | Heat Pump | 230 | 1 |  |  |  | Single-Speed |  |  |  | 30100 | 2150 | 14 | 11.2 | 33400 | 2039 | 4.8 | 4.2 | Federally-Regulated Commercial & Industrial Equipment | 11/13/2015 |  | 07/16/2020
Johnson Controls, Inc. | ENVIRO-TEC | VSCS18*6****0 (ECM) |  | Ground-Water-Source | WBAHP: Heat Pump Packaged Unit | Heat Pump | 265 | 1 |  |  |  | Single-Speed |  |  |  | 20900 | 995 | 21 | 16.2 | 18100 | 1326 | 4 | 3.6 | Non Federally-Regulated | 11/13/2015 |  | 07/16/2020
Johnson Controls, Inc. | ENVIRO-TEC | VPCS12*1****0 (ECM) |  | Water-Source | WBAHP: Heat Pump Packaged Unit | Heat Pump | 230 | 1 |  |  |  | Single-Speed |  |  |  | 11900 | 767 | 15.5 | 11.2 | 15000 | 879 | 5 | 4.2 | Federally-Regulated Commercial & Industrial Equipment | 11/13/2015 |  | 07/16/2020
Johnson Controls, Inc. | ENVIRO-TEC | VSCS24*1****0 (ECM) |  | Ground-Water-Source | WBAHP: Heat Pump Packaged Unit | Heat Pump | 230 | 1 |  |  |  | Single-Speed |  |  |  | 28200 | 1299 | 21.7 | 16.2 | 24000 | 1758 | 4 | 3.6 | Non Federally-Regulated | 11/13/2015 |  | 07/16/2020
Johnson Controls, Inc. | ENVIRO-TEC | VSCS12*1****0 (ECM) |  | Ground-Source | WBAHP: Heat Pump Packaged Unit | Heat Pump | 208 | 1 |  |  |  | Single-Speed |  |  |  | 12800 | 882 | 14.5 | 13.4 | 9400 | 834 | 3.3 | 3.1 | Non Federally-Regulated | 11/13/2015 |  | 07/16/2020
Johnson Controls, Inc. | ENVIRO-TEC | VSCS30*6****0 (ECM) |  | Water-Source | WBAHP: Heat Pump Packaged Unit | Heat Pump | 265 | 1 |  |  |  | Single-Speed |  |  |  | 30100 | 2150 | 14 | 11.2 | 33400 | 2039 | 4.8 | 4.2 | Federally-Regulated Commercial & Industrial Equipment | 12/05/2019 |  | 07/16/2020
Johnson Controls, Inc. | ENVIRO-TEC | VSCS24*1****0 |  | Ground-Source | WBAHP: Heat Pump Packaged Unit | Heat Pump | 230 | 1 |  |  |  | Single-Speed |  |  |  | 26000 | 1656 | 15.7 | 13.4 | 18500 | 1694 | 3.2 | 3.1 | Non Federally-Regulated | 11/13/2015 |  | 07/16/2020
Johnson Controls, Inc. | ENVIRO-TEC | VSCS30*1****0 (ECM) |  | Ground-Source | WBAHP: Heat Pump Packaged Unit | Heat Pump | 208 | 1 |  |  |  | Single-Speed |  |  |  | 32200 | 2037 | 15.8 | 13.4 | 20100 | 1785 | 3.3 | 3.1 | Non Federally-Regulated | 12/05/2019 |  | 07/16/2020
Johnson Controls, Inc. | ENVIRO-TEC | VSCS18*1****0 (ECM) |  | Water-Source | WBAHP: Heat Pump Packaged Unit | Heat Pump | 230 | 1 |  |  |  | Single-Speed |  |  |  | 18400 | 1352 | 13.6 | 11.2 | 22000 | 1371 | 4.7 | 4.2 | Federally-Regulated Commercial & Industrial Equipment | 11/13/2015 |  | 07/16/2020
Johnson Controls, Inc. | ENVIRO-TEC | VSCS18*1****0 |  | Ground-Source | WBAHP: Heat Pump Packaged Unit | Heat Pump | 208 | 1 |  |  |  | Single-Speed |  |  |  | 18800 | 1296 | 14.5 | 13.4 | 14000 | 1282 | 3.2 | 3.1 | Non Federally-Regulated | 11/13/2015 |  | 07/16/2020
Johnson Controls, Inc. | ENVIRO-TEC | VSCS30*1****0 (ECM) |  | Ground-Source | WBAHP: Heat Pump Packaged Unit | Heat Pump | 230 | 1 |  |  |  | Single-Speed |  |  |  | 32200 | 2037 | 15.8 | 13.4 | 20100 | 1785 | 3.3 | 3.1 | Non Federally-Regulated | 11/13/2015 |  | 07/16/2020
Johnson Controls, Inc. | ENVIRO-TEC | VSCS24*1****0 |  | Water-Source | WBAHP: Heat Pump Packaged Unit | Heat Pump | 208 | 1 |  |  |  | Single-Speed |  |  |  | 24400 | 1820 | 13.4 | 11.2 | 30200 | 1966 | 4.5 | 4.2 | Federally-Regulated Commercial & Industrial Equipment | 11/13/2015 |  | 07/16/2020
Johnson Controls, Inc. | ENVIRO-TEC | VPCS30*1****0 (ECM) |  | Ground-Source | WBAHP: Heat Pump Packaged Unit | Heat Pump | 230 | 1 |  |  |  | Single-Speed |  |  |  | 31300 | 1691 | 18.5 | 13.4 | 21800 | 1681 | 3.8 | 3.1 | Non Federally-Regulated | 11/13/2015 |  | 07/16/2020
Johnson Controls, Inc. | ENVIRO-TEC | VSCS12*1****0 |  | Ground-Water-Source | WBAHP: Heat Pump Packaged Unit | Heat Pump | 230 | 1 |  |  |  | Single-Speed |  |  |  | 14400 | 727 | 19.8 | 16.2 | 12200 | 966 | 3.7 | 3.6 | Non Federally-Regulated | 11/13/2015 |  | 07/16/2020
Johnson Controls, Inc. | ENVIRO-TEC | VPCS30*1****0 (ECM) |  | Ground-Source | WBAHP: Heat Pump Packaged Unit | Heat Pump | 208 | 1 |  |  |  | Single-Speed |  |  |  | 31300 | 1691 | 18.5 | 13.4 | 21800 | 1681 | 3.8 | 3.1 | Non Federally-Regulated | 12/05/2019 |  | 07/16/2020
Johnson Controls, Inc. | ENVIRO-TEC | VSCS12*6****0 (ECM) |  | Ground-Water-Source | WBAHP: Heat Pump Packaged Unit | Heat Pump | 265 | 1 |  |  |  | Single-Speed |  |  |  | 14600 | 722 | 20.2 | 16.2 | 12000 | 925 | 3.8 | 3.6 | Non Federally-Regulated | 11/13/2015 |  | 07/16/2020
Johnson Controls, Inc. | ENVIRO-TEC | VSCS24*6****0 (ECM) |  | Ground-Water-Source | WBAHP: Heat Pump Packaged Unit | Heat Pump | 265 | 1 |  |  |  | Single-Speed |  |  |  | 28200 | 1299 | 21.7 | 16.2 | 24000 | 1758 | 4 | 3.6 | Non Federally-Regulated | 11/13/2015 |  | 07/16/2020
Johnson Controls, Inc. | ENVIRO-TEC | VSCS30*1****0 |  | Ground-Source | WBAHP: Heat Pump Packaged Unit | Heat Pump | 208 | 1 |  |  |  | Single-Speed |  |  |  | 31800 | 2092 | 15.2 | 13.4 | 20500 | 1938 | 3.1 | 3.1 | Non Federally-Regulated | 12/05/2019 |  | 07/16/2020
Johnson Controls, Inc. | ENVIRO-TEC | VSCS12*1****0 |  | Ground-Source | WBAHP: Heat Pump Packaged Unit | Heat Pump | 230 | 1 |  |  |  | Single-Speed |  |  |  | 12600 | 881 | 14.3 | 13.4 | 9700 | 888 | 3.2 | 3.1 | Non Federally-Regulated | 11/13/2015 |  | 07/16/2020
Johnson Controls, Inc. | ENVIRO-TEC | VPCS12*1****0 (ECM) |  | Ground-Source | WBAHP: Heat Pump Packaged Unit | Heat Pump | 208 | 1 |  |  |  | Single-Speed |  |  |  | 12400 | 708 | 17.5 | 13.4 | 9600 | 803 | 3.5 | 3.1 | Non Federally-Regulated | 11/13/2015 |  | 07/16/2020
Johnson Controls, Inc. | ENVIRO-TEC | VPCS30*1****0 (ECM) |  | Ground-Water-Source | WBAHP: Heat Pump Packaged Unit | Heat Pump | 230 | 1 |  |  |  | Single-Speed |  |  |  | 34200 | 1401 | 24.4 | 16.2 | 27900 | 1703 | 4.8 | 3.6 | Non Federally-Regulated | 11/13/2015 |  | 07/16/2020
Johnson Controls, Inc. | ENVIRO-TEC | VSCS30*1****0 |  | Ground-Water-Source | WBAHP: Heat Pump Packaged Unit | Heat Pump | 230 | 1 |  |  |  | Single-Speed |  |  |  | 33500 | 1634 | 20.5 | 16.2 | 27500 | 2238 | 3.6 | 3.6 | Non Federally-Regulated | 11/13/2015 |  | 07/16/2020
Johnson Controls, Inc. | ENVIRO-TEC | VSCS24*1****0 |  | Ground-Source | WBAHP: Heat Pump Packaged Unit | Heat Pump | 208 | 1 |  |  |  | Single-Speed |  |  |  | 26000 | 1656 | 15.7 | 13.4 | 18500 | 1694 | 3.2 | 3.1 | Non Federally-Regulated | 11/13/2015 |  | 07/16/2020
Johnson Controls, Inc. | ENVIRO-TEC | VSCS18*6****0 (ECM) |  | Water-Source | WBAHP: Heat Pump Packaged Unit | Heat Pump | 265 | 1 |  |  |  | Single-Speed |  |  |  | 18400 | 1352 | 13.6 | 11.2 | 22000 | 1371 | 4.7 | 4.2 | Federally-Regulated Commercial & Industrial Equipment | 11/13/2015 |  | 07/16/2020
Johnson Controls, Inc. | ENVIRO-TEC | VPCS18*1****0 (ECM) |  | Water-Source | WBAHP: Heat Pump Packaged Unit | Heat Pump | 208 | 1 |  |  |  | Single-Speed |  |  |  | 18400 | 1150 | 16 | 11.2 | 21400 | 1119 | 5.6 | 4.2 | Federally-Regulated Commercial & Industrial Equipment | 02/23/2016 |  | 07/16/2020
Johnson Controls, Inc. | ENVIRO-TEC | VSCS30*1****0 (ECM) |  | Ground-Water-Source | WBAHP: Heat Pump Packaged Unit | Heat Pump | 230 | 1 |  |  |  | Single-Speed |  |  |  | 33900 | 1599 | 21.2 | 16.2 | 27100 | 1985 | 4 | 3.6 | Non Federally-Regulated | 11/13/2015 |  | 07/16/2020
Johnson Controls, Inc. | ENVIRO-TEC | VSCS30*1****0 |  | Ground-Source | WBAHP: Heat Pump Packaged Unit | Heat Pump | 230 | 1 |  |  |  | Single-Speed |  |  |  | 31800 | 2092 | 15.2 | 13.4 | 20500 | 1938 | 3.1 | 3.1 | Non Federally-Regulated | 11/13/2015 |  | 07/16/2020
Johnson Controls, Inc. | ENVIRO-TEC | VSCS12*1****0 |  | Water-Source | WBAHP: Heat Pump Packaged Unit | Heat Pump | 208 | 1 |  |  |  | Single-Speed |  |  |  | 12200 | 938 | 13 | 11.2 | 14900 | 992 | 4.4 | 4.2 | Federally-Regulated Commercial & Industrial Equipment | 11/13/2015 |  | 07/16/2020
Johnson Controls, Inc. | ENVIRO-TEC | VSCS12*1****0 (ECM) |  | Water-Source | WBAHP: Heat Pump Packaged Unit | Heat Pump | 230 | 1 |  |  |  | Single-Speed |  |  |  | 12300 | 917 | 13.4 | 11.2 | 14700 | 957 | 4.5 | 4.2 | Federally-Regulated Commercial & Industrial Equipment | 11/13/2015 |  | 07/16/2020
Johnson Controls, Inc. | ENVIRO-TEC | VSCS12*1****0 (ECM) |  | Ground-Water-Source | WBAHP: Heat Pump Packaged Unit | Heat Pump | 208 | 1 |  |  |  | Single-Speed |  |  |  | 14600 | 722 | 20.2 | 16.2 | 12000 | 925 | 3.8 | 3.6 | Non Federally-Regulated | 11/13/2015 |  | 07/16/2020
Johnson Controls, Inc. | ENVIRO-TEC | VSCS18*1****0 |  | Ground-Water-Source | WBAHP: Heat Pump Packaged Unit | Heat Pump | 230 | 1 |  |  |  | Single-Speed |  |  |  | 20800 | 1009 | 20.6 | 16.2 | 18000 | 1352 | 3.9 | 3.6 | Non Federally-Regulated | 11/13/2015 |  | 07/16/2020
Johnson Controls, Inc. | ENVIRO-TEC | VPCS30*1****0 (ECM) |  | Ground-Water-Source | WBAHP: Heat Pump Packaged Unit | Heat Pump | 208 | 1 |  |  |  | Single-Speed |  |  |  | 34200 | 1401 | 24.4 | 16.2 | 27900 | 1703 | 4.8 | 3.6 | Non Federally-Regulated | 12/05/2019 |  | 07/16/2020
Johnson Controls, Inc. | ENVIRO-TEC | VSCS18*6****0 (ECM) |  | Ground-Source | WBAHP: Heat Pump Packaged Unit | Heat Pump | 265 | 1 |  |  |  | Single-Speed |  |  |  | 19100 | 1264 | 15.1 | 13.4 | 13700 | 1216 | 3.3 | 3.1 | Non Federally-Regulated | 11/13/2015 |  | 07/16/2020
Johnson Controls, Inc. | ENVIRO-TEC | VSCS12*1****0 (ECM) |  | Water-Source | WBAHP: Heat Pump Packaged Unit | Heat Pump | 208 | 1 |  |  |  | Single-Speed |  |  |  | 12300 | 917 | 13.4 | 11.2 | 14700 | 957 | 4.5 | 4.2 | Federally-Regulated Commercial & Industrial Equipment | 11/13/2015 |  | 07/16/2020
Johnson Controls, Inc. | ENVIRO-TEC | VPCS18*1****0 (ECM) |  | Ground-Source | WBAHP: Heat Pump Packaged Unit | Heat Pump | 230 | 1 |  |  |  | Single-Speed |  |  |  | 19000 | 1055 | 18 | 13.4 | 13700 | 1085 | 3.7 | 3.1 | Non Federally-Regulated | 02/23/2016 |  | 07/16/2020
Johnson Controls, Inc. | ENVIRO-TEC | VPCS30*1****0 (ECM) |  | Water-Source | WBAHP: Heat Pump Packaged Unit | Heat Pump | 208 | 1 |  |  |  | Single-Speed |  |  |  | 30100 | 1813 | 16.6 | 11.2 | 34000 | 1811 | 5.5 | 4.2 | Federally-Regulated Commercial & Industrial Equipment | 12/05/2019 |  | 07/16/2020
Johnson Controls, Inc. | ENVIRO-TEC | VPCS12*1****0 (ECM) |  | Ground-Water-Source | WBAHP: Heat Pump Packaged Unit | Heat Pump | 230 | 1 |  |  |  | Single-Speed |  |  |  | 13900 | 617 | 22.5 | 16.2 | 12200 | 831 | 4.3 | 3.6 | Non Federally-Regulated | 11/13/2015 |  | 07/16/2020
Johnson Controls, Inc. | ENVIRO-TEC | VPCS12*1****0 (ECM) |  | Ground-Source | WBAHP: Heat Pump Packaged Unit | Heat Pump | 230 | 1 |  |  |  | Single-Speed |  |  |  | 12400 | 708 | 17.5 | 13.4 | 9600 | 803 | 3.5 | 3.1 | Non Federally-Regulated | 11/13/2015 |  | 07/16/2020
Johnson Controls, Inc. | ENVIRO-TEC | VSCS24*1****0 (ECM) |  | Ground-Water-Source | WBAHP: Heat Pump Packaged Unit | Heat Pump | 208 | 1 |  |  |  | Single-Speed |  |  |  | 28200 | 1299 | 21.7 | 16.2 | 24000 | 1758 | 4 | 3.6 | Non Federally-Regulated | 11/13/2015 |  | 07/16/2020
Johnson Controls, Inc. | ENVIRO-TEC | VSCS30*1****0 (ECM) |  | Water-Source | WBAHP: Heat Pump Packaged Unit | Heat Pump | 208 | 1 |  |  |  | Single-Speed |  |  |  | 30100 | 2150 | 14 | 11.2 | 33400 | 2039 | 4.8 | 4.2 | Federally-Regulated Commercial & Industrial Equipment | 12/05/2019 |  | 07/16/2020
Johnson Controls, Inc. | ENVIRO-TEC | VSCS18*1****0 (ECM) |  | Ground-Water-Source | WBAHP: Heat Pump Packaged Unit | Heat Pump | 208 | 1 |  |  |  | Single-Speed |  |  |  | 20900 | 995 | 21 | 16.2 | 18100 | 1326 | 4 | 3.6 | Non Federally-Regulated | 11/13/2015 |  | 07/16/2020
Johnson Controls, Inc. | ENVIRO-TEC | VSCS24*1****0 |  | Ground-Water-Source | WBAHP: Heat Pump Packaged Unit | Heat Pump | 230 | 1 |  |  |  | Single-Speed |  |  |  | 28100 | 1306 | 21.5 | 16.2 | 23800 | 1788 | 3.9 | 3.6 | Non Federally-Regulated | 11/13/2015 |  | 07/16/2020
Johnson Controls, Inc. | ENVIRO-TEC | VSCS18*1****0 |  | Ground-Source | WBAHP: Heat Pump Packaged Unit | Heat Pump | 230 | 1 |  |  |  | Single-Speed |  |  |  | 18800 | 1296 | 14.5 | 13.4 | 14000 | 1282 | 3.2 | 3.1 | Non Federally-Regulated | 11/13/2015 |  | 07/16/2020
Johnson Controls, Inc. | ENVIRO-TEC | VPCS12*1****0 (ECM) |  | Ground-Water-Source | WBAHP: Heat Pump Packaged Unit | Heat Pump | 208 | 1 |  |  |  | Single-Speed |  |  |  | 13900 | 617 | 22.5 | 16.2 | 12200 | 831 | 4.3 | 3.6 | Non Federally-Regulated | 11/13/2015 |  | 07/16/2020
Johnson Controls, Inc. | ENVIRO-TEC | VPCS30*1****0 (ECM) |  | Water-Source | WBAHP: Heat Pump Packaged Unit | Heat Pump | 230 | 1 |  |  |  | Single-Speed |  |  |  | 30100 | 1813 | 16.6 | 11.2 | 34000 | 1811 | 5.5 | 4.2 | Federally-Regulated Commercial & Industrial Equipment | 11/13/2015 |  | 07/16/2020
Johnson Controls, Inc. | ENVIRO-TEC | VSCS12*1****0 (ECM) |  | Ground-Water-Source | WBAHP: Heat Pump Packaged Unit | Heat Pump | 230 | 1 |  |  |  | Single-Speed |  |  |  | 14600 | 722 | 20.2 | 16.2 | 12000 | 925 | 3.8 | 3.6 | Non Federally-Regulated | 11/13/2015 |  | 07/16/2020
Johnson Controls, Inc. | ENVIRO-TEC | VSCS18*1****0 |  | Ground-Water-Source | WBAHP: Heat Pump Packaged Unit | Heat Pump | 208 | 1 |  |  |  | Single-Speed |  |  |  | 20800 | 1009 | 20.6 | 16.2 | 18000 | 1352 | 3.9 | 3.6 | Non Federally-Regulated | 11/13/2015 |  | 07/16/2020
Johnson Controls, Inc. | ENVIRO-TEC | VPCS18*1****0 (ECM) |  | Ground-Water-Source | WBAHP: Heat Pump Packaged Unit | Heat Pump | 208 | 1 |  |  |  | Single-Speed |  |  |  | 21600 | 885 | 24.4 | 16.2 | 17800 | 1109 | 4.7 | 3.6 | Non Federally-Regulated | 02/23/2016 |  | 07/16/2020
Johnson Controls, Inc. | ENVIRO-TEC | VSCS12*6****0 (ECM) |  | Water-Source | WBAHP: Heat Pump Packaged Unit | Heat Pump | 265 | 1 |  |  |  | Single-Speed |  |  |  | 12300 | 917 | 13.4 | 11.2 | 14700 | 957 | 4.5 | 4.2 | Federally-Regulated Commercial & Industrial Equipment | 11/13/2015 |  | 07/16/2020
Johnson Controls, Inc. | ENVIRO-TEC | VSCS30*1****0 |  | Water-Source | WBAHP: Heat Pump Packaged Unit | Heat Pump | 230 | 1 |  |  |  | Single-Speed |  |  |  | 29700 | 2233 | 13.3 | 11.2 | 33900 | 2258 | 4.4 | 4.2 | Federally-Regulated Commercial & Industrial Equipment | 11/13/2015 |  | 07/16/2020
Johnson Controls, Inc. | ENVIRO-TEC | VSCS24*1****0 |  | Water-Source | WBAHP: Heat Pump Packaged Unit | Heat Pump | 230 | 1 |  |  |  | Single-Speed |  |  |  | 24400 | 1820 | 13.4 | 11.2 | 30200 | 1966 | 4.5 | 4.2 | Federally-Regulated Commercial & Industrial Equipment | 11/13/2015 |  | 07/16/2020
Johnson Controls, Inc. | ENVIRO-TEC | VSCS30*1****0 (ECM) |  | Ground-Water-Source | WBAHP: Heat Pump Packaged Unit | Heat Pump | 208 | 1 |  |  |  | Single-Speed |  |  |  | 33900 | 1599 | 21.2 | 16.2 | 27100 | 1985 | 4 | 3.6 | Non Federally-Regulated | 12/05/2019 |  | 07/16/2020
Johnson Controls, Inc. | ENVIRO-TEC | VSCS30*6****0 (ECM) |  | Ground-Source | WBAHP: Heat Pump Packaged Unit | Heat Pump | 265 | 1 |  |  |  | Single-Speed |  |  |  | 32200 | 2037 | 15.8 | 13.4 | 20100 | 1785 | 3.3 | 3.1 | Non Federally-Regulated | 12/05/2019 |  | 07/16/2020
Johnson Controls, Inc. | ENVIRO-TEC | VSCS18*1****0 (ECM) |  | Ground-Water-Source | WBAHP: Heat Pump Packaged Unit | Heat Pump | 230 | 1 |  |  |  | Single-Speed |  |  |  | 20900 | 995 | 21 | 16.2 | 18100 | 1326 | 4 | 3.6 | Non Federally-Regulated | 11/13/2015 |  | 07/16/2020
Johnson Controls, Inc. | ENVIRO-TEC | VSCS24*1****0 (ECM) |  | Ground-Source | WBAHP: Heat Pump Packaged Unit | Heat Pump | 208 | 1 |  |  |  | Single-Speed |  |  |  | 26100 | 1621 | 16.1 | 13.4 | 17900 | 1589 | 3.3 | 3.1 | Non Federally-Regulated | 11/13/2015 |  | 07/16/2020
Johnson Controls, Inc. | ENVIRO-TEC | VSCS12*1****0 |  | Water-Source | WBAHP: Heat Pump Packaged Unit | Heat Pump | 230 | 1 |  |  |  | Single-Speed |  |  |  | 12200 | 938 | 13 | 11.2 | 14900 | 992 | 4.4 | 4.2 | Federally-Regulated Commercial & Industrial Equipment | 11/13/2015 |  | 07/16/2020
Johnson Controls, Inc. | ENVIRO-TEC | VPCS12*1****0 (ECM) |  | Water-Source | WBAHP: Heat Pump Packaged Unit | Heat Pump | 208 | 1 |  |  |  | Single-Speed |  |  |  | 11900 | 767 | 15.5 | 11.2 | 15000 | 879 | 5 | 4.2 | Federally-Regulated Commercial & Industrial Equipment | 11/13/2015 |  | 07/16/2020
Johnson Controls, Inc. | ENVIRO-TEC | VSCS24*1****0 (ECM) |  | Water-Source | WBAHP: Heat Pump Packaged Unit | Heat Pump | 230 | 1 |  |  |  | Single-Speed |  |  |  | 24600 | 1795 | 13.7 | 11.2 | 30000 | 1911 | 4.6 | 4.2 | Federally-Regulated Commercial & Industrial Equipment | 11/13/2015 |  | 07/16/2020
AAON, Inc. | AAON, Inc. | WV-060-2-H-DCAC-C0-10-200-A |  | Ground-Water-Source | WBAHP: Heat Pump Packaged Unit | Heat Pump | 208 | 3 |  |  |  | Dual-Speed |  |  |  | 62600 | 3161 | 19.8 | 16.2 | 61500 | 3918 | 4.6 | 3.6 | Non Federally-Regulated | 05/06/2020 | 202350529 | 07/16/2020
AAON, Inc. | AAON, Inc. | WV-060-1-H-DCAC-C0-10-200-A |  | Ground-Water-Source | WBAHP: Heat Pump Packaged Unit | Heat Pump | 208 | 1 |  |  |  | Dual-Speed |  |  |  | 62600 | 3161 | 19.8 | 16.2 | 61500 | 3918 | 4.6 | 3.6 | Non Federally-Regulated | 05/06/2020 | 202350527 | 07/16/2020
AAON, Inc. | AAON, Inc. | WV-060-1-H-DCAC-C0-10-200-A |  | Ground-Source | WBAHP: Heat Pump Packaged Unit | Heat Pump | 208 | 1 |  |  |  | Dual-Speed |  |  |  | 59300 | 3683 | 16.1 | 13.4 | 40300 | 3515 | 3.4 | 3.1 | Non Federally-Regulated | 05/06/2020 | 202350527 | 07/16/2020
AAON, Inc. | AAON, Inc. | WV-060-2-H-DCAC-C0-10-200-A |  | Ground-Source | WBAHP: Heat Pump Packaged Unit | Heat Pump | 208 | 3 |  |  |  | Dual-Speed |  |  |  | 59300 | 3683 | 16.1 | 13.4 | 40300 | 3515 | 3.4 | 3.1 | Non Federally-Regulated | 05/06/2020 | 202350529 | 07/16/2020
AAON, Inc. | AAON, Inc. | WV-060-2-H-DCAC-C0-10-200-A |  | Water-Source | WBAHP: Heat Pump Packaged Unit | Heat Pump | 208 | 3 |  |  |  | Dual-Speed |  |  |  | 62300 | 4019 | 15.5 | 11.2 | 73200 | 4290 | 5 | 4.2 | Federally-Regulated Commercial & Industrial Equipment | 05/06/2020 | 202350529 | 07/16/2020
AAON, Inc. | AAON, Inc. | WV-024-1-H-DCAC-C0-10-D00-A |  | Ground-Source | WBAHP: Heat Pump Packaged Unit | Heat Pump | 208 | 1 |  |  |  | Dual-Speed |  |  |  | 26900 | 1486 | 18.1 | 13.4 | 16700 | 1281 | 3.8 | 3.1 | Non Federally-Regulated | 09/27/2019 |  | 07/16/2020
AAON, Inc. | AAON, Inc. | WV-060-1-H-DCAC-C0-10-200-A |  | Water-Source | WBAHP: Heat Pump Packaged Unit | Heat Pump | 208 | 1 |  |  |  | Dual-Speed |  |  |  | 62300 | 4019 | 15.5 | 11.2 | 73200 | 4290 | 5 | 4.2 | Federally-Regulated Commercial & Industrial Equipment | 05/06/2020 | 202350527 | 07/16/2020
AAON, Inc. | AAON, Inc. | WH-060-2-H-DCAC-C0-10-200-A |  | Water-Source | WBAHP: Heat Pump Packaged Unit | Heat Pump | 208 | 3 |  |  |  | Dual-Speed |  |  |  | 59400 | 3666 | 16.2 | 11.2 | 70300 | 3887 | 5.3 | 4.2 | Federally-Regulated Commercial & Industrial Equipment | 05/06/2020 | 202350513 | 07/16/2020
AAON, Inc. | AAON, Inc. | WV-024-1-H-DCAC-C0-10-D00-A |  | Ground-Water-Source | WBAHP: Heat Pump Packaged Unit | Heat Pump | 208 | 1 |  |  |  | Dual-Speed |  |  |  | 29000 | 1277 | 22.7 | 16.2 | 21800 | 1452 | 4.4 | 3.6 | Non Federally-Regulated | 09/27/2019 |  | 07/16/2020
AAON, Inc. | AAON, Inc. | WV-024-1-H-DCAC-C0-10-D00-A |  | Water-Source | WBAHP: Heat Pump Packaged Unit | Heat Pump | 208 | 1 |  |  |  | Dual-Speed |  |  |  | 25700 | 1626 | 15.8 | 11.2 | 26900 | 1576 | 5 | 4.2 | Federally-Regulated Commercial & Industrial Equipment | 09/27/2019 |  | 07/16/2020
AAON, Inc. | AAON, Inc. | WH-060-1-H-DCAC-C0-10-200-A |  | Ground-Source | WBAHP: Heat Pump Packaged Unit | Heat Pump | 208 | 1 |  |  |  | Dual-Speed |  |  |  | 62700 | 3317 | 18.9 | 13.4 | 44900 | 4024 | 3.3 | 3.1 | Non Federally-Regulated | 05/06/2020 | 202350512 | 07/16/2020
AAON, Inc. | AAON, Inc. | WV-036-1-H-DCAC-C0-10-D00-A |  | Ground-Source | WBAHP: Heat Pump Packaged Unit | Heat Pump | 208 | 1 |  |  |  | Dual-Speed |  |  |  | 38500 | 2264 | 17 | 13.4 | 29100 | 2436 | 3.5 | 3.1 | Non Federally-Regulated | 02/21/2020 | 202350520 | 07/16/2020
AAON, Inc. | AAON, Inc. | WV-036-1-H-DCAC-C0-10-D00-A |  | Ground-Source | WBAHP: Heat Pump Packaged Unit | Heat Pump | 230 | 1 |  |  |  | Dual-Speed |  |  |  | 38500 | 2264 | 17 | 13.4 | 29100 | 2436 | 3.5 | 3.1 | Non Federally-Regulated | 02/21/2020 | 202350520 | 07/16/2020
AAON, Inc. | AAON, Inc. | WH-060-1-H-DCAC-C0-10-200-A |  | Water-Source | WBAHP: Heat Pump Packaged Unit | Heat Pump | 208 | 1 |  |  |  | Dual-Speed |  |  |  | 59400 | 3666 | 16.2 | 11.2 | 70300 | 3887 | 5.3 | 4.2 | Federally-Regulated Commercial & Industrial Equipment | 05/06/2020 | 202350512 | 07/16/2020
AAON, Inc. | AAON, Inc. | WH-060-2-H-DCAC-C0-10-200-A |  | Ground-Source | WBAHP: Heat Pump Packaged Unit | Heat Pump | 208 | 3 |  |  |  | Dual-Speed |  |  |  | 62700 | 3317 | 18.9 | 13.4 | 44900 | 4024 | 3.3 | 3.1 | Non Federally-Regulated | 05/06/2020 | 202350513 | 07/16/2020
AAON, Inc. | AAON, Inc. | WV-060-A-H-ACAC-C0-10-200-A |  | Ground-Source | WBAHP: Heat Pump Packaged Unit | Heat Pump | 265 | 1 |  |  |  | Single-Speed |  |  |  | 62000 | 3583 | 17.3 | 13.4 | 47800 | 3619 | 3.9 | 3.1 | Non Federally-Regulated | 05/06/2020 | 202330412 | 07/16/2020
AAON, Inc. | AAON, Inc. | WV-036-A-H-ACAC-C0-10-200-A |  | Ground-Source | WBAHP: Heat Pump Packaged Unit | Heat Pump | 265 | 1 |  |  |  | Single-Speed |  |  |  | 36600 | 2115 | 17.3 | 13.4 | 27400 | 2230 | 3.6 | 3.1 | Non Federally-Regulated | 11/13/2018 |  | 07/16/2020
AAON, Inc. | AAON, Inc. | WV-060-A-H-ACAC-C0-10-200-A |  | Water-Source | WBAHP: Heat Pump Packaged Unit | Heat Pump | 265 | 1 |  |  |  | Single-Speed |  |  |  | 59000 | 3933 | 15 | 11.2 | 72900 | 4273 | 5 | 4.2 | Federally-Regulated Commercial & Industrial Equipment | 05/06/2020 | 202330412 | 07/16/2020
AAON, Inc. | AAON, Inc. | WV-036-3-H-ACAC-C0-10-100-A |  | Ground-Source | WBAHP: Heat Pump Packaged Unit | Heat Pump | 460 | 3 |  |  |  | Single-Speed |  |  |  | 35600 | 2253 | 15.8 | 13.4 | 25600 | 2344 | 3.2 | 3.1 | Non Federally-Regulated | 11/13/2018 |  | 07/16/2020
AAON, Inc. | AAON, Inc. | WV-060-A-H-DCAC-C0-10-D00-A |  | Ground-Water-Source | WBAHP: Heat Pump Packaged Unit | Heat Pump | 265 | 1 |  |  |  | Dual-Speed |  |  |  | 64000 | 2949 | 21.7 | 16.2 | 65000 | 3887 | 4.9 | 3.6 | Non Federally-Regulated | 10/28/2019 |  | 07/16/2020
AAON, Inc. | AAON, Inc. | WV-036-A-H-DCAC-C0-10-D00-A |  | Ground-Water-Source | WBAHP: Heat Pump Packaged Unit | Heat Pump | 265 | 1 |  |  |  | Dual-Speed |  |  |  | 40500 | 1956 | 20.7 | 16.2 | 35200 | 2344 | 4.4 | 3.6 | Non Federally-Regulated | 09/27/2019 |  | 07/16/2020
AAON, Inc. | AAON, Inc. | WV-060-2-H-ACAC-C0-10-100-A |  | Water-Source | WBAHP: Heat Pump Packaged Unit | Heat Pump | 208 | 3 |  |  |  | Single-Speed |  |  |  | 57500 | 4136 | 13.9 | 11.2 | 73800 | 4601 | 4.7 | 4.2 | Federally-Regulated Commercial & Industrial Equipment | 05/06/2020 | 202330413 | 07/16/2020
AAON, Inc. | AAON, Inc. | WV-060-3-H-ACAC-C0-10-200-A |  | Ground-Source | WBAHP: Heat Pump Packaged Unit | Heat Pump | 460 | 3 |  |  |  | Single-Speed |  |  |  | 62000 | 3583 | 17.3 | 13.4 | 47800 | 3619 | 3.9 | 3.1 | Non Federally-Regulated | 05/06/2020 | 202330416 | 07/16/2020
AAON, Inc. | AAON, Inc. | WV-036-A-H-ACAC-C0-10-100-A |  | Ground-Source | WBAHP: Heat Pump Packaged Unit | Heat Pump | 265 | 1 |  |  |  | Single-Speed |  |  |  | 35600 | 2253 | 15.8 | 13.4 | 25600 | 2344 | 3.2 | 3.1 | Non Federally-Regulated | 11/13/2018 |  | 07/16/2020
AAON, Inc. | AAON, Inc. | WV-060-3-H-ACAC-C0-10-100-A |  | Ground-Source | WBAHP: Heat Pump Packaged Unit | Heat Pump | 460 | 3 |  |  |  | Single-Speed |  |  |  | 61100 | 3795 | 16.1 | 13.4 | 43900 | 3829 | 3.4 | 3.1 | Non Federally-Regulated | 05/06/2020 | 202330414 | 07/16/2020
AAON, Inc. | AAON, Inc. | WV-036-3-H-DCAC-C0-10-200-A |  | Ground-Source | WBAHP: Heat Pump Packaged Unit | Heat Pump | 460 | 3 |  |  |  | Dual-Speed |  |  |  | 38400 | 2098 | 18.3 | 13.4 | 25600 | 2084 | 3.6 | 3.1 | Non Federally-Regulated | 11/13/2018 |  | 07/16/2020
AAON, Inc. | AAON, Inc. | WV-060-A-H-ACAC-C0-10-100-A |  | Water-Source | WBAHP: Heat Pump Packaged Unit | Heat Pump | 265 | 1 |  |  |  | Single-Speed |  |  |  | 57500 | 4136 | 13.9 | 11.2 | 73800 | 4601 | 4.7 | 4.2 | Federally-Regulated Commercial & Industrial Equipment | 05/06/2020 | 202330410 | 07/16/2020
AAON, Inc. | AAON, Inc. | WV-036-1-H-ACAC-C0-10-100-A |  | Ground-Source | WBAHP: Heat Pump Packaged Unit | Heat Pump | 208 | 1 |  |  |  | Single-Speed |  |  |  | 35600 | 2253 | 15.8 | 13.4 | 25600 | 2344 | 3.2 | 3.1 | Non Federally-Regulated | 11/13/2018 |  | 07/16/2020
AAON, Inc. | AAON, Inc. | WV-060-2-H-ACAC-C0-10-200-A |  | Water-Source | WBAHP: Heat Pump Packaged Unit | Heat Pump | 208 | 3 |  |  |  | Single-Speed |  |  |  | 59000 | 3933 | 15 | 11.2 | 72900 | 4273 | 5 | 4.2 | Federally-Regulated Commercial & Industrial Equipment | 05/06/2020 | 202330415 | 07/16/2020
AAON, Inc. | AAON, Inc. | WV-060-3-H-DCAC-C0-10-200-A |  | Ground-Source | WBAHP: Heat Pump Packaged Unit | Heat Pump | 460 | 3 |  |  |  | Dual-Speed |  |  |  | 59300 | 3683 | 16.1 | 13.4 | 40300 | 3515 | 3.4 | 3.1 | Non Federally-Regulated | 05/06/2020 | 202330432 | 07/16/2020
AAON, Inc. | AAON, Inc. | WV-060-3-H-ACAC-C0-10-200-A |  | Water-Source | WBAHP: Heat Pump Packaged Unit | Heat Pump | 460 | 3 |  |  |  | Single-Speed |  |  |  | 59000 | 3933 | 15 | 11.2 | 72900 | 4273 | 5 | 4.2 | Federally-Regulated Commercial & Industrial Equipment | 05/06/2020 | 202330416 | 07/16/2020
AAON, Inc. | AAON, Inc. | WV-024-A-H-DCAC-C0-10-D00-A |  | Ground-Source | WBAHP: Heat Pump Packaged Unit | Heat Pump | 265 | 1 |  |  |  | Dual-Speed |  |  |  | 26900 | 1486 | 18.1 | 13.4 | 16700 | 1281 | 3.8 | 3.1 | Non Federally-Regulated | 09/27/2019 |  | 07/16/2020
AAON, Inc. | AAON, Inc. | WV-060-A-H-DCAC-C0-10-200-A |  | Water-Source | WBAHP: Heat Pump Packaged Unit | Heat Pump | 265 | 1 |  |  |  | Dual-Speed |  |  |  | 62300 | 4019 | 15.5 | 11.2 | 73200 | 4290 | 5 | 4.2 | Federally-Regulated Commercial & Industrial Equipment | 05/06/2020 | 202330430 | 07/16/2020
AAON, Inc. | AAON, Inc. | WV-036-A-H-DCAC-C0-10-D00-A |  | Water-Source | WBAHP: Heat Pump Packaged Unit | Heat Pump | 265 | 1 |  |  |  | Dual-Speed |  |  |  | 35500 | 2448 | 14.5 | 11.2 | 42900 | 2565 | 4.9 | 4.2 | Federally-Regulated Commercial & Industrial Equipment | 09/27/2019 |  | 07/16/2020
AAON, Inc. | AAON, Inc. | WV-060-2-H-ACAC-C0-10-100-A |  | Ground-Source | WBAHP: Heat Pump Packaged Unit | Heat Pump | 208 | 3 |  |  |  | Single-Speed |  |  |  | 61100 | 3795 | 16.1 | 13.4 | 43900 | 3829 | 3.4 | 3.1 | Non Federally-Regulated | 05/06/2020 | 202330413 | 07/16/2020
AAON, Inc. | AAON, Inc. | WV-036-3-H-ACAC-C0-10-200-A |  | Ground-Source | WBAHP: Heat Pump Packaged Unit | Heat Pump | 460 | 3 |  |  |  | Single-Speed |  |  |  | 36600 | 2115 | 17.3 | 13.4 | 27400 | 2230 | 3.6 | 3.1 | Non Federally-Regulated | 11/13/2018 |  | 07/16/2020
AAON, Inc. | AAON, Inc. | WV-060-2-H-ACAC-C0-10-200-A |  | Ground-Source | WBAHP: Heat Pump Packaged Unit | Heat Pump | 208 | 3 |  |  |  | Single-Speed |  |  |  | 62000 | 3583 | 17.3 | 13.4 | 47800 | 3619 | 3.9 | 3.1 | Non Federally-Regulated | 05/06/2020 | 202330415 | 07/16/2020
AAON, Inc. | AAON, Inc. | WV-060-A-H-ACAC-C0-10-100-A |  | Ground-Source | WBAHP: Heat Pump Packaged Unit | Heat Pump | 265 | 1 |  |  |  | Single-Speed |  |  |  | 61100 | 3795 | 16.1 | 13.4 | 43900 | 3829 | 3.4 | 3.1 | Non Federally-Regulated | 05/06/2020 | 202330410 | 07/16/2020
AAON, Inc. | AAON, Inc. | WV-060-1-H-ACAC-C0-10-200-A |  | Ground-Source | WBAHP: Heat Pump Packaged Unit | Heat Pump | 208 | 1 |  |  |  | Single-Speed |  |  |  | 62000 | 3583 | 17.3 | 13.4 | 47800 | 3619 | 3.9 | 3.1 | Non Federally-Regulated | 05/06/2020 | 202330411 | 07/16/2020
AAON, Inc. | AAON, Inc. | WV-060-1-H-ACAC-C0-10-200-A |  | Water-Source | WBAHP: Heat Pump Packaged Unit | Heat Pump | 208 | 1 |  |  |  | Single-Speed |  |  |  | 59000 | 3933 | 15 | 11.2 | 72900 | 4273 | 5 | 4.2 | Federally-Regulated Commercial & Industrial Equipment | 05/06/2020 | 202330411 | 07/16/2020
AAON, Inc. | AAON, Inc. | WV-060-1-H-ACAC-C0-10-100-A |  | Water-Source | WBAHP: Heat Pump Packaged Unit | Heat Pump | 208 | 1 |  |  |  | Single-Speed |  |  |  | 57500 | 4136 | 13.9 | 11.2 | 73800 | 4601 | 4.7 | 4.2 | Federally-Regulated Commercial & Industrial Equipment | 05/06/2020 | 202330409 | 07/16/2020
AAON, Inc. | AAON, Inc. | WV-060-3-H-ACAC-C0-10-100-A |  | Water-Source | WBAHP: Heat Pump Packaged Unit | Heat Pump | 460 | 3 |  |  |  | Single-Speed |  |  |  | 57500 | 4136 | 13.9 | 11.2 | 73800 | 4601 | 4.7 | 4.2 | Federally-Regulated Commercial & Industrial Equipment | 05/06/2020 | 202330414 | 07/16/2020
AAON, Inc. | AAON, Inc. | WV-060-1-H-ACAC-C0-10-100-A |  | Ground-Source | WBAHP: Heat Pump Packaged Unit | Heat Pump | 208 | 1 |  |  |  | Single-Speed |  |  |  | 61100 | 3795 | 16.1 | 13.4 | 43900 | 3829 | 3.4 | 3.1 | Non Federally-Regulated | 05/06/2020 | 202330409 | 07/16/2020
AAON, Inc. | AAON, Inc. | WV-036-1-H-ACAC-C0-10-200-A |  | Ground-Source | WBAHP: Heat Pump Packaged Unit | Heat Pump | 208 | 1 |  |  |  | Single-Speed |  |  |  | 36600 | 2115 | 17.3 | 13.4 | 27400 | 2230 | 3.6 | 3.1 | Non Federally-Regulated | 11/13/2018 |  | 07/16/2020
AAON, Inc. | AAON, Inc. | WV-024-A-H-DCAC-C0-10-D00-A |  | Water-Source | WBAHP: Heat Pump Packaged Unit | Heat Pump | 265 | 1 |  |  |  | Dual-Speed |  |  |  | 25700 | 1626 | 15.8 | 11.2 | 26900 | 1576 | 5 | 4.2 | Federally-Regulated Commercial & Industrial Equipment | 09/27/2019 |  | 07/16/2020
AAON, Inc. | AAON, Inc. | WV-024-3-H-ACAC-C0-10-200-A |  | Ground-Source | WBAHP: Heat Pump Packaged Unit | Heat Pump | 460 | 3 |  |  |  | Single-Speed |  |  |  | 23200 | 1333 | 17.4 | 13.4 | 17200 | 1482 | 3.4 | 3.1 | Non Federally-Regulated | 11/13/2018 |  | 07/16/2020
AAON, Inc. | AAON, Inc. | WV-060-A-H-DCAC-C0-10-D00-A |  | Ground-Source | WBAHP: Heat Pump Packaged Unit | Heat Pump | 265 | 1 |  |  |  | Dual-Speed |  |  |  | 61500 | 3639 | 16.9 | 13.4 | 46500 | 3764 | 3.6 | 3.1 | Non Federally-Regulated | 10/28/2019 |  | 07/16/2020
AAON, Inc. | AAON, Inc. | WV-024-3-H-DCAC-C0-10-200-A |  | Ground-Source | WBAHP: Heat Pump Packaged Unit | Heat Pump | 460 | 3 |  |  |  | Dual-Speed |  |  |  | 25600 | 1368 | 18.7 | 13.4 | 16380 | 1371 | 3.5 | 3.1 | Non Federally-Regulated | 11/13/2018 |  | 07/16/2020
AAON, Inc. | AAON, Inc. | WV-024-A-H-DCAC-C0-10-D00-A |  | Ground-Water-Source | WBAHP: Heat Pump Packaged Unit | Heat Pump | 265 | 1 |  |  |  | Dual-Speed |  |  |  | 29000 | 1277 | 22.7 | 16.2 | 21800 | 1452 | 4.4 | 3.6 | Non Federally-Regulated | 09/27/2019 |  | 07/16/2020
AAON, Inc. | AAON, Inc. | WV-036-2-H-ACAC-C0-10-100-A |  | Ground-Source | WBAHP: Heat Pump Packaged Unit | Heat Pump | 208 | 3 |  |  |  | Single-Speed |  |  |  | 35600 | 2253 | 15.8 | 13.4 | 25600 | 2344 | 3.2 | 3.1 | Non Federally-Regulated | 11/14/2018 |  | 07/16/2020
AAON, Inc. | AAON, Inc. | WV-036-2-H-ACAC-C0-10-200-A |  | Ground-Source | WBAHP: Heat Pump Packaged Unit | Heat Pump | 208 | 3 |  |  |  | Single-Speed |  |  |  | 36600 | 2115 | 17.3 | 13.4 | 27400 | 2230 | 3.6 | 3.1 | Non Federally-Regulated | 11/13/2018 |  | 07/16/2020
AAON, Inc. | AAON, Inc. | WV-036-A-H-DCAC-C0-10-D00-A |  | Ground-Source | WBAHP: Heat Pump Packaged Unit | Heat Pump | 265 | 1 |  |  |  | Dual-Speed |  |  |  | 37400 | 2239 | 16.7 | 13.4 | 27500 | 2066 | 3.9 | 3.1 | Non Federally-Regulated | 09/27/2019 |  | 07/16/2020
AAON, Inc. | AAON, Inc. | WV-060-A-H-DCAC-C0-10-200-A |  | Ground-Source | WBAHP: Heat Pump Packaged Unit | Heat Pump | 265 | 1 |  |  |  | Dual-Speed |  |  |  | 59300 | 3683 | 16.1 | 13.4 | 40300 | 3515 | 3.4 | 3.1 | Non Federally-Regulated | 05/06/2020 | 202330430 | 07/16/2020
AAON, Inc. | AAON, Inc. | WV-060-A-H-DCAC-C0-10-200-A |  | Ground-Water-Source | WBAHP: Heat Pump Packaged Unit | Heat Pump | 265 | 1 |  |  |  | Dual-Speed |  |  |  | 62600 | 3161 | 19.8 | 16.2 | 61500 | 3918 | 4.6 | 3.6 | Non Federally-Regulated | 05/06/2020 | 202330430 | 07/16/2020
AAON, Inc. | AAON, Inc. | WH-030-A-H-DCAC-C0-10-200-A |  | Ground-Source | WBAHP: Heat Pump Packaged Unit | Heat Pump | 265 | 1 |  |  |  | Dual-Speed |  |  |  | 31400 | 1857 | 16.9 | 13.4 | 23100 | 2183 | 3.1 | 3.1 | Non Federally-Regulated | 11/13/2018 |  | 07/16/2020
AAON, Inc. | AAON, Inc. | WH-030-3-H-DCAC-C0-10-200-A |  | Ground-Source | WBAHP: Heat Pump Packaged Unit | Heat Pump | 460 | 3 |  |  |  | Dual-Speed |  |  |  | 31400 | 1857 | 16.9 | 13.4 | 23100 | 2183 | 3.1 | 3.1 | Non Federally-Regulated | 11/13/2018 |  | 07/16/2020
AAON, Inc. | AAON, Inc. | WH-060-A-H-ACAC-C0-10-100-A |  | Ground-Source | WBAHP: Heat Pump Packaged Unit | Heat Pump | 265 | 1 |  |  |  | Single-Speed |  |  |  | 61200 | 4000 | 15.3 | 13.4 | 44900 | 4024 | 3.3 | 3.1 | Non Federally-Regulated | 05/06/2020 | 202330330 | 07/16/2020
AAON, Inc. | AAON, Inc. | WH-060-3-H-ACAC-C0-10-100-A |  | Ground-Source | WBAHP: Heat Pump Packaged Unit | Heat Pump | 460 | 3 |  |  |  | Single-Speed |  |  |  | 61200 | 4000 | 15.3 | 13.4 | 44900 | 4024 | 3.3 | 3.1 | Non Federally-Regulated | 05/06/2020 | 202330334 | 07/16/2020
AAON, Inc. | AAON, Inc. | WH-030-2-H-DCAC-C0-10-200-A |  | Ground-Source | WBAHP: Heat Pump Packaged Unit | Heat Pump | 208 | 3 |  |  |  | Dual-Speed |  |  |  | 31400 | 1857 | 16.9 | 13.4 | 23100 | 2183 | 3.1 | 3.1 | Non Federally-Regulated | 11/14/2018 |  | 07/16/2020
AAON, Inc. | AAON, Inc. | WH-060-A-H-ACAC-C0-10-200-A |  | Ground-Source | WBAHP: Heat Pump Packaged Unit | Heat Pump | 265 | 1 |  |  |  | Single-Speed |  |  |  | 62300 | 3686 | 16.9 | 13.4 | 49400 | 3820 | 3.8 | 3.1 | Non Federally-Regulated | 05/06/2020 | 202330332 | 07/16/2020
AAON, Inc. | AAON, Inc. | WH-060-3-H-ACAC-C0-10-100-A |  | Water-Source | WBAHP: Heat Pump Packaged Unit | Heat Pump | 460 | 3 |  |  |  | Single-Speed |  |  |  | 60000 | 4109 | 14.6 | 11.2 | 76700 | 4683 | 4.8 | 4.2 | Federally-Regulated Commercial & Industrial Equipment | 05/06/2020 | 202330334 | 07/16/2020
AAON, Inc. | AAON, Inc. | WH-024-2-H-ACAC-C0-10-100-A |  | Ground-Source | WBAHP: Heat Pump Packaged Unit | Heat Pump | 208 | 3 |  |  |  | Single-Speed |  |  |  | 24200 | 1466 | 16.5 | 13.4 | 16000 | 1512 | 3.1 | 3.1 | Non Federally-Regulated | 11/13/2018 |  | 07/16/2020
AAON, Inc. | AAON, Inc. | WH-060-2-H-ACAC-C0-10-100-A |  | Ground-Source | WBAHP: Heat Pump Packaged Unit | Heat Pump | 208 | 3 |  |  |  | Single-Speed |  |  |  | 61200 | 4000 | 15.3 | 13.4 | 44900 | 4024 | 3.3 | 3.1 | Non Federally-Regulated | 05/06/2020 | 202330333 | 07/16/2020
AAON, Inc. | AAON, Inc. | WH-036-1-H-ACAC-C0-10-100-A |  | Ground-Source | WBAHP: Heat Pump Packaged Unit | Heat Pump | 208 | 1 |  |  |  | Single-Speed |  |  |  | 37000 | 2176 | 17 | 13.4 | 27600 | 2186 | 3.7 | 3.1 | Non Federally-Regulated | 11/13/2018 |  | 07/16/2020
AAON, Inc. | AAON, Inc. | WH-060-A-H-ACAC-C0-10-200-A |  | Water-Source | WBAHP: Heat Pump Packaged Unit | Heat Pump | 265 | 1 |  |  |  | Single-Speed |  |  |  | 61000 | 4039 | 15.1 | 11.2 | 76700 | 4683 | 4.8 | 4.2 | Federally-Regulated Commercial & Industrial Equipment | 05/06/2020 | 202330332 | 07/16/2020
AAON, Inc. | AAON, Inc. | WH-036-3-H-ACAC-C0-10-200-A |  | Ground-Source | WBAHP: Heat Pump Packaged Unit | Heat Pump | 460 | 3 |  |  |  | Single-Speed |  |  |  | 38000 | 2054 | 18.5 | 13.4 | 29800 | 2130 | 4.1 | 3.1 | Non Federally-Regulated | 11/13/2018 |  | 07/16/2020
AAON, Inc. | AAON, Inc. | WH-024-3-H-ACAC-C0-10-200-A |  | Ground-Source | WBAHP: Heat Pump Packaged Unit | Heat Pump | 460 | 3 |  |  |  | Single-Speed |  |  |  | 24900 | 1414 | 17.6 | 13.4 | 17600 | 1611 | 3.2 | 3.1 | Non Federally-Regulated | 11/13/2018 |  | 07/16/2020
AAON, Inc. | AAON, Inc. | WH-024-A-H-ACAC-C0-10-100-A |  | Ground-Source | WBAHP: Heat Pump Packaged Unit | Heat Pump | 265 | 1 |  |  |  | Single-Speed |  |  |  | 24200 | 1466 | 16.5 | 13.4 | 16000 | 1512 | 3.1 | 3.1 | Non Federally-Regulated | 11/14/2018 |  | 07/16/2020
AAON, Inc. | AAON, Inc. | WH-036-2-H-ACAC-C0-10-200-A |  | Ground-Source | WBAHP: Heat Pump Packaged Unit | Heat Pump | 208 | 3 |  |  |  | Single-Speed |  |  |  | 38000 | 2054 | 18.5 | 13.4 | 29800 | 2130 | 4.1 | 3.1 | Non Federally-Regulated | 11/13/2018 |  | 07/16/2020
AAON, Inc. | AAON, Inc. | WH-036-A-H-ACAC-C0-10-100-A |  | Ground-Source | WBAHP: Heat Pump Packaged Unit | Heat Pump | 265 | 1 |  |  |  | Single-Speed |  |  |  | 37000 | 2176 | 17 | 13.4 | 27600 | 2186 | 3.7 | 3.1 | Non Federally-Regulated | 11/13/2018 |  | 07/16/2020
AAON, Inc. | AAON, Inc. | WH-036-A-H-ACAC-C0-10-200-A |  | Ground-Source | WBAHP: Heat Pump Packaged Unit | Heat Pump | 265 | 1 |  |  |  | Single-Speed |  |  |  | 38000 | 2054 | 18.5 | 13.4 | 29800 | 2130 | 4.1 | 3.1 | Non Federally-Regulated | 11/13/2018 |  | 07/16/2020
AAON, Inc. | AAON, Inc. | WH-036-1-H-ACAC-C0-10-200-A |  | Ground-Source | WBAHP: Heat Pump Packaged Unit | Heat Pump | 208 | 1 |  |  |  | Single-Speed |  |  |  | 38000 | 2054 | 18.5 | 13.4 | 29800 | 2130 | 4.1 | 3.1 | Non Federally-Regulated | 11/13/2018 |  | 07/16/2020
AAON, Inc. | AAON, Inc. | WH-060-1-H-ACAC-C0-10-200-A |  | Water-Source | WBAHP: Heat Pump Packaged Unit | Heat Pump | 208 | 1 |  |  |  | Single-Speed |  |  |  | 61000 | 4039 | 15.1 | 11.2 | 76700 | 4683 | 4.8 | 4.2 | Federally-Regulated Commercial & Industrial Equipment | 05/06/2020 | 202330331 | 07/16/2020
AAON, Inc. | AAON, Inc. | WH-024-A-H-ACAC-C0-10-200-A |  | Ground-Source | WBAHP: Heat Pump Packaged Unit | Heat Pump | 265 | 1 |  |  |  | Single-Speed |  |  |  | 24900 | 1414 | 17.6 | 13.4 | 17600 | 1611 | 3.2 | 3.1 | Non Federally-Regulated | 11/13/2018 |  | 07/16/2020
AAON, Inc. | AAON, Inc. | WH-060-1-H-ACAC-C0-10-100-A |  | Ground-Source | WBAHP: Heat Pump Packaged Unit | Heat Pump | 208 | 1 |  |  |  | Single-Speed |  |  |  | 61200 | 4000 | 15.3 | 13.4 | 44900 | 4024 | 3.3 | 3.1 | Non Federally-Regulated | 05/06/2020 | 202330329 | 07/16/2020
AAON, Inc. | AAON, Inc. | WH-024-3-H-ACAC-C0-10-100-A |  | Ground-Source | WBAHP: Heat Pump Packaged Unit | Heat Pump | 460 | 3 |  |  |  | Single-Speed |  |  |  | 24200 | 1466 | 16.5 | 13.4 | 16000 | 1512 | 3.1 | 3.1 | Non Federally-Regulated | 11/13/2018 |  | 07/16/2020
AAON, Inc. | AAON, Inc. | WH-060-1-H-ACAC-C0-10-200-A |  | Ground-Source | WBAHP: Heat Pump Packaged Unit | Heat Pump | 208 | 1 |  |  |  | Single-Speed |  |  |  | 62300 | 3686 | 16.9 | 13.4 | 49400 | 3820 | 3.8 | 3.1 | Non Federally-Regulated | 05/06/2020 | 202330331 | 07/16/2020
AAON, Inc. | AAON, Inc. | WH-060-A-H-ACAC-C0-10-100-A |  | Water-Source | WBAHP: Heat Pump Packaged Unit | Heat Pump | 265 | 1 |  |  |  | Single-Speed |  |  |  | 60000 | 4109 | 14.6 | 11.2 | 76700 | 4683 | 4.8 | 4.2 | Federally-Regulated Commercial & Industrial Equipment | 05/06/2020 | 202330330 | 07/16/2020
AAON, Inc. | AAON, Inc. | WH-036-2-H-ACAC-C0-10-100-A |  | Ground-Source | WBAHP: Heat Pump Packaged Unit | Heat Pump | 208 | 3 |  |  |  | Single-Speed |  |  |  | 37000 | 2176 | 17 | 13.4 | 27600 | 2186 | 3.7 | 3.1 | Non Federally-Regulated | 11/13/2018 |  | 07/16/2020
AAON, Inc. | AAON, Inc. | WH-060-1-H-ACAC-C0-10-100-A |  | Water-Source | WBAHP: Heat Pump Packaged Unit | Heat Pump | 208 | 1 |  |  |  | Single-Speed |  |  |  | 60000 | 4109 | 14.6 | 11.2 | 76700 | 4683 | 4.8 | 4.2 | Federally-Regulated Commercial & Industrial Equipment | 05/06/2020 | 202330329 | 07/16/2020
AAON, Inc. | AAON, Inc. | WH-030-1-H-DCAC-C0-10-200-A |  | Ground-Source | WBAHP: Heat Pump Packaged Unit | Heat Pump | 208 | 1 |  |  |  | Dual-Speed |  |  |  | 31400 | 1857 | 16.9 | 13.4 | 23100 | 2183 | 3.1 | 3.1 | Non Federally-Regulated | 11/13/2018 |  | 07/16/2020
AAON, Inc. | AAON, Inc. | WH-024-2-H-ACAC-C0-10-200-A |  | Ground-Source | WBAHP: Heat Pump Packaged Unit | Heat Pump | 208 | 3 |  |  |  | Single-Speed |  |  |  | 24900 | 1414 | 17.6 | 13.4 | 17600 | 1611 | 3.2 | 3.1 | Non Federally-Regulated | 11/13/2018 |  | 07/16/2020
AAON, Inc. | AAON, Inc. | WH-036-3-H-ACAC-C0-10-100-A |  | Ground-Source | WBAHP: Heat Pump Packaged Unit | Heat Pump | 460 | 3 |  |  |  | Single-Speed |  |  |  | 37000 | 2176 | 17 | 13.4 | 27600 | 2186 | 3.7 | 3.1 | Non Federally-Regulated | 11/13/2018 |  | 07/16/2020
AAON, Inc. | AAON, Inc. | WH-024-1-H-ACAC-C0-10-100-A |  | Ground-Source | WBAHP: Heat Pump Packaged Unit | Heat Pump | 208 | 1 |  |  |  | Single-Speed |  |  |  | 24200 | 1466 | 16.5 | 13.4 | 16000 | 1512 | 3.1 | 3.1 | Non Federally-Regulated | 11/28/2018 |  | 07/16/2020
AAON, Inc. | AAON, Inc. | WH-015-A-H-ACAC-C0-10-200-A |  | Ground-Source | WBAHP: Heat Pump Packaged Unit | Heat Pump | 265 | 1 |  |  |  | Single-Speed |  |  |  | 14700 | 738 | 19.9 | 13.4 | 10900 | 614 | 5.2 | 3.1 | Non Federally-Regulated | 10/28/2019 |  | 07/16/2020
AAON, Inc. | AAON, Inc. | WH-024-1-H-ACAC-C0-10-200-A |  | Ground-Source | WBAHP: Heat Pump Packaged Unit | Heat Pump | 208 | 1 |  |  |  | Single-Speed |  |  |  | 24900 | 1414 | 17.6 | 13.4 | 17600 | 1611 | 3.2 | 3.1 | Non Federally-Regulated | 11/13/2018 |  | 07/16/2020
AAON, Inc. | AAON, Inc. | WH-024-1-H-ACAC-C0-10-100-A |  | Water-Source | WBAHP: Heat Pump Packaged Unit | Heat Pump | 208 | 1 |  |  |  | Single-Speed |  |  |  | 23600 | 1638 | 14.4 | 11.2 | 27800 | 1733 | 4.7 | 4.2 | Federally-Regulated Commercial & Industrial Equipment | 11/28/2018 |  | 07/16/2020
AAON, Inc. | AAON, Inc. | WH-015-1-H-ACAC-C0-10-200-A |  | Ground-Water-Source | WBAHP: Heat Pump Packaged Unit | Heat Pump | 208 | 1 |  |  |  | Single-Speed |  |  |  | 17100 | 571 | 29.9 | 16.2 | 14400 | 811 | 5.2 | 3.6 | Non Federally-Regulated | 10/28/2019 |  | 07/16/2020
AAON, Inc. | AAON, Inc. | WH-015-1-H-ACAC-C0-10-100-A |  | Ground-Water-Source | WBAHP: Heat Pump Packaged Unit | Heat Pump | 208 | 1 |  |  |  | Single-Speed |  |  |  | 16500 | 632 | 26.1 | 16.2 | 14600 | 873 | 4.9 | 3.6 | Non Federally-Regulated | 10/28/2019 |  | 07/16/2020
AAON, Inc. | AAON, Inc. | WH-015-A-H-ACAC-C0-10-100-A |  | Ground-Water-Source | WBAHP: Heat Pump Packaged Unit | Heat Pump | 265 | 1 |  |  |  | Single-Speed |  |  |  | 16500 | 632 | 26.1 | 16.2 | 14600 | 873 | 4.9 | 3.6 | Non Federally-Regulated | 10/28/2019 |  | 07/16/2020
AAON, Inc. | AAON, Inc. | WH-015-A-H-ACAC-C0-10-100-A |  | Ground-Source | WBAHP: Heat Pump Packaged Unit | Heat Pump | 265 | 1 |  |  |  | Single-Speed |  |  |  | 14700 | 807 | 18.2 | 13.4 | 11100 | 677 | 4.8 | 3.1 | Non Federally-Regulated | 10/28/2019 |  | 07/16/2020
AAON, Inc. | AAON, Inc. | WH-015-1-H-ACAC-C0-10-100-A |  | Water-Source | WBAHP: Heat Pump Packaged Unit | Heat Pump | 208 | 1 |  |  |  | Single-Speed |  |  |  | 14100 | 915 | 15.4 | 11.2 | 18100 | 914 | 5.8 | 4.2 | Federally-Regulated Commercial & Industrial Equipment | 10/28/2019 |  | 07/16/2020
AAON, Inc. | AAON, Inc. | WH-015-A-H-ACAC-C0-10-200-A |  | Ground-Water-Source | WBAHP: Heat Pump Packaged Unit | Heat Pump | 265 | 1 |  |  |  | Single-Speed |  |  |  | 17100 | 571 | 29.9 | 16.2 | 14400 | 811 | 5.2 | 3.6 | Non Federally-Regulated | 10/28/2019 |  | 07/16/2020
AAON, Inc. | AAON, Inc. | WH-015-A-H-ACAC-C0-10-100-A |  | Water-Source | WBAHP: Heat Pump Packaged Unit | Heat Pump | 265 | 1 |  |  |  | Single-Speed |  |  |  | 14100 | 915 | 15.4 | 11.2 | 18100 | 914 | 5.8 | 4.2 | Federally-Regulated Commercial & Industrial Equipment | 10/28/2019 |  | 07/16/2020
AAON, Inc. | AAON, Inc. | WH-015-1-H-ACAC-C0-10-200-A |  | Water-Source | WBAHP: Heat Pump Packaged Unit | Heat Pump | 208 | 1 |  |  |  | Single-Speed |  |  |  | 14200 | 835 | 17 | 11.2 | 17900 | 832 | 6.3 | 4.2 | Federally-Regulated Commercial & Industrial Equipment | 10/28/2019 |  | 07/16/2020
AAON, Inc. | AAON, Inc. | WH-015-1-H-ACAC-C0-10-100-A |  | Ground-Source | WBAHP: Heat Pump Packaged Unit | Heat Pump | 208 | 1 |  |  |  | Single-Speed |  |  |  | 14700 | 807 | 18.2 | 13.4 | 11100 | 677 | 4.8 | 3.1 | Non Federally-Regulated | 10/28/2019 |  | 07/16/2020
AAON, Inc. | AAON, Inc. | WH-015-A-H-ACAC-C0-10-200-A |  | Water-Source | WBAHP: Heat Pump Packaged Unit | Heat Pump | 265 | 1 |  |  |  | Single-Speed |  |  |  | 14200 | 835 | 17 | 11.2 | 17900 | 832 | 6.3 | 4.2 | Federally-Regulated Commercial & Industrial Equipment | 10/28/2019 |  | 07/16/2020
AAON, Inc. | AAON, Inc. | WH-015-1-H-ACAC-C0-10-200-A |  | Ground-Source | WBAHP: Heat Pump Packaged Unit | Heat Pump | 208 | 1 |  |  |  | Single-Speed |  |  |  | 14700 | 738 | 19.9 | 13.4 | 10900 | 614 | 5.2 | 3.1 | Non Federally-Regulated | 10/28/2019 |  | 07/16/2020
AAON, Inc. | AAON, Inc. | WH-024-1-H-ACAC-C0-10-100-A |  | Ground-Water-Source | WBAHP: Heat Pump Packaged Unit | Heat Pump | 208 | 1 |  |  |  | Single-Speed |  |  |  | 28100 | 1232 | 22.8 | 16.2 | 20800 | 1693 | 3.6 | 3.6 | Non Federally-Regulated | 11/28/2018 |  | 07/16/2020
Waterfurnace International, Inc. | VERSATEC VS | UVV/UVH048**4*1 |  | Ground-Water-Source | WBAHP: Heat Pump Packaged Unit | Heat Pump | 460 | 3 |  |  |  | Variable-Speed |  |  |  | 53000 | 2038 | 26 |  | 46000 | 2868 | 4.7 |  | Non Federally-Regulated | 07/15/2020 | 10298943 | 07/16/2020
Waterfurnace International, Inc. | VERSATEC VS | UVV/UVH048**3*1 |  | Ground-Water-Source | WBAHP: Heat Pump Packaged Unit | Heat Pump | 208 | 3 |  |  |  | Variable-Speed |  |  |  | 53000 | 2038 | 26 |  | 46000 | 2868 | 4.7 |  | Non Federally-Regulated | 07/15/2020 | 10298942 | 07/16/2020
Waterfurnace International, Inc. | VERSATEC VS | UVV/UVH048**4*1 |  | Ground-Source | WBAHP: Heat Pump Packaged Unit | Heat Pump | 460 | 3 |  |  |  | Variable-Speed |  |  |  | 48000 | 2400 | 20 |  | 38000 | 2930 | 3.8 |  | Non Federally-Regulated | 07/15/2020 | 10298943 | 07/16/2020
Waterfurnace International, Inc. | VERSATEC VS | UVV/UVH048**0*1 |  | Ground-Water-Source | WBAHP: Heat Pump Packaged Unit | Heat Pump | 208 | 1 |  |  |  | Variable-Speed |  |  |  | 53000 | 2038 | 26 |  | 46000 | 2868 | 4.7 |  | Non Federally-Regulated | 07/15/2020 | 10298941 | 07/16/2020
Waterfurnace International, Inc. | VERSATEC VS | UVV/UVH048**4*1 |  | Water-Source | WBAHP: Heat Pump Packaged Unit | Heat Pump | 460 | 3 |  |  |  | Variable-Speed |  |  |  | 47500 | 2861 | 16.6 |  | 60000 | 3256 | 5.4 |  | Federally-Regulated Commercial & Industrial Equipment | 07/15/2020 | 10298943 | 07/16/2020
Waterfurnace International, Inc. | VERSATEC VS | UVV/UVH048**0*1 |  | Ground-Water-Source | WBAHP: Heat Pump Packaged Unit | Heat Pump | 230 | 1 |  |  |  | Variable-Speed |  |  |  | 53000 | 2038 | 26 |  | 46000 | 2868 | 4.7 |  | Non Federally-Regulated | 07/15/2020 | 10298941 | 07/16/2020
Waterfurnace International, Inc. | VERSATEC VS | UVV/UVH048**0*1 |  | Water-Source | WBAHP: Heat Pump Packaged Unit | Heat Pump | 208 | 1 |  |  |  | Variable-Speed |  |  |  | 47500 | 2861 | 16.6 |  | 60000 | 3256 | 5.4 |  | Federally-Regulated Commercial & Industrial Equipment | 07/15/2020 | 10298941 | 07/16/2020
Waterfurnace International, Inc. | VERSATEC VS | UVV/UVH048**0*1 |  | Water-Source | WBAHP: Heat Pump Packaged Unit | Heat Pump | 230 | 1 |  |  |  | Variable-Speed |  |  |  | 47500 | 2861 | 16.6 |  | 60000 | 3256 | 5.4 |  | Federally-Regulated Commercial & Industrial Equipment | 07/15/2020 | 10298941 | 07/16/2020
Waterfurnace International, Inc. | VERSATEC VS | UVV/UVH048**3*1 |  | Ground-Source | WBAHP: Heat Pump Packaged Unit | Heat Pump | 208 | 3 |  |  |  | Variable-Speed |  |  |  | 48000 | 2400 | 20 |  | 38000 | 2930 | 3.8 |  | Non Federally-Regulated | 07/15/2020 | 10298942 | 07/16/2020
Waterfurnace International, Inc. | VERSATEC VS | UVV/UVH048**3*1 |  | Water-Source | WBAHP: Heat Pump Packaged Unit | Heat Pump | 208 | 3 |  |  |  | Variable-Speed |  |  |  | 47500 | 2861 | 16.6 |  | 60000 | 3256 | 5.4 |  | Federally-Regulated Commercial & Industrial Equipment | 07/15/2020 | 10298942 | 07/16/2020
Waterfurnace International, Inc. | VERSATEC VS | UVV/UVH048**3*1 |  | Ground-Source | WBAHP: Heat Pump Packaged Unit | Heat Pump | 230 | 3 |  |  |  | Variable-Speed |  |  |  | 48000 | 2400 | 20 |  | 38000 | 2930 | 3.8 |  | Non Federally-Regulated | 07/15/2020 | 10298942 | 07/16/2020
Waterfurnace International, Inc. | VERSATEC VS | UVV/UVH048**3*1 |  | Water-Source | WBAHP: Heat Pump Packaged Unit | Heat Pump | 230 | 3 |  |  |  | Variable-Speed |  |  |  | 47500 | 2861 | 16.6 |  | 60000 | 3256 | 5.4 |  | Federally-Regulated Commercial & Industrial Equipment | 07/15/2020 | 10298942 | 07/16/2020
Waterfurnace International, Inc. | VERSATEC VS | UVV/UVH048**3*1 |  | Ground-Water-Source | WBAHP: Heat Pump Packaged Unit | Heat Pump | 230 | 3 |  |  |  | Variable-Speed |  |  |  | 53000 | 2038 | 26 |  | 46000 | 2868 | 4.7 |  | Non Federally-Regulated | 07/15/2020 | 10298942 | 07/16/2020
Waterfurnace International, Inc. | VERSATEC VS | UVV/UVH048**0*1 |  | Ground-Source | WBAHP: Heat Pump Packaged Unit | Heat Pump | 208 | 1 |  |  |  | Variable-Speed |  |  |  | 48000 | 2400 | 20 |  | 38000 | 2930 | 3.8 |  | Non Federally-Regulated | 07/15/2020 | 10298941 | 07/16/2020
Waterfurnace International, Inc. | VERSATEC VS | UVV/UVH048**0*1 |  | Ground-Source | WBAHP: Heat Pump Packaged Unit | Heat Pump | 230 | 1 |  |  |  | Variable-Speed |  |  |  | 48000 | 2400 | 20 |  | 38000 | 2930 | 3.8 |  | Non Federally-Regulated | 07/15/2020 | 10298941 | 07/16/2020
Bard Manufacturing Company, Inc. | Bard | GTC48S2-A | GTADP-4860-C | Ground-Water-Source | WBAH-C: Heating Only Split Sys | Heat Pump | 230 | 1 | False |  |  | Dual-Speed | [7 empty] | 48000 | 3091 | 4.6 |  | Non Federally-Regulated | 07/15/2020 | 5360715 | 07/16/2020
Bard Manufacturing Company, Inc. | Bard | GV51S3AA |  | Ground-Water-Source | WBAHP: Heat Pump Packaged Unit | Both Heat Pump and Electric Re | 230 | 1 |  |  |  | Dual-Speed |  |  |  | 53500 | 2465 | 21.7 |  | 49500 | 3260 | 4.5 |  | Non Federally-Regulated | 07/15/2020 | 9951970 | 07/16/2020
Bard Manufacturing Company, Inc. | Bard | QW2S2-B |  | Water-Source | WBAHP: Heat Pump Packaged Unit | Heat Pump | 208 | 3 |  |  |  | Dual-Speed |  |  |  | 24800 | 1589 | 15.6 |  | 31600 | 1780 | 5.2 |  | Federally-Regulated Commercial & Industrial Equipment | 07/15/2020 | 5677856 | 07/16/2020
Bard Manufacturing Company, Inc. | Bard | GTC60S2-A | GTADP-4860-C | Ground-Source | WBAH-C: Heating Only Split Sys | Heat Pump | 208 | 1 | False |  |  | Dual-Speed | [7 empty] | 48000 | 3473 | 4.1 |  | Non Federally-Regulated | 07/15/2020 | 5360791 | 07/16/2020
Bard Manufacturing Company, Inc. | Bard | GTC60S2-A | GTADP-4860-C | Ground-Source | WBAH-C: Heating Only Split Sys | Heat Pump | 230 | 1 | False |  |  | Dual-Speed | [7 empty] | 48000 | 3473 | 4.1 |  | Non Federally-Regulated | 07/15/2020 | 5360791 | 07/16/2020
Bard Manufacturing Company, Inc. | Bard | GTC48S2-A | GTA4860UD1AA+GTB1-A | Ground-Source | WBAHP-CB: Heat Pump Split Syst | Heat Pump | 208 | 1 | False |  |  | Dual-Speed |  |  |  | 51500 | 3301 | 15.6 |  | 41000 | 3247 | 3.7 |  | Non Federally-Regulated | 07/15/2020 | 5731226 | 07/16/2020
Bard Manufacturing Company, Inc. | Bard | QW2S2-B |  | Water-Source | WBAHP: Heat Pump Packaged Unit | Heat Pump | 230 | 3 |  |  |  | Dual-Speed |  |  |  | 24800 | 1589 | 15.6 |  | 31600 | 1780 | 5.2 |  | Federally-Regulated Commercial & Industrial Equipment | 07/15/2020 | 5677856 | 07/16/2020
Bard Manufacturing Company, Inc. | Bard | QW4S2-A |  | Ground-Source | WBAHP: Heat Pump Packaged Unit | Heat Pump | 208 | 1 |  |  |  | Dual-Speed |  |  |  | 49500 | 2877 | 17.2 |  | 36000 | 3149 | 3.4 |  | Non Federally-Regulated | 07/15/2020 | 5677852 | 07/16/2020
Bard Manufacturing Company, Inc. | Bard | GV61S3AA |  | Ground-Source | WBAHP: Heat Pump Packaged Unit | Both Heat Pump and Electric Re | 230 | 1 |  |  |  | Dual-Speed |  |  |  | 60500 | 3666 | 16.5 |  | 49000 | 3989 | 3.6 |  | Non Federally-Regulated | 07/15/2020 | 9951971 | 07/16/2020
Bard Manufacturing Company, Inc. | Bard | QW4S2-B |  | Ground-Source | WBAHP: Heat Pump Packaged Unit | Heat Pump | 230 | 3 |  |  |  | Dual-Speed |  |  |  | 49500 | 2877 | 17.2 |  | 36000 | 3149 | 3.4 |  | Non Federally-Regulated | 07/15/2020 | 5677853 | 07/16/2020
Bard Manufacturing Company, Inc. | Bard | GV38S3AA |  | Ground-Water-Source | WBAHP: Heat Pump Packaged Unit | Both Heat Pump and Electric Re | 230 | 1 |  |  |  | Dual-Speed |  |  |  | 41400 | 1881 | 22 |  | 38600 | 2406 | 4.7 |  | Non Federally-Regulated | 07/15/2020 | 9951969 | 07/16/2020
Bard Manufacturing Company, Inc. | Bard | QW5S2-A |  | Water-Source | WBAHP: Heat Pump Packaged Unit | Heat Pump | 208 | 1 |  |  |  | Dual-Speed |  |  |  | 56500 | 3896 | 14.5 |  | 69500 | 4629 | 4.4 |  | Federally-Regulated Commercial & Industrial Equipment | 07/15/2020 | 5677858 | 07/16/2020
Bard Manufacturing Company, Inc. | Bard | QW4S2-A |  | Water-Source | WBAHP: Heat Pump Packaged Unit | Heat Pump | 230 | 1 |  |  |  | Dual-Speed |  |  |  | 47500 | 3145 | 15.1 |  | 57000 | 3884 | 4.3 |  | Federally-Regulated Commercial & Industrial Equipment | 07/15/2020 | 5677852 | 07/16/2020
Bard Manufacturing Company, Inc. | Bard | QW5S2-A |  | Water-Source | WBAHP: Heat Pump Packaged Unit | Heat Pump | 230 | 1 |  |  |  | Dual-Speed |  |  |  | 56500 | 3896 | 14.5 |  | 69500 | 4629 | 4.4 |  | Federally-Regulated Commercial & Industrial Equipment | 07/15/2020 | 5677858 | 07/16/2020
Bard Manufacturing Company, Inc. | Bard | GTC48S2-A | GTADP-4860-C | Ground-Source | WBAH-C: Heating Only Split Sys | Heat Pump | 208 | 1 | False |  |  | Dual-Speed | [7 empty] | 37000 | 2780 | 3.9 |  | Non Federally-Regulated | 07/15/2020 | 5360715 | 07/16/2020
Bard Manufacturing Company, Inc. | Bard | GTC48S2-A | HE49948D210B2705AW | Ground-Source | WBAH-C: Heating Only Split Sys | Heat Pump | 208 | 1 | False |  |  | Dual-Speed | [7 empty] | 37000 | 2780 | 3.9 |  | Non Federally-Regulated | 07/15/2020 | 6945298 | 07/16/2020
Bard Manufacturing Company, Inc. | Bard | QW3S2-A |  | Water-Source | WBAHP: Heat Pump Packaged Unit | Heat Pump | 208 | 1 |  |  |  | Dual-Speed |  |  |  | 35400 | 2360 | 15 |  | 44600 | 2841 | 4.6 |  | Federally-Regulated Commercial & Industrial Equipment | 07/15/2020 | 5677845 | 07/16/2020
Bard Manufacturing Company, Inc. | Bard | GTC36S2-A | GTA3600UD1AA+GTB1-A | Ground-Source | WBAHP-CB: Heat Pump Split Syst | Heat Pump | 230 | 1 | False |  |  | Dual-Speed |  |  |  | 38400 | 2219 | 17.3 |  | 29600 | 2168 | 4 |  | Non Federally-Regulated | 07/15/2020 | 5731224 | 07/16/2020
Bard Manufacturing Company, Inc. | Bard | QW5S2-C |  | Ground-Source | WBAHP: Heat Pump Packaged Unit | Heat Pump | 460 | 3 |  |  |  | Dual-Speed |  |  |  | 58500 | 3567 | 16.4 |  | 46000 | 3744 | 3.6 |  | Non Federally-Regulated | 07/15/2020 | 5677860 | 07/16/2020
Bard Manufacturing Company, Inc. | Bard | QW4S2-B |  | Ground-Source | WBAHP: Heat Pump Packaged Unit | Heat Pump | 208 | 3 |  |  |  | Dual-Speed |  |  |  | 49500 | 2877 | 17.2 |  | 36000 | 3149 | 3.4 |  | Non Federally-Regulated | 07/15/2020 | 5677853 | 07/16/2020
Bard Manufacturing Company, Inc. | Bard | QW5S2-B |  | Ground-Source | WBAHP: Heat Pump Packaged Unit | Heat Pump | 208 | 3 |  |  |  | Dual-Speed |  |  |  | 58500 | 3567 | 16.4 |  | 46000 | 3744 | 3.6 |  | Non Federally-Regulated | 07/15/2020 | 5677859 | 07/16/2020
Bard Manufacturing Company, Inc. | Bard | QW3S2-B |  | Ground-Source | WBAHP: Heat Pump Packaged Unit | Heat Pump | 208 | 3 |  |  |  | Dual-Speed |  |  |  | 35600 | 2094 | 17 |  | 29000 | 2328 | 3.7 |  | Non Federally-Regulated | 07/15/2020 | 5677848 | 07/16/2020
Bard Manufacturing Company, Inc. | Bard | QW2S2-A |  | Ground-Source | WBAHP: Heat Pump Packaged Unit | Heat Pump | 208 | 1 |  |  |  | Dual-Speed |  |  |  | 25600 | 1406 | 18.2 |  | 19600 | 1454 | 4 |  | Non Federally-Regulated | 07/15/2020 | 5677855 | 07/16/2020
Bard Manufacturing Company, Inc. | Bard | QW3S2-B |  | Ground-Source | WBAHP: Heat Pump Packaged Unit | Heat Pump | 230 | 3 |  |  |  | Dual-Speed |  |  |  | 35600 | 2094 | 17 |  | 29000 | 2328 | 3.7 |  | Non Federally-Regulated | 07/15/2020 | 5677848 | 07/16/2020
Bard Manufacturing Company, Inc. | Bard | QW3S2-B |  | Water-Source | WBAHP: Heat Pump Packaged Unit | Heat Pump | 230 | 3 |  |  |  | Dual-Speed |  |  |  | 35400 | 2360 | 15 |  | 44600 | 2841 | 4.6 |  | Federally-Regulated Commercial & Industrial Equipment | 07/15/2020 | 5677848 | 07/16/2020
Bard Manufacturing Company, Inc. | Bard | QW3S2-A |  | Water-Source | WBAHP: Heat Pump Packaged Unit | Heat Pump | 230 | 1 |  |  |  | Dual-Speed |  |  |  | 35400 | 2360 | 15 |  | 44600 | 2841 | 4.6 |  | Federally-Regulated Commercial & Industrial Equipment | 07/15/2020 | 5677845 | 07/16/2020
Bard Manufacturing Company, Inc. | Bard | QW4S2-B |  | Water-Source | WBAHP: Heat Pump Packaged Unit | Heat Pump | 208 | 3 |  |  |  | Dual-Speed |  |  |  | 47500 | 3145 | 15.1 |  | 57000 | 3884 | 4.3 |  | Federally-Regulated Commercial & Industrial Equipment | 07/15/2020 | 5677853 | 07/16/2020
Bard Manufacturing Company, Inc. | Bard | QW3S2-A |  | Ground-Source | WBAHP: Heat Pump Packaged Unit | Heat Pump | 230 | 1 |  |  |  | Dual-Speed |  |  |  | 35600 | 2094 | 17 |  | 29000 | 2328 | 3.7 |  | Non Federally-Regulated | 07/15/2020 | 5677845 | 07/16/2020
Bard Manufacturing Company, Inc. | Bard | QW4S2-C |  | Ground-Source | WBAHP: Heat Pump Packaged Unit | Heat Pump | 460 | 3 |  |  |  | Dual-Speed |  |  |  | 49500 | 2877 | 17.2 |  | 36000 | 3149 | 3.4 |  | Non Federally-Regulated | 07/15/2020 | 5677854 | 07/16/2020
Bard Manufacturing Company, Inc. | Bard | GTC48S2-A | GTA4860UD1AA+GTB1-A | Ground-Water-Source | WBAHP-CB: Heat Pump Split Syst | Heat Pump | 208 | 1 | False |  |  | Dual-Speed |  |  |  | 55500 | 2733 | 20.3 |  | 50000 | 3330 | 4.4 |  | Non Federally-Regulated | 07/15/2020 | 5731226 | 07/16/2020
Bard Manufacturing Company, Inc. | Bard | GTC36S2-A | GTA3600UD1AA+GTB1-A | Ground-Water-Source | WBAHP-CB: Heat Pump Split Syst | Heat Pump | 208 | 1 | False |  |  | Dual-Speed |  |  |  | 41000 | 1898 | 21.6 |  | 37500 | 2289 | 4.8 |  | Non Federally-Regulated | 07/15/2020 | 5731224 | 07/16/2020
Bard Manufacturing Company, Inc. | Bard | GV51S3AA |  | Ground-Water-Source | WBAHP: Heat Pump Packaged Unit | Both Heat Pump and Electric Re | 208 | 1 |  |  |  | Dual-Speed |  |  |  | 53500 | 2465 | 21.7 |  | 49500 | 3260 | 4.5 |  | Non Federally-Regulated | 07/15/2020 | 9951970 | 07/16/2020
Bard Manufacturing Company, Inc. | Bard | QW5S2-C |  | Water-Source | WBAHP: Heat Pump Packaged Unit | Heat Pump | 460 | 3 |  |  |  | Dual-Speed |  |  |  | 56500 | 3896 | 14.5 |  | 69500 | 4629 | 4.4 |  | Federally-Regulated Commercial & Industrial Equipment | 07/15/2020 | 5677860 | 07/16/2020
Bard Manufacturing Company, Inc. | Bard | QW4S2-A |  | Water-Source | WBAHP: Heat Pump Packaged Unit | Heat Pump | 208 | 1 |  |  |  | Dual-Speed |  |  |  | 47500 | 3145 | 15.1 |  | 57000 | 3884 | 4.3 |  | Federally-Regulated Commercial & Industrial Equipment | 07/15/2020 | 5677852 | 07/16/2020
Bard Manufacturing Company, Inc. | Bard | QW5S2-B |  | Ground-Source | WBAHP: Heat Pump Packaged Unit | Heat Pump | 230 | 3 |  |  |  | Dual-Speed |  |  |  | 58500 | 3567 | 16.4 |  | 46000 | 3744 | 3.6 |  | Non Federally-Regulated | 07/15/2020 | 5677859 | 07/16/2020
Bard Manufacturing Company, Inc. | Bard | GV61S3AA |  | Ground-Source | WBAHP: Heat Pump Packaged Unit | Both Heat Pump and Electric Re | 208 | 1 |  |  |  | Dual-Speed |  |  |  | 60500 | 3666 | 16.5 |  | 49000 | 3989 | 3.6 |  | Non Federally-Regulated | 07/15/2020 | 9951971 | 07/16/2020
Bard Manufacturing Company, Inc. | Bard | QW5S2-A |  | Ground-Source | WBAHP: Heat Pump Packaged Unit | Heat Pump | 208 | 1 |  |  |  | Dual-Speed |  |  |  | 58500 | 3567 | 16.4 |  | 46000 | 3744 | 3.6 |  | Non Federally-Regulated | 07/15/2020 | 5677858 | 07/16/2020
Bard Manufacturing Company, Inc. | Bard | GTC48S2-A | HE49948D210B2705AW | Ground-Water-Source | WBAH-C: Heating Only Split Sys | Heat Pump | 208 | 1 | False |  |  | Dual-Speed | [7 empty] | 48000 | 3091 | 4.6 |  | Non Federally-Regulated | 07/15/2020 | 6945298 | 07/16/2020
Bard Manufacturing Company, Inc. | Bard | GTC36S2-A | GTA3600UD1AA+GTB1-A | Ground-Source | WBAHP-CB: Heat Pump Split Syst | Heat Pump | 208 | 1 | False |  |  | Dual-Speed |  |  |  | 38400 | 2219 | 17.3 |  | 29600 | 2168 | 4 |  | Non Federally-Regulated | 07/15/2020 | 5731224 | 07/16/2020
Bard Manufacturing Company, Inc. | Bard | QW5S2-B |  | Water-Source | WBAHP: Heat Pump Packaged Unit | Heat Pump | 208 | 3 |  |  |  | Dual-Speed |  |  |  | 56500 | 3896 | 14.5 |  | 69500 | 4629 | 4.4 |  | Federally-Regulated Commercial & Industrial Equipment | 07/15/2020 | 5677859 | 07/16/2020
Bard Manufacturing Company, Inc. | Bard | QW2S2-C |  | Water-Source | WBAHP: Heat Pump Packaged Unit | Heat Pump | 460 | 3 |  |  |  | Dual-Speed |  |  |  | 24800 | 1589 | 15.6 |  | 31600 | 1780 | 5.2 |  | Federally-Regulated Commercial & Industrial Equipment | 07/15/2020 | 5677857 | 07/16/2020
Bard Manufacturing Company, Inc. | Bard | QW2S2-C |  | Ground-Source | WBAHP: Heat Pump Packaged Unit | Heat Pump | 460 | 3 |  |  |  | Dual-Speed |  |  |  | 25600 | 1406 | 18.2 |  | 19600 | 1454 | 4 |  | Non Federally-Regulated | 07/15/2020 | 5677857 | 07/16/2020
Bard Manufacturing Company, Inc. | Bard | GTC48S2-A | GTADP-4860-C | Ground-Source | WBAH-C: Heating Only Split Sys | Heat Pump | 230 | 1 | False |  |  | Dual-Speed | [7 empty] | 37000 | 2780 | 3.9 |  | Non Federally-Regulated | 07/15/2020 | 5360715 | 07/16/2020
Bard Manufacturing Company, Inc. | Bard | GTC60S2-A | GTADP-4860-C | Ground-Water-Source | WBAH-C: Heating Only Split Sys | Heat Pump | 208 | 1 | False |  |  | Dual-Speed | [7 empty] | 61500 | 3834 | 4.7 |  | Non Federally-Regulated | 07/15/2020 | 5360791 | 07/16/2020
Bard Manufacturing Company, Inc. | Bard | GV38S3AA |  | Ground-Source | WBAHP: Heat Pump Packaged Unit | Both Heat Pump and Electric Re | 208 | 1 |  |  |  | Dual-Speed |  |  |  | 38500 | 2251 | 17.1 |  | 31400 | 2272 | 4.1 |  | Non Federally-Regulated | 07/15/2020 | 9951969 | 07/16/2020
Bard Manufacturing Company, Inc. | Bard | GTC48S2-A | HE49948D210B2705AW | Ground-Water-Source | WBAH-C: Heating Only Split Sys | Heat Pump | 230 | 1 | False |  |  | Dual-Speed | [7 empty] | 48000 | 3091 | 4.6 |  | Non Federally-Regulated | 07/15/2020 | 6945298 | 07/16/2020
Bard Manufacturing Company, Inc. | Bard | QW2S2-A |  | Ground-Source | WBAHP: Heat Pump Packaged Unit | Heat Pump | 230 | 1 |  |  |  | Dual-Speed |  |  |  | 25600 | 1406 | 18.2 |  | 19600 | 1454 | 4 |  | Non Federally-Regulated | 07/15/2020 | 5677855 | 07/16/2020
Bard Manufacturing Company, Inc. | Bard | GTC48S2-A | GTADP-4860-C | Ground-Water-Source | WBAH-C: Heating Only Split Sys | Heat Pump | 208 | 1 | False |  |  | Dual-Speed | [7 empty] | 48000 | 3091 | 4.6 |  | Non Federally-Regulated | 07/15/2020 | 5360715 | 07/16/2020
Bard Manufacturing Company, Inc. | Bard | QW4S2-C |  | Water-Source | WBAHP: Heat Pump Packaged Unit | Heat Pump | 460 | 3 |  |  |  | Dual-Speed |  |  |  | 47500 | 3145 | 15.1 |  | 57000 | 3884 | 4.3 |  | Federally-Regulated Commercial & Industrial Equipment | 07/15/2020 | 5677854 | 07/16/2020
Bard Manufacturing Company, Inc. | Bard | GV38S3AA |  | Ground-Water-Source | WBAHP: Heat Pump Packaged Unit | Both Heat Pump and Electric Re | 208 | 1 |  |  |  | Dual-Speed |  |  |  | 41400 | 1881 | 22 |  | 38600 | 2406 | 4.7 |  | Non Federally-Regulated | 07/15/2020 | 9951969 | 07/16/2020
Bard Manufacturing Company, Inc. | Bard | GTC60S2-A | GTADP-4860-C | Ground-Water-Source | WBAH-C: Heating Only Split Sys | Heat Pump | 230 | 1 | False |  |  | Dual-Speed | [7 empty] | 61500 | 3834 | 4.7 |  | Non Federally-Regulated | 07/15/2020 | 5360791 | 07/16/2020
Bard Manufacturing Company, Inc. | Bard | QW3S2-C |  | Ground-Source | WBAHP: Heat Pump Packaged Unit | Heat Pump | 460 | 3 |  |  |  | Dual-Speed |  |  |  | 35600 | 2094 | 17 |  | 29000 | 2328 | 3.7 |  | Non Federally-Regulated | 07/15/2020 | 5677850 | 07/16/2020
Bard Manufacturing Company, Inc. | Bard | QW2S2-B |  | Ground-Source | WBAHP: Heat Pump Packaged Unit | Heat Pump | 208 | 3 |  |  |  | Dual-Speed |  |  |  | 25600 | 1406 | 18.2 |  | 19600 | 1454 | 4 |  | Non Federally-Regulated | 07/15/2020 | 5677856 | 07/16/2020
Bard Manufacturing Company, Inc. | Bard | QW2S2-A |  | Water-Source | WBAHP: Heat Pump Packaged Unit | Heat Pump | 208 | 1 |  |  |  | Dual-Speed |  |  |  | 24800 | 1589 | 15.6 |  | 31600 | 1780 | 5.2 |  | Federally-Regulated Commercial & Industrial Equipment | 07/15/2020 | 5677855 | 07/16/2020
Bard Manufacturing Company, Inc. | Bard | GV51S3AA |  | Ground-Source | WBAHP: Heat Pump Packaged Unit | Both Heat Pump and Electric Re | 230 | 1 |  |  |  | Dual-Speed |  |  |  | 49500 | 2894 | 17.1 |  | 39500 | 3087 | 3.8 |  | Non Federally-Regulated | 07/15/2020 | 9951970 | 07/16/2020
Bard Manufacturing Company, Inc. | Bard | QW2S2-A |  | Water-Source | WBAHP: Heat Pump Packaged Unit | Heat Pump | 230 | 1 |  |  |  | Dual-Speed |  |  |  | 24800 | 1589 | 15.6 |  | 31600 | 1780 | 5.2 |  | Federally-Regulated Commercial & Industrial Equipment | 07/15/2020 | 5677855 | 07/16/2020
Bard Manufacturing Company, Inc. | Bard | QW4S2-A |  | Ground-Source | WBAHP: Heat Pump Packaged Unit | Heat Pump | 230 | 1 |  |  |  | Dual-Speed |  |  |  | 49500 | 2877 | 17.2 |  | 36000 | 3149 | 3.4 |  | Non Federally-Regulated | 07/15/2020 | 5677852 | 07/16/2020
Bard Manufacturing Company, Inc. | Bard | QW3S2-C |  | Water-Source | WBAHP: Heat Pump Packaged Unit | Heat Pump | 460 | 3 |  |  |  | Dual-Speed |  |  |  | 35400 | 2360 | 15 |  | 44600 | 2841 | 4.6 |  | Federally-Regulated Commercial & Industrial Equipment | 07/15/2020 | 5677850 | 07/16/2020
Bard Manufacturing Company, Inc. | Bard | QW3S2-A |  | Ground-Source | WBAHP: Heat Pump Packaged Unit | Heat Pump | 208 | 1 |  |  |  | Dual-Speed |  |  |  | 35600 | 2094 | 17 |  | 29000 | 2328 | 3.7 |  | Non Federally-Regulated | 07/15/2020 | 5677845 | 07/16/2020
Bard Manufacturing Company, Inc. | Bard | GTC36S2-A | GTA3600UD1AA+GTB1-A | Ground-Water-Source | WBAHP-CB: Heat Pump Split Syst | Heat Pump | 230 | 1 | False |  |  | Dual-Speed |  |  |  | 41000 | 1898 | 21.6 |  | 37500 | 2289 | 4.8 |  | Non Federally-Regulated | 07/15/2020 | 5731224 | 07/16/2020
Bard Manufacturing Company, Inc. | Bard | QW2S2-B |  | Ground-Source | WBAHP: Heat Pump Packaged Unit | Heat Pump | 230 | 3 |  |  |  | Dual-Speed |  |  |  | 25600 | 1406 | 18.2 |  | 19600 | 1454 | 4 |  | Non Federally-Regulated | 07/15/2020 | 5677856 | 07/16/2020
Bard Manufacturing Company, Inc. | Bard | QW5S2-B |  | Water-Source | WBAHP: Heat Pump Packaged Unit | Heat Pump | 230 | 3 |  |  |  | Dual-Speed |  |  |  | 56500 | 3896 | 14.5 |  | 69500 | 4629 | 4.4 |  | Federally-Regulated Commercial & Industrial Equipment | 07/15/2020 | 5677859 | 07/16/2020
Bard Manufacturing Company, Inc. | Bard | GV51S3AA |  | Ground-Source | WBAHP: Heat Pump Packaged Unit | Both Heat Pump and Electric Re | 208 | 1 |  |  |  | Dual-Speed |  |  |  | 49500 | 2894 | 17.1 |  | 39500 | 3087 | 3.8 |  | Non Federally-Regulated | 07/15/2020 | 9951970 | 07/16/2020
Bard Manufacturing Company, Inc. | Bard | QW3S2-B |  | Water-Source | WBAHP: Heat Pump Packaged Unit | Heat Pump | 208 | 3 |  |  |  | Dual-Speed |  |  |  | 35400 | 2360 | 15 |  | 44600 | 2841 | 4.6 |  | Federally-Regulated Commercial & Industrial Equipment | 07/15/2020 | 5677848 | 07/16/2020
Bard Manufacturing Company, Inc. | Bard | GV38S3AA |  | Ground-Source | WBAHP: Heat Pump Packaged Unit | Both Heat Pump and Electric Re | 230 | 1 |  |  |  | Dual-Speed |  |  |  | 38500 | 2251 | 17.1 |  | 31400 | 2272 | 4.1 |  | Non Federally-Regulated | 07/15/2020 | 9951969 | 07/16/2020
Bard Manufacturing Company, Inc. | Bard | QW5S2-A |  | Ground-Source | WBAHP: Heat Pump Packaged Unit | Heat Pump | 230 | 1 |  |  |  | Dual-Speed |  |  |  | 58500 | 3567 | 16.4 |  | 46000 | 3744 | 3.6 |  | Non Federally-Regulated | 07/15/2020 | 5677858 | 07/16/2020
Bard Manufacturing Company, Inc. | Bard | QW4S2-B |  | Water-Source | WBAHP: Heat Pump Packaged Unit | Heat Pump | 230 | 3 |  |  |  | Dual-Speed |  |  |  | 47500 | 3145 | 15.1 |  | 57000 | 3884 | 4.3 |  | Federally-Regulated Commercial & Industrial Equipment | 07/15/2020 | 5677853 | 07/16/2020
Waterfurnace International, Inc. | VERSATEC ULTRA SERIES | USV/USH060**0*1 |  | Water-Source | WBAHP: Heat Pump Packaged Unit | Heat Pump | 208 | 1 |  |  |  | Single-Speed |  |  |  | 58400 | 3816 | 15.3 |  | 72500 | 4520 | 4.7 |  | Federally-Regulated Commercial & Industrial Equipment | 07/15/2020 | 3628359 | 07/16/2020
Waterfurnace International, Inc. | VERSATEC ULTRA SERIES | USV/USH060**0*1 |  | Ground-Source | WBAHP: Heat Pump Packaged Unit | Heat Pump | 208 | 1 |  |  |  | Single-Speed |  |  |  | 60900 | 3402 | 17.9 |  | 47100 | 3834 | 3.6 |  | Non Federally-Regulated | 07/15/2020 | 3628359 | 07/16/2020
Waterfurnace International, Inc. | CYPRESS | 111H038**1*(1,2)* |  | Ground-Water-Source | WBAHP: Heat Pump Packaged Unit | Heat Pump | 230 | 1 |  |  |  | Dual-Speed |  |  |  | 38200 | 1605 | 23.8 | 16.2 | 33200 | 2162 | 4.5 | 3.6 | Non Federally-Regulated | 02/27/2020 | 203993053 | 07/16/2020
Waterfurnace International, Inc. | CYPRESS | 111H038**1*(1,2)* |  | Ground-Water-Source | WBAHP: Heat Pump Packaged Unit | Heat Pump | 208 | 1 |  |  |  | Dual-Speed |  |  |  | 38200 | 1605 | 23.8 | 16.2 | 33200 | 2162 | 4.5 | 3.6 | Non Federally-Regulated | 02/27/2020 | 203993053 | 07/16/2020
Waterfurnace International, Inc. | CYPRESS | 111H038**1*(1,2)* |  | Ground-Source | WBAHP: Heat Pump Packaged Unit | Heat Pump | 230 | 1 |  |  |  | Dual-Speed |  |  |  | 36000 | 1925 | 18.7 | 13.4 | 27400 | 2059 | 3.9 | 3.1 | Non Federally-Regulated | 02/27/2020 | 203993053 | 07/16/2020
Waterfurnace International, Inc. | CYPRESS | 111H038**1*(1,2)* |  | Ground-Source | WBAHP: Heat Pump Packaged Unit | Heat Pump | 208 | 1 |  |  |  | Dual-Speed |  |  |  | 36000 | 1925 | 18.7 | 13.4 | 27400 | 2059 | 3.9 | 3.1 | Non Federally-Regulated | 02/27/2020 | 203993053 | 07/16/2020
Trane U.S. Inc. | Trane | EXVF0423 |  | Ground-Water-Source | WBAHP: Heat Pump Packaged Unit | Heat Pump | 208 | 3 |  |  |  | Single-Speed |  |  |  | 45400 | 1940 | 23.4 |  | 41200 | 2624 | 4.6 |  | Non Federally-Regulated | 07/15/2020 | 5296261 | 07/16/2020
Trane U.S. Inc. | Trane | GEHE0351 |  | Ground-Source | WBAHP: Heat Pump Packaged Unit | Heat Pump | 208 | 1 |  |  |  | Single-Speed |  |  |  | 35300 | 2234 | 15.8 |  | 25900 | 2372 | 3.2 |  | Non Federally-Regulated | 07/15/2020 | 9952005 | 07/16/2020
Trane U.S. Inc. | Trane | DXVF0483 |  | Ground-Water-Source | WBAHP: Heat Pump Packaged Unit | Heat Pump | 208 | 3 |  |  |  | Dual-Speed |  |  |  | 54200 | 2185 | 24.8 |  | 50400 | 3014 | 4.9 |  | Non Federally-Regulated | 07/15/2020 | 8105975 | 07/16/2020
Trane U.S. Inc. | Trane | EXVF0424 |  | Ground-Source | WBAHP: Heat Pump Packaged Unit | Heat Pump | 460 | 3 |  |  |  | Single-Speed |  |  |  | 43200 | 2335 | 18.5 |  | 31700 | 2388 | 3.9 |  | Non Federally-Regulated | 07/15/2020 | 5296262 | 07/16/2020
Trane U.S. Inc. | Trane | VSHE0601 |  | Water-Source | WBAHP: Heat Pump Packaged Unit | Heat Pump | 208 | 1 |  |  |  | Variable-Speed |  |  |  | 60700 | 4101 | 14.8 |  | 81600 | 4512 | 5.3 |  | Federally-Regulated Commercial & Industrial Equipment | 07/15/2020 | 5699655 | 07/16/2020
Trane U.S. Inc. | Trane | GEHE0354 |  | Ground-Source | WBAHP: Heat Pump Packaged Unit | Heat Pump | 460 | 3 |  |  |  | Single-Speed |  |  |  | 35300 | 2234 | 15.8 |  | 25900 | 2372 | 3.2 |  | Non Federally-Regulated | 07/15/2020 | 9952009 | 07/16/2020
Trane U.S. Inc. | Trane | DXVF0367 |  | Ground-Source | WBAHP: Heat Pump Packaged Unit | Heat Pump | 265 | 1 |  |  |  | Dual-Speed |  |  |  | 38400 | 2010 | 19.1 |  | 30200 | 2212 | 4 |  | Non Federally-Regulated | 07/15/2020 | 8105971 | 07/16/2020
Trane U.S. Inc. | Trane | GEHE0353 |  | Ground-Water-Source | WBAHP: Heat Pump Packaged Unit | Heat Pump | 208 | 3 |  |  |  | Single-Speed |  |  |  | 38200 | 1891 | 20.2 |  | 33800 | 2476 | 4 |  | Non Federally-Regulated | 07/15/2020 | 9952008 | 07/16/2020
Trane U.S. Inc. | Trane | DXVF0481 |  | Ground-Water-Source | WBAHP: Heat Pump Packaged Unit | Heat Pump | 208 | 1 |  |  |  | Dual-Speed |  |  |  | 54200 | 2185 | 24.8 |  | 50400 | 3014 | 4.9 |  | Non Federally-Regulated | 07/15/2020 | 8105973 | 07/16/2020
Trane U.S. Inc. | Trane | EXVF0604 |  | Water-Source | WBAHP: Heat Pump Packaged Unit | Heat Pump | 460 | 3 |  |  |  | Single-Speed |  |  |  | 55500 | 3875 | 14.32 |  | 76300 | 4620 | 4.8 |  | Federally-Regulated Commercial & Industrial Equipment | 07/15/2020 | 5296274 | 07/16/2020
Trane U.S. Inc. | Trane | EXVF0424 |  | Water-Source | WBAHP: Heat Pump Packaged Unit | Heat Pump | 460 | 3 |  |  |  | Single-Speed |  |  |  | 41700 | 2497 | 16.7 |  | 49200 | 2772 | 5.2 |  | Federally-Regulated Commercial & Industrial Equipment | 07/15/2020 | 5296262 | 07/16/2020
Trane U.S. Inc. | Trane | DXVF0364 |  | Ground-Source | WBAHP: Heat Pump Packaged Unit | Heat Pump | 460 | 3 |  |  |  | Dual-Speed |  |  |  | 38400 | 2010 | 19.1 |  | 30200 | 2212 | 4 |  | Non Federally-Regulated | 07/15/2020 | 8105970 | 07/16/2020
Trane U.S. Inc. | Trane | EXVF0484 |  | Water-Source | WBAHP: Heat Pump Packaged Unit | Heat Pump | 460 | 3 |  |  |  | Single-Speed |  |  |  | 46500 | 2818 | 16.5 |  | 56600 | 3129 | 5.3 |  | Federally-Regulated Commercial & Industrial Equipment | 07/15/2020 | 5296268 | 07/16/2020
Trane U.S. Inc. | Trane | EXVF0481 |  | Water-Source | WBAHP: Heat Pump Packaged Unit | Heat Pump | 208 | 1 |  |  |  | Single-Speed |  |  |  | 46500 | 2818 | 16.5 |  | 56600 | 3129 | 5.3 |  | Federally-Regulated Commercial & Industrial Equipment | 07/15/2020 | 5296265 | 07/16/2020
Trane U.S. Inc. | Trane | EXVF0484 |  | Ground-Source | WBAHP: Heat Pump Packaged Unit | Heat Pump | 460 | 3 |  |  |  | Single-Speed |  |  |  | 47900 | 2589 | 18.5 |  | 36200 | 2679 | 4 |  | Non Federally-Regulated | 07/15/2020 | 5296268 | 07/16/2020
Trane U.S. Inc. | Trane | EXVF0424 |  | Ground-Water-Source | WBAHP: Heat Pump Packaged Unit | Heat Pump | 460 | 3 |  |  |  | Single-Speed |  |  |  | 45400 | 1940 | 23.4 |  | 41200 | 2624 | 4.6 |  | Non Federally-Regulated | 07/15/2020 | 5296262 | 07/16/2020
Trane U.S. Inc. | Trane | EXVF0603 |  | Ground-Source | WBAHP: Heat Pump Packaged Unit | Heat Pump | 208 | 3 |  |  |  | Single-Speed |  |  |  | 58400 | 3518 | 16.6 |  | 48100 | 3894 | 3.6 |  | Non Federally-Regulated | 07/15/2020 | 5296273 | 07/16/2020
Trane U.S. Inc. | Trane | DXVF0481 |  | Water-Source | WBAHP: Heat Pump Packaged Unit | Heat Pump | 208 | 1 |  |  |  | Dual-Speed |  |  |  | 49500 | 2894 | 17.1 |  | 61100 | 3255 | 5.5 |  | Federally-Regulated Commercial & Industrial Equipment | 07/15/2020 | 8105973 | 07/16/2020
Trane U.S. Inc. | Trane | GEHE0351 |  | Ground-Water-Source | WBAHP: Heat Pump Packaged Unit | Heat Pump | 208 | 1 |  |  |  | Single-Speed |  |  |  | 38200 | 1891 | 20.2 |  | 33800 | 2476 | 4 |  | Non Federally-Regulated | 07/15/2020 | 9952005 | 07/16/2020
Trane U.S. Inc. | Trane | EXVF0483 |  | Ground-Source | WBAHP: Heat Pump Packaged Unit | Heat Pump | 208 | 3 |  |  |  | Single-Speed |  |  |  | 47900 | 2589 | 18.5 |  | 36200 | 2679 | 4 |  | Non Federally-Regulated | 07/15/2020 | 5296267 | 07/16/2020
Trane U.S. Inc. | Trane | GEHE0357 |  | Water-Source | WBAHP: Heat Pump Packaged Unit | Heat Pump | 265 | 1 |  |  |  | Single-Speed |  |  |  | 33800 | 2467 | 13.7 |  | 41200 | 2569 | 4.7 |  | Federally-Regulated Commercial & Industrial Equipment | 07/15/2020 | 9952010 | 07/16/2020
Trane U.S. Inc. | Trane | DXVF0364 |  | Ground-Water-Source | WBAHP: Heat Pump Packaged Unit | Heat Pump | 460 | 3 |  |  |  | Dual-Speed |  |  |  | 40700 | 1688 | 24.1 |  | 38800 | 2419 | 4.7 |  | Non Federally-Regulated | 07/15/2020 | 8105970 | 07/16/2020
Trane U.S. Inc. | Trane | EXVF0601 |  | Ground-Source | WBAHP: Heat Pump Packaged Unit | Heat Pump | 208 | 1 |  |  |  | Single-Speed |  |  |  | 58400 | 3518 | 16.6 |  | 48100 | 3894 | 3.6 |  | Non Federally-Regulated | 07/15/2020 | 5296269 | 07/16/2020
Trane U.S. Inc. | Trane | EXVF0481 |  | Ground-Water-Source | WBAHP: Heat Pump Packaged Unit | Heat Pump | 208 | 1 |  |  |  | Single-Speed |  |  |  | 50300 | 2133 | 23.58 |  | 46400 | 2856 | 4.8 |  | Non Federally-Regulated | 07/15/2020 | 5296265 | 07/16/2020
Trane U.S. Inc. | Trane | EXVF0603 |  | Water-Source | WBAHP: Heat Pump Packaged Unit | Heat Pump | 208 | 3 |  |  |  | Single-Speed |  |  |  | 55500 | 3875 | 14.32 |  | 76300 | 4620 | 4.8 |  | Federally-Regulated Commercial & Industrial Equipment | 07/15/2020 | 5296273 | 07/16/2020
Trane U.S. Inc. | Trane | EXVF0481 |  | Ground-Source | WBAHP: Heat Pump Packaged Unit | Heat Pump | 208 | 1 |  |  |  | Single-Speed |  |  |  | 47900 | 2589 | 18.5 |  | 36200 | 2679 | 4 |  | Non Federally-Regulated | 07/15/2020 | 5296265 | 07/16/2020
Trane U.S. Inc. | Trane | EXVF0604 |  | Ground-Source | WBAHP: Heat Pump Packaged Unit | Heat Pump | 460 | 3 |  |  |  | Single-Speed |  |  |  | 58400 | 3518 | 16.6 |  | 48100 | 3894 | 3.6 |  | Non Federally-Regulated | 07/15/2020 | 5296274 | 07/16/2020
Trane U.S. Inc. | Trane | DXVF0483 |  | Water-Source | WBAHP: Heat Pump Packaged Unit | Heat Pump | 208 | 3 |  |  |  | Dual-Speed |  |  |  | 49500 | 2894 | 17.1 |  | 61100 | 3255 | 5.5 |  | Federally-Regulated Commercial & Industrial Equipment | 07/15/2020 | 8105975 | 07/16/2020
Trane U.S. Inc. | Trane | EXVF0423 |  | Water-Source | WBAHP: Heat Pump Packaged Unit | Heat Pump | 208 | 3 |  |  |  | Single-Speed |  |  |  | 41700 | 2497 | 16.7 |  | 49200 | 2772 | 5.2 |  | Federally-Regulated Commercial & Industrial Equipment | 07/15/2020 | 5296261 | 07/16/2020
Trane U.S. Inc. | Trane | GEHE0357 |  | Ground-Source | WBAHP: Heat Pump Packaged Unit | Heat Pump | 265 | 1 |  |  |  | Single-Speed |  |  |  | 35300 | 2234 | 15.8 |  | 25900 | 2372 | 3.2 |  | Non Federally-Regulated | 07/15/2020 | 9952010 | 07/16/2020
Trane U.S. Inc. | Trane | EXVF0601 |  | Ground-Water-Source | WBAHP: Heat Pump Packaged Unit | Heat Pump | 208 | 1 |  |  |  | Single-Speed |  |  |  | 61900 | 2944 | 21.02 |  | 62000 | 4235 | 4.3 |  | Non Federally-Regulated | 07/15/2020 | 5296269 | 07/16/2020
Trane U.S. Inc. | Trane | GEHE0357 |  | Ground-Water-Source | WBAHP: Heat Pump Packaged Unit | Heat Pump | 265 | 1 |  |  |  | Single-Speed |  |  |  | 38200 | 1891 | 20.2 |  | 33800 | 2476 | 4 |  | Non Federally-Regulated | 07/15/2020 | 9952010 | 07/16/2020
Trane U.S. Inc. | Trane | EXVF0483 |  | Ground-Water-Source | WBAHP: Heat Pump Packaged Unit | Heat Pump | 208 | 3 |  |  |  | Single-Speed |  |  |  | 50300 | 2133 | 23.58 |  | 46400 | 2856 | 4.8 |  | Non Federally-Regulated | 07/15/2020 | 5296267 | 07/16/2020
Trane U.S. Inc. | Trane | GEHE0351 |  | Water-Source | WBAHP: Heat Pump Packaged Unit | Heat Pump | 208 | 1 |  |  |  | Single-Speed |  |  |  | 33800 | 2467 | 13.7 |  | 41200 | 2569 | 4.7 |  | Federally-Regulated Commercial & Industrial Equipment | 07/15/2020 | 9952005 | 07/16/2020
Trane U.S. Inc. | Trane | EXVF0483 |  | Water-Source | WBAHP: Heat Pump Packaged Unit | Heat Pump | 208 | 3 |  |  |  | Single-Speed |  |  |  | 46500 | 2818 | 16.5 |  | 56600 | 3129 | 5.3 |  | Federally-Regulated Commercial & Industrial Equipment | 07/15/2020 | 5296267 | 07/16/2020
Trane U.S. Inc. | Trane | GEHE0353 |  | Water-Source | WBAHP: Heat Pump Packaged Unit | Heat Pump | 208 | 3 |  |  |  | Single-Speed |  |  |  | 33800 | 2467 | 13.7 |  | 41200 | 2569 | 4.7 |  | Federally-Regulated Commercial & Industrial Equipment | 07/15/2020 | 9952008 | 07/16/2020
Trane U.S. Inc. | Trane | EXVF0601 |  | Water-Source | WBAHP: Heat Pump Packaged Unit | Heat Pump | 208 | 1 |  |  |  | Single-Speed |  |  |  | 55500 | 3875 | 14.32 |  | 76300 | 4620 | 4.8 |  | Federally-Regulated Commercial & Industrial Equipment | 07/15/2020 | 5296269 | 07/16/2020
Trane U.S. Inc. | Trane | VSHE0604 |  | Ground-Source | WBAHP: Heat Pump Packaged Unit | Heat Pump | 460 | 3 |  |  |  | Variable-Speed |  |  |  | 63200 | 3717 | 17 |  | 50400 | 3887 | 3.8 |  | Non Federally-Regulated | 07/15/2020 | 5699657 | 07/16/2020
Trane U.S. Inc. | Trane | DXVF0367 |  | Water-Source | WBAHP: Heat Pump Packaged Unit | Heat Pump | 265 | 1 |  |  |  | Dual-Speed |  |  |  | 37200 | 2240 | 16.6 |  | 47100 | 2706 | 5.1 |  | Federally-Regulated Commercial & Industrial Equipment | 07/15/2020 | 8105971 | 07/16/2020
Trane U.S. Inc. | Trane | EXVF0484 |  | Ground-Water-Source | WBAHP: Heat Pump Packaged Unit | Heat Pump | 460 | 3 |  |  |  | Single-Speed |  |  |  | 50300 | 2133 | 23.58 |  | 46400 | 2856 | 4.8 |  | Non Federally-Regulated | 07/15/2020 | 5296268 | 07/16/2020
Trane U.S. Inc. | Trane | DXVF0367 |  | Ground-Water-Source | WBAHP: Heat Pump Packaged Unit | Heat Pump | 265 | 1 |  |  |  | Dual-Speed |  |  |  | 40700 | 1688 | 24.1 |  | 38800 | 2419 | 4.7 |  | Non Federally-Regulated | 07/15/2020 | 8105971 | 07/16/2020
Trane U.S. Inc. | Trane | DXVF0364 |  | Water-Source | WBAHP: Heat Pump Packaged Unit | Heat Pump | 460 | 3 |  |  |  | Dual-Speed |  |  |  | 37200 | 2240 | 16.6 |  | 47100 | 2706 | 5.1 |  | Federally-Regulated Commercial & Industrial Equipment | 07/15/2020 | 8105970 | 07/16/2020
Trane U.S. Inc. | Trane | VSHE0601 |  | Ground-Source | WBAHP: Heat Pump Packaged Unit | Heat Pump | 208 | 1 |  |  |  | Variable-Speed |  |  |  | 63200 | 3717 | 17 |  | 50400 | 3887 | 3.8 |  | Non Federally-Regulated | 07/15/2020 | 5699655 | 07/16/2020
Trane U.S. Inc. | Trane | EXVF0603 |  | Ground-Water-Source | WBAHP: Heat Pump Packaged Unit | Heat Pump | 208 | 3 |  |  |  | Single-Speed |  |  |  | 61900 | 2944 | 21.02 |  | 62000 | 4235 | 4.3 |  | Non Federally-Regulated | 07/15/2020 | 5296273 | 07/16/2020
Trane U.S. Inc. | Trane | GEHE0353 |  | Ground-Source | WBAHP: Heat Pump Packaged Unit | Heat Pump | 208 | 3 |  |  |  | Single-Speed |  |  |  | 35300 | 2234 | 15.8 |  | 25900 | 2372 | 3.2 |  | Non Federally-Regulated | 07/15/2020 | 9952008 | 07/16/2020
Trane U.S. Inc. | Trane | EXVF0421 |  | Water-Source | WBAHP: Heat Pump Packaged Unit | Heat Pump | 208 | 1 |  |  |  | Single-Speed |  |  |  | 41700 | 2497 | 16.7 |  | 49200 | 2772 | 5.2 |  | Federally-Regulated Commercial & Industrial Equipment | 07/15/2020 | 5296259 | 07/16/2020
Trane U.S. Inc. | Trane | DXVF0483 |  | Ground-Source | WBAHP: Heat Pump Packaged Unit | Heat Pump | 208 | 3 |  |  |  | Dual-Speed |  |  |  | 51100 | 2634 | 19.4 |  | 39300 | 2809 | 4.1 |  | Non Federally-Regulated | 07/15/2020 | 8105975 | 07/16/2020
Trane U.S. Inc. | Trane | EXVF0604 |  | Ground-Water-Source | WBAHP: Heat Pump Packaged Unit | Heat Pump | 460 | 3 |  |  |  | Single-Speed |  |  |  | 61900 | 2944 | 21.02 |  | 62000 | 4235 | 4.3 |  | Non Federally-Regulated | 07/15/2020 | 5296274 | 07/16/2020
Trane U.S. Inc. | Trane | GEHE0354 |  | Water-Source | WBAHP: Heat Pump Packaged Unit | Heat Pump | 460 | 3 |  |  |  | Single-Speed |  |  |  | 33800 | 2467 | 13.7 |  | 41200 | 2569 | 4.7 |  | Federally-Regulated Commercial & Industrial Equipment | 07/15/2020 | 9952009 | 07/16/2020
Trane U.S. Inc. | Trane | GEHE0354 |  | Ground-Water-Source | WBAHP: Heat Pump Packaged Unit | Heat Pump | 460 | 3 |  |  |  | Single-Speed |  |  |  | 38200 | 1891 | 20.2 |  | 33800 | 2476 | 4 |  | Non Federally-Regulated | 07/15/2020 | 9952009 | 07/16/2020
Trane U.S. Inc. | Trane | DXVF0481 |  | Ground-Source | WBAHP: Heat Pump Packaged Unit | Heat Pump | 208 | 1 |  |  |  | Dual-Speed |  |  |  | 51100 | 2634 | 19.4 |  | 39300 | 2809 | 4.1 |  | Non Federally-Regulated | 07/15/2020 | 8105973 | 07/16/2020
Trane U.S. Inc. | Trane | VSHE0604 |  | Water-Source | WBAHP: Heat Pump Packaged Unit | Heat Pump | 460 | 3 |  |  |  | Variable-Speed |  |  |  | 60700 | 4101 | 14.8 |  | 81600 | 4512 | 5.3 |  | Federally-Regulated Commercial & Industrial Equipment | 07/15/2020 | 5699657 | 07/16/2020
FHP Manufacturing Company | Bosch | LV041-3VTC-***P*D-**T/G |  | Ground-Source | WBAHP: Heat Pump Packaged Unit | Heat Pump | 208 | 3 |  |  |  | Single-Speed |  |  |  | 37400 | 2308 | 16.2 |  | 27400 | 2433 | 3.3 |  | Non Federally-Regulated | 07/15/2020 | 202547429 | 07/16/2020
FHP Manufacturing Company | Bosch | LV041-3VTN-***P*D-**T/G |  | Ground-Source | WBAHP: Heat Pump Packaged Unit | Heat Pump | 208 | 3 |  |  |  | Single-Speed |  |  |  | 37500 | 2380 | 15.75 |  | 27100 | 2406 | 3.3 |  | Non Federally-Regulated | 07/15/2020 | 202547432 | 07/16/2020
FHP Manufacturing Company | Bosch | LV036-4HZN-***T/A*D-**T/G |  | Ground-Source | WBAHP: Heat Pump Packaged Unit | Heat Pump | 460 | 3 |  |  |  | Single-Speed |  |  |  | 37800 | 2263 | 16.7 |  | 26400 | 2210 | 3.5 |  | Non Federally-Regulated | 07/15/2020 | 202434186 | 07/16/2020
FHP Manufacturing Company | Bosch | LV036-4HZN-***T/A*D-**T/G |  | Water-Source | WBAHP: Heat Pump Packaged Unit | Heat Pump | 460 | 3 |  |  |  | Single-Speed |  |  |  | 36400 | 2510 | 14.5 |  | 37800 | 2408 | 4.6 |  | Federally-Regulated Commercial & Industrial Equipment | 07/15/2020 | 202434186 | 07/16/2020
FHP Manufacturing Company | Bosch | LV036-3HZC-***P*D-**T/G |  | Water-Source | WBAHP: Heat Pump Packaged Unit | Heat Pump | 208 | 3 |  |  |  | Single-Speed |  |  |  | 36900 | 2580 | 14.3 |  | 38800 | 2445 | 4.7 |  | Federally-Regulated Commercial & Industrial Equipment | 07/15/2020 | 202434170 | 07/16/2020
FHP Manufacturing Company | Bosch | LV036-4HZC-***P*D-**T/G |  | Ground-Source | WBAHP: Heat Pump Packaged Unit | Heat Pump | 460 | 3 |  |  |  | Single-Speed |  |  |  | 38500 | 2312 | 16.65 |  | 27100 | 2237 | 3.6 |  | Non Federally-Regulated | 07/15/2020 | 202434171 | 07/16/2020
FHP Manufacturing Company | Bosch | LV036-3VTN-***T/A*D-**T/G |  | Ground-Source | WBAHP: Heat Pump Packaged Unit | Heat Pump | 208 | 3 |  |  |  | Single-Speed |  |  |  | 37800 | 2263 | 16.7 |  | 26400 | 2210 | 3.5 |  | Non Federally-Regulated | 07/15/2020 | 202434179 | 07/16/2020
FHP Manufacturing Company | Bosch | LV036-2VTN-***P*D-**T/G |  | Ground-Source | WBAHP: Heat Pump Packaged Unit | Heat Pump | 265 | 1 |  |  |  | Single-Speed |  |  |  | 37500 | 2307 | 16.25 |  | 26800 | 2276 | 3.5 |  | Non Federally-Regulated | 07/15/2020 | 202434178 | 07/16/2020
FHP Manufacturing Company | Bosch | LV041-4VTN-***P*D-**T/G |  | Ground-Source | WBAHP: Heat Pump Packaged Unit | Heat Pump | 460 | 3 |  |  |  | Single-Speed |  |  |  | 37500 | 2380 | 15.75 |  | 27100 | 2406 | 3.3 |  | Non Federally-Regulated | 07/15/2020 | 202547433 | 07/16/2020
FHP Manufacturing Company | Bosch | LV036-4VTN-***P*D-**T/G |  | Water-Source | WBAHP: Heat Pump Packaged Unit | Heat Pump | 460 | 3 |  |  |  | Single-Speed |  |  |  | 36100 | 2560 | 14.1 |  | 38200 | 2487 | 4.5 |  | Federally-Regulated Commercial & Industrial Equipment | 07/15/2020 | 202434177 | 07/16/2020
FHP Manufacturing Company | Bosch | LV041-1VTC-***P*D-**T/G |  | Ground-Source | WBAHP: Heat Pump Packaged Unit | Heat Pump | 208 | 1 |  |  |  | Single-Speed |  |  |  | 37400 | 2308 | 16.2 |  | 27400 | 2433 | 3.3 |  | Non Federally-Regulated | 07/15/2020 | 202547428 | 07/16/2020
FHP Manufacturing Company | Bosch | LV036-2HZN-***P*D-**T/G |  | Water-Source | WBAHP: Heat Pump Packaged Unit | Heat Pump | 265 | 1 |  |  |  | Single-Speed |  |  |  | 36100 | 2560 | 14.1 |  | 38200 | 2487 | 4.5 |  | Federally-Regulated Commercial & Industrial Equipment | 07/15/2020 | 202434184 | 07/16/2020
FHP Manufacturing Company | Bosch | LV041-4VTN-***T/A*D-**T/G |  | Water-Source | WBAHP: Heat Pump Packaged Unit | Heat Pump | 460 | 3 |  |  |  | Single-Speed |  |  |  | 37100 | 2688 | 13.8 |  | 38100 | 2375 | 4.7 |  | Federally-Regulated Commercial & Industrial Equipment | 07/15/2020 | 202547439 | 07/16/2020
FHP Manufacturing Company | Bosch | LV036-3HZN-***P*D-**T/G |  | Water-Source | WBAHP: Heat Pump Packaged Unit | Heat Pump | 208 | 3 |  |  |  | Single-Speed |  |  |  | 36100 | 2560 | 14.1 |  | 38200 | 2487 | 4.5 |  | Federally-Regulated Commercial & Industrial Equipment | 07/15/2020 | 202434182 | 07/16/2020
FHP Manufacturing Company | Bosch | LV041-4VTC-***T/A*D-**T/G |  | Ground-Source | WBAHP: Heat Pump Packaged Unit | Heat Pump | 460 | 3 |  |  |  | Single-Speed |  |  |  | 38400 | 2334 | 16.45 |  | 26500 | 2251 | 3.5 |  | Non Federally-Regulated | 07/15/2020 | 202547436 | 07/16/2020
FHP Manufacturing Company | Bosch | LV036-3HZC-***T/A*D-**T/G |  | Water-Source | WBAHP: Heat Pump Packaged Unit | Heat Pump | 208 | 3 |  |  |  | Single-Speed |  |  |  | 37200 | 2530 | 14.7 |  | 38400 | 2369 | 4.8 |  | Federally-Regulated Commercial & Industrial Equipment | 07/15/2020 | 202434173 | 07/16/2020
FHP Manufacturing Company | Bosch | LV036-3HZN-***T/A*D-**T/G |  | Ground-Source | WBAHP: Heat Pump Packaged Unit | Heat Pump | 208 | 3 |  |  |  | Single-Speed |  |  |  | 37800 | 2263 | 16.7 |  | 26400 | 2210 | 3.5 |  | Non Federally-Regulated | 07/15/2020 | 202434185 | 07/16/2020
FHP Manufacturing Company | Bosch | LV036-2VTC-***P*D-**T/G |  | Ground-Source | WBAHP: Heat Pump Packaged Unit | Heat Pump | 265 | 1 |  |  |  | Single-Speed |  |  |  | 38500 | 2312 | 16.65 |  | 27100 | 2237 | 3.6 |  | Non Federally-Regulated | 07/15/2020 | 202434166 | 07/16/2020
FHP Manufacturing Company | Bosch | LV036-3VTN-***T/A*D-**T/G |  | Water-Source | WBAHP: Heat Pump Packaged Unit | Heat Pump | 208 | 3 |  |  |  | Single-Speed |  |  |  | 36400 | 2510 | 14.5 |  | 37800 | 2408 | 4.6 |  | Federally-Regulated Commercial & Industrial Equipment | 07/15/2020 | 202434179 | 07/16/2020
FHP Manufacturing Company | Bosch | LV041-4VTC-***P*D-**T/G |  | Ground-Source | WBAHP: Heat Pump Packaged Unit | Heat Pump | 460 | 3 |  |  |  | Single-Speed |  |  |  | 37400 | 2308 | 16.2 |  | 27400 | 2433 | 3.3 |  | Non Federally-Regulated | 07/15/2020 | 202547430 | 07/16/2020
FHP Manufacturing Company | Bosch | LV041-1VTC-***P*D-**T/G |  | Water-Source | WBAHP: Heat Pump Packaged Unit | Heat Pump | 208 | 1 |  |  |  | Single-Speed |  |  |  | 36000 | 2544 | 14.15 |  | 39100 | 2575 | 4.5 |  | Federally-Regulated Commercial & Industrial Equipment | 07/15/2020 | 202547428 | 07/16/2020
FHP Manufacturing Company | Bosch | LV041-4VTN-***P*D-**T/G |  | Water-Source | WBAHP: Heat Pump Packaged Unit | Heat Pump | 460 | 3 |  |  |  | Single-Speed |  |  |  | 36100 | 2654 | 13.6 |  | 39000 | 2568 | 4.5 |  | Federally-Regulated Commercial & Industrial Equipment | 07/15/2020 | 202547433 | 07/16/2020
FHP Manufacturing Company | Bosch | LV041-1VTN-***P*D-**T/G |  | Water-Source | WBAHP: Heat Pump Packaged Unit | Heat Pump | 208 | 1 |  |  |  | Single-Speed |  |  |  | 36100 | 2654 | 13.6 |  | 39000 | 2568 | 4.5 |  | Federally-Regulated Commercial & Industrial Equipment | 07/15/2020 | 202547431 | 07/16/2020
FHP Manufacturing Company | Bosch | LV041-1VTN-***T/A*D-**T/G |  | Ground-Source | WBAHP: Heat Pump Packaged Unit | Heat Pump | 208 | 1 |  |  |  | Single-Speed |  |  |  | 38500 | 2406 | 16 |  | 26200 | 2225 | 3.5 |  | Non Federally-Regulated | 07/15/2020 | 202547437 | 07/16/2020
FHP Manufacturing Company | Bosch | LV036-2HZC-***P*D-**T/G |  | Water-Source | WBAHP: Heat Pump Packaged Unit | Heat Pump | 265 | 1 |  |  |  | Single-Speed |  |  |  | 36900 | 2580 | 14.3 |  | 38800 | 2445 | 4.7 |  | Federally-Regulated Commercial & Industrial Equipment | 07/15/2020 | 202434172 | 07/16/2020
FHP Manufacturing Company | Bosch | LV036-3VTN-***P*D-**T/G |  | Water-Source | WBAHP: Heat Pump Packaged Unit | Heat Pump | 208 | 3 |  |  |  | Single-Speed |  |  |  | 36100 | 2560 | 14.1 |  | 38200 | 2487 | 4.5 |  | Federally-Regulated Commercial & Industrial Equipment | 07/15/2020 | 202434176 | 07/16/2020
FHP Manufacturing Company | Bosch | LV041-3VTN-***P*D-**T/G |  | Water-Source | WBAHP: Heat Pump Packaged Unit | Heat Pump | 208 | 3 |  |  |  | Single-Speed |  |  |  | 36100 | 2654 | 13.6 |  | 39000 | 2568 | 4.5 |  | Federally-Regulated Commercial & Industrial Equipment | 07/15/2020 | 202547432 | 07/16/2020
FHP Manufacturing Company | Bosch | LV036-3HZC-***T/A*D-**T/G |  | Ground-Source | WBAHP: Heat Pump Packaged Unit | Heat Pump | 208 | 3 |  |  |  | Single-Speed |  |  |  | 38800 | 2269 | 17.1 |  | 26700 | 2173 | 3.6 |  | Non Federally-Regulated | 07/15/2020 | 202434173 | 07/16/2020
FHP Manufacturing Company | Bosch | LV036-4VTN-***T/A*D-**T/G |  | Water-Source | WBAHP: Heat Pump Packaged Unit | Heat Pump | 460 | 3 |  |  |  | Single-Speed |  |  |  | 36400 | 2510 | 14.5 |  | 37800 | 2408 | 4.6 |  | Federally-Regulated Commercial & Industrial Equipment | 07/15/2020 | 202434180 | 07/16/2020
FHP Manufacturing Company | Bosch | LV036-2HZN-***T/A*D-**T/G |  | Ground-Source | WBAHP: Heat Pump Packaged Unit | Heat Pump | 265 | 1 |  |  |  | Single-Speed |  |  |  | 37800 | 2263 | 16.7 |  | 26400 | 2210 | 3.5 |  | Non Federally-Regulated | 07/15/2020 | 202434187 | 07/16/2020
FHP Manufacturing Company | Bosch | LV041-1VTN-***P*D-**T/G |  | Ground-Source | WBAHP: Heat Pump Packaged Unit | Heat Pump | 208 | 1 |  |  |  | Single-Speed |  |  |  | 37500 | 2380 | 15.75 |  | 27100 | 2406 | 3.3 |  | Non Federally-Regulated | 07/15/2020 | 202547431 | 07/16/2020
FHP Manufacturing Company | Bosch | LV036-2VTN-***T/A*D-**T/G |  | Water-Source | WBAHP: Heat Pump Packaged Unit | Heat Pump | 265 | 1 |  |  |  | Single-Speed |  |  |  | 36400 | 2510 | 14.5 |  | 37800 | 2408 | 4.6 |  | Federally-Regulated Commercial & Industrial Equipment | 07/15/2020 | 202434181 | 07/16/2020
FHP Manufacturing Company | Bosch | LV036-4HZC-***T/A*D-**T/G |  | Ground-Source | WBAHP: Heat Pump Packaged Unit | Heat Pump | 460 | 3 |  |  |  | Single-Speed |  |  |  | 38800 | 2269 | 17.1 |  | 26700 | 2173 | 3.6 |  | Non Federally-Regulated | 07/15/2020 | 202434174 | 07/16/2020
FHP Manufacturing Company | Bosch | LV036-3HZC-***P*D-**T/G |  | Ground-Source | WBAHP: Heat Pump Packaged Unit | Heat Pump | 208 | 3 |  |  |  | Single-Speed |  |  |  | 38500 | 2312 | 16.65 |  | 27100 | 2237 | 3.6 |  | Non Federally-Regulated | 07/15/2020 | 202434170 | 07/16/2020
FHP Manufacturing Company | Bosch | LV041-3VTC-***T/A*D-**T/G |  | Ground-Source | WBAHP: Heat Pump Packaged Unit | Heat Pump | 208 | 3 |  |  |  | Single-Speed |  |  |  | 38400 | 2334 | 16.45 |  | 26500 | 2251 | 3.5 |  | Non Federally-Regulated | 07/15/2020 | 202547435 | 07/16/2020
FHP Manufacturing Company | Bosch | LV041-4VTN-***T/A*D-**T/G |  | Ground-Source | WBAHP: Heat Pump Packaged Unit | Heat Pump | 460 | 3 |  |  |  | Single-Speed |  |  |  | 38500 | 2406 | 16 |  | 26200 | 2225 | 3.5 |  | Non Federally-Regulated | 07/15/2020 | 202547439 | 07/16/2020
FHP Manufacturing Company | Bosch | LV041-1VTN-***T/A*D-**T/G |  | Water-Source | WBAHP: Heat Pump Packaged Unit | Heat Pump | 208 | 1 |  |  |  | Single-Speed |  |  |  | 37100 | 2688 | 13.8 |  | 38100 | 2375 | 4.7 |  | Federally-Regulated Commercial & Industrial Equipment | 07/15/2020 | 202547437 | 07/16/2020
FHP Manufacturing Company | Bosch | EP018-1VT*******B |  | Ground-Source | WBAHP: Heat Pump Packaged Unit | Heat Pump | 208 | 1 |  |  |  | Single-Speed |  |  |  | 20500 | 1108 | 18.5 |  | 14800 | 1172 | 3.7 |  | Non Federally-Regulated | 07/15/2020 | 203380957 | 07/16/2020
FHP Manufacturing Company | Bosch | LV036-4HZN-***P*D-**T/G |  | Ground-Source | WBAHP: Heat Pump Packaged Unit | Heat Pump | 460 | 3 |  |  |  | Single-Speed |  |  |  | 37500 | 2307 | 16.25 |  | 26800 | 2276 | 3.5 |  | Non Federally-Regulated | 07/15/2020 | 202434183 | 07/16/2020
FHP Manufacturing Company | Bosch | LV036-3VTC-***T/A*D-**T/G |  | Water-Source | WBAHP: Heat Pump Packaged Unit | Heat Pump | 208 | 3 |  |  |  | Single-Speed |  |  |  | 37200 | 2530 | 14.7 |  | 38400 | 2369 | 4.8 |  | Federally-Regulated Commercial & Industrial Equipment | 07/15/2020 | 202434167 | 07/16/2020
FHP Manufacturing Company | Bosch | LV036-2HZC-***P*D-**T/G |  | Ground-Source | WBAHP: Heat Pump Packaged Unit | Heat Pump | 265 | 1 |  |  |  | Single-Speed |  |  |  | 38500 | 2312 | 16.65 |  | 27100 | 2237 | 3.6 |  | Non Federally-Regulated | 07/15/2020 | 202434172 | 07/16/2020
FHP Manufacturing Company | Bosch | LV036-2HZC-***T/A*D-**T/G |  | Ground-Source | WBAHP: Heat Pump Packaged Unit | Heat Pump | 265 | 1 |  |  |  | Single-Speed |  |  |  | 38800 | 2269 | 17.1 |  | 26700 | 2173 | 3.6 |  | Non Federally-Regulated | 07/15/2020 | 202434175 | 07/16/2020
FHP Manufacturing Company | Bosch | LV036-2VTN-***T/A*D-**T/G |  | Ground-Source | WBAHP: Heat Pump Packaged Unit | Heat Pump | 265 | 1 |  |  |  | Single-Speed |  |  |  | 37800 | 2263 | 16.7 |  | 26400 | 2210 | 3.5 |  | Non Federally-Regulated | 07/15/2020 | 202434181 | 07/16/2020
FHP Manufacturing Company | Bosch | LV036-2HZC-***T/A*D-**T/G |  | Water-Source | WBAHP: Heat Pump Packaged Unit | Heat Pump | 265 | 1 |  |  |  | Single-Speed |  |  |  | 37200 | 2530 | 14.7 |  | 38400 | 2369 | 4.8 |  | Federally-Regulated Commercial & Industrial Equipment | 07/15/2020 | 202434175 | 07/16/2020
FHP Manufacturing Company | Bosch | LV036-3VTN-***P*D-**T/G |  | Ground-Source | WBAHP: Heat Pump Packaged Unit | Heat Pump | 208 | 3 |  |  |  | Single-Speed |  |  |  | 37500 | 2307 | 16.25 |  | 26800 | 2276 | 3.5 |  | Non Federally-Regulated | 07/15/2020 | 202434176 | 07/16/2020
FHP Manufacturing Company | Bosch | LV036-4VTC-***T/A*D-**T/G |  | Water-Source | WBAHP: Heat Pump Packaged Unit | Heat Pump | 460 | 3 |  |  |  | Single-Speed |  |  |  | 37200 | 2530 | 14.7 |  | 38400 | 2369 | 4.8 |  | Federally-Regulated Commercial & Industrial Equipment | 07/15/2020 | 202434168 | 07/16/2020
FHP Manufacturing Company | Bosch | LV036-4HZN-***P*D-**T/G |  | Water-Source | WBAHP: Heat Pump Packaged Unit | Heat Pump | 460 | 3 |  |  |  | Single-Speed |  |  |  | 36100 | 2560 | 14.1 |  | 38200 | 2487 | 4.5 |  | Federally-Regulated Commercial & Industrial Equipment | 07/15/2020 | 202434183 | 07/16/2020
FHP Manufacturing Company | Bosch | LV036-3HZN-***T/A*D-**T/G |  | Water-Source | WBAHP: Heat Pump Packaged Unit | Heat Pump | 208 | 3 |  |  |  | Single-Speed |  |  |  | 36400 | 2510 | 14.5 |  | 37800 | 2408 | 4.6 |  | Federally-Regulated Commercial & Industrial Equipment | 07/15/2020 | 202434185 | 07/16/2020
FHP Manufacturing Company | Bosch | LV036-4VTN-***T/A*D-**T/G |  | Ground-Source | WBAHP: Heat Pump Packaged Unit | Heat Pump | 460 | 3 |  |  |  | Single-Speed |  |  |  | 37800 | 2263 | 16.7 |  | 26400 | 2210 | 3.5 |  | Non Federally-Regulated | 07/15/2020 | 202434180 | 07/16/2020
FHP Manufacturing Company | Bosch | LV041-4VTC-***T/A*D-**T/G |  | Water-Source | WBAHP: Heat Pump Packaged Unit | Heat Pump | 460 | 3 |  |  |  | Single-Speed |  |  |  | 37000 | 2578 | 14.35 |  | 38200 | 2382 | 4.7 |  | Federally-Regulated Commercial & Industrial Equipment | 07/15/2020 | 202547436 | 07/16/2020
FHP Manufacturing Company | Bosch | LV036-4VTN-***P*D-**T/G |  | Ground-Source | WBAHP: Heat Pump Packaged Unit | Heat Pump | 460 | 3 |  |  |  | Single-Speed |  |  |  | 37500 | 2307 | 16.25 |  | 26800 | 2276 | 3.5 |  | Non Federally-Regulated | 07/15/2020 | 202434177 | 07/16/2020
FHP Manufacturing Company | Bosch | LV041-3VTN-***T/A*D-**T/G |  | Ground-Source | WBAHP: Heat Pump Packaged Unit | Heat Pump | 208 | 3 |  |  |  | Single-Speed |  |  |  | 38500 | 2406 | 16 |  | 26200 | 2225 | 3.5 |  | Non Federally-Regulated | 07/15/2020 | 202547438 | 07/16/2020
FHP Manufacturing Company | Bosch | LV041-4VTC-***P*D-**T/G |  | Water-Source | WBAHP: Heat Pump Packaged Unit | Heat Pump | 460 | 3 |  |  |  | Single-Speed |  |  |  | 36000 | 2544 | 14.15 |  | 39100 | 2575 | 4.5 |  | Federally-Regulated Commercial & Industrial Equipment | 07/15/2020 | 202547430 | 07/16/2020
FHP Manufacturing Company | Bosch | LV036-4HZC-***P*D-**T/G |  | Water-Source | WBAHP: Heat Pump Packaged Unit | Heat Pump | 460 | 3 |  |  |  | Single-Speed |  |  |  | 36900 | 2580 | 14.3 |  | 38800 | 2445 | 4.7 |  | Federally-Regulated Commercial & Industrial Equipment | 07/15/2020 | 202434171 | 07/16/2020
FHP Manufacturing Company | Bosch | LV036-2VTC-***P*D-**T/G |  | Water-Source | WBAHP: Heat Pump Packaged Unit | Heat Pump | 265 | 1 |  |  |  | Single-Speed |  |  |  | 36900 | 2580 | 14.3 |  | 38800 | 2445 | 4.7 |  | Federally-Regulated Commercial & Industrial Equipment | 07/15/2020 | 202434166 | 07/16/2020
FHP Manufacturing Company | Bosch | LV036-3HZN-***P*D-**T/G |  | Ground-Source | WBAHP: Heat Pump Packaged Unit | Heat Pump | 208 | 3 |  |  |  | Single-Speed |  |  |  | 37500 | 2307 | 16.25 |  | 26800 | 2276 | 3.5 |  | Non Federally-Regulated | 07/15/2020 | 202434182 | 07/16/2020
FHP Manufacturing Company | Bosch | LV041-3VTC-***P*D-**T/G |  | Water-Source | WBAHP: Heat Pump Packaged Unit | Heat Pump | 208 | 3 |  |  |  | Single-Speed |  |  |  | 36000 | 2544 | 14.15 |  | 39100 | 2575 | 4.5 |  | Federally-Regulated Commercial & Industrial Equipment | 07/15/2020 | 202547429 | 07/16/2020
FHP Manufacturing Company | Bosch | LV036-2HZN-***T/A*D-**T/G |  | Water-Source | WBAHP: Heat Pump Packaged Unit | Heat Pump | 265 | 1 |  |  |  | Single-Speed |  |  |  | 36400 | 2510 | 14.5 |  | 37800 | 2408 | 4.6 |  | Federally-Regulated Commercial & Industrial Equipment | 07/15/2020 | 202434187 | 07/16/2020
FHP Manufacturing Company | Bosch | LV036-2VTN-***P*D-**T/G |  | Water-Source | WBAHP: Heat Pump Packaged Unit | Heat Pump | 265 | 1 |  |  |  | Single-Speed |  |  |  | 36100 | 2560 | 14.1 |  | 38200 | 2487 | 4.5 |  | Federally-Regulated Commercial & Industrial Equipment | 07/15/2020 | 202434178 | 07/16/2020
FHP Manufacturing Company | Bosch | LV036-3VTC-***P*D-**T/G |  | Water-Source | WBAHP: Heat Pump Packaged Unit | Heat Pump | 208 | 3 |  |  |  | Single-Speed |  |  |  | 36900 | 2580 | 14.3 |  | 38800 | 2445 | 4.7 |  | Federally-Regulated Commercial & Industrial Equipment | 07/15/2020 | 202434164 | 07/16/2020
FHP Manufacturing Company | Bosch | LV041-3VTN-***T/A*D-**T/G |  | Water-Source | WBAHP: Heat Pump Packaged Unit | Heat Pump | 208 | 3 |  |  |  | Single-Speed |  |  |  | 37100 | 2688 | 13.8 |  | 38100 | 2375 | 4.7 |  | Federally-Regulated Commercial & Industrial Equipment | 07/15/2020 | 202547438 | 07/16/2020
FHP Manufacturing Company | Bosch | LV036-3VTC-***P*D-**T/G |  | Ground-Source | WBAHP: Heat Pump Packaged Unit | Heat Pump | 208 | 3 |  |  |  | Single-Speed |  |  |  | 38500 | 2312 | 16.65 |  | 27100 | 2237 | 3.6 |  | Non Federally-Regulated | 07/15/2020 | 202434164 | 07/16/2020
FHP Manufacturing Company | Bosch | LV041-3VTC-***T/A*D-**T/G |  | Water-Source | WBAHP: Heat Pump Packaged Unit | Heat Pump | 208 | 3 |  |  |  | Single-Speed |  |  |  | 37000 | 2578 | 14.35 |  | 38200 | 2382 | 4.7 |  | Federally-Regulated Commercial & Industrial Equipment | 07/15/2020 | 202547435 | 07/16/2020
FHP Manufacturing Company | Bosch | LV041-1VTC-***T/A*D-**T/G |  | Water-Source | WBAHP: Heat Pump Packaged Unit | Heat Pump | 208 | 1 |  |  |  | Single-Speed |  |  |  | 37000 | 2578 | 14.35 |  | 38200 | 2382 | 4.7 |  | Federally-Regulated Commercial & Industrial Equipment | 07/15/2020 | 202547434 | 07/16/2020
FHP Manufacturing Company | Bosch | LV036-4HZC-***T/A*D-**T/G |  | Water-Source | WBAHP: Heat Pump Packaged Unit | Heat Pump | 460 | 3 |  |  |  | Single-Speed |  |  |  | 37200 | 2530 | 14.7 |  | 38400 | 2369 | 4.8 |  | Federally-Regulated Commercial & Industrial Equipment | 07/15/2020 | 202434174 | 07/16/2020
FHP Manufacturing Company | Bosch | LV041-1VTC-***T/A*D-**T/G |  | Ground-Source | WBAHP: Heat Pump Packaged Unit | Heat Pump | 208 | 1 |  |  |  | Single-Speed |  |  |  | 38400 | 2334 | 16.45 |  | 26500 | 2251 | 3.5 |  | Non Federally-Regulated | 07/15/2020 | 202547434 | 07/16/2020
FHP Manufacturing Company | Bosch | LV036-2HZN-***P*D-**T/G |  | Ground-Source | WBAHP: Heat Pump Packaged Unit | Heat Pump | 265 | 1 |  |  |  | Single-Speed |  |  |  | 37500 | 2307 | 16.25 |  | 26800 | 2276 | 3.5 |  | Non Federally-Regulated | 07/15/2020 | 202434184 | 07/16/2020
AAON, Inc. | AAON, Inc. | WV-015-A-H-ACAC-C0-10-200-A |  | Ground-Source | WBAHP: Heat Pump Packaged Unit | Heat Pump | 265 | 1 |  |  |  | Single-Speed |  |  |  | 14800 | 778 | 19 |  | 11300 | 974 | 3.4 |  | Non Federally-Regulated | 07/15/2020 | 202330356 | 07/16/2020
AAON, Inc. | AAON, Inc. | WV-016-A-H-ACAC-C0-10-100-A |  | Ground-Water-Source | WBAHP: Heat Pump Packaged Unit | Heat Pump | 265 | 1 |  |  |  | Single-Speed |  |  |  | 16900 | 704 | 24 |  | 14800 | 1112 | 3.9 |  | Non Federally-Regulated | 07/15/2020 | 202330358 | 07/16/2020
AAON, Inc. | AAON, Inc. | WV-016-A-H-ACAC-C0-10-200-A |  | Ground-Source | WBAHP: Heat Pump Packaged Unit | Heat Pump | 265 | 1 |  |  |  | Single-Speed |  |  |  | 15100 | 755 | 20 |  | 11400 | 982 | 3.4 |  | Non Federally-Regulated | 07/15/2020 | 202330360 | 07/16/2020
AAON, Inc. | AAON, Inc. | WV-015-1-H-ACAC-C0-10-100-A |  | Ground-Water-Source | WBAHP: Heat Pump Packaged Unit | Heat Pump | 208 | 1 |  |  |  | Single-Speed |  |  |  | 16300 | 684 | 23.8 |  | 14700 | 1104 | 3.9 |  | Non Federally-Regulated | 07/15/2020 | 202330353 | 07/16/2020
AAON, Inc. | AAON, Inc. | WV-015-1-H-ACAC-C0-10-100-A |  | Ground-Source | WBAHP: Heat Pump Packaged Unit | Heat Pump | 208 | 1 |  |  |  | Single-Speed |  |  |  | 14500 | 843 | 17.2 |  | 10500 | 992 | 3.1 |  | Non Federally-Regulated | 07/15/2020 | 202330353 | 07/16/2020
AAON, Inc. | AAON, Inc. | WV-015-1-H-ACAC-C0-10-100-A |  | Water-Source | WBAHP: Heat Pump Packaged Unit | Heat Pump | 208 | 1 |  |  |  | Single-Speed |  |  |  | 13700 | 907 | 15.1 |  | 18000 | 1146 | 4.6 |  | Federally-Regulated Commercial & Industrial Equipment | 07/15/2020 | 202330353 | 07/16/2020
AAON, Inc. | AAON, Inc. | WV-024-2-H-ACAC-C0-10-200-A |  | Ground-Source | WBAHP: Heat Pump Packaged Unit | Heat Pump | 208 | 3 |  |  |  | Single-Speed |  |  |  | 23200 | 1333 | 17.4 |  | 17200 | 1482 | 3.4 |  | Non Federally-Regulated | 07/15/2020 | 202330375 | 07/16/2020
AAON, Inc. | AAON, Inc. | WH-036-A-H-DCAC-C0-10-200-A |  | Ground-Source | WBAHP: Heat Pump Packaged Unit | Heat Pump | 265 | 1 |  |  |  | Dual-Speed |  |  |  | 36800 | 2127 | 17.3 |  | 27600 | 2186 | 3.7 |  | Non Federally-Regulated | 07/15/2020 | 202330339 | 07/16/2020
AAON, Inc. | AAON, Inc. | WH-060-3-H-DCAC-C0-10-200-A |  | Ground-Source | WBAHP: Heat Pump Packaged Unit | Heat Pump | 460 | 3 |  |  |  | Dual-Speed |  |  |  | 62700 | 3317 | 18.9 |  | 44900 | 4024 | 3.3 |  | Non Federally-Regulated | 07/15/2020 | 202330346 | 07/16/2020
AAON, Inc. | AAON, Inc. | WV-024-2-H-ACAC-C0-10-100-A |  | Ground-Source | WBAHP: Heat Pump Packaged Unit | Heat Pump | 208 | 3 |  |  |  | Single-Speed |  |  |  | 22500 | 1380 | 16.3 |  | 15600 | 1474 | 3.1 |  | Non Federally-Regulated | 07/15/2020 | 202330373 | 07/16/2020
AAON, Inc. | AAON, Inc. | WV-016-1-H-ACAC-C0-10-200-A |  | Ground-Source | WBAHP: Heat Pump Packaged Unit | Heat Pump | 208 | 1 |  |  |  | Single-Speed |  |  |  | 15100 | 755 | 20 |  | 11400 | 982 | 3.4 |  | Non Federally-Regulated | 07/15/2020 | 202330359 | 07/16/2020
AAON, Inc. | AAON, Inc. | WH-060-2-H-ACAC-C0-10-100-A |  | Water-Source | WBAHP: Heat Pump Packaged Unit | Heat Pump | 208 | 3 |  |  |  | Single-Speed |  |  |  | 60000 | 4109 | 14.6 |  | 76700 | 4683 | 4.8 |  | Federally-Regulated Commercial & Industrial Equipment | 07/15/2020 | 202330333 | 07/16/2020
AAON, Inc. | AAON, Inc. | WH-060-3-H-DCAC-C0-10-200-A |  | Water-Source | WBAHP: Heat Pump Packaged Unit | Heat Pump | 460 | 3 |  |  |  | Dual-Speed |  |  |  | 59400 | 3666 | 16.2 |  | 70300 | 3887 | 5.3 |  | Federally-Regulated Commercial & Industrial Equipment | 07/15/2020 | 202330346 | 07/16/2020
AAON, Inc. | AAON, Inc. | WV-016-A-H-ACAC-C0-10-200-A |  | Water-Source | WBAHP: Heat Pump Packaged Unit | Heat Pump | 265 | 1 |  |  |  | Single-Speed |  |  |  | 14000 | 800 | 17.5 |  | 18400 | 1057 | 5.1 |  | Federally-Regulated Commercial & Industrial Equipment | 07/15/2020 | 202330360 | 07/16/2020
AAON, Inc. | AAON, Inc. | WH-060-A-H-DCAC-C0-10-200-A |  | Water-Source | WBAHP: Heat Pump Packaged Unit | Heat Pump | 265 | 1 |  |  |  | Dual-Speed |  |  |  | 59400 | 3666 | 16.2 |  | 70300 | 3887 | 5.3 |  | Federally-Regulated Commercial & Industrial Equipment | 07/15/2020 | 202330345 | 07/16/2020
AAON, Inc. | AAON, Inc. | WV-016-1-H-ACAC-C0-10-100-A |  | Ground-Source | WBAHP: Heat Pump Packaged Unit | Heat Pump | 208 | 1 |  |  |  | Single-Speed |  |  |  | 14800 | 822 | 18 |  | 10600 | 1002 | 3.1 |  | Non Federally-Regulated | 07/15/2020 | 202330357 | 07/16/2020
AAON, Inc. | AAON, Inc. | WV-015-A-H-ACAC-C0-10-100-A |  | Ground-Source | WBAHP: Heat Pump Packaged Unit | Heat Pump | 265 | 1 |  |  |  | Single-Speed |  |  |  | 14500 | 843 | 17.2 |  | 10500 | 992 | 3.1 |  | Non Federally-Regulated | 07/15/2020 | 202330354 | 07/16/2020
AAON, Inc. | AAON, Inc. | WV-016-1-H-ACAC-C0-10-200-A |  | Ground-Water-Source | WBAHP: Heat Pump Packaged Unit | Heat Pump | 208 | 1 |  |  |  | Single-Speed |  |  |  | 17200 | 634 | 27.1 |  | 14800 | 1032 | 4.2 |  | Non Federally-Regulated | 07/15/2020 | 202330359 | 07/16/2020
AAON, Inc. | AAON, Inc. | WV-024-A-H-ACAC-C0-10-100-A |  | Ground-Source | WBAHP: Heat Pump Packaged Unit | Heat Pump | 265 | 1 |  |  |  | Single-Speed |  |  |  | 22500 | 1380 | 16.3 |  | 15600 | 1474 | 3.1 |  | Non Federally-Regulated | 07/15/2020 | 202330370 | 07/16/2020
AAON, Inc. | AAON, Inc. | WV-016-1-H-ACAC-C0-10-200-A |  | Water-Source | WBAHP: Heat Pump Packaged Unit | Heat Pump | 208 | 1 |  |  |  | Single-Speed |  |  |  | 14000 | 800 | 17.5 |  | 18400 | 1057 | 5.1 |  | Federally-Regulated Commercial & Industrial Equipment | 07/15/2020 | 202330359 | 07/16/2020
AAON, Inc. | AAON, Inc. | WH-060-3-H-ACAC-C0-10-200-A |  | Water-Source | WBAHP: Heat Pump Packaged Unit | Heat Pump | 460 | 3 |  |  |  | Single-Speed |  |  |  | 61000 | 4039 | 15.1 |  | 76700 | 4683 | 4.8 |  | Federally-Regulated Commercial & Industrial Equipment | 07/15/2020 | 202330336 | 07/16/2020
AAON, Inc. | AAON, Inc. | WH-060-A-H-DCAC-C0-10-200-A |  | Ground-Source | WBAHP: Heat Pump Packaged Unit | Heat Pump | 265 | 1 |  |  |  | Dual-Speed |  |  |  | 62700 | 3317 | 18.9 |  | 44900 | 4024 | 3.3 |  | Non Federally-Regulated | 07/15/2020 | 202330345 | 07/16/2020
AAON, Inc. | AAON, Inc. | WV-024-1-H-ACAC-C0-10-100-A |  | Ground-Source | WBAHP: Heat Pump Packaged Unit | Heat Pump | 208 | 1 |  |  |  | Single-Speed |  |  |  | 22500 | 1380 | 16.3 |  | 15600 | 1474 | 3.1 |  | Non Federally-Regulated | 07/15/2020 | 202330369 | 07/16/2020
AAON, Inc. | AAON, Inc. | WV-016-A-H-ACAC-C0-10-200-A |  | Ground-Water-Source | WBAHP: Heat Pump Packaged Unit | Heat Pump | 265 | 1 |  |  |  | Single-Speed |  |  |  | 17200 | 634 | 27.1 |  | 14800 | 1032 | 4.2 |  | Non Federally-Regulated | 07/15/2020 | 202330360 | 07/16/2020
AAON, Inc. | AAON, Inc. | WV-016-A-H-ACAC-C0-10-100-A |  | Ground-Source | WBAHP: Heat Pump Packaged Unit | Heat Pump | 265 | 1 |  |  |  | Single-Speed |  |  |  | 14800 | 822 | 18 |  | 10600 | 1002 | 3.1 |  | Non Federally-Regulated | 07/15/2020 | 202330358 | 07/16/2020
AAON, Inc. | AAON, Inc. | WH-060-2-H-ACAC-C0-10-200-A |  | Ground-Source | WBAHP: Heat Pump Packaged Unit | Heat Pump | 208 | 3 |  |  |  | Single-Speed |  |  |  | 62300 | 3686 | 16.9 |  | 49400 | 3820 | 3.8 |  | Non Federally-Regulated | 07/15/2020 | 202330335 | 07/16/2020
AAON, Inc. | AAON, Inc. | WH-036-3-H-DCAC-C0-10-200-A |  | Ground-Source | WBAHP: Heat Pump Packaged Unit | Heat Pump | 460 | 3 |  |  |  | Dual-Speed |  |  |  | 36800 | 2127 | 17.3 |  | 27600 | 2186 | 3.7 |  | Non Federally-Regulated | 07/15/2020 | 202330340 | 07/16/2020
AAON, Inc. | AAON, Inc. | WV-015-A-H-ACAC-C0-10-100-A |  | Water-Source | WBAHP: Heat Pump Packaged Unit | Heat Pump | 265 | 1 |  |  |  | Single-Speed |  |  |  | 13700 | 907 | 15.1 |  | 18000 | 1146 | 4.6 |  | Federally-Regulated Commercial & Industrial Equipment | 07/15/2020 | 202330354 | 07/16/2020
AAON, Inc. | AAON, Inc. | WH-060-3-H-ACAC-C0-10-200-A |  | Ground-Source | WBAHP: Heat Pump Packaged Unit | Heat Pump | 460 | 3 |  |  |  | Single-Speed |  |  |  | 62300 | 3686 | 16.9 |  | 49400 | 3820 | 3.8 |  | Non Federally-Regulated | 07/15/2020 | 202330336 | 07/16/2020
AAON, Inc. | AAON, Inc. | WH-024-3-H-DCAC-C0-10-200-A |  | Ground-Source | WBAHP: Heat Pump Packaged Unit | Heat Pump | 460 | 3 |  |  |  | Dual-Speed |  |  |  | 24900 | 1439 | 17.3 |  | 16000 | 1512 | 3.1 |  | Non Federally-Regulated | 07/15/2020 | 202330338 | 07/16/2020
AAON, Inc. | AAON, Inc. | WV-015-1-H-ACAC-C0-10-200-A |  | Water-Source | WBAHP: Heat Pump Packaged Unit | Heat Pump | 208 | 1 |  |  |  | Single-Speed |  |  |  | 14000 | 864 | 16.2 |  | 18000 | 1076 | 4.9 |  | Federally-Regulated Commercial & Industrial Equipment | 07/15/2020 | 202330355 | 07/16/2020
AAON, Inc. | AAON, Inc. | WV-015-1-H-ACAC-C0-10-200-A |  | Ground-Water-Source | WBAHP: Heat Pump Packaged Unit | Heat Pump | 208 | 1 |  |  |  | Single-Speed |  |  |  | 16600 | 645 | 25.7 |  | 14700 | 1025 | 4.2 |  | Non Federally-Regulated | 07/15/2020 | 202330355 | 07/16/2020
AAON, Inc. | AAON, Inc. | WV-015-A-H-ACAC-C0-10-200-A |  | Ground-Water-Source | WBAHP: Heat Pump Packaged Unit | Heat Pump | 265 | 1 |  |  |  | Single-Speed |  |  |  | 16600 | 645 | 25.7 |  | 14700 | 1025 | 4.2 |  | Non Federally-Regulated | 07/15/2020 | 202330356 | 07/16/2020
AAON, Inc. | AAON, Inc. | WV-016-1-H-ACAC-C0-10-100-A |  | Ground-Water-Source | WBAHP: Heat Pump Packaged Unit | Heat Pump | 208 | 1 |  |  |  | Single-Speed |  |  |  | 16900 | 704 | 24 |  | 14800 | 1112 | 3.9 |  | Non Federally-Regulated | 07/15/2020 | 202330357 | 07/16/2020
AAON, Inc. | AAON, Inc. | WV-024-1-H-ACAC-C0-10-200-A |  | Ground-Source | WBAHP: Heat Pump Packaged Unit | Heat Pump | 208 | 1 |  |  |  | Single-Speed |  |  |  | 23200 | 1333 | 17.4 |  | 17200 | 1482 | 3.4 |  | Non Federally-Regulated | 07/15/2020 | 202330371 | 07/16/2020
AAON, Inc. | AAON, Inc. | WV-015-A-H-ACAC-C0-10-200-A |  | Water-Source | WBAHP: Heat Pump Packaged Unit | Heat Pump | 265 | 1 |  |  |  | Single-Speed |  |  |  | 14000 | 864 | 16.2 |  | 18000 | 1076 | 4.9 |  | Federally-Regulated Commercial & Industrial Equipment | 07/15/2020 | 202330356 | 07/16/2020
AAON, Inc. | AAON, Inc. | WV-024-A-H-ACAC-C0-10-200-A |  | Ground-Source | WBAHP: Heat Pump Packaged Unit | Heat Pump | 265 | 1 |  |  |  | Single-Speed |  |  |  | 23200 | 1333 | 17.4 |  | 17200 | 1482 | 3.4 |  | Non Federally-Regulated | 07/15/2020 | 202330372 | 07/16/2020
AAON, Inc. | AAON, Inc. | WV-016-A-H-ACAC-C0-10-100-A |  | Water-Source | WBAHP: Heat Pump Packaged Unit | Heat Pump | 265 | 1 |  |  |  | Single-Speed |  |  |  | 13700 | 845 | 16.2 |  | 18400 | 1123 | 4.8 |  | Federally-Regulated Commercial & Industrial Equipment | 07/15/2020 | 202330358 | 07/16/2020
AAON, Inc. | AAON, Inc. | WH-060-2-H-ACAC-C0-10-200-A |  | Water-Source | WBAHP: Heat Pump Packaged Unit | Heat Pump | 208 | 3 |  |  |  | Single-Speed |  |  |  | 61000 | 4039 | 15.1 |  | 76700 | 4683 | 4.8 |  | Federally-Regulated Commercial & Industrial Equipment | 07/15/2020 | 202330335 | 07/16/2020
AAON, Inc. | AAON, Inc. | WV-015-1-H-ACAC-C0-10-200-A |  | Ground-Source | WBAHP: Heat Pump Packaged Unit | Heat Pump | 208 | 1 |  |  |  | Single-Speed |  |  |  | 14800 | 778 | 19 |  | 11300 | 974 | 3.4 |  | Non Federally-Regulated | 07/15/2020 | 202330355 | 07/16/2020
AAON, Inc. | AAON, Inc. | WV-016-1-H-ACAC-C0-10-100-A |  | Water-Source | WBAHP: Heat Pump Packaged Unit | Heat Pump | 208 | 1 |  |  |  | Single-Speed |  |  |  | 13700 | 845 | 16.2 |  | 18400 | 1123 | 4.8 |  | Federally-Regulated Commercial & Industrial Equipment | 07/15/2020 | 202330357 | 07/16/2020
AAON, Inc. | AAON, Inc. | WV-015-A-H-ACAC-C0-10-100-A |  | Ground-Water-Source | WBAHP: Heat Pump Packaged Unit | Heat Pump | 265 | 1 |  |  |  | Single-Speed |  |  |  | 16300 | 684 | 23.8 |  | 14700 | 1104 | 3.9 |  | Non Federally-Regulated | 07/15/2020 | 202330354 | 07/16/2020
AAON, Inc. | AAON, Inc. | WH-024-A-H-DCAC-C0-10-200-A |  | Ground-Source | WBAHP: Heat Pump Packaged Unit | Heat Pump | 265 | 1 |  |  |  | Dual-Speed |  |  |  | 24900 | 1439 | 17.3 |  | 16000 | 1512 | 3.1 |  | Non Federally-Regulated | 07/15/2020 | 202330337 | 07/16/2020
AAON, Inc. | AAON, Inc. | WV-024-3-H-ACAC-C0-10-100-A |  | Ground-Source | WBAHP: Heat Pump Packaged Unit | Heat Pump | 460 | 3 |  |  |  | Single-Speed |  |  |  | 22500 | 1380 | 16.3 |  | 15600 | 1474 | 3.1 |  | Non Federally-Regulated | 07/15/2020 | 202330374 | 07/16/2020
Trane U.S. Inc. | Trane | EXVF0247 |  | Water-Source | WBAHP: Heat Pump Packaged Unit | Heat Pump | 265 | 1 |  |  |  | Single-Speed |  |  |  | 24600 | 1473 | 16.7 |  | 29000 | 1634 | 5.2 |  | Federally-Regulated Commercial & Industrial Equipment | 07/15/2020 | 5296249 | 07/16/2020
Trane U.S. Inc. | Trane | EXVF0361 |  | Water-Source | WBAHP: Heat Pump Packaged Unit | Heat Pump | 208 | 1 |  |  |  | Single-Speed |  |  |  | 34600 | 2059 | 16.8 |  | 43000 | 2490 | 5.1 |  | Federally-Regulated Commercial & Industrial Equipment | 07/15/2020 | 5296253 | 07/16/2020
Trane U.S. Inc. | Trane | EXVF0241 |  | Water-Source | WBAHP: Heat Pump Packaged Unit | Heat Pump | 208 | 1 |  |  |  | Single-Speed |  |  |  | 24600 | 1473 | 16.7 |  | 29000 | 1634 | 5.2 |  | Federally-Regulated Commercial & Industrial Equipment | 07/15/2020 | 5296247 | 07/16/2020
Trane U.S. Inc. | Trane | EXVF0301 |  | Ground-Water-Source | WBAHP: Heat Pump Packaged Unit | Heat Pump | 208 | 1 |  |  |  | Single-Speed |  |  |  | 31500 | 1254 | 25.1 |  | 27400 | 1672 | 4.8 |  | Non Federally-Regulated | 07/15/2020 | 5296250 | 07/16/2020
Trane U.S. Inc. | Trane | EXHF0364 |  | Water-Source | WBAHP: Heat Pump Packaged Unit | Heat Pump | 460 | 3 |  |  |  | Single-Speed |  |  |  | 34600 | 2035 | 17 |  | 42700 | 2317 | 5.4 |  | Federally-Regulated Commercial & Industrial Equipment | 07/15/2020 | 5295958 | 07/16/2020
Trane U.S. Inc. | Trane | EXVF0241 |  | Ground-Source | WBAHP: Heat Pump Packaged Unit | Heat Pump | 208 | 1 |  |  |  | Single-Speed |  |  |  | 25500 | 1349 | 18.9 |  | 18200 | 1403 | 3.8 |  | Non Federally-Regulated | 07/15/2020 | 5296247 | 07/16/2020
Trane U.S. Inc. | Trane | EXVF0307 |  | Ground-Source | WBAHP: Heat Pump Packaged Unit | Heat Pump | 265 | 1 |  |  |  | Single-Speed |  |  |  | 29200 | 1512 | 19.3 |  | 20900 | 1570 | 3.9 |  | Non Federally-Regulated | 07/15/2020 | 5296252 | 07/16/2020
Trane U.S. Inc. | Trane | EXHF0421 |  | Water-Source | WBAHP: Heat Pump Packaged Unit | Heat Pump | 208 | 1 |  |  |  | Single-Speed |  |  |  | 42000 | 2500 | 16.8 |  | 50500 | 2792 | 5.3 |  | Federally-Regulated Commercial & Industrial Equipment | 07/15/2020 | 5295959 | 07/16/2020
Trane U.S. Inc. | Trane | EXHF0484 |  | Ground-Water-Source | WBAHP: Heat Pump Packaged Unit | Heat Pump | 460 | 3 |  |  |  | Single-Speed |  |  |  | 50600 | 2258 | 22.4 |  | 46900 | 3014 | 4.6 |  | Non Federally-Regulated | 07/15/2020 | 5295973 | 07/16/2020
Trane U.S. Inc. | Trane | EXHF0424 |  | Ground-Source | WBAHP: Heat Pump Packaged Unit | Heat Pump | 460 | 3 |  |  |  | Single-Speed |  |  |  | 43500 | 2351 | 18.5 |  | 32500 | 2448 | 3.9 |  | Non Federally-Regulated | 07/15/2020 | 5295965 | 07/16/2020
Trane U.S. Inc. | Trane | EXHF0603 |  | Water-Source | WBAHP: Heat Pump Packaged Unit | Heat Pump | 208 | 3 |  |  |  | Single-Speed |  |  |  | 54400 | 3927 | 13.85 |  | 74300 | 4682 | 4.7 |  | Federally-Regulated Commercial & Industrial Equipment | 07/15/2020 | 5295977 | 07/16/2020
Trane U.S. Inc. | Trane | EXHF0483 |  | Ground-Water-Source | WBAHP: Heat Pump Packaged Unit | Heat Pump | 208 | 3 |  |  |  | Single-Speed |  |  |  | 50600 | 2258 | 22.4 |  | 46900 | 3014 | 4.6 |  | Non Federally-Regulated | 07/15/2020 | 5295972 | 07/16/2020
Trane U.S. Inc. | Trane | EXVF0247 |  | Ground-Source | WBAHP: Heat Pump Packaged Unit | Heat Pump | 265 | 1 |  |  |  | Single-Speed |  |  |  | 25500 | 1349 | 18.9 |  | 18200 | 1403 | 3.8 |  | Non Federally-Regulated | 07/15/2020 | 5296249 | 07/16/2020
Trane U.S. Inc. | Trane | EXHF0421 |  | Ground-Water-Source | WBAHP: Heat Pump Packaged Unit | Heat Pump | 208 | 1 |  |  |  | Single-Speed |  |  |  | 45800 | 1965 | 23.3 |  | 42000 | 2618 | 4.7 |  | Non Federally-Regulated | 07/15/2020 | 5295959 | 07/16/2020
Trane U.S. Inc. | Trane | EXHF0601 |  | Ground-Water-Source | WBAHP: Heat Pump Packaged Unit | Heat Pump | 208 | 1 |  |  |  | Single-Speed |  |  |  | 61700 | 2935 | 21.02 |  | 61500 | 4301 | 4.2 |  | Non Federally-Regulated | 07/15/2020 | 5295975 | 07/16/2020
Trane U.S. Inc. | Trane | EXHF0481 |  | Water-Source | WBAHP: Heat Pump Packaged Unit | Heat Pump | 208 | 1 |  |  |  | Single-Speed |  |  |  | 46700 | 2900 | 16.1 |  | 59000 | 3262 | 5.3 |  | Federally-Regulated Commercial & Industrial Equipment | 07/15/2020 | 5295970 | 07/16/2020
Trane U.S. Inc. | Trane | EXHF0481 |  | Ground-Source | WBAHP: Heat Pump Packaged Unit | Heat Pump | 208 | 1 |  |  |  | Single-Speed |  |  |  | 47900 | 2706 | 17.7 |  | 36300 | 2829 | 3.8 |  | Non Federally-Regulated | 07/15/2020 | 5295970 | 07/16/2020
Trane U.S. Inc. | Trane | EXVF0307 |  | Ground-Water-Source | WBAHP: Heat Pump Packaged Unit | Heat Pump | 265 | 1 |  |  |  | Single-Speed |  |  |  | 31500 | 1254 | 25.1 |  | 27400 | 1672 | 4.8 |  | Non Federally-Regulated | 07/15/2020 | 5296252 | 07/16/2020
Trane U.S. Inc. | Trane | EXHF0604 |  | Ground-Water-Source | WBAHP: Heat Pump Packaged Unit | Heat Pump | 460 | 3 |  |  |  | Single-Speed |  |  |  | 61700 | 2935 | 21.02 |  | 61500 | 4301 | 4.2 |  | Non Federally-Regulated | 07/15/2020 | 5295978 | 07/16/2020
Trane U.S. Inc. | Trane | EXHF0484 |  | Water-Source | WBAHP: Heat Pump Packaged Unit | Heat Pump | 460 | 3 |  |  |  | Single-Speed |  |  |  | 46700 | 2900 | 16.1 |  | 59000 | 3262 | 5.3 |  | Federally-Regulated Commercial & Industrial Equipment | 07/15/2020 | 5295973 | 07/16/2020
Trane U.S. Inc. | Trane | EXHF0424 |  | Ground-Water-Source | WBAHP: Heat Pump Packaged Unit | Heat Pump | 460 | 3 |  |  |  | Single-Speed |  |  |  | 45800 | 1965 | 23.3 |  | 42000 | 2618 | 4.7 |  | Non Federally-Regulated | 07/15/2020 | 5295965 | 07/16/2020
Trane U.S. Inc. | Trane | EXVF0367 |  | Water-Source | WBAHP: Heat Pump Packaged Unit | Heat Pump | 265 | 1 |  |  |  | Single-Speed |  |  |  | 34600 | 2059 | 16.8 |  | 43000 | 2490 | 5.1 |  | Federally-Regulated Commercial & Industrial Equipment | 07/15/2020 | 5296257 | 07/16/2020
Trane U.S. Inc. | Trane | EXVF0301 |  | Ground-Source | WBAHP: Heat Pump Packaged Unit | Heat Pump | 208 | 1 |  |  |  | Single-Speed |  |  |  | 29200 | 1512 | 19.3 |  | 20900 | 1570 | 3.9 |  | Non Federally-Regulated | 07/15/2020 | 5296250 | 07/16/2020
Trane U.S. Inc. | Trane | EXHF0603 |  | Ground-Water-Source | WBAHP: Heat Pump Packaged Unit | Heat Pump | 208 | 3 |  |  |  | Single-Speed |  |  |  | 61700 | 2935 | 21.02 |  | 61500 | 4301 | 4.2 |  | Non Federally-Regulated | 07/15/2020 | 5295977 | 07/16/2020
Trane U.S. Inc. | Trane | EXVF0367 |  | Ground-Water-Source | WBAHP: Heat Pump Packaged Unit | Heat Pump | 265 | 1 |  |  |  | Single-Speed |  |  |  | 38600 | 1581 | 24.4 |  | 35100 | 2280 | 4.5 |  | Non Federally-Regulated | 07/15/2020 | 5296257 | 07/16/2020
Trane U.S. Inc. | Trane | EXVF0421 |  | Ground-Source | WBAHP: Heat Pump Packaged Unit | Heat Pump | 208 | 1 |  |  |  | Single-Speed |  |  |  | 43200 | 2335 | 18.5 |  | 31700 | 2388 | 3.9 |  | Non Federally-Regulated | 07/15/2020 | 5296259 | 07/16/2020
Trane U.S. Inc. | Trane | EXHF0481 |  | Ground-Water-Source | WBAHP: Heat Pump Packaged Unit | Heat Pump | 208 | 1 |  |  |  | Single-Speed |  |  |  | 50600 | 2258 | 22.4 |  | 46900 | 3014 | 4.6 |  | Non Federally-Regulated | 07/15/2020 | 5295970 | 07/16/2020
Trane U.S. Inc. | Trane | EXVF0364 |  | Water-Source | WBAHP: Heat Pump Packaged Unit | Heat Pump | 460 | 3 |  |  |  | Single-Speed |  |  |  | 34600 | 2059 | 16.8 |  | 43000 | 2490 | 5.1 |  | Federally-Regulated Commercial & Industrial Equipment | 07/15/2020 | 5296256 | 07/16/2020
Trane U.S. Inc. | Trane | EXVF0363 |  | Ground-Source | WBAHP: Heat Pump Packaged Unit | Heat Pump | 208 | 3 |  |  |  | Single-Speed |  |  |  | 36000 | 1935 | 18.6 |  | 26800 | 2244 | 3.5 |  | Non Federally-Regulated | 07/15/2020 | 5296255 | 07/16/2020
Trane U.S. Inc. | Trane | EXHF0601 |  | Ground-Source | WBAHP: Heat Pump Packaged Unit | Heat Pump | 208 | 1 |  |  |  | Single-Speed |  |  |  | 57400 | 3519 | 16.31 |  | 48100 | 4004 | 3.5 |  | Non Federally-Regulated | 07/15/2020 | 5295975 | 07/16/2020
Trane U.S. Inc. | Trane | EXHF0484 |  | Ground-Source | WBAHP: Heat Pump Packaged Unit | Heat Pump | 460 | 3 |  |  |  | Single-Speed |  |  |  | 47900 | 2706 | 17.7 |  | 36300 | 2829 | 3.8 |  | Non Federally-Regulated | 07/15/2020 | 5295973 | 07/16/2020
Trane U.S. Inc. | Trane | EXVF0241 |  | Ground-Water-Source | WBAHP: Heat Pump Packaged Unit | Heat Pump | 208 | 1 |  |  |  | Single-Speed |  |  |  | 26700 | 1059 | 25.2 |  | 24800 | 1546 | 4.7 |  | Non Federally-Regulated | 07/15/2020 | 5296247 | 07/16/2020
Trane U.S. Inc. | Trane | EXVF0307 |  | Water-Source | WBAHP: Heat Pump Packaged Unit | Heat Pump | 265 | 1 |  |  |  | Single-Speed |  |  |  | 27900 | 1642 | 16.99 |  | 34100 | 1762 | 5.7 |  | Federally-Regulated Commercial & Industrial Equipment | 07/15/2020 | 5296252 | 07/16/2020
Trane U.S. Inc. | Trane | EXVF0364 |  | Ground-Water-Source | WBAHP: Heat Pump Packaged Unit | Heat Pump | 460 | 3 |  |  |  | Single-Speed |  |  |  | 38600 | 1581 | 24.4 |  | 35100 | 2280 | 4.5 |  | Non Federally-Regulated | 07/15/2020 | 5296256 | 07/16/2020
Trane U.S. Inc. | Trane | EXVF0367 |  | Ground-Source | WBAHP: Heat Pump Packaged Unit | Heat Pump | 265 | 1 |  |  |  | Single-Speed |  |  |  | 36000 | 1935 | 18.6 |  | 26800 | 2244 | 3.5 |  | Non Federally-Regulated | 07/15/2020 | 5296257 | 07/16/2020
Trane U.S. Inc. | Trane | EXVF0364 |  | Ground-Source | WBAHP: Heat Pump Packaged Unit | Heat Pump | 460 | 3 |  |  |  | Single-Speed |  |  |  | 36000 | 1935 | 18.6 |  | 26800 | 2244 | 3.5 |  | Non Federally-Regulated | 07/15/2020 | 5296256 | 07/16/2020
Trane U.S. Inc. | Trane | EXHF0483 |  | Ground-Source | WBAHP: Heat Pump Packaged Unit | Heat Pump | 208 | 3 |  |  |  | Single-Speed |  |  |  | 47900 | 2706 | 17.7 |  | 36300 | 2829 | 3.8 |  | Non Federally-Regulated | 07/15/2020 | 5295972 | 07/16/2020
Trane U.S. Inc. | Trane | EXHF0364 |  | Ground-Water-Source | WBAHP: Heat Pump Packaged Unit | Heat Pump | 460 | 3 |  |  |  | Single-Speed |  |  |  | 39700 | 1538 | 25.8 |  | 35500 | 2167 | 4.8 |  | Non Federally-Regulated | 07/15/2020 | 5295958 | 07/16/2020
Trane U.S. Inc. | Trane | EXHF0604 |  | Ground-Source | WBAHP: Heat Pump Packaged Unit | Heat Pump | 460 | 3 |  |  |  | Single-Speed |  |  |  | 57400 | 3519 | 16.31 |  | 48100 | 4004 | 3.5 |  | Non Federally-Regulated | 07/15/2020 | 5295978 | 07/16/2020
Trane U.S. Inc. | Trane | EXVF0301 |  | Water-Source | WBAHP: Heat Pump Packaged Unit | Heat Pump | 208 | 1 |  |  |  | Single-Speed |  |  |  | 27900 | 1642 | 16.99 |  | 34100 | 1762 | 5.7 |  | Federally-Regulated Commercial & Industrial Equipment | 07/15/2020 | 5296250 | 07/16/2020
Trane U.S. Inc. | Trane | EXVF0363 |  | Ground-Water-Source | WBAHP: Heat Pump Packaged Unit | Heat Pump | 208 | 3 |  |  |  | Single-Speed |  |  |  | 38600 | 1581 | 24.4 |  | 35100 | 2280 | 4.5 |  | Non Federally-Regulated | 07/15/2020 | 5296255 | 07/16/2020
Trane U.S. Inc. | Trane | EXHF0601 |  | Water-Source | WBAHP: Heat Pump Packaged Unit | Heat Pump | 208 | 1 |  |  |  | Single-Speed |  |  |  | 54400 | 3927 | 13.85 |  | 74300 | 4682 | 4.7 |  | Federally-Regulated Commercial & Industrial Equipment | 07/15/2020 | 5295975 | 07/16/2020
Trane U.S. Inc. | Trane | EXVF0361 |  | Ground-Source | WBAHP: Heat Pump Packaged Unit | Heat Pump | 208 | 1 |  |  |  | Single-Speed |  |  |  | 36000 | 1935 | 18.6 |  | 26800 | 2244 | 3.5 |  | Non Federally-Regulated | 07/15/2020 | 5296253 | 07/16/2020
Trane U.S. Inc. | Trane | EXVF0363 |  | Water-Source | WBAHP: Heat Pump Packaged Unit | Heat Pump | 208 | 3 |  |  |  | Single-Speed |  |  |  | 34600 | 2059 | 16.8 |  | 43000 | 2490 | 5.1 |  | Federally-Regulated Commercial & Industrial Equipment | 07/15/2020 | 5296255 | 07/16/2020
Trane U.S. Inc. | Trane | EXVF0423 |  | Ground-Source | WBAHP: Heat Pump Packaged Unit | Heat Pump | 208 | 3 |  |  |  | Single-Speed |  |  |  | 43200 | 2335 | 18.5 |  | 31700 | 2388 | 3.9 |  | Non Federally-Regulated | 07/15/2020 | 5296261 | 07/16/2020
Trane U.S. Inc. | Trane | EXHF0604 |  | Water-Source | WBAHP: Heat Pump Packaged Unit | Heat Pump | 460 | 3 |  |  |  | Single-Speed |  |  |  | 54400 | 3927 | 13.85 |  | 74300 | 4682 | 4.7 |  | Federally-Regulated Commercial & Industrial Equipment | 07/15/2020 | 5295978 | 07/16/2020
Trane U.S. Inc. | Trane | EXHF0603 |  | Ground-Source | WBAHP: Heat Pump Packaged Unit | Heat Pump | 208 | 3 |  |  |  | Single-Speed |  |  |  | 57400 | 3519 | 16.31 |  | 48100 | 4004 | 3.5 |  | Non Federally-Regulated | 07/15/2020 | 5295977 | 07/16/2020
Trane U.S. Inc. | Trane | EXHF0424 |  | Water-Source | WBAHP: Heat Pump Packaged Unit | Heat Pump | 460 | 3 |  |  |  | Single-Speed |  |  |  | 42000 | 2500 | 16.8 |  | 50500 | 2792 | 5.3 |  | Federally-Regulated Commercial & Industrial Equipment | 07/15/2020 | 5295965 | 07/16/2020
Trane U.S. Inc. | Trane | EXHF0423 |  | Water-Source | WBAHP: Heat Pump Packaged Unit | Heat Pump | 208 | 3 |  |  |  | Single-Speed |  |  |  | 42000 | 2500 | 16.8 |  | 50500 | 2792 | 5.3 |  | Federally-Regulated Commercial & Industrial Equipment | 07/15/2020 | 5295963 | 07/16/2020
Trane U.S. Inc. | Trane | EXVF0361 |  | Ground-Water-Source | WBAHP: Heat Pump Packaged Unit | Heat Pump | 208 | 1 |  |  |  | Single-Speed |  |  |  | 38600 | 1581 | 24.4 |  | 35100 | 2280 | 4.5 |  | Non Federally-Regulated | 07/15/2020 | 5296253 | 07/16/2020
Trane U.S. Inc. | Trane | EXVF0247 |  | Ground-Water-Source | WBAHP: Heat Pump Packaged Unit | Heat Pump | 265 | 1 |  |  |  | Single-Speed |  |  |  | 26700 | 1059 | 25.2 |  | 24800 | 1546 | 4.7 |  | Non Federally-Regulated | 07/15/2020 | 5296249 | 07/16/2020
Trane U.S. Inc. | Trane | EXVF0421 |  | Ground-Water-Source | WBAHP: Heat Pump Packaged Unit | Heat Pump | 208 | 1 |  |  |  | Single-Speed |  |  |  | 45400 | 1940 | 23.4 |  | 41200 | 2624 | 4.6 |  | Non Federally-Regulated | 07/15/2020 | 5296259 | 07/16/2020
Trane U.S. Inc. | Trane | EXHF0483 |  | Water-Source | WBAHP: Heat Pump Packaged Unit | Heat Pump | 208 | 3 |  |  |  | Single-Speed |  |  |  | 46700 | 2900 | 16.1 |  | 59000 | 3262 | 5.3 |  | Federally-Regulated Commercial & Industrial Equipment | 07/15/2020 | 5295972 | 07/16/2020
Johnson Controls, Inc. | Skymark | VSCS24*1****0 |  | Ground-Source | WBAHP: Heat Pump Packaged Unit | Heat Pump | 230 | 1 |  |  |  | Single-Speed |  |  |  | 26000 | 1656 | 15.7 |  | 18500 | 1694 | 3.2 |  | Non Federally-Regulated | 07/15/2020 | 200083950 | 07/16/2020
Johnson Controls, Inc. | Skymark | VSCS18*1****0 |  | Ground-Water-Source | WBAHP: Heat Pump Packaged Unit | Heat Pump | 230 | 1 |  |  |  | Single-Speed |  |  |  | 20800 | 1009 | 20.6 |  | 18000 | 1352 | 3.9 |  | Non Federally-Regulated | 07/15/2020 | 200083938 | 07/16/2020
Johnson Controls, Inc. | Skymark | VPCS18*1****0 (ECM) |  | Ground-Source | WBAHP: Heat Pump Packaged Unit | Heat Pump | 230 | 1 |  |  |  | Single-Speed |  |  |  | 19000 | 1055 | 18 |  | 13700 | 1085 | 3.7 |  | Non Federally-Regulated | 07/15/2020 | 200083986 | 07/16/2020
Johnson Controls, Inc. | Skymark | VSCS18*6****0 (ECM) |  | Water-Source | WBAHP: Heat Pump Packaged Unit | Heat Pump | 265 | 1 |  |  |  | Single-Speed |  |  |  | 18400 | 1352 | 13.6 |  | 22000 | 1371 | 4.7 |  | Federally-Regulated Commercial & Industrial Equipment | 07/15/2020 | 200083947 | 07/16/2020
Johnson Controls, Inc. | Skymark | VPCS12*1****0 (ECM) |  | Water-Source | WBAHP: Heat Pump Packaged Unit | Heat Pump | 230 | 1 |  |  |  | Single-Speed |  |  |  | 11900 | 767 | 15.5 |  | 15000 | 879 | 5 |  | Federally-Regulated Commercial & Industrial Equipment | 07/15/2020 | 201796693 | 07/16/2020
Johnson Controls, Inc. | Skymark | VPCS18*1****0 (ECM) |  | Water-Source | WBAHP: Heat Pump Packaged Unit | Heat Pump | 208 | 1 |  |  |  | Single-Speed |  |  |  | 18400 | 1150 | 16 |  | 21400 | 1119 | 5.6 |  | Federally-Regulated Commercial & Industrial Equipment | 07/15/2020 | 200083986 | 07/16/2020
Johnson Controls, Inc. | Skymark | VSCS30*1****0 (ECM) |  | Ground-Water-Source | WBAHP: Heat Pump Packaged Unit | Heat Pump | 208 | 1 |  |  |  | Single-Speed |  |  |  | 33900 | 1599 | 21.2 |  | 27100 | 1985 | 4 |  | Non Federally-Regulated | 07/15/2020 | 200083965 | 07/16/2020
Johnson Controls, Inc. | Skymark | VSCS24*1****0 |  | Water-Source | WBAHP: Heat Pump Packaged Unit | Heat Pump | 230 | 1 |  |  |  | Single-Speed |  |  |  | 24400 | 1820 | 13.4 |  | 30200 | 1966 | 4.5 |  | Federally-Regulated Commercial & Industrial Equipment | 07/15/2020 | 200083950 | 07/16/2020
Johnson Controls, Inc. | Skymark | VPCS18*1****0 (ECM) |  | Ground-Water-Source | WBAHP: Heat Pump Packaged Unit | Heat Pump | 230 | 1 |  |  |  | Single-Speed |  |  |  | 21600 | 885 | 24.4 |  | 17800 | 1109 | 4.7 |  | Non Federally-Regulated | 07/15/2020 | 200083986 | 07/16/2020
Johnson Controls, Inc. | Skymark | VSCS30*6****0 (ECM) |  | Water-Source | WBAHP: Heat Pump Packaged Unit | Heat Pump | 265 | 1 |  |  |  | Single-Speed |  |  |  | 30100 | 2150 | 14 |  | 33400 | 2039 | 4.8 |  | Federally-Regulated Commercial & Industrial Equipment | 07/15/2020 | 200083971 | 07/16/2020
Johnson Controls, Inc. | Skymark | VSCS12*6****0 (ECM) |  | Water-Source | WBAHP: Heat Pump Packaged Unit | Heat Pump | 265 | 1 |  |  |  | Single-Speed |  |  |  | 12300 | 917 | 13.4 |  | 14700 | 957 | 4.5 |  | Federally-Regulated Commercial & Industrial Equipment | 07/15/2020 | 200083923 | 07/16/2020
Johnson Controls, Inc. | Skymark | VSCS12*1****0 |  | Water-Source | WBAHP: Heat Pump Packaged Unit | Heat Pump | 208 | 1 |  |  |  | Single-Speed |  |  |  | 12200 | 938 | 13 |  | 14900 | 992 | 4.4 |  | Federally-Regulated Commercial & Industrial Equipment | 07/15/2020 | 200083914 | 07/16/2020
Johnson Controls, Inc. | Skymark | VSCS30*1****0 (ECM) |  | Ground-Water-Source | WBAHP: Heat Pump Packaged Unit | Heat Pump | 230 | 1 |  |  |  | Single-Speed |  |  |  | 33900 | 1599 | 21.2 |  | 27100 | 1985 | 4 |  | Non Federally-Regulated | 07/15/2020 | 200083965 | 07/16/2020
Johnson Controls, Inc. | Skymark | VSCS12*1****0 |  | Ground-Water-Source | WBAHP: Heat Pump Packaged Unit | Heat Pump | 208 | 1 |  |  |  | Single-Speed |  |  |  | 14400 | 727 | 19.8 |  | 12200 | 966 | 3.7 |  | Non Federally-Regulated | 07/15/2020 | 200083914 | 07/16/2020
Johnson Controls, Inc. | Skymark | VSCS30*1****0 |  | Ground-Water-Source | WBAHP: Heat Pump Packaged Unit | Heat Pump | 208 | 1 |  |  |  | Single-Speed |  |  |  | 33500 | 1634 | 20.5 |  | 27500 | 2238 | 3.6 |  | Non Federally-Regulated | 07/15/2020 | 200083962 | 07/16/2020
Johnson Controls, Inc. | Skymark | VSCS24*1****0 (ECM) |  | Ground-Water-Source | WBAHP: Heat Pump Packaged Unit | Heat Pump | 208 | 1 |  |  |  | Single-Speed |  |  |  | 28200 | 1299 | 21.7 |  | 24000 | 1758 | 4 |  | Non Federally-Regulated | 07/15/2020 | 200083953 | 07/16/2020
Johnson Controls, Inc. | Skymark | VSCS18*1****0 |  | Ground-Source | WBAHP: Heat Pump Packaged Unit | Heat Pump | 230 | 1 |  |  |  | Single-Speed |  |  |  | 18800 | 1296 | 14.5 |  | 14000 | 1282 | 3.2 |  | Non Federally-Regulated | 07/15/2020 | 200083938 | 07/16/2020
Johnson Controls, Inc. | Skymark | VSCS24*6****0 (ECM) |  | Ground-Source | WBAHP: Heat Pump Packaged Unit | Heat Pump | 265 | 1 |  |  |  | Single-Speed |  |  |  | 26100 | 1621 | 16.1 |  | 17900 | 1589 | 3.3 |  | Non Federally-Regulated | 07/15/2020 | 200083959 | 07/16/2020
Johnson Controls, Inc. | Skymark | VSCS30*1****0 (ECM) |  | Water-Source | WBAHP: Heat Pump Packaged Unit | Heat Pump | 208 | 1 |  |  |  | Single-Speed |  |  |  | 30100 | 2150 | 14 |  | 33400 | 2039 | 4.8 |  | Federally-Regulated Commercial & Industrial Equipment | 07/15/2020 | 200083965 | 07/16/2020
Johnson Controls, Inc. | Skymark | VPCS18*1****0 (ECM) |  | Ground-Source | WBAHP: Heat Pump Packaged Unit | Heat Pump | 208 | 1 |  |  |  | Single-Speed |  |  |  | 19000 | 1055 | 18 |  | 13700 | 1085 | 3.7 |  | Non Federally-Regulated | 07/15/2020 | 200083986 | 07/16/2020
Johnson Controls, Inc. | Skymark | VPCS12*1****0 (ECM) |  | Ground-Source | WBAHP: Heat Pump Packaged Unit | Heat Pump | 208 | 1 |  |  |  | Single-Speed |  |  |  | 12400 | 708 | 17.5 |  | 9600 | 803 | 3.5 |  | Non Federally-Regulated | 07/15/2020 | 201796693 | 07/16/2020
Johnson Controls, Inc. | Skymark | VSCS30*6****0 (ECM) |  | Ground-Source | WBAHP: Heat Pump Packaged Unit | Heat Pump | 265 | 1 |  |  |  | Single-Speed |  |  |  | 32200 | 2037 | 15.8 |  | 20100 | 1785 | 3.3 |  | Non Federally-Regulated | 07/15/2020 | 200083971 | 07/16/2020
Johnson Controls, Inc. | Skymark | VSCS24*1****0 (ECM) |  | Ground-Source | WBAHP: Heat Pump Packaged Unit | Heat Pump | 230 | 1 |  |  |  | Single-Speed |  |  |  | 26100 | 1621 | 16.1 |  | 17900 | 1589 | 3.3 |  | Non Federally-Regulated | 07/15/2020 | 200083953 | 07/16/2020
Johnson Controls, Inc. | Skymark | VSCS18*6****0 (ECM) |  | Ground-Source | WBAHP: Heat Pump Packaged Unit | Heat Pump | 265 | 1 |  |  |  | Single-Speed |  |  |  | 19100 | 1264 | 15.1 |  | 13700 | 1216 | 3.3 |  | Non Federally-Regulated | 07/15/2020 | 200083947 | 07/16/2020
Johnson Controls, Inc. | Skymark | VSCS24*1****0 (ECM) |  | Water-Source | WBAHP: Heat Pump Packaged Unit | Heat Pump | 208 | 1 |  |  |  | Single-Speed |  |  |  | 24600 | 1795 | 13.7 |  | 30000 | 1911 | 4.6 |  | Federally-Regulated Commercial & Industrial Equipment | 07/15/2020 | 200083953 | 07/16/2020
Johnson Controls, Inc. | Skymark | VSCS12*1****0 (ECM) |  | Water-Source | WBAHP: Heat Pump Packaged Unit | Heat Pump | 230 | 1 |  |  |  | Single-Speed |  |  |  | 12300 | 917 | 13.4 |  | 14700 | 957 | 4.5 |  | Federally-Regulated Commercial & Industrial Equipment | 07/15/2020 | 200083917 | 07/16/2020
Johnson Controls, Inc. | Skymark | VSCS12*6****0 (ECM) |  | Ground-Source | WBAHP: Heat Pump Packaged Unit | Heat Pump | 265 | 1 |  |  |  | Single-Speed |  |  |  | 12800 | 882 | 14.5 |  | 9400 | 834 | 3.3 |  | Non Federally-Regulated | 07/15/2020 | 200083923 | 07/16/2020
Johnson Controls, Inc. | Skymark | VPCS18*1****0 (ECM) |  | Ground-Water-Source | WBAHP: Heat Pump Packaged Unit | Heat Pump | 208 | 1 |  |  |  | Single-Speed |  |  |  | 21600 | 885 | 24.4 |  | 17800 | 1109 | 4.7 |  | Non Federally-Regulated | 07/15/2020 | 200083986 | 07/16/2020
Johnson Controls, Inc. | Skymark | VSCS24*6****0 (ECM) |  | Water-Source | WBAHP: Heat Pump Packaged Unit | Heat Pump | 265 | 1 |  |  |  | Single-Speed |  |  |  | 24600 | 1795 | 13.7 |  | 30000 | 1911 | 4.6 |  | Federally-Regulated Commercial & Industrial Equipment | 07/15/2020 | 200083959 | 07/16/2020
Johnson Controls, Inc. | Skymark | VSCS18*1****0 (ECM) |  | Ground-Water-Source | WBAHP: Heat Pump Packaged Unit | Heat Pump | 230 | 1 |  |  |  | Single-Speed |  |  |  | 20900 | 995 | 21 |  | 18100 | 1326 | 4 |  | Non Federally-Regulated | 07/15/2020 | 200083941 | 07/16/2020
Johnson Controls, Inc. | Skymark | VSCS30*1****0 |  | Ground-Source | WBAHP: Heat Pump Packaged Unit | Heat Pump | 230 | 1 |  |  |  | Single-Speed |  |  |  | 31800 | 2092 | 15.2 |  | 20500 | 1938 | 3.1 |  | Non Federally-Regulated | 07/15/2020 | 200083962 | 07/16/2020
Johnson Controls, Inc. | Skymark | VSCS24*1****0 |  | Ground-Source | WBAHP: Heat Pump Packaged Unit | Heat Pump | 208 | 1 |  |  |  | Single-Speed |  |  |  | 26000 | 1656 | 15.7 |  | 18500 | 1694 | 3.2 |  | Non Federally-Regulated | 07/15/2020 | 200083950 | 07/16/2020
Johnson Controls, Inc. | Skymark | VSCS18*1****0 |  | Ground-Source | WBAHP: Heat Pump Packaged Unit | Heat Pump | 208 | 1 |  |  |  | Single-Speed |  |  |  | 18800 | 1296 | 14.5 |  | 14000 | 1282 | 3.2 |  | Non Federally-Regulated | 07/15/2020 | 200083938 | 07/16/2020
Johnson Controls, Inc. | Skymark | VPCS12*1****0 (ECM) |  | Ground-Water-Source | WBAHP: Heat Pump Packaged Unit | Heat Pump | 230 | 1 |  |  |  | Single-Speed |  |  |  | 13900 | 617 | 22.5 |  | 12200 | 831 | 4.3 |  | Non Federally-Regulated | 07/15/2020 | 201796693 | 07/16/2020
Johnson Controls, Inc. | Skymark | VSCS30*1****0 |  | Water-Source | WBAHP: Heat Pump Packaged Unit | Heat Pump | 208 | 1 |  |  |  | Single-Speed |  |  |  | 29700 | 2233 | 13.3 |  | 33900 | 2258 | 4.4 |  | Federally-Regulated Commercial & Industrial Equipment | 07/15/2020 | 200083962 | 07/16/2020
Johnson Controls, Inc. | Skymark | VSCS18*1****0 |  | Water-Source | WBAHP: Heat Pump Packaged Unit | Heat Pump | 230 | 1 |  |  |  | Single-Speed |  |  |  | 18100 | 1371 | 13.2 |  | 22300 | 1420 | 4.6 |  | Federally-Regulated Commercial & Industrial Equipment | 07/15/2020 | 200083938 | 07/16/2020
Johnson Controls, Inc. | Skymark | VPCS30*1****0 (ECM) |  | Ground-Source | WBAHP: Heat Pump Packaged Unit | Heat Pump | 230 | 1 |  |  |  | Single-Speed |  |  |  | 31300 | 1691 | 18.5 |  | 21800 | 1681 | 3.8 |  | Non Federally-Regulated | 07/15/2020 | 201796696 | 07/16/2020
Johnson Controls, Inc. | Skymark | VSCS12*1****0 (ECM) |  | Ground-Source | WBAHP: Heat Pump Packaged Unit | Heat Pump | 230 | 1 |  |  |  | Single-Speed |  |  |  | 12800 | 882 | 14.5 |  | 9400 | 834 | 3.3 |  | Non Federally-Regulated | 07/15/2020 | 200083917 | 07/16/2020
Johnson Controls, Inc. | Skymark | VSCS12*1****0 (ECM) |  | Ground-Source | WBAHP: Heat Pump Packaged Unit | Heat Pump | 208 | 1 |  |  |  | Single-Speed |  |  |  | 12800 | 882 | 14.5 |  | 9400 | 834 | 3.3 |  | Non Federally-Regulated | 07/15/2020 | 200083917 | 07/16/2020
Johnson Controls, Inc. | Skymark | VSCS24*1****0 |  | Water-Source | WBAHP: Heat Pump Packaged Unit | Heat Pump | 208 | 1 |  |  |  | Single-Speed |  |  |  | 24400 | 1820 | 13.4 |  | 30200 | 1966 | 4.5 |  | Federally-Regulated Commercial & Industrial Equipment | 07/15/2020 | 200083950 | 07/16/2020
Johnson Controls, Inc. | Skymark | VSCS12*1****0 |  | Ground-Source | WBAHP: Heat Pump Packaged Unit | Heat Pump | 230 | 1 |  |  |  | Single-Speed |  |  |  | 12600 | 881 | 14.3 |  | 9700 | 888 | 3.2 |  | Non Federally-Regulated | 07/15/2020 | 200083914 | 07/16/2020
Johnson Controls, Inc. | Skymark | VSCS24*1****0 |  | Ground-Water-Source | WBAHP: Heat Pump Packaged Unit | Heat Pump | 230 | 1 |  |  |  | Single-Speed |  |  |  | 28100 | 1306 | 21.5 |  | 23800 | 1788 | 3.9 |  | Non Federally-Regulated | 07/15/2020 | 200083950 | 07/16/2020
Johnson Controls, Inc. | Skymark | VSCS18*1****0 |  | Ground-Water-Source | WBAHP: Heat Pump Packaged Unit | Heat Pump | 208 | 1 |  |  |  | Single-Speed |  |  |  | 20800 | 1009 | 20.6 |  | 18000 | 1352 | 3.9 |  | Non Federally-Regulated | 07/15/2020 | 200083938 | 07/16/2020
Johnson Controls, Inc. | Skymark | VSCS12*1****0 (ECM) |  | Water-Source | WBAHP: Heat Pump Packaged Unit | Heat Pump | 208 | 1 |  |  |  | Single-Speed |  |  |  | 12300 | 917 | 13.4 |  | 14700 | 957 | 4.5 |  | Federally-Regulated Commercial & Industrial Equipment | 07/15/2020 | 200083917 | 07/16/2020
Johnson Controls, Inc. | Skymark | VPCS18*1****0 (ECM) |  | Water-Source | WBAHP: Heat Pump Packaged Unit | Heat Pump | 230 | 1 |  |  |  | Single-Speed |  |  |  | 18400 | 1150 | 16 |  | 21400 | 1119 | 5.6 |  | Federally-Regulated Commercial & Industrial Equipment | 07/15/2020 | 200083986 | 07/16/2020
Johnson Controls, Inc. | Skymark | VSCS30*1****0 |  | Ground-Water-Source | WBAHP: Heat Pump Packaged Unit | Heat Pump | 230 | 1 |  |  |  | Single-Speed |  |  |  | 33500 | 1634 | 20.5 |  | 27500 | 2238 | 3.6 |  | Non Federally-Regulated | 07/15/2020 | 200083962 | 07/16/2020
Johnson Controls, Inc. | Skymark | VSCS30*1****0 (ECM) |  | Ground-Source | WBAHP: Heat Pump Packaged Unit | Heat Pump | 208 | 1 |  |  |  | Single-Speed |  |  |  | 32200 | 2037 | 15.8 |  | 20100 | 1785 | 3.3 |  | Non Federally-Regulated | 07/15/2020 | 200083965 | 07/16/2020
Johnson Controls, Inc. | Skymark | VSCS24*1****0 (ECM) |  | Ground-Water-Source | WBAHP: Heat Pump Packaged Unit | Heat Pump | 230 | 1 |  |  |  | Single-Speed |  |  |  | 28200 | 1299 | 21.7 |  | 24000 | 1758 | 4 |  | Non Federally-Regulated | 07/15/2020 | 200083953 | 07/16/2020
Johnson Controls, Inc. | Skymark | VSCS12*1****0 |  | Ground-Source | WBAHP: Heat Pump Packaged Unit | Heat Pump | 208 | 1 |  |  |  | Single-Speed |  |  |  | 12600 | 881 | 14.3 |  | 9700 | 888 | 3.2 |  | Non Federally-Regulated | 07/15/2020 | 200083914 | 07/16/2020
Johnson Controls, Inc. | Skymark | VPCS30*1****0 (ECM) |  | Water-Source | WBAHP: Heat Pump Packaged Unit | Heat Pump | 230 | 1 |  |  |  | Single-Speed |  |  |  | 30100 | 1813 | 16.6 |  | 34000 | 1811 | 5.5 |  | Federally-Regulated Commercial & Industrial Equipment | 07/15/2020 | 201796696 | 07/16/2020
Johnson Controls, Inc. | Skymark | VSCS18*1****0 (ECM) |  | Water-Source | WBAHP: Heat Pump Packaged Unit | Heat Pump | 208 | 1 |  |  |  | Single-Speed |  |  |  | 18400 | 1352 | 13.6 |  | 22000 | 1371 | 4.7 |  | Federally-Regulated Commercial & Industrial Equipment | 07/15/2020 | 200083941 | 07/16/2020
Johnson Controls, Inc. | Skymark | VSCS18*1****0 (ECM) |  | Ground-Water-Source | WBAHP: Heat Pump Packaged Unit | Heat Pump | 208 | 1 |  |  |  | Single-Speed |  |  |  | 20900 | 995 | 21 |  | 18100 | 1326 | 4 |  | Non Federally-Regulated | 07/15/2020 | 200083941 | 07/16/2020
Johnson Controls, Inc. | Skymark | VSCS24*1****0 |  | Ground-Water-Source | WBAHP: Heat Pump Packaged Unit | Heat Pump | 208 | 1 |  |  |  | Single-Speed |  |  |  | 28100 | 1306 | 21.5 |  | 23800 | 1788 | 3.9 |  | Non Federally-Regulated | 07/15/2020 | 200083950 | 07/16/2020
Johnson Controls, Inc. | Skymark | VSCS12*6****0 (ECM) |  | Ground-Water-Source | WBAHP: Heat Pump Packaged Unit | Heat Pump | 265 | 1 |  |  |  | Single-Speed |  |  |  | 14600 | 722 | 20.2 |  | 12000 | 925 | 3.8 |  | Non Federally-Regulated | 07/15/2020 | 200083923 | 07/16/2020
Johnson Controls, Inc. | Skymark | VSCS18*1****0 (ECM) |  | Water-Source | WBAHP: Heat Pump Packaged Unit | Heat Pump | 230 | 1 |  |  |  | Single-Speed |  |  |  | 18400 | 1352 | 13.6 |  | 22000 | 1371 | 4.7 |  | Federally-Regulated Commercial & Industrial Equipment | 07/15/2020 | 200083941 | 07/16/2020
Johnson Controls, Inc. | Skymark | VSCS18*6****0 (ECM) |  | Ground-Water-Source | WBAHP: Heat Pump Packaged Unit | Heat Pump | 265 | 1 |  |  |  | Single-Speed |  |  |  | 20900 | 995 | 21 |  | 18100 | 1326 | 4 |  | Non Federally-Regulated | 07/15/2020 | 200083947 | 07/16/2020
Johnson Controls, Inc. | Skymark | VSCS18*1****0 |  | Water-Source | WBAHP: Heat Pump Packaged Unit | Heat Pump | 208 | 1 |  |  |  | Single-Speed |  |  |  | 18100 | 1371 | 13.2 |  | 22300 | 1420 | 4.6 |  | Federally-Regulated Commercial & Industrial Equipment | 07/15/2020 | 200083938 | 07/16/2020
Johnson Controls, Inc. | Skymark | VSCS30*1****0 |  | Water-Source | WBAHP: Heat Pump Packaged Unit | Heat Pump | 230 | 1 |  |  |  | Single-Speed |  |  |  | 29700 | 2233 | 13.3 |  | 33900 | 2258 | 4.4 |  | Federally-Regulated Commercial & Industrial Equipment | 07/15/2020 | 200083962 | 07/16/2020
Johnson Controls, Inc. | Skymark | VSCS18*1****0 (ECM) |  | Ground-Source | WBAHP: Heat Pump Packaged Unit | Heat Pump | 230 | 1 |  |  |  | Single-Speed |  |  |  | 19100 | 1264 | 15.1 |  | 13700 | 1216 | 3.3 |  | Non Federally-Regulated | 07/15/2020 | 200083941 | 07/16/2020
Johnson Controls, Inc. | Skymark | VSCS30*1****0 |  | Ground-Source | WBAHP: Heat Pump Packaged Unit | Heat Pump | 208 | 1 |  |  |  | Single-Speed |  |  |  | 31800 | 2092 | 15.2 |  | 20500 | 1938 | 3.1 |  | Non Federally-Regulated | 07/15/2020 | 200083962 | 07/16/2020
Johnson Controls, Inc. | Skymark | VSCS12*1****0 (ECM) |  | Ground-Water-Source | WBAHP: Heat Pump Packaged Unit | Heat Pump | 208 | 1 |  |  |  | Single-Speed |  |  |  | 14600 | 722 | 20.2 |  | 12000 | 925 | 3.8 |  | Non Federally-Regulated | 07/15/2020 | 200083917 | 07/16/2020
Johnson Controls, Inc. | Skymark | VSCS24*1****0 (ECM) |  | Ground-Source | WBAHP: Heat Pump Packaged Unit | Heat Pump | 208 | 1 |  |  |  | Single-Speed |  |  |  | 26100 | 1621 | 16.1 |  | 17900 | 1589 | 3.3 |  | Non Federally-Regulated | 07/15/2020 | 200083953 | 07/16/2020
Johnson Controls, Inc. | Skymark | VSCS12*1****0 |  | Water-Source | WBAHP: Heat Pump Packaged Unit | Heat Pump | 230 | 1 |  |  |  | Single-Speed |  |  |  | 12200 | 938 | 13 |  | 14900 | 992 | 4.4 |  | Federally-Regulated Commercial & Industrial Equipment | 07/15/2020 | 200083914 | 07/16/2020
Johnson Controls, Inc. | Skymark | VPCS12*1****0 (ECM) |  | Water-Source | WBAHP: Heat Pump Packaged Unit | Heat Pump | 208 | 1 |  |  |  | Single-Speed |  |  |  | 11900 | 767 | 15.5 |  | 15000 | 879 | 5 |  | Federally-Regulated Commercial & Industrial Equipment | 07/15/2020 | 201796693 | 07/16/2020
Johnson Controls, Inc. | Skymark | VPCS12*1****0 (ECM) |  | Ground-Source | WBAHP: Heat Pump Packaged Unit | Heat Pump | 230 | 1 |  |  |  | Single-Speed |  |  |  | 12400 | 708 | 17.5 |  | 9600 | 803 | 3.5 |  | Non Federally-Regulated | 07/15/2020 | 201796693 | 07/16/2020
Johnson Controls, Inc. | Skymark | VSCS12*1****0 (ECM) |  | Ground-Water-Source | WBAHP: Heat Pump Packaged Unit | Heat Pump | 230 | 1 |  |  |  | Single-Speed |  |  |  | 14600 | 722 | 20.2 |  | 12000 | 925 | 3.8 |  | Non Federally-Regulated | 07/15/2020 | 200083917 | 07/16/2020
Johnson Controls, Inc. | Skymark | VSCS30*1****0 (ECM) |  | Ground-Source | WBAHP: Heat Pump Packaged Unit | Heat Pump | 230 | 1 |  |  |  | Single-Speed |  |  |  | 32200 | 2037 | 15.8 |  | 20100 | 1785 | 3.3 |  | Non Federally-Regulated | 07/15/2020 | 200083965 | 07/16/2020
Johnson Controls, Inc. | Skymark | VSCS24*1****0 (ECM) |  | Water-Source | WBAHP: Heat Pump Packaged Unit | Heat Pump | 230 | 1 |  |  |  | Single-Speed |  |  |  | 24600 | 1795 | 13.7 |  | 30000 | 1911 | 4.6 |  | Federally-Regulated Commercial & Industrial Equipment | 07/15/2020 | 200083953 | 07/16/2020
Johnson Controls, Inc. | Skymark | VSCS30*1****0 (ECM) |  | Water-Source | WBAHP: Heat Pump Packaged Unit | Heat Pump | 230 | 1 |  |  |  | Single-Speed |  |  |  | 30100 | 2150 | 14 |  | 33400 | 2039 | 4.8 |  | Federally-Regulated Commercial & Industrial Equipment | 07/15/2020 | 200083965 | 07/16/2020
Johnson Controls, Inc. | Skymark | VPCS30*1****0 (ECM) |  | Water-Source | WBAHP: Heat Pump Packaged Unit | Heat Pump | 208 | 1 |  |  |  | Single-Speed |  |  |  | 30100 | 1813 | 16.6 |  | 34000 | 1811 | 5.5 |  | Federally-Regulated Commercial & Industrial Equipment | 07/15/2020 | 201796696 | 07/16/2020
Johnson Controls, Inc. | Skymark | VSCS30*6****0 (ECM) |  | Ground-Water-Source | WBAHP: Heat Pump Packaged Unit | Heat Pump | 265 | 1 |  |  |  | Single-Speed |  |  |  | 33900 | 1599 | 21.2 |  | 27100 | 1985 | 4 |  | Non Federally-Regulated | 07/15/2020 | 200083971 | 07/16/2020
Johnson Controls, Inc. | Skymark | VSCS12*1****0 |  | Ground-Water-Source | WBAHP: Heat Pump Packaged Unit | Heat Pump | 230 | 1 |  |  |  | Single-Speed |  |  |  | 14400 | 727 | 19.8 |  | 12200 | 966 | 3.7 |  | Non Federally-Regulated | 07/15/2020 | 200083914 | 07/16/2020
Johnson Controls, Inc. | Skymark | VSCS24*6****0 (ECM) |  | Ground-Water-Source | WBAHP: Heat Pump Packaged Unit | Heat Pump | 265 | 1 |  |  |  | Single-Speed |  |  |  | 28200 | 1299 | 21.7 |  | 24000 | 1758 | 4 |  | Non Federally-Regulated | 07/15/2020 | 200083959 | 07/16/2020
Johnson Controls, Inc. | Skymark | VPCS30*1****0 (ECM) |  | Ground-Water-Source | WBAHP: Heat Pump Packaged Unit | Heat Pump | 230 | 1 |  |  |  | Single-Speed |  |  |  | 34200 | 1401 | 24.4 |  | 27900 | 1703 | 4.8 |  | Non Federally-Regulated | 07/15/2020 | 201796696 | 07/16/2020
Johnson Controls, Inc. | Skymark | VPCS30*1****0 (ECM) |  | Ground-Source | WBAHP: Heat Pump Packaged Unit | Heat Pump | 208 | 1 |  |  |  | Single-Speed |  |  |  | 31300 | 1691 | 18.5 |  | 21800 | 1681 | 3.8 |  | Non Federally-Regulated | 07/15/2020 | 201796696 | 07/16/2020
Johnson Controls, Inc. | Skymark | VSCS18*1****0 (ECM) |  | Ground-Source | WBAHP: Heat Pump Packaged Unit | Heat Pump | 208 | 1 |  |  |  | Single-Speed |  |  |  | 19100 | 1264 | 15.1 |  | 13700 | 1216 | 3.3 |  | Non Federally-Regulated | 07/15/2020 | 200083941 | 07/16/2020
Johnson Controls, Inc. | Skymark | VPCS30*1****0 (ECM) |  | Ground-Water-Source | WBAHP: Heat Pump Packaged Unit | Heat Pump | 208 | 1 |  |  |  | Single-Speed |  |  |  | 34200 | 1401 | 24.4 |  | 27900 | 1703 | 4.8 |  | Non Federally-Regulated | 07/15/2020 | 201796696 | 07/16/2020
Johnson Controls, Inc. | Skymark | VPCS12*1****0 (ECM) |  | Ground-Water-Source | WBAHP: Heat Pump Packaged Unit | Heat Pump | 208 | 1 |  |  |  | Single-Speed |  |  |  | 13900 | 617 | 22.5 |  | 12200 | 831 | 4.3 |  | Non Federally-Regulated | 07/15/2020 | 201796693 | 07/16/2020
FHP Manufacturing Company | Bosch | EP018-2VT*******B |  | Water-Source | WBAHP: Heat Pump Packaged Unit | Heat Pump | 265 | 1 |  |  |  | Single-Speed |  |  |  | 19500 | 1226 | 15.9 |  | 21300 | 1248 | 5 |  | Federally-Regulated Commercial & Industrial Equipment | 07/15/2020 | 203380958 | 07/16/2020
FHP Manufacturing Company | Bosch | EP048-4VT*******B |  | Ground-Water-Source | WBAHP: Heat Pump Packaged Unit | Heat Pump | 460 | 3 |  |  |  | Single-Speed |  |  |  | 52900 | 2190 | 24.15 |  | 40500 | 2760 | 4.3 |  | Non Federally-Regulated | 07/15/2020 | 203380971 | 07/16/2020
FHP Manufacturing Company | Bosch | ES035-3CF/HZ/VT*-*****A |  | Ground-Source | WBAHP: Heat Pump Packaged Unit | Heat Pump | 230 | 3 |  |  |  | Dual-Speed |  |  |  | 38000 | 2420 | 15.7 |  | 28000 | 2311 | 3.6 |  | Non Federally-Regulated | 07/15/2020 | 9008842 | 07/16/2020
FHP Manufacturing Company | Bosch | EP018-1VT*******B |  | Water-Source | WBAHP: Heat Pump Packaged Unit | Heat Pump | 208 | 1 |  |  |  | Single-Speed |  |  |  | 19500 | 1226 | 15.9 |  | 21300 | 1248 | 5 |  | Federally-Regulated Commercial & Industrial Equipment | 07/15/2020 | 203380957 | 07/16/2020
FHP Manufacturing Company | Bosch | ES035-1CF/HZ/VT*-*****A |  | Ground-Water-Source | WBAHP: Heat Pump Packaged Unit | Heat Pump | 230 | 1 |  |  |  | Dual-Speed |  |  |  | 42000 | 1944 | 21.6 |  | 36000 | 2512 | 4.2 |  | Non Federally-Regulated | 07/15/2020 | 9008841 | 07/16/2020
FHP Manufacturing Company | Bosch | EP018-1HZ*******B |  | Ground-Water-Source | WBAHP: Heat Pump Packaged Unit | Heat Pump | 208 | 1 |  |  |  | Single-Speed |  |  |  | 21300 | 862 | 24.7 |  | 17700 | 1178 | 4.4 |  | Non Federally-Regulated | 07/15/2020 | 203380959 | 07/16/2020
FHP Manufacturing Company | Bosch | EP048-3VT*******B |  | Ground-Water-Source | WBAHP: Heat Pump Packaged Unit | Heat Pump | 208 | 3 |  |  |  | Single-Speed |  |  |  | 52900 | 2190 | 24.15 |  | 40500 | 2760 | 4.3 |  | Non Federally-Regulated | 07/15/2020 | 203380970 | 07/16/2020
FHP Manufacturing Company | Bosch | LV009-1VT*-***P*D-**T/G |  | Ground-Source | WBAHP: Heat Pump Packaged Unit | Heat Pump | 208 | 1 |  |  |  | Single-Speed |  |  |  | 8700 | 604 | 14.4 |  | 6900 | 631 | 3.2 |  | Non Federally-Regulated | 07/15/2020 | 204007539 | 07/16/2020
FHP Manufacturing Company | Bosch | EP048-4HZ*******B |  | Water-Source | WBAHP: Heat Pump Packaged Unit | Heat Pump | 460 | 3 |  |  |  | Single-Speed |  |  |  | 47400 | 3160 | 15 |  | 50000 | 2764 | 5.3 |  | Federally-Regulated Commercial & Industrial Equipment | 07/15/2020 | 203380974 | 07/16/2020
FHP Manufacturing Company | Bosch | LM036-1VT/CF/HZ*-*****A |  | Water-Source | WBAHP: Heat Pump Packaged Unit | Both Heat Pump and Electric Re | 208 | 1 |  |  |  | Dual-Speed |  |  |  | 39000 | 2142 | 18.2 |  | 42800 | 2459 | 5.1 |  | Federally-Regulated Commercial & Industrial Equipment | 07/15/2020 | 6676515 | 07/16/2020
FHP Manufacturing Company | Bosch | ES035-3CF/HZ/VT*-*****A |  | Water-Source | WBAHP: Heat Pump Packaged Unit | Heat Pump | 208 | 3 |  |  |  | Dual-Speed |  |  |  | 36000 | 2571 | 14 |  | 43000 | 2739 | 4.6 |  | Federally-Regulated Commercial & Industrial Equipment | 07/15/2020 | 9008842 | 07/16/2020
FHP Manufacturing Company | Bosch | ES035-3CF/HZ/VT*-*****A |  | Water-Source | WBAHP: Heat Pump Packaged Unit | Heat Pump | 230 | 3 |  |  |  | Dual-Speed |  |  |  | 36000 | 2571 | 14 |  | 43000 | 2739 | 4.6 |  | Federally-Regulated Commercial & Industrial Equipment | 07/15/2020 | 9008842 | 07/16/2020
FHP Manufacturing Company | Bosch | EP048-4VT*******B |  | Ground-Source | WBAHP: Heat Pump Packaged Unit | Heat Pump | 460 | 3 |  |  |  | Single-Speed |  |  |  | 49500 | 2788 | 17.75 |  | 33400 | 2645 | 3.7 |  | Non Federally-Regulated | 07/15/2020 | 203380971 | 07/16/2020
FHP Manufacturing Company | Bosch | ES035-1CF/HZ/VT*-*****A |  | Ground-Source | WBAHP: Heat Pump Packaged Unit | Heat Pump | 230 | 1 |  |  |  | Dual-Speed |  |  |  | 38000 | 2209 | 17.2 |  | 28000 | 2159 | 3.8 |  | Non Federally-Regulated | 07/15/2020 | 9008841 | 07/16/2020
FHP Manufacturing Company | Bosch | EP018-1HZ*******B |  | Water-Source | WBAHP: Heat Pump Packaged Unit | Heat Pump | 208 | 1 |  |  |  | Single-Speed |  |  |  | 19500 | 1266 | 15.4 |  | 21300 | 1248 | 5 |  | Federally-Regulated Commercial & Industrial Equipment | 07/15/2020 | 203380959 | 07/16/2020
FHP Manufacturing Company | Bosch | EP048-1VT*******B |  | Ground-Water-Source | WBAHP: Heat Pump Packaged Unit | Heat Pump | 208 | 1 |  |  |  | Single-Speed |  |  |  | 52900 | 2190 | 24.15 |  | 40500 | 2760 | 4.3 |  | Non Federally-Regulated | 07/15/2020 | 203380969 | 07/16/2020
FHP Manufacturing Company | Bosch | EP048-1HZ*******B |  | Ground-Water-Source | WBAHP: Heat Pump Packaged Unit | Heat Pump | 208 | 1 |  |  |  | Single-Speed |  |  |  | 52900 | 2204 | 24 |  | 40500 | 2637 | 4.5 |  | Non Federally-Regulated | 07/15/2020 | 203380972 | 07/16/2020
FHP Manufacturing Company | Bosch | EP048-4VT*******B |  | Water-Source | WBAHP: Heat Pump Packaged Unit | Heat Pump | 460 | 3 |  |  |  | Single-Speed |  |  |  | 47400 | 3160 | 15 |  | 50000 | 2764 | 5.3 |  | Federally-Regulated Commercial & Industrial Equipment | 07/15/2020 | 203380971 | 07/16/2020
FHP Manufacturing Company | Bosch | ES049-3CF/HZ/VT*-*****A |  | Ground-Source | WBAHP: Heat Pump Packaged Unit | Heat Pump | 208 | 3 |  |  |  | Dual-Speed |  |  |  | 49000 | 3161 | 15.5 |  | 38000 | 3093 | 3.6 |  | Non Federally-Regulated | 07/15/2020 | 8993798 | 07/16/2020
FHP Manufacturing Company | Bosch | LV009-1VT*-***P*D-**T/G |  | Water-Source | WBAHP: Heat Pump Packaged Unit | Heat Pump | 208 | 1 |  |  |  | Single-Speed |  |  |  | 8150 | 657 | 12.4 |  | 10700 | 667 | 4.7 |  | Federally-Regulated Commercial & Industrial Equipment | 07/15/2020 | 204007539 | 07/16/2020
FHP Manufacturing Company | Bosch | ES035-3CF/HZ/VT*-*****A |  | Ground-Water-Source | WBAHP: Heat Pump Packaged Unit | Heat Pump | 230 | 3 |  |  |  | Dual-Speed |  |  |  | 42000 | 2009 | 20.9 |  | 36000 | 2512 | 4.2 |  | Non Federally-Regulated | 07/15/2020 | 9008842 | 07/16/2020
FHP Manufacturing Company | Bosch | ES035-4CF/HZ/VT*-*****A |  | Ground-Source | WBAHP: Heat Pump Packaged Unit | Heat Pump | 460 | 3 |  |  |  | Dual-Speed |  |  |  | 38000 | 2209 | 17.2 |  | 28000 | 2159 | 3.8 |  | Non Federally-Regulated | 07/15/2020 | 9008843 | 07/16/2020
FHP Manufacturing Company | Bosch | EP018-2HZ*******B |  | Water-Source | WBAHP: Heat Pump Packaged Unit | Heat Pump | 265 | 1 |  |  |  | Single-Speed |  |  |  | 19500 | 1266 | 15.4 |  | 21300 | 1248 | 5 |  | Federally-Regulated Commercial & Industrial Equipment | 07/15/2020 | 203380960 | 07/16/2020
FHP Manufacturing Company | Bosch | EP048-4HZ*******B |  | Ground-Source | WBAHP: Heat Pump Packaged Unit | Heat Pump | 460 | 3 |  |  |  | Single-Speed |  |  |  | 49500 | 2780 | 17.8 |  | 33400 | 2645 | 3.7 |  | Non Federally-Regulated | 07/15/2020 | 203380974 | 07/16/2020
FHP Manufacturing Company | Bosch | EP048-3VT*******B |  | Ground-Source | WBAHP: Heat Pump Packaged Unit | Heat Pump | 208 | 3 |  |  |  | Single-Speed |  |  |  | 49500 | 2788 | 17.75 |  | 33400 | 2645 | 3.7 |  | Non Federally-Regulated | 07/15/2020 | 203380970 | 07/16/2020
FHP Manufacturing Company | Bosch | EP048-3HZ*******B |  | Ground-Water-Source | WBAHP: Heat Pump Packaged Unit | Heat Pump | 208 | 3 |  |  |  | Single-Speed |  |  |  | 52900 | 2204 | 24 |  | 40500 | 2637 | 4.5 |  | Non Federally-Regulated | 07/15/2020 | 203380973 | 07/16/2020
FHP Manufacturing Company | Bosch | LM036-4VT/CF/HZ*-*****A |  | Ground-Water-Source | WBAHP: Heat Pump Packaged Unit | Both Heat Pump and Electric Re | 460 | 3 |  |  |  | Dual-Speed |  |  |  | 43300 | 1665 | 26 |  | 35900 | 2312 | 4.6 |  | Non Federally-Regulated | 07/15/2020 | 6676519 | 07/16/2020
FHP Manufacturing Company | Bosch | LM036-4VT/CF/HZ*-*****A |  | Water-Source | WBAHP: Heat Pump Packaged Unit | Both Heat Pump and Electric Re | 460 | 3 |  |  |  | Dual-Speed |  |  |  | 39000 | 2142 | 18.2 |  | 42800 | 2459 | 5.1 |  | Federally-Regulated Commercial & Industrial Equipment | 07/15/2020 | 6676519 | 07/16/2020
FHP Manufacturing Company | Bosch | ES049-3CF/HZ/VT*-*****A |  | Water-Source | WBAHP: Heat Pump Packaged Unit | Heat Pump | 230 | 3 |  |  |  | Dual-Speed |  |  |  | 48000 | 3636 | 13.2 |  | 58000 | 3541 | 4.8 |  | Federally-Regulated Commercial & Industrial Equipment | 07/15/2020 | 8993798 | 07/16/2020
FHP Manufacturing Company | Bosch | LM036-3VT/CF/HZ*-*****A |  | Ground-Water-Source | WBAHP: Heat Pump Packaged Unit | Both Heat Pump and Electric Re | 208 | 3 |  |  |  | Dual-Speed |  |  |  | 43300 | 1665 | 26 |  | 35900 | 2312 | 4.6 |  | Non Federally-Regulated | 07/15/2020 | 6676516 | 07/16/2020
FHP Manufacturing Company | Bosch | LM036-3VT/CF/HZ*-*****A |  | Ground-Source | WBAHP: Heat Pump Packaged Unit | Both Heat Pump and Electric Re | 208 | 3 |  |  |  | Dual-Speed |  |  |  | 40800 | 2019 | 20.2 |  | 28400 | 2107 | 4 |  | Non Federally-Regulated | 07/15/2020 | 6676516 | 07/16/2020
FHP Manufacturing Company | Bosch | ES049-3CF/HZ/VT*-*****A |  | Ground-Water-Source | WBAHP: Heat Pump Packaged Unit | Heat Pump | 208 | 3 |  |  |  | Dual-Speed |  |  |  | 54000 | 2842 | 19 |  | 48000 | 3349 | 4.2 |  | Non Federally-Regulated | 07/15/2020 | 8993798 | 07/16/2020
FHP Manufacturing Company | Bosch | EP048-1HZ*******B |  | Water-Source | WBAHP: Heat Pump Packaged Unit | Heat Pump | 208 | 1 |  |  |  | Single-Speed |  |  |  | 47400 | 3160 | 15 |  | 50000 | 2764 | 5.3 |  | Federally-Regulated Commercial & Industrial Equipment | 07/15/2020 | 203380972 | 07/16/2020
FHP Manufacturing Company | Bosch | ES035-3CF/HZ/VT*-*****A |  | Ground-Source | WBAHP: Heat Pump Packaged Unit | Heat Pump | 208 | 3 |  |  |  | Dual-Speed |  |  |  | 38000 | 2420 | 15.7 |  | 28000 | 2311 | 3.6 |  | Non Federally-Regulated | 07/15/2020 | 9008842 | 07/16/2020
FHP Manufacturing Company | Bosch | ES049-1CF/HZ/VT*-*****A |  | Water-Source | WBAHP: Heat Pump Packaged Unit | Heat Pump | 230 | 1 |  |  |  | Dual-Speed |  |  |  | 48000 | 3636 | 13.2 |  | 58000 | 3541 | 4.8 |  | Federally-Regulated Commercial & Industrial Equipment | 07/15/2020 | 8993797 | 07/16/2020
FHP Manufacturing Company | Bosch | EP048-3HZ*******B |  | Ground-Source | WBAHP: Heat Pump Packaged Unit | Heat Pump | 208 | 3 |  |  |  | Single-Speed |  |  |  | 49500 | 2780 | 17.8 |  | 33400 | 2645 | 3.7 |  | Non Federally-Regulated | 07/15/2020 | 203380973 | 07/16/2020
FHP Manufacturing Company | Bosch | EP018-2HZ*******B |  | Ground-Source | WBAHP: Heat Pump Packaged Unit | Heat Pump | 265 | 1 |  |  |  | Single-Speed |  |  |  | 20500 | 1145 | 17.9 |  | 14800 | 1188 | 3.7 |  | Non Federally-Regulated | 07/15/2020 | 203380960 | 07/16/2020
FHP Manufacturing Company | Bosch | LM036-2VT/CF/HZ*-*****A |  | Ground-Water-Source | WBAHP: Heat Pump Packaged Unit | Both Heat Pump and Electric Re | 265 | 1 |  |  |  | Dual-Speed |  |  |  | 43300 | 1665 | 26 |  | 35900 | 2312 | 4.6 |  | Non Federally-Regulated | 07/15/2020 | 6676518 | 07/16/2020
FHP Manufacturing Company | Bosch | EP018-2HZ*******B |  | Ground-Water-Source | WBAHP: Heat Pump Packaged Unit | Heat Pump | 265 | 1 |  |  |  | Single-Speed |  |  |  | 21300 | 862 | 24.7 |  | 17700 | 1178 | 4.4 |  | Non Federally-Regulated | 07/15/2020 | 203380960 | 07/16/2020
FHP Manufacturing Company | Bosch | ES049-1CF/HZ/VT*-*****A |  | Water-Source | WBAHP: Heat Pump Packaged Unit | Heat Pump | 208 | 1 |  |  |  | Dual-Speed |  |  |  | 48000 | 3636 | 13.2 |  | 58000 | 3541 | 4.8 |  | Federally-Regulated Commercial & Industrial Equipment | 07/15/2020 | 8993797 | 07/16/2020
FHP Manufacturing Company | Bosch | ES049-4CF/HZ/VT*-*****A |  | Ground-Source | WBAHP: Heat Pump Packaged Unit | Heat Pump | 460 | 3 |  |  |  | Dual-Speed |  |  |  | 49000 | 3161 | 15.5 |  | 38000 | 3093 | 3.6 |  | Non Federally-Regulated | 07/15/2020 | 8993799 | 07/16/2020
FHP Manufacturing Company | Bosch | LM036-3VT/CF/HZ*-*****A |  | Water-Source | WBAHP: Heat Pump Packaged Unit | Both Heat Pump and Electric Re | 208 | 3 |  |  |  | Dual-Speed |  |  |  | 39000 | 2142 | 18.2 |  | 42800 | 2459 | 5.1 |  | Federally-Regulated Commercial & Industrial Equipment | 07/15/2020 | 6676516 | 07/16/2020
FHP Manufacturing Company | Bosch | LM036-1VT/CF/HZ*-*****A |  | Ground-Source | WBAHP: Heat Pump Packaged Unit | Both Heat Pump and Electric Re | 208 | 1 |  |  |  | Dual-Speed |  |  |  | 40800 | 2019 | 20.2 |  | 28400 | 2107 | 4 |  | Non Federally-Regulated | 07/15/2020 | 6676515 | 07/16/2020
FHP Manufacturing Company | Bosch | ES049-3CF/HZ/VT*-*****A |  | Ground-Water-Source | WBAHP: Heat Pump Packaged Unit | Heat Pump | 230 | 3 |  |  |  | Dual-Speed |  |  |  | 54000 | 2842 | 19 |  | 48000 | 3349 | 4.2 |  | Non Federally-Regulated | 07/15/2020 | 8993798 | 07/16/2020
FHP Manufacturing Company | Bosch | ES049-1CF/HZ/VT*-*****A |  | Ground-Source | WBAHP: Heat Pump Packaged Unit | Heat Pump | 208 | 1 |  |  |  | Dual-Speed |  |  |  | 49000 | 3161 | 15.5 |  | 38000 | 3093 | 3.6 |  | Non Federally-Regulated | 07/15/2020 | 8993797 | 07/16/2020
FHP Manufacturing Company | Bosch | ES049-4CF/HZ/VT*-*****A |  | Ground-Water-Source | WBAHP: Heat Pump Packaged Unit | Heat Pump | 460 | 3 |  |  |  | Dual-Speed |  |  |  | 54000 | 2842 | 19 |  | 48000 | 3349 | 4.2 |  | Non Federally-Regulated | 07/15/2020 | 8993799 | 07/16/2020
FHP Manufacturing Company | Bosch | LM036-4VT/CF/HZ*-*****A |  | Ground-Source | WBAHP: Heat Pump Packaged Unit | Both Heat Pump and Electric Re | 460 | 3 |  |  |  | Dual-Speed |  |  |  | 40800 | 2019 | 20.2 |  | 28400 | 2107 | 4 |  | Non Federally-Regulated | 07/15/2020 | 6676519 | 07/16/2020
FHP Manufacturing Company | Bosch | LV009-2VT*-***P*D-**T/G |  | Water-Source | WBAHP: Heat Pump Packaged Unit | Heat Pump | 265 | 1 |  |  |  | Single-Speed |  |  |  | 8150 | 657 | 12.4 |  | 10700 | 667 | 4.7 |  | Federally-Regulated Commercial & Industrial Equipment | 07/15/2020 | 204007540 | 07/16/2020
FHP Manufacturing Company | Bosch | EP018-2VT*******B |  | Ground-Source | WBAHP: Heat Pump Packaged Unit | Heat Pump | 265 | 1 |  |  |  | Single-Speed |  |  |  | 20500 | 1108 | 18.5 |  | 14800 | 1172 | 3.7 |  | Non Federally-Regulated | 07/15/2020 | 203380958 | 07/16/2020
FHP Manufacturing Company | Bosch | EP048-1HZ*******B |  | Ground-Source | WBAHP: Heat Pump Packaged Unit | Heat Pump | 208 | 1 |  |  |  | Single-Speed |  |  |  | 49500 | 2780 | 17.8 |  | 33400 | 2645 | 3.7 |  | Non Federally-Regulated | 07/15/2020 | 203380972 | 07/16/2020
FHP Manufacturing Company | Bosch | ES035-4CF/HZ/VT*-*****A |  | Ground-Water-Source | WBAHP: Heat Pump Packaged Unit | Heat Pump | 460 | 3 |  |  |  | Dual-Speed |  |  |  | 42000 | 2192 | 19.16 |  | 36000 | 2740 | 3.9 |  | Non Federally-Regulated | 07/15/2020 | 9008843 | 07/16/2020
FHP Manufacturing Company | Bosch | ES049-4CF/HZ/VT*-*****A |  | Water-Source | WBAHP: Heat Pump Packaged Unit | Heat Pump | 460 | 3 |  |  |  | Dual-Speed |  |  |  | 48000 | 3636 | 13.2 |  | 58000 | 3541 | 4.8 |  | Federally-Regulated Commercial & Industrial Equipment | 07/15/2020 | 8993799 | 07/16/2020
FHP Manufacturing Company | Bosch | ES035-4CF/HZ/VT*-*****A |  | Water-Source | WBAHP: Heat Pump Packaged Unit | Heat Pump | 460 | 3 |  |  |  | Dual-Speed |  |  |  | 36000 | 2465 | 14.6 |  | 43000 | 2625 | 4.8 |  | Federally-Regulated Commercial & Industrial Equipment | 07/15/2020 | 9008843 | 07/16/2020
FHP Manufacturing Company | Bosch | EP018-2VT*******B |  | Ground-Water-Source | WBAHP: Heat Pump Packaged Unit | Heat Pump | 265 | 1 |  |  |  | Single-Speed |  |  |  | 21300 | 841 | 25.3 |  | 17700 | 1178 | 4.4 |  | Non Federally-Regulated | 07/15/2020 | 203380958 | 07/16/2020
FHP Manufacturing Company | Bosch | EP048-3VT*******B |  | Water-Source | WBAHP: Heat Pump Packaged Unit | Heat Pump | 208 | 3 |  |  |  | Single-Speed |  |  |  | 47400 | 3160 | 15 |  | 50000 | 2764 | 5.3 |  | Federally-Regulated Commercial & Industrial Equipment | 07/15/2020 | 203380970 | 07/16/2020
FHP Manufacturing Company | Bosch | ES049-1CF/HZ/VT*-*****A |  | Ground-Water-Source | WBAHP: Heat Pump Packaged Unit | Heat Pump | 208 | 1 |  |  |  | Dual-Speed |  |  |  | 54000 | 2842 | 19 |  | 48000 | 3349 | 4.2 |  | Non Federally-Regulated | 07/15/2020 | 8993797 | 07/16/2020
FHP Manufacturing Company | Bosch | LV009-2VT*-***P*D-**T/G |  | Ground-Source | WBAHP: Heat Pump Packaged Unit | Heat Pump | 265 | 1 |  |  |  | Single-Speed |  |  |  | 8700 | 604 | 14.4 |  | 6900 | 631 | 3.2 |  | Non Federally-Regulated | 07/15/2020 | 204007540 | 07/16/2020
FHP Manufacturing Company | Bosch | EP048-4HZ*******B |  | Ground-Water-Source | WBAHP: Heat Pump Packaged Unit | Heat Pump | 460 | 3 |  |  |  | Single-Speed |  |  |  | 52900 | 2204 | 24 |  | 40500 | 2637 | 4.5 |  | Non Federally-Regulated | 07/15/2020 | 203380974 | 07/16/2020
FHP Manufacturing Company | Bosch | ES035-1CF/HZ/VT*-*****A |  | Water-Source | WBAHP: Heat Pump Packaged Unit | Heat Pump | 230 | 1 |  |  |  | Dual-Speed |  |  |  | 36000 | 2465 | 14.6 |  | 43000 | 2625 | 4.8 |  | Federally-Regulated Commercial & Industrial Equipment | 07/15/2020 | 9008841 | 07/16/2020
FHP Manufacturing Company | Bosch | ES035-3CF/HZ/VT*-*****A |  | Ground-Water-Source | WBAHP: Heat Pump Packaged Unit | Heat Pump | 208 | 3 |  |  |  | Dual-Speed |  |  |  | 42000 | 2265 | 18.54 |  | 36000 | 2740 | 3.9 |  | Non Federally-Regulated | 07/15/2020 | 9008842 | 07/16/2020
FHP Manufacturing Company | Bosch | ES049-1CF/HZ/VT*-*****A |  | Ground-Water-Source | WBAHP: Heat Pump Packaged Unit | Heat Pump | 230 | 1 |  |  |  | Dual-Speed |  |  |  | 54000 | 2842 | 19 |  | 48000 | 3349 | 4.2 |  | Non Federally-Regulated | 07/15/2020 | 8993797 | 07/16/2020
FHP Manufacturing Company | Bosch | ES049-3CF/HZ/VT*-*****A |  | Ground-Source | WBAHP: Heat Pump Packaged Unit | Heat Pump | 230 | 3 |  |  |  | Dual-Speed |  |  |  | 49000 | 3161 | 15.5 |  | 38000 | 3093 | 3.6 |  | Non Federally-Regulated | 07/15/2020 | 8993798 | 07/16/2020
FHP Manufacturing Company | Bosch | LM036-2VT/CF/HZ*-*****A |  | Water-Source | WBAHP: Heat Pump Packaged Unit | Both Heat Pump and Electric Re | 265 | 1 |  |  |  | Dual-Speed |  |  |  | 39000 | 2142 | 18.2 |  | 42800 | 2459 | 5.1 |  | Federally-Regulated Commercial & Industrial Equipment | 07/15/2020 | 6676518 | 07/16/2020
FHP Manufacturing Company | Bosch | EP048-3HZ*******B |  | Water-Source | WBAHP: Heat Pump Packaged Unit | Heat Pump | 208 | 3 |  |  |  | Single-Speed |  |  |  | 47400 | 3160 | 15 |  | 50000 | 2764 | 5.3 |  | Federally-Regulated Commercial & Industrial Equipment | 07/15/2020 | 203380973 | 07/16/2020
FHP Manufacturing Company | Bosch | ES049-3CF/HZ/VT*-*****A |  | Water-Source | WBAHP: Heat Pump Packaged Unit | Heat Pump | 208 | 3 |  |  |  | Dual-Speed |  |  |  | 48000 | 3636 | 13.2 |  | 58000 | 3541 | 4.8 |  | Federally-Regulated Commercial & Industrial Equipment | 07/15/2020 | 8993798 | 07/16/2020
FHP Manufacturing Company | Bosch | ES049-1CF/HZ/VT*-*****A |  | Ground-Source | WBAHP: Heat Pump Packaged Unit | Heat Pump | 230 | 1 |  |  |  | Dual-Speed |  |  |  | 49000 | 3161 | 15.5 |  | 38000 | 3093 | 3.6 |  | Non Federally-Regulated | 07/15/2020 | 8993797 | 07/16/2020
FHP Manufacturing Company | Bosch | EP048-1VT*******B |  | Water-Source | WBAHP: Heat Pump Packaged Unit | Heat Pump | 208 | 1 |  |  |  | Single-Speed |  |  |  | 47400 | 3160 | 15 |  | 50000 | 2764 | 5.3 |  | Federally-Regulated Commercial & Industrial Equipment | 07/15/2020 | 203380969 | 07/16/2020
FHP Manufacturing Company | Bosch | LM036-2VT/CF/HZ*-*****A |  | Ground-Source | WBAHP: Heat Pump Packaged Unit | Both Heat Pump and Electric Re | 265 | 1 |  |  |  | Dual-Speed |  |  |  | 40800 | 2019 | 20.2 |  | 28400 | 2107 | 4 |  | Non Federally-Regulated | 07/15/2020 | 6676518 | 07/16/2020
FHP Manufacturing Company | Bosch | ES035-1CF/HZ/VT*-*****A |  | Ground-Source | WBAHP: Heat Pump Packaged Unit | Heat Pump | 208 | 1 |  |  |  | Dual-Speed |  |  |  | 38000 | 2209 | 17.2 |  | 28000 | 2159 | 3.8 |  | Non Federally-Regulated | 07/15/2020 | 9008841 | 07/16/2020
FHP Manufacturing Company | Bosch | EP018-1HZ*******B |  | Ground-Source | WBAHP: Heat Pump Packaged Unit | Heat Pump | 208 | 1 |  |  |  | Single-Speed |  |  |  | 20500 | 1145 | 17.9 |  | 14800 | 1188 | 3.7 |  | Non Federally-Regulated | 07/15/2020 | 203380959 | 07/16/2020
FHP Manufacturing Company | Bosch | ES035-1CF/HZ/VT*-*****A |  | Water-Source | WBAHP: Heat Pump Packaged Unit | Heat Pump | 208 | 1 |  |  |  | Dual-Speed |  |  |  | 36000 | 2465 | 14.6 |  | 43000 | 2625 | 4.8 |  | Federally-Regulated Commercial & Industrial Equipment | 07/15/2020 | 9008841 | 07/16/2020
FHP Manufacturing Company | Bosch | ES035-1CF/HZ/VT*-*****A |  | Ground-Water-Source | WBAHP: Heat Pump Packaged Unit | Heat Pump | 208 | 1 |  |  |  | Dual-Speed |  |  |  | 42000 | 2192 | 19.16 |  | 36000 | 2740 | 3.9 |  | Non Federally-Regulated | 07/15/2020 | 9008841 | 07/16/2020
FHP Manufacturing Company | Bosch | EP018-1VT*******B |  | Ground-Water-Source | WBAHP: Heat Pump Packaged Unit | Heat Pump | 208 | 1 |  |  |  | Single-Speed |  |  |  | 21300 | 841 | 25.3 |  | 17700 | 1178 | 4.4 |  | Non Federally-Regulated | 07/15/2020 | 203380957 | 07/16/2020
FHP Manufacturing Company | Bosch | EP048-1VT*******B |  | Ground-Source | WBAHP: Heat Pump Packaged Unit | Heat Pump | 208 | 1 |  |  |  | Single-Speed |  |  |  | 49500 | 2788 | 17.75 |  | 33400 | 2645 | 3.7 |  | Non Federally-Regulated | 07/15/2020 | 203380969 | 07/16/2020
FHP Manufacturing Company | Bosch | LM036-1VT/CF/HZ*-*****A |  | Ground-Water-Source | WBAHP: Heat Pump Packaged Unit | Both Heat Pump and Electric Re | 208 | 1 |  |  |  | Dual-Speed |  |  |  | 43300 | 1665 | 26 |  | 35900 | 2312 | 4.6 |  | Non Federally-Regulated | 07/15/2020 | 6676515 | 07/16/2020
Waterfurnace International, Inc. | ENVISION NC SERIES | NCC/NCW/NCS/NCE15*2 |  | Ground-Source | WBAHP-O: Heat Pump Packaged Un | Heat Pump | 265 | 1 |  |  |  | Single-Speed |  |  |  | 14200 | 893 | 15.9 |  | 10500 | 905 | 3.4 |  | Non Federally-Regulated | 07/15/2020 | 3059231 | 07/16/2020
Waterfurnace International, Inc. | ENVISION NC SERIES | NCC/NCW/NCS/NCE15*0 |  | Water-Source | WBAHP-O: Heat Pump Packaged Un | Heat Pump | 208 | 1 |  |  |  | Single-Speed |  |  |  | 13500 | 992 | 13.6 |  | 17000 | 1016 | 4.9 |  | Federally-Regulated Commercial & Industrial Equipment | 07/15/2020 | 3059237 | 07/16/2020
Waterfurnace International, Inc. | ENVISION NC SERIES | NCC/NCW/NCS/NCE15*0 |  | Ground-Source | WBAHP-O: Heat Pump Packaged Un | Heat Pump | 208 | 1 |  |  |  | Single-Speed |  |  |  | 14200 | 893 | 15.9 |  | 10500 | 905 | 3.4 |  | Non Federally-Regulated | 07/15/2020 | 3059237 | 07/16/2020
Waterfurnace International, Inc. | ENVISION NC SERIES | NCC/NCW/NCS/NCE15*2 |  | Water-Source | WBAHP-O: Heat Pump Packaged Un | Heat Pump | 265 | 1 |  |  |  | Single-Speed |  |  |  | 13500 | 992 | 13.6 |  | 17000 | 1016 | 4.9 |  | Federally-Regulated Commercial & Industrial Equipment | 07/15/2020 | 3059231 | 07/16/2020
Waterfurnace International, Inc. | ENVISION NC SERIES | NCC/NCW/NCS/NCE15*0 |  | Ground-Water-Source | WBAHP-O: Heat Pump Packaged Un | Heat Pump | 208 | 1 |  |  |  | Single-Speed |  |  |  | 16200 | 736 | 22 |  | 14000 | 1000 | 4.1 |  | Non Federally-Regulated | 07/15/2020 | 3059237 | 07/16/2020
Waterfurnace International, Inc. | ENVISION NC SERIES | NCC/NCW/NCS/NCE15*2 |  | Ground-Water-Source | WBAHP-O: Heat Pump Packaged Un | Heat Pump | 265 | 1 |  |  |  | Single-Speed |  |  |  | 16200 | 736 | 22 |  | 14000 | 1000 | 4.1 |  | Non Federally-Regulated | 07/15/2020 | 3059231 | 07/16/2020
FHP Manufacturing Company | Bosch | LV036-4VTC-***T/A*D-**T/G |  | Ground-Source | WBAHP: Heat Pump Packaged Unit | Heat Pump | 460 | 3 |  |  |  | Single-Speed |  |  |  | 38800 | 2269 | 17.1 |  | 26700 | 2173 | 3.6 |  | Non Federally-Regulated | 07/15/2020 | 202434168 | 07/16/2020
FHP Manufacturing Company | Bosch | LV036-1VTN-***P*D-**T/G |  | Water-Source | WBAHP: Heat Pump Packaged Unit | Heat Pump | 208 | 1 |  |  |  | Single-Speed |  |  |  | 36100 | 2560 | 14.1 |  | 38200 | 2487 | 4.5 |  | Federally-Regulated Commercial & Industrial Equipment | 07/15/2020 | 202434128 | 07/16/2020
FHP Manufacturing Company | Bosch | SM024-1VT/CF*-*****B |  | Water-Source | WBAHP: Heat Pump Packaged Unit | Both Heat Pump and Electric Re | 230 | 1 |  |  |  | Dual-Speed |  |  |  | 26200 | 1617 | 16.2 |  | 30300 | 1585 | 5.6 |  | Federally-Regulated Commercial & Industrial Equipment | 07/15/2020 | 9111997 | 07/16/2020
FHP Manufacturing Company | Bosch | SM024-1VT/CF*-*****B |  | Ground-Source | WBAHP: Heat Pump Packaged Unit | Both Heat Pump and Electric Re | 230 | 1 |  |  |  | Dual-Speed |  |  |  | 26900 | 1423 | 18.9 |  | 18700 | 1336 | 4.1 |  | Non Federally-Regulated | 07/15/2020 | 9111997 | 07/16/2020
FHP Manufacturing Company | Bosch | LV036-2VTC-***T/A*D-**T/G |  | Water-Source | WBAHP: Heat Pump Packaged Unit | Heat Pump | 265 | 1 |  |  |  | Single-Speed |  |  |  | 37200 | 2530 | 14.7 |  | 38400 | 2369 | 4.8 |  | Federally-Regulated Commercial & Industrial Equipment | 07/15/2020 | 202434169 | 07/16/2020
FHP Manufacturing Company | Bosch | LM060-3VT/CF/HZ*-*****A |  | Water-Source | WBAHP: Heat Pump Packaged Unit | Both Heat Pump and Electric Re | 208 | 3 |  |  |  | Dual-Speed |  |  |  | 63800 | 4129 | 15.45 |  | 73300 | 4475 | 4.8 |  | Federally-Regulated Commercial & Industrial Equipment | 07/15/2020 | 6677876 | 07/16/2020
FHP Manufacturing Company | Bosch | SM024-1VT/CF*-*****B |  | Ground-Water-Source | WBAHP: Heat Pump Packaged Unit | Both Heat Pump and Electric Re | 230 | 1 |  |  |  | Dual-Speed |  |  |  | 29400 | 1183 | 24.85 |  | 24700 | 1477 | 4.9 |  | Non Federally-Regulated | 07/15/2020 | 9111997 | 07/16/2020
FHP Manufacturing Company | Bosch | ES025-1CF/HZ/VT*-*****A |  | Ground-Source | WBAHP: Heat Pump Packaged Unit | Heat Pump | 208 | 1 |  |  |  | Dual-Speed |  |  |  | 27500 | 1553 | 17.7 |  | 19000 | 1546 | 3.6 |  | Non Federally-Regulated | 07/15/2020 | 9008839 | 07/16/2020
FHP Manufacturing Company | Bosch | LM060-4VT/CF/HZ*-*****A |  | Water-Source | WBAHP: Heat Pump Packaged Unit | Both Heat Pump and Electric Re | 460 | 3 |  |  |  | Dual-Speed |  |  |  | 63800 | 4129 | 15.45 |  | 73300 | 4475 | 4.8 |  | Federally-Regulated Commercial & Industrial Equipment | 07/15/2020 | 6677878 | 07/16/2020
FHP Manufacturing Company | Bosch | LV036-1HZC-***P*D-**T/G |  | Water-Source | WBAHP: Heat Pump Packaged Unit | Heat Pump | 208 | 1 |  |  |  | Single-Speed |  |  |  | 36900 | 2580 | 14.3 |  | 38800 | 2445 | 4.7 |  | Federally-Regulated Commercial & Industrial Equipment | 07/15/2020 | 202434126 | 07/16/2020
FHP Manufacturing Company | Bosch | ES061-3CF/HZ/VT*-*****A |  | Ground-Source | WBAHP: Heat Pump Packaged Unit | Heat Pump | 208 | 3 |  |  |  | Dual-Speed |  |  |  | 62000 | 3949 | 15.7 |  | 49000 | 3989 | 3.6 |  | Non Federally-Regulated | 07/15/2020 | 9009346 | 07/16/2020
FHP Manufacturing Company | Bosch | ES061-3CF/HZ/VT*-*****A |  | Ground-Source | WBAHP: Heat Pump Packaged Unit | Heat Pump | 230 | 3 |  |  |  | Dual-Speed |  |  |  | 62000 | 3949 | 15.7 |  | 49000 | 3989 | 3.6 |  | Non Federally-Regulated | 07/15/2020 | 9009346 | 07/16/2020
FHP Manufacturing Company | Bosch | ES061-1CF/HZ/VT*-*****A |  | Ground-Source | WBAHP: Heat Pump Packaged Unit | Heat Pump | 230 | 1 |  |  |  | Dual-Speed |  |  |  | 62000 | 3949 | 15.7 |  | 49000 | 3989 | 3.6 |  | Non Federally-Regulated | 07/15/2020 | 9009345 | 07/16/2020
FHP Manufacturing Company | Bosch | SM024-1VT/CF*-*****B |  | Water-Source | WBAHP: Heat Pump Packaged Unit | Both Heat Pump and Electric Re | 208 | 1 |  |  |  | Dual-Speed |  |  |  | 26200 | 1617 | 16.2 |  | 30300 | 1585 | 5.6 |  | Federally-Regulated Commercial & Industrial Equipment | 07/15/2020 | 9111997 | 07/16/2020
FHP Manufacturing Company | Bosch | ES025-2CF/HZ/VT*-*****A |  | Water-Source | WBAHP: Heat Pump Packaged Unit | Heat Pump | 265 | 1 |  |  |  | Dual-Speed |  |  |  | 26000 | 1721 | 15.1 |  | 27600 | 1586 | 5.1 |  | Federally-Regulated Commercial & Industrial Equipment | 07/15/2020 | 9008840 | 07/16/2020
FHP Manufacturing Company | Bosch | LV036-1VTC-***P*D-**T/G |  | Water-Source | WBAHP: Heat Pump Packaged Unit | Heat Pump | 208 | 1 |  |  |  | Single-Speed |  |  |  | 36900 | 2580 | 14.3 |  | 38800 | 2445 | 4.7 |  | Federally-Regulated Commercial & Industrial Equipment | 07/15/2020 | 202434124 | 07/16/2020
FHP Manufacturing Company | Bosch | ES061-1CF/HZ/VT*-*****A |  | Ground-Source | WBAHP: Heat Pump Packaged Unit | Heat Pump | 208 | 1 |  |  |  | Dual-Speed |  |  |  | 62000 | 3949 | 15.7 |  | 49000 | 3989 | 3.6 |  | Non Federally-Regulated | 07/15/2020 | 9009345 | 07/16/2020
FHP Manufacturing Company | Bosch | ES025-2CF/HZ/VT*-*****A |  | Ground-Water-Source | WBAHP: Heat Pump Packaged Unit | Heat Pump | 265 | 1 |  |  |  | Dual-Speed |  |  |  | 29000 | 1250 | 23.2 |  | 25000 | 1628 | 4.5 |  | Non Federally-Regulated | 07/15/2020 | 9008840 | 07/16/2020
FHP Manufacturing Company | Bosch | LV036-1VTC-***T/A*D-**T/G |  | Ground-Source | WBAHP: Heat Pump Packaged Unit | Heat Pump | 208 | 1 |  |  |  | Single-Speed |  |  |  | 38800 | 2269 | 17.1 |  | 26700 | 2173 | 3.6 |  | Non Federally-Regulated | 07/15/2020 | 202434125 | 07/16/2020
FHP Manufacturing Company | Bosch | SM024-1VT/CF*-*****B |  | Ground-Water-Source | WBAHP: Heat Pump Packaged Unit | Both Heat Pump and Electric Re | 208 | 1 |  |  |  | Dual-Speed |  |  |  | 29400 | 1183 | 24.85 |  | 24700 | 1477 | 4.9 |  | Non Federally-Regulated | 07/15/2020 | 9111997 | 07/16/2020
FHP Manufacturing Company | Bosch | LV036-1VTC-***P*D-**T/G |  | Ground-Source | WBAHP: Heat Pump Packaged Unit | Heat Pump | 208 | 1 |  |  |  | Single-Speed |  |  |  | 38500 | 2312 | 16.65 |  | 27100 | 2237 | 3.6 |  | Non Federally-Regulated | 07/15/2020 | 202434124 | 07/16/2020
FHP Manufacturing Company | Bosch | ES025-1CF/HZ/VT*-*****A |  | Ground-Source | WBAHP: Heat Pump Packaged Unit | Heat Pump | 230 | 1 |  |  |  | Dual-Speed |  |  |  | 27500 | 1553 | 17.7 |  | 19000 | 1546 | 3.6 |  | Non Federally-Regulated | 07/15/2020 | 9008839 | 07/16/2020
FHP Manufacturing Company | Bosch | ES025-1CF/HZ/VT*-*****A |  | Ground-Water-Source | WBAHP: Heat Pump Packaged Unit | Heat Pump | 230 | 1 |  |  |  | Dual-Speed |  |  |  | 29000 | 1250 | 23.2 |  | 25000 | 1628 | 4.5 |  | Non Federally-Regulated | 07/15/2020 | 9008839 | 07/16/2020
FHP Manufacturing Company | Bosch | LV036-1VTN-***T/A*D-**T/G |  | Water-Source | WBAHP: Heat Pump Packaged Unit | Heat Pump | 208 | 1 |  |  |  | Single-Speed |  |  |  | 36400 | 2510 | 14.5 |  | 37800 | 2408 | 4.6 |  | Federally-Regulated Commercial & Industrial Equipment | 07/15/2020 | 202434129 | 07/16/2020
FHP Manufacturing Company | Bosch | LV009-1HZ*-***P*C-**T/G |  | Water-Source | WBAHP: Heat Pump Packaged Unit | Heat Pump | 208 | 1 |  |  |  | Single-Speed |  |  |  | 8200 | 661 | 12.4 |  | 9900 | 617 | 4.7 |  | Federally-Regulated Commercial & Industrial Equipment | 07/15/2020 | 201834788 | 07/16/2020
FHP Manufacturing Company | Bosch | LV036-4VTC-***P*D-**T/G |  | Water-Source | WBAHP: Heat Pump Packaged Unit | Heat Pump | 460 | 3 |  |  |  | Single-Speed |  |  |  | 36900 | 2580 | 14.3 |  | 38800 | 2445 | 4.7 |  | Federally-Regulated Commercial & Industrial Equipment | 07/15/2020 | 202434165 | 07/16/2020
FHP Manufacturing Company | Bosch | ES061-3CF/HZ/VT*-*****A |  | Water-Source | WBAHP: Heat Pump Packaged Unit | Heat Pump | 208 | 3 |  |  |  | Dual-Speed |  |  |  | 60000 | 4285 | 14 |  | 72000 | 4489 | 4.7 |  | Federally-Regulated Commercial & Industrial Equipment | 07/15/2020 | 9009346 | 07/16/2020
FHP Manufacturing Company | Bosch | LV036-3VTC-***T/A*D-**T/G |  | Ground-Source | WBAHP: Heat Pump Packaged Unit | Heat Pump | 208 | 3 |  |  |  | Single-Speed |  |  |  | 38800 | 2269 | 17.1 |  | 26700 | 2173 | 3.6 |  | Non Federally-Regulated | 07/15/2020 | 202434167 | 07/16/2020
FHP Manufacturing Company | Bosch | ES025-1CF/HZ/VT*-*****A |  | Water-Source | WBAHP: Heat Pump Packaged Unit | Heat Pump | 230 | 1 |  |  |  | Dual-Speed |  |  |  | 26000 | 1721 | 15.1 |  | 27600 | 1586 | 5.1 |  | Federally-Regulated Commercial & Industrial Equipment | 07/15/2020 | 9008839 | 07/16/2020
FHP Manufacturing Company | Bosch | LV036-1HZN-***T/A*D-**T/G |  | Ground-Source | WBAHP: Heat Pump Packaged Unit | Heat Pump | 208 | 1 |  |  |  | Single-Speed |  |  |  | 37800 | 2263 | 16.7 |  | 26400 | 2210 | 3.5 |  | Non Federally-Regulated | 07/15/2020 | 202434131 | 07/16/2020
FHP Manufacturing Company | Bosch | SM024-1VT/CF*-*****B |  | Ground-Source | WBAHP: Heat Pump Packaged Unit | Both Heat Pump and Electric Re | 208 | 1 |  |  |  | Dual-Speed |  |  |  | 26900 | 1423 | 18.9 |  | 18700 | 1336 | 4.1 |  | Non Federally-Regulated | 07/15/2020 | 9111997 | 07/16/2020
FHP Manufacturing Company | Bosch | ES061-1CF/HZ/VT*-*****A |  | Water-Source | WBAHP: Heat Pump Packaged Unit | Heat Pump | 230 | 1 |  |  |  | Dual-Speed |  |  |  | 60000 | 4285 | 14 |  | 72000 | 4489 | 4.7 |  | Federally-Regulated Commercial & Industrial Equipment | 07/15/2020 | 9009345 | 07/16/2020
FHP Manufacturing Company | Bosch | LV009-2HZ*-***P*C-**T/G |  | Water-Source | WBAHP: Heat Pump Packaged Unit | Heat Pump | 265 | 1 |  |  |  | Single-Speed |  |  |  | 8200 | 661 | 12.4 |  | 9900 | 617 | 4.7 |  | Federally-Regulated Commercial & Industrial Equipment | 07/15/2020 | 201834792 | 07/16/2020
FHP Manufacturing Company | Bosch | LV036-1HZC-***T/A*D-**T/G |  | Ground-Source | WBAHP: Heat Pump Packaged Unit | Heat Pump | 208 | 1 |  |  |  | Single-Speed |  |  |  | 38800 | 2269 | 17.1 |  | 26700 | 2173 | 3.6 |  | Non Federally-Regulated | 07/15/2020 | 202434127 | 07/16/2020
FHP Manufacturing Company | Bosch | ES025-2CF/HZ/VT*-*****A |  | Ground-Source | WBAHP: Heat Pump Packaged Unit | Heat Pump | 265 | 1 |  |  |  | Dual-Speed |  |  |  | 27500 | 1553 | 17.7 |  | 19000 | 1546 | 3.6 |  | Non Federally-Regulated | 07/15/2020 | 9008840 | 07/16/2020
FHP Manufacturing Company | Bosch | LV036-4VTC-***P*D-**T/G |  | Ground-Source | WBAHP: Heat Pump Packaged Unit | Heat Pump | 460 | 3 |  |  |  | Single-Speed |  |  |  | 38500 | 2312 | 16.65 |  | 27100 | 2237 | 3.6 |  | Non Federally-Regulated | 07/15/2020 | 202434165 | 07/16/2020
FHP Manufacturing Company | Bosch | ES025-1CF/HZ/VT*-*****A |  | Water-Source | WBAHP: Heat Pump Packaged Unit | Heat Pump | 208 | 1 |  |  |  | Dual-Speed |  |  |  | 26000 | 1721 | 15.1 |  | 27600 | 1586 | 5.1 |  | Federally-Regulated Commercial & Industrial Equipment | 07/15/2020 | 9008839 | 07/16/2020
FHP Manufacturing Company | Bosch | LV036-2VTC-***T/A*D-**T/G |  | Ground-Source | WBAHP: Heat Pump Packaged Unit | Heat Pump | 265 | 1 |  |  |  | Single-Speed |  |  |  | 38800 | 2269 | 17.1 |  | 26700 | 2173 | 3.6 |  | Non Federally-Regulated | 07/15/2020 | 202434169 | 07/16/2020
FHP Manufacturing Company | Bosch | ES061-3CF/HZ/VT*-*****A |  | Water-Source | WBAHP: Heat Pump Packaged Unit | Heat Pump | 230 | 3 |  |  |  | Dual-Speed |  |  |  | 60000 | 4285 | 14 |  | 72000 | 4489 | 4.7 |  | Federally-Regulated Commercial & Industrial Equipment | 07/15/2020 | 9009346 | 07/16/2020
FHP Manufacturing Company | Bosch | LV036-1HZN-***P*D-**T/G |  | Water-Source | WBAHP: Heat Pump Packaged Unit | Heat Pump | 208 | 1 |  |  |  | Single-Speed |  |  |  | 36100 | 2560 | 14.1 |  | 38200 | 2487 | 4.5 |  | Federally-Regulated Commercial & Industrial Equipment | 07/15/2020 | 202434130 | 07/16/2020
FHP Manufacturing Company | Bosch | LV036-1HZN-***P*D-**T/G |  | Ground-Source | WBAHP: Heat Pump Packaged Unit | Heat Pump | 208 | 1 |  |  |  | Single-Speed |  |  |  | 37500 | 2307 | 16.25 |  | 26800 | 2276 | 3.5 |  | Non Federally-Regulated | 07/15/2020 | 202434130 | 07/16/2020
FHP Manufacturing Company | Bosch | LV036-1VTN-***T/A*D-**T/G |  | Ground-Source | WBAHP: Heat Pump Packaged Unit | Heat Pump | 208 | 1 |  |  |  | Single-Speed |  |  |  | 37800 | 2263 | 16.7 |  | 26400 | 2210 | 3.5 |  | Non Federally-Regulated | 07/15/2020 | 202434129 | 07/16/2020
FHP Manufacturing Company | Bosch | LV036-1HZC-***T/A*D-**T/G |  | Water-Source | WBAHP: Heat Pump Packaged Unit | Heat Pump | 208 | 1 |  |  |  | Single-Speed |  |  |  | 37200 | 2530 | 14.7 |  | 38400 | 2369 | 4.8 |  | Federally-Regulated Commercial & Industrial Equipment | 07/15/2020 | 202434127 | 07/16/2020
FHP Manufacturing Company | Bosch | LV036-1HZC-***P*D-**T/G |  | Ground-Source | WBAHP: Heat Pump Packaged Unit | Heat Pump | 208 | 1 |  |  |  | Single-Speed |  |  |  | 38500 | 2312 | 16.65 |  | 27100 | 2237 | 3.6 |  | Non Federally-Regulated | 07/15/2020 | 202434126 | 07/16/2020
FHP Manufacturing Company | Bosch | ES061-4CF/HZ/VT*-*****A |  | Water-Source | WBAHP: Heat Pump Packaged Unit | Heat Pump | 460 | 3 |  |  |  | Dual-Speed |  |  |  | 60000 | 4285 | 14 |  | 72000 | 4489 | 4.7 |  | Federally-Regulated Commercial & Industrial Equipment | 07/15/2020 | 9009347 | 07/16/2020
FHP Manufacturing Company | Bosch | LV036-1HZN-***T/A*D-**T/G |  | Water-Source | WBAHP: Heat Pump Packaged Unit | Heat Pump | 208 | 1 |  |  |  | Single-Speed |  |  |  | 36400 | 2510 | 14.5 |  | 37800 | 2408 | 4.6 |  | Federally-Regulated Commercial & Industrial Equipment | 07/15/2020 | 202434131 | 07/16/2020
FHP Manufacturing Company | Bosch | LV036-1VTC-***T/A*D-**T/G |  | Water-Source | WBAHP: Heat Pump Packaged Unit | Heat Pump | 208 | 1 |  |  |  | Single-Speed |  |  |  | 37200 | 2530 | 14.7 |  | 38400 | 2369 | 4.8 |  | Federally-Regulated Commercial & Industrial Equipment | 07/15/2020 | 202434125 | 07/16/2020
FHP Manufacturing Company | Bosch | ES061-4CF/HZ/VT*-*****A |  | Ground-Source | WBAHP: Heat Pump Packaged Unit | Heat Pump | 460 | 3 |  |  |  | Dual-Speed |  |  |  | 62000 | 3949 | 15.7 |  | 49000 | 3989 | 3.6 |  | Non Federally-Regulated | 07/15/2020 | 9009347 | 07/16/2020
FHP Manufacturing Company | Bosch | LV036-1VTN-***P*D-**T/G |  | Ground-Source | WBAHP: Heat Pump Packaged Unit | Heat Pump | 208 | 1 |  |  |  | Single-Speed |  |  |  | 37500 | 2307 | 16.25 |  | 26800 | 2276 | 3.5 |  | Non Federally-Regulated | 07/15/2020 | 202434128 | 07/16/2020
FHP Manufacturing Company | Bosch | ES061-1CF/HZ/VT*-*****A |  | Water-Source | WBAHP: Heat Pump Packaged Unit | Heat Pump | 208 | 1 |  |  |  | Dual-Speed |  |  |  | 60000 | 4285 | 14 |  | 72000 | 4489 | 4.7 |  | Federally-Regulated Commercial & Industrial Equipment | 07/15/2020 | 9009345 | 07/16/2020
FHP Manufacturing Company | Bosch | ES025-1CF/HZ/VT*-*****A |  | Ground-Water-Source | WBAHP: Heat Pump Packaged Unit | Heat Pump | 208 | 1 |  |  |  | Dual-Speed |  |  |  | 29000 | 1250 | 23.2 |  | 25000 | 1628 | 4.5 |  | Non Federally-Regulated | 07/15/2020 | 9008839 | 07/16/2020
AAON, Inc. | AAON, Inc. | WH-024-1-H-ACAC-C0-10-100-A |  | Ground-Source | WBAHP: Heat Pump Packaged Unit | Heat Pump | 208 | 1 |  |  |  | Single-Speed |  |  |  | 24200 | 1466 | 16.5 |  | 16000 | 1512 | 3.1 |  | Non Federally-Regulated | 07/16/2020 | 202330285 | 07/16/2020
AAON, Inc. | AAON, Inc. | WH-015-A-H-ACAC-C0-10-200-A |  | Ground-Source | WBAHP: Heat Pump Packaged Unit | Heat Pump | 265 | 1 |  |  |  | Single-Speed |  |  |  | 14700 | 738 | 19.9 |  | 10900 | 614 | 5.2 |  | Non Federally-Regulated | 07/16/2020 | 202330280 | 07/16/2020
AAON, Inc. | AAON, Inc. | WH-024-1-H-ACAC-C0-10-200-A |  | Ground-Source | WBAHP: Heat Pump Packaged Unit | Heat Pump | 208 | 1 |  |  |  | Single-Speed |  |  |  | 24900 | 1414 | 17.6 |  | 17600 | 1611 | 3.2 |  | Non Federally-Regulated | 07/16/2020 | 202330287 | 07/16/2020
AAON, Inc. | AAON, Inc. | WH-024-1-H-ACAC-C0-10-100-A |  | Water-Source | WBAHP: Heat Pump Packaged Unit | Heat Pump | 208 | 1 |  |  |  | Single-Speed |  |  |  | 23600 | 1638 | 14.4 |  | 27800 | 1733 | 4.7 |  | Federally-Regulated Commercial & Industrial Equipment | 07/16/2020 | 202330285 | 07/16/2020
AAON, Inc. | AAON, Inc. | WH-015-1-H-ACAC-C0-10-200-A |  | Ground-Water-Source | WBAHP: Heat Pump Packaged Unit | Heat Pump | 208 | 1 |  |  |  | Single-Speed |  |  |  | 17100 | 571 | 29.9 |  | 14400 | 811 | 5.2 |  | Non Federally-Regulated | 07/16/2020 | 202330279 | 07/16/2020
AAON, Inc. | AAON, Inc. | WH-015-1-H-ACAC-C0-10-100-A |  | Ground-Water-Source | WBAHP: Heat Pump Packaged Unit | Heat Pump | 208 | 1 |  |  |  | Single-Speed |  |  |  | 16500 | 632 | 26.1 |  | 14600 | 873 | 4.9 |  | Non Federally-Regulated | 07/16/2020 | 202330277 | 07/16/2020
AAON, Inc. | AAON, Inc. | WH-015-A-H-ACAC-C0-10-100-A |  | Ground-Water-Source | WBAHP: Heat Pump Packaged Unit | Heat Pump | 265 | 1 |  |  |  | Single-Speed |  |  |  | 16500 | 632 | 26.1 |  | 14600 | 873 | 4.9 |  | Non Federally-Regulated | 07/16/2020 | 202330278 | 07/16/2020
AAON, Inc. | AAON, Inc. | WH-015-A-H-ACAC-C0-10-100-A |  | Ground-Source | WBAHP: Heat Pump Packaged Unit | Heat Pump | 265 | 1 |  |  |  | Single-Speed |  |  |  | 14700 | 807 | 18.2 |  | 11100 | 677 | 4.8 |  | Non Federally-Regulated | 07/16/2020 | 202330278 | 07/16/2020
AAON, Inc. | AAON, Inc. | WH-015-1-H-ACAC-C0-10-100-A |  | Water-Source | WBAHP: Heat Pump Packaged Unit | Heat Pump | 208 | 1 |  |  |  | Single-Speed |  |  |  | 14100 | 915 | 15.4 |  | 18100 | 914 | 5.8 |  | Federally-Regulated Commercial & Industrial Equipment | 07/16/2020 | 202330277 | 07/16/2020
AAON, Inc. | AAON, Inc. | WH-015-A-H-ACAC-C0-10-200-A |  | Ground-Water-Source | WBAHP: Heat Pump Packaged Unit | Heat Pump | 265 | 1 |  |  |  | Single-Speed |  |  |  | 17100 | 571 | 29.9 |  | 14400 | 811 | 5.2 |  | Non Federally-Regulated | 07/16/2020 | 202330280 | 07/16/2020
AAON, Inc. | AAON, Inc. | WH-015-A-H-ACAC-C0-10-100-A |  | Water-Source | WBAHP: Heat Pump Packaged Unit | Heat Pump | 265 | 1 |  |  |  | Single-Speed |  |  |  | 14100 | 915 | 15.4 |  | 18100 | 914 | 5.8 |  | Federally-Regulated Commercial & Industrial Equipment | 07/16/2020 | 202330278 | 07/16/2020
AAON, Inc. | AAON, Inc. | WH-015-1-H-ACAC-C0-10-200-A |  | Water-Source | WBAHP: Heat Pump Packaged Unit | Heat Pump | 208 | 1 |  |  |  | Single-Speed |  |  |  | 14200 | 835 | 17 |  | 17900 | 832 | 6.3 |  | Federally-Regulated Commercial & Industrial Equipment | 07/16/2020 | 202330279 | 07/16/2020
AAON, Inc. | AAON, Inc. | WH-015-1-H-ACAC-C0-10-100-A |  | Ground-Source | WBAHP: Heat Pump Packaged Unit | Heat Pump | 208 | 1 |  |  |  | Single-Speed |  |  |  | 14700 | 807 | 18.2 |  | 11100 | 677 | 4.8 |  | Non Federally-Regulated | 07/16/2020 | 202330277 | 07/16/2020
AAON, Inc. | AAON, Inc. | WH-015-A-H-ACAC-C0-10-200-A |  | Water-Source | WBAHP: Heat Pump Packaged Unit | Heat Pump | 265 | 1 |  |  |  | Single-Speed |  |  |  | 14200 | 835 | 17 |  | 17900 | 832 | 6.3 |  | Federally-Regulated Commercial & Industrial Equipment | 07/16/2020 | 202330280 | 07/16/2020
AAON, Inc. | AAON, Inc. | WH-015-1-H-ACAC-C0-10-200-A |  | Ground-Source | WBAHP: Heat Pump Packaged Unit | Heat Pump | 208 | 1 |  |  |  | Single-Speed |  |  |  | 14700 | 738 | 19.9 |  | 10900 | 614 | 5.2 |  | Non Federally-Regulated | 07/16/2020 | 202330279 | 07/16/2020
AAON, Inc. | AAON, Inc. | WH-024-1-H-ACAC-C0-10-100-A |  | Ground-Water-Source | WBAHP: Heat Pump Packaged Unit | Heat Pump | 208 | 1 |  |  |  | Single-Speed |  |  |  | 28100 | 1232 | 22.8 |  | 20800 | 1693 | 3.6 |  | Non Federally-Regulated | 07/16/2020 | 202330285 | 07/16/2020
FHP Manufacturing Company | GEO-THERMAL SPLIT | GZ024*******1**1 | CAP**24**AL* | Ground-Water-Source | WBAHP-C: Heat Pump Split Syste | Heat Pump | 208 | 1 | False |  |  | Dual-Speed |  |  |  | 28000 | 1244 | 22.5 |  | 23900 | 1628 | 4.3 |  | Non Federally-Regulated | 07/16/2020 | 204140569 | 07/16/2020
FHP Manufacturing Company | GEO-THERMAL SPLIT | GS024**1**1 | FE/V****003*** | Ground-Water-Source | WBAHP-CB: Heat Pump Split Syst | Both Heat Pump and Electric Re | 208 | 1 | False |  |  | Dual-Speed |  |  |  | 28200 | 1281 | 22 |  | 23500 | 1547 | 4.5 |  | Non Federally-Regulated | 07/16/2020 | 7137597 | 07/16/2020
FHP Manufacturing Company | GEO-THERMAL SPLIT | GZ024*******1**1 | CAP**24**AL* | Ground-Source | WBAHP-C: Heat Pump Split Syste | Heat Pump | 208 | 1 | False |  |  | Dual-Speed |  |  |  | 26100 | 1641 | 15.9 |  | 19000 | 1614 | 3.5 |  | Non Federally-Regulated | 07/16/2020 | 204140569 | 07/16/2020
FHP Manufacturing Company | GEO-THERMAL SPLIT | GZ048*******1**1 | CAP**48**AL* | Ground-Water-Source | WBAHP-C: Heat Pump Split Syste | Heat Pump | 208 | 1 | False |  |  | Dual-Speed |  |  |  | 52000 | 2561 | 20.3 |  | 46600 | 3251 | 4.2 |  | Non Federally-Regulated | 07/16/2020 | 203817317 | 07/16/2020
FHP Manufacturing Company | GEO-THERMAL SPLIT | GZ024*******1**1 | CAP**24**AL* | Water-Source | WBAHP-C: Heat Pump Split Syste | Heat Pump | 230 | 1 | False |  |  | Dual-Speed |  |  |  | 24900 | 1784 | 13.95 |  | 28900 | 1764 | 4.8 |  | Federally-Regulated Commercial & Industrial Equipment | 07/16/2020 | 204140569 | 07/16/2020
FHP Manufacturing Company | GEO-THERMAL SPLIT | GZ024*******1**1 | CAP**24**AL* | Water-Source | WBAHP-C: Heat Pump Split Syste | Heat Pump | 208 | 1 | False |  |  | Dual-Speed |  |  |  | 24900 | 1784 | 13.95 |  | 28900 | 1764 | 4.8 |  | Federally-Regulated Commercial & Industrial Equipment | 07/16/2020 | 204140569 | 07/16/2020
FHP Manufacturing Company | GEO-THERMAL SPLIT | GZ036*******1**2 | CAP**36**AL* | Ground-Water-Source | WBAHP-C: Heat Pump Split Syste | Heat Pump | 208 | 1 | False |  |  | Dual-Speed |  |  |  | 40400 | 1951 | 20.7 |  | 36500 | 2459 | 4.4 |  | Non Federally-Regulated | 07/16/2020 | 204595317 | 07/16/2020
FHP Manufacturing Company | GEO-THERMAL SPLIT | GS024**1**1 | FE/V****003*** | Ground-Source | WBAHP-CB: Heat Pump Split Syst | Both Heat Pump and Electric Re | 208 | 1 | False |  |  | Dual-Speed |  |  |  | 26000 | 1547 | 16.8 |  | 18900 | 1477 | 3.8 |  | Non Federally-Regulated | 07/16/2020 | 7137597 | 07/16/2020
FHP Manufacturing Company | GEO-THERMAL SPLIT | GZ024*******1**1 | CAP**24**AL* | Ground-Water-Source | WBAHP-C: Heat Pump Split Syste | Heat Pump | 230 | 1 | False |  |  | Dual-Speed |  |  |  | 28000 | 1244 | 22.5 |  | 23900 | 1628 | 4.3 |  | Non Federally-Regulated | 07/16/2020 | 204140569 | 07/16/2020
FHP Manufacturing Company | GEO-THERMAL SPLIT | GS024**1**1 | FE/V****003*** | Water-Source | WBAHP-CB: Heat Pump Split Syst | Both Heat Pump and Electric Re | 208 | 1 | False |  |  | Dual-Speed |  |  |  | 25000 | 1712 | 14.6 |  | 28000 | 1609 | 5.1 |  | Federally-Regulated Commercial & Industrial Equipment | 07/16/2020 | 7137597 | 07/16/2020
FHP Manufacturing Company | GEO-THERMAL SPLIT | GZ048*******1**1 | CAP**48**AL* | Ground-Source | WBAHP-C: Heat Pump Split Syste | Heat Pump | 208 | 1 | False |  |  | Dual-Speed |  |  |  | 49000 | 3161 | 15.5 |  | 36100 | 2980 | 3.6 |  | Non Federally-Regulated | 07/16/2020 | 203817317 | 07/16/2020
FHP Manufacturing Company | GEO-THERMAL SPLIT | GZ036*******1**2 | CAP**36**AL* | Water-Source | WBAHP-C: Heat Pump Split Syste | Heat Pump | 208 | 1 | False |  |  | Dual-Speed |  |  |  | 35600 | 2472 | 14.4 |  | 44600 | 2723 | 4.8 |  | Federally-Regulated Commercial & Industrial Equipment | 07/16/2020 | 204595317 | 07/16/2020
FHP Manufacturing Company | GEO-THERMAL SPLIT | GZ036*******1**2 | CAP**36**AL* | Ground-Source | WBAHP-C: Heat Pump Split Syste | Heat Pump | 208 | 1 | False |  |  | Dual-Speed |  |  |  | 37400 | 2213 | 16.9 |  | 27700 | 2224 | 3.7 |  | Non Federally-Regulated | 07/16/2020 | 204595317 | 07/16/2020
FHP Manufacturing Company | GEO-THERMAL SPLIT | GZ060*******1**1 | CAP**60**AL* | Water-Source | WBAHP-C: Heat Pump Split Syste | Heat Pump | 208 | 1 | False |  |  | Dual-Speed |  |  |  | 60000 | 4316 | 13.9 |  | 71800 | 4574 | 4.6 |  | Federally-Regulated Commercial & Industrial Equipment | 07/16/2020 | 204433710 | 07/16/2020
FHP Manufacturing Company | GEO-THERMAL SPLIT | GZ048*******1**1 | CAP**48**AL* | Water-Source | WBAHP-C: Heat Pump Split Syste | Heat Pump | 208 | 1 | False |  |  | Dual-Speed |  |  |  | 46900 | 3500 | 13.4 |  | 56500 | 3523 | 4.7 |  | Federally-Regulated Commercial & Industrial Equipment | 07/16/2020 | 203817317 | 07/16/2020
FHP Manufacturing Company | GEO-THERMAL SPLIT | GZ060*******1**1 | CAP**60**AL* | Ground-Source | WBAHP-C: Heat Pump Split Syste | Heat Pump | 208 | 1 | False |  |  | Dual-Speed |  |  |  | 63900 | 3981 | 16.05 |  | 46000 | 3744 | 3.6 |  | Non Federally-Regulated | 07/16/2020 | 204433710 | 07/16/2020
FHP Manufacturing Company | GEO-THERMAL SPLIT | GZ024*******1**1 | CAP**24**AL* | Ground-Source | WBAHP-C: Heat Pump Split Syste | Heat Pump | 230 | 1 | False |  |  | Dual-Speed |  |  |  | 26100 | 1641 | 15.9 |  | 19000 | 1614 | 3.5 |  | Non Federally-Regulated | 07/16/2020 | 204140569 | 07/16/2020
Waterfurnace International, Inc. | 7 SERIES | NVV/NVH036B1*(1,2) |  | Water-Source | WBAHP: Heat Pump Packaged Unit | Heat Pump | 208 | 1 |  |  |  | Variable-Speed |  |  |  | 32000 | 1777 | 18 | 11.2 | 50000 | 2764 | 5.3 | 4.2 | Federally-Regulated Commercial & Industrial Equipment | 02/21/2020 | 204344184 | 07/16/2020
Waterfurnace International, Inc. | 7 SERIES | NVV/NVH060A1*1 |  | Ground-Water-Source | WBAHP: Heat Pump Packaged Unit | Heat Pump | 208 | 1 |  |  |  | Variable-Speed |  |  |  | 60000 | 2097 | 28.6 | 16.2 | 65000 | 4430 | 4.3 | 3.6 | Non Federally-Regulated | 02/07/2019 |  | 07/16/2020
Waterfurnace International, Inc. | 7 SERIES | NVV/NVH060A1*1 |  | Ground-Source | WBAHP: Heat Pump Packaged Unit | Heat Pump | 208 | 1 |  |  |  | Variable-Speed |  |  |  | 56000 | 2886 | 19.4 | 13.4 | 51000 | 4270 | 3.5 | 3.1 | Non Federally-Regulated | 02/07/2019 |  | 07/16/2020
Waterfurnace International, Inc. | 7 SERIES | NVV/NVH036B1*(1,2) |  | Ground-Water-Source | WBAHP: Heat Pump Packaged Unit | Heat Pump | 208 | 1 |  |  |  | Variable-Speed |  |  |  | 38000 | 1206 | 31.5 | 16.2 | 41000 | 2612 | 4.6 | 3.6 | Non Federally-Regulated | 02/21/2020 | 204344184 | 07/16/2020
Waterfurnace International, Inc. | 7 SERIES | NVV/NVH060A1*1 |  | Water-Source | WBAHP: Heat Pump Packaged Unit | Heat Pump | 208 | 1 |  |  |  | Variable-Speed |  |  |  | 50000 | 3067 | 16.3 | 11.2 | 78000 | 4762 | 4.8 | 4.2 | Federally-Regulated Commercial & Industrial Equipment | 02/07/2019 |  | 07/16/2020
Waterfurnace International, Inc. | 7 SERIES | NVV/NVH048A1*1 |  | Ground-Water-Source | WBAHP: Heat Pump Packaged Unit | Heat Pump | 208 | 1 |  |  |  | Variable-Speed |  |  |  | 49000 | 1545 | 31.7 | 16.2 | 55000 | 3748 | 4.3 | 3.6 | Non Federally-Regulated | 02/07/2019 |  | 07/16/2020
Waterfurnace International, Inc. | 7 SERIES | NVV/NVH048A1*1 |  | Water-Source | WBAHP: Heat Pump Packaged Unit | Heat Pump | 208 | 1 |  |  |  | Variable-Speed |  |  |  | 41000 | 2329 | 17.6 | 11.2 | 67000 | 3927 | 5 | 4.2 | Federally-Regulated Commercial & Industrial Equipment | 02/07/2019 |  | 07/16/2020
Waterfurnace International, Inc. | 7 SERIES | NVV/NVH036B1*(1,2) |  | Ground-Water-Source | WBAHP: Heat Pump Packaged Unit | Heat Pump | 230 | 1 |  |  |  | Variable-Speed |  |  |  | 38000 | 1206 | 31.5 | 16.2 | 41000 | 2612 | 4.6 | 3.6 | Non Federally-Regulated | 02/21/2020 | 204344184 | 07/16/2020
Waterfurnace International, Inc. | 7 SERIES | NVV/NVH048A1*1 |  | Ground-Source | WBAHP: Heat Pump Packaged Unit | Heat Pump | 208 | 1 |  |  |  | Variable-Speed |  |  |  | 46000 | 2119 | 21.7 | 13.4 | 43000 | 3500 | 3.6 | 3.1 | Non Federally-Regulated | 02/07/2019 |  | 07/16/2020
Waterfurnace International, Inc. | 7 SERIES | NVV/NVH036B1*(1,2) |  | Ground-Source | WBAHP: Heat Pump Packaged Unit | Heat Pump | 230 | 1 |  |  |  | Variable-Speed |  |  |  | 36000 | 1636 | 22 | 13.4 | 32000 | 2679 | 3.5 | 3.1 | Non Federally-Regulated | 02/21/2020 | 204344184 | 07/16/2020
Waterfurnace International, Inc. | 7 SERIES | NVV/NVH036B1*(1,2) |  | Water-Source | WBAHP: Heat Pump Packaged Unit | Heat Pump | 230 | 1 |  |  |  | Variable-Speed |  |  |  | 32000 | 1777 | 18 | 11.2 | 50000 | 2764 | 5.3 | 4.2 | Federally-Regulated Commercial & Industrial Equipment | 02/21/2020 | 204344184 | 07/16/2020
Waterfurnace International, Inc. | 7 SERIES | NVV/NVH036B1*(1,2) |  | Ground-Source | WBAHP: Heat Pump Packaged Unit | Heat Pump | 208 | 1 |  |  |  | Variable-Speed |  |  |  | 36000 | 1636 | 22 | 13.4 | 32000 | 2679 | 3.5 | 3.1 | Non Federally-Regulated | 02/21/2020 | 204344184 | 07/16/2020
FHP Manufacturing Company | Aquarius | EP007-1HZ/VT |  | Ground-Water-Source | WBAHP: Heat Pump Packaged Unit | Heat Pump | 208 | 1 |  |  |  | Single-Speed |  |  |  | 8400 | 334 | 25.1 |  | 7000 | 418 | 4.9 |  | Non Federally-Regulated | 07/16/2020 | 3919847 | 07/16/2020
FHP Manufacturing Company | Aquarius | EP060-1HZ/VT |  | Water-Source | WBAHP: Heat Pump Packaged Unit | Heat Pump | 208 | 1 |  |  |  | Single-Speed |  |  |  | 60400 | 3728 | 16.2 |  | 71500 | 3676 | 5.7 |  | Federally-Regulated Commercial & Industrial Equipment | 07/16/2020 | 3920502 | 07/16/2020
FHP Manufacturing Company | Aquarius | EP060-3HZ/VT |  | Ground-Source | WBAHP: Heat Pump Packaged Unit | Heat Pump | 208 | 3 |  |  |  | Single-Speed |  |  |  | 61500 | 3324 | 18.5 |  | 47000 | 3279 | 4.2 |  | Non Federally-Regulated | 07/16/2020 | 3920501 | 07/16/2020
FHP Manufacturing Company | Aquarius | EP012-1HZ/VT |  | Ground-Water-Source | WBAHP: Heat Pump Packaged Unit | Heat Pump | 230 | 1 |  |  |  | Single-Speed |  |  |  | 14600 | 643 | 22.7 |  | 13000 | 886 | 4.3 |  | Non Federally-Regulated | 07/16/2020 | 3919853 | 07/16/2020
FHP Manufacturing Company | Aquarius | EP007-1HZ/VT |  | Ground-Source | WBAHP: Heat Pump Packaged Unit | Heat Pump | 208 | 1 |  |  |  | Single-Speed |  |  |  | 7400 | 400 | 18.5 |  | 5100 | 415 | 3.6 |  | Non Federally-Regulated | 07/16/2020 | 3919847 | 07/16/2020
FHP Manufacturing Company | Aquarius | EP012-1HZ/VT |  | Ground-Source | WBAHP: Heat Pump Packaged Unit | Heat Pump | 208 | 1 |  |  |  | Single-Speed |  |  |  | 13000 | 742 | 17.5 |  | 10000 | 814 | 3.6 |  | Non Federally-Regulated | 07/16/2020 | 3919853 | 07/16/2020
FHP Manufacturing Company | Aquarius | EP007-1HZ/VT |  | Water-Source | WBAHP: Heat Pump Packaged Unit | Heat Pump | 208 | 1 |  |  |  | Single-Speed |  |  |  | 6800 | 433 | 15.7 |  | 8800 | 452 | 5.7 |  | Federally-Regulated Commercial & Industrial Equipment | 07/16/2020 | 3919847 | 07/16/2020
FHP Manufacturing Company | Aquarius | EP012-1HZ/VT |  | Water-Source | WBAHP: Heat Pump Packaged Unit | Heat Pump | 208 | 1 |  |  |  | Single-Speed |  |  |  | 12200 | 818 | 14.9 |  | 16500 | 948 | 5.1 |  | Federally-Regulated Commercial & Industrial Equipment | 07/16/2020 | 3919853 | 07/16/2020
FHP Manufacturing Company | Aquarius | EP060-3HZ/VT |  | Water-Source | WBAHP: Heat Pump Packaged Unit | Heat Pump | 208 | 3 |  |  |  | Single-Speed |  |  |  | 60400 | 3728 | 16.2 |  | 71500 | 3676 | 5.7 |  | Federally-Regulated Commercial & Industrial Equipment | 07/16/2020 | 3920501 | 07/16/2020
FHP Manufacturing Company | Aquarius | EP060-1HZ/VT |  | Ground-Source | WBAHP: Heat Pump Packaged Unit | Heat Pump | 208 | 1 |  |  |  | Single-Speed |  |  |  | 61500 | 3324 | 18.5 |  | 47000 | 3279 | 4.2 |  | Non Federally-Regulated | 07/16/2020 | 3920502 | 07/16/2020
FHP Manufacturing Company | Aquarius | EP012-1HZ/VT |  | Water-Source | WBAHP: Heat Pump Packaged Unit | Heat Pump | 230 | 1 |  |  |  | Single-Speed |  |  |  | 12200 | 818 | 14.9 |  | 16500 | 948 | 5.1 |  | Federally-Regulated Commercial & Industrial Equipment | 07/16/2020 | 3919853 | 07/16/2020
FHP Manufacturing Company | Aquarius | EP012-1HZ/VT |  | Ground-Water-Source | WBAHP: Heat Pump Packaged Unit | Heat Pump | 208 | 1 |  |  |  | Single-Speed |  |  |  | 14600 | 643 | 22.7 |  | 13000 | 886 | 4.3 |  | Non Federally-Regulated | 07/16/2020 | 3919853 | 07/16/2020
FHP Manufacturing Company | Aquarius | EP012-1HZ/VT |  | Ground-Source | WBAHP: Heat Pump Packaged Unit | Heat Pump | 230 | 1 |  |  |  | Single-Speed |  |  |  | 13000 | 742 | 17.5 |  | 10000 | 814 | 3.6 |  | Non Federally-Regulated | 07/16/2020 | 3919853 | 07/16/2020
AAON, Inc. | AAON, Inc. | WH-030-A-H-DCAC-C0-10-200-A |  | Ground-Source | WBAHP: Heat Pump Packaged Unit | Heat Pump | 265 | 1 |  |  |  | Dual-Speed |  |  |  | 31400 | 1857 | 16.9 |  | 23100 | 2183 | 3.1 |  | Non Federally-Regulated | 07/16/2020 | 202330298 | 07/16/2020
AAON, Inc. | AAON, Inc. | WH-030-3-H-DCAC-C0-10-200-A |  | Ground-Source | WBAHP: Heat Pump Packaged Unit | Heat Pump | 460 | 3 |  |  |  | Dual-Speed |  |  |  | 31400 | 1857 | 16.9 |  | 23100 | 2183 | 3.1 |  | Non Federally-Regulated | 07/16/2020 | 202330304 | 07/16/2020
AAON, Inc. | AAON, Inc. | WH-060-A-H-ACAC-C0-10-100-A |  | Ground-Source | WBAHP: Heat Pump Packaged Unit | Heat Pump | 265 | 1 |  |  |  | Single-Speed |  |  |  | 61200 | 4000 | 15.3 |  | 44900 | 4024 | 3.3 |  | Non Federally-Regulated | 07/16/2020 | 202330330 | 07/16/2020
AAON, Inc. | AAON, Inc. | WH-060-3-H-ACAC-C0-10-100-A |  | Ground-Source | WBAHP: Heat Pump Packaged Unit | Heat Pump | 460 | 3 |  |  |  | Single-Speed |  |  |  | 61200 | 4000 | 15.3 |  | 44900 | 4024 | 3.3 |  | Non Federally-Regulated | 07/16/2020 | 202330334 | 07/16/2020
AAON, Inc. | AAON, Inc. | WH-030-2-H-DCAC-C0-10-200-A |  | Ground-Source | WBAHP: Heat Pump Packaged Unit | Heat Pump | 208 | 3 |  |  |  | Dual-Speed |  |  |  | 31400 | 1857 | 16.9 |  | 23100 | 2183 | 3.1 |  | Non Federally-Regulated | 07/16/2020 | 202330303 | 07/16/2020
AAON, Inc. | AAON, Inc. | WH-060-A-H-ACAC-C0-10-200-A |  | Ground-Source | WBAHP: Heat Pump Packaged Unit | Heat Pump | 265 | 1 |  |  |  | Single-Speed |  |  |  | 62300 | 3686 | 16.9 |  | 49400 | 3820 | 3.8 |  | Non Federally-Regulated | 07/16/2020 | 202330332 | 07/16/2020
AAON, Inc. | AAON, Inc. | WH-060-3-H-ACAC-C0-10-100-A |  | Water-Source | WBAHP: Heat Pump Packaged Unit | Heat Pump | 460 | 3 |  |  |  | Single-Speed |  |  |  | 60000 | 4109 | 14.6 |  | 76700 | 4683 | 4.8 |  | Federally-Regulated Commercial & Industrial Equipment | 07/16/2020 | 202330334 | 07/16/2020
AAON, Inc. | AAON, Inc. | WH-024-2-H-ACAC-C0-10-100-A |  | Ground-Source | WBAHP: Heat Pump Packaged Unit | Heat Pump | 208 | 3 |  |  |  | Single-Speed |  |  |  | 24200 | 1466 | 16.5 |  | 16000 | 1512 | 3.1 |  | Non Federally-Regulated | 07/16/2020 | 202330289 | 07/16/2020
AAON, Inc. | AAON, Inc. | WH-060-2-H-ACAC-C0-10-100-A |  | Ground-Source | WBAHP: Heat Pump Packaged Unit | Heat Pump | 208 | 3 |  |  |  | Single-Speed |  |  |  | 61200 | 4000 | 15.3 |  | 44900 | 4024 | 3.3 |  | Non Federally-Regulated | 07/16/2020 | 202330333 | 07/16/2020
AAON, Inc. | AAON, Inc. | WH-036-1-H-ACAC-C0-10-100-A |  | Ground-Source | WBAHP: Heat Pump Packaged Unit | Heat Pump | 208 | 1 |  |  |  | Single-Speed |  |  |  | 37000 | 2176 | 17 |  | 27600 | 2186 | 3.7 |  | Non Federally-Regulated | 07/16/2020 | 202330305 | 07/16/2020
AAON, Inc. | AAON, Inc. | WH-060-A-H-ACAC-C0-10-200-A |  | Water-Source | WBAHP: Heat Pump Packaged Unit | Heat Pump | 265 | 1 |  |  |  | Single-Speed |  |  |  | 61000 | 4039 | 15.1 |  | 76700 | 4683 | 4.8 |  | Federally-Regulated Commercial & Industrial Equipment | 07/16/2020 | 202330332 | 07/16/2020
AAON, Inc. | AAON, Inc. | WH-036-3-H-ACAC-C0-10-200-A |  | Ground-Source | WBAHP: Heat Pump Packaged Unit | Heat Pump | 460 | 3 |  |  |  | Single-Speed |  |  |  | 38000 | 2054 | 18.5 |  | 29800 | 2130 | 4.1 |  | Non Federally-Regulated | 07/16/2020 | 202330312 | 07/16/2020
AAON, Inc. | AAON, Inc. | WH-024-3-H-ACAC-C0-10-200-A |  | Ground-Source | WBAHP: Heat Pump Packaged Unit | Heat Pump | 460 | 3 |  |  |  | Single-Speed |  |  |  | 24900 | 1414 | 17.6 |  | 17600 | 1611 | 3.2 |  | Non Federally-Regulated | 07/16/2020 | 202330292 | 07/16/2020
AAON, Inc. | AAON, Inc. | WH-024-A-H-ACAC-C0-10-100-A |  | Ground-Source | WBAHP: Heat Pump Packaged Unit | Heat Pump | 265 | 1 |  |  |  | Single-Speed |  |  |  | 24200 | 1466 | 16.5 |  | 16000 | 1512 | 3.1 |  | Non Federally-Regulated | 07/16/2020 | 202330286 | 07/16/2020
AAON, Inc. | AAON, Inc. | WH-036-2-H-ACAC-C0-10-200-A |  | Ground-Source | WBAHP: Heat Pump Packaged Unit | Heat Pump | 208 | 3 |  |  |  | Single-Speed |  |  |  | 38000 | 2054 | 18.5 |  | 29800 | 2130 | 4.1 |  | Non Federally-Regulated | 07/16/2020 | 202330311 | 07/16/2020
AAON, Inc. | AAON, Inc. | WH-036-A-H-ACAC-C0-10-100-A |  | Ground-Source | WBAHP: Heat Pump Packaged Unit | Heat Pump | 265 | 1 |  |  |  | Single-Speed |  |  |  | 37000 | 2176 | 17 |  | 27600 | 2186 | 3.7 |  | Non Federally-Regulated | 07/16/2020 | 202330306 | 07/16/2020
AAON, Inc. | AAON, Inc. | WH-036-A-H-ACAC-C0-10-200-A |  | Ground-Source | WBAHP: Heat Pump Packaged Unit | Heat Pump | 265 | 1 |  |  |  | Single-Speed |  |  |  | 38000 | 2054 | 18.5 |  | 29800 | 2130 | 4.1 |  | Non Federally-Regulated | 07/16/2020 | 202330308 | 07/16/2020
AAON, Inc. | AAON, Inc. | WH-036-1-H-ACAC-C0-10-200-A |  | Ground-Source | WBAHP: Heat Pump Packaged Unit | Heat Pump | 208 | 1 |  |  |  | Single-Speed |  |  |  | 38000 | 2054 | 18.5 |  | 29800 | 2130 | 4.1 |  | Non Federally-Regulated | 07/16/2020 | 202330307 | 07/16/2020
AAON, Inc. | AAON, Inc. | WH-060-1-H-ACAC-C0-10-200-A |  | Water-Source | WBAHP: Heat Pump Packaged Unit | Heat Pump | 208 | 1 |  |  |  | Single-Speed |  |  |  | 61000 | 4039 | 15.1 |  | 76700 | 4683 | 4.8 |  | Federally-Regulated Commercial & Industrial Equipment | 07/16/2020 | 202330331 | 07/16/2020
AAON, Inc. | AAON, Inc. | WH-024-A-H-ACAC-C0-10-200-A |  | Ground-Source | WBAHP: Heat Pump Packaged Unit | Heat Pump | 265 | 1 |  |  |  | Single-Speed |  |  |  | 24900 | 1414 | 17.6 |  | 17600 | 1611 | 3.2 |  | Non Federally-Regulated | 07/16/2020 | 202330288 | 07/16/2020
AAON, Inc. | AAON, Inc. | WH-060-1-H-ACAC-C0-10-100-A |  | Ground-Source | WBAHP: Heat Pump Packaged Unit | Heat Pump | 208 | 1 |  |  |  | Single-Speed |  |  |  | 61200 | 4000 | 15.3 |  | 44900 | 4024 | 3.3 |  | Non Federally-Regulated | 07/16/2020 | 202330329 | 07/16/2020
AAON, Inc. | AAON, Inc. | WH-024-3-H-ACAC-C0-10-100-A |  | Ground-Source | WBAHP: Heat Pump Packaged Unit | Heat Pump | 460 | 3 |  |  |  | Single-Speed |  |  |  | 24200 | 1466 | 16.5 |  | 16000 | 1512 | 3.1 |  | Non Federally-Regulated | 07/16/2020 | 202330290 | 07/16/2020
AAON, Inc. | AAON, Inc. | WH-060-1-H-ACAC-C0-10-200-A |  | Ground-Source | WBAHP: Heat Pump Packaged Unit | Heat Pump | 208 | 1 |  |  |  | Single-Speed |  |  |  | 62300 | 3686 | 16.9 |  | 49400 | 3820 | 3.8 |  | Non Federally-Regulated | 07/16/2020 | 202330331 | 07/16/2020
AAON, Inc. | AAON, Inc. | WH-060-A-H-ACAC-C0-10-100-A |  | Water-Source | WBAHP: Heat Pump Packaged Unit | Heat Pump | 265 | 1 |  |  |  | Single-Speed |  |  |  | 60000 | 4109 | 14.6 |  | 76700 | 4683 | 4.8 |  | Federally-Regulated Commercial & Industrial Equipment | 07/16/2020 | 202330330 | 07/16/2020
AAON, Inc. | AAON, Inc. | WH-036-2-H-ACAC-C0-10-100-A |  | Ground-Source | WBAHP: Heat Pump Packaged Unit | Heat Pump | 208 | 3 |  |  |  | Single-Speed |  |  |  | 37000 | 2176 | 17 |  | 27600 | 2186 | 3.7 |  | Non Federally-Regulated | 07/16/2020 | 202330309 | 07/16/2020
AAON, Inc. | AAON, Inc. | WH-060-1-H-ACAC-C0-10-100-A |  | Water-Source | WBAHP: Heat Pump Packaged Unit | Heat Pump | 208 | 1 |  |  |  | Single-Speed |  |  |  | 60000 | 4109 | 14.6 |  | 76700 | 4683 | 4.8 |  | Federally-Regulated Commercial & Industrial Equipment | 07/16/2020 | 202330329 | 07/16/2020
AAON, Inc. | AAON, Inc. | WH-030-1-H-DCAC-C0-10-200-A |  | Ground-Source | WBAHP: Heat Pump Packaged Unit | Heat Pump | 208 | 1 |  |  |  | Dual-Speed |  |  |  | 31400 | 1857 | 16.9 |  | 23100 | 2183 | 3.1 |  | Non Federally-Regulated | 07/16/2020 | 202330297 | 07/16/2020
AAON, Inc. | AAON, Inc. | WH-024-2-H-ACAC-C0-10-200-A |  | Ground-Source | WBAHP: Heat Pump Packaged Unit | Heat Pump | 208 | 3 |  |  |  | Single-Speed |  |  |  | 24900 | 1414 | 17.6 |  | 17600 | 1611 | 3.2 |  | Non Federally-Regulated | 07/16/2020 | 202330291 | 07/16/2020
AAON, Inc. | AAON, Inc. | WH-036-3-H-ACAC-C0-10-100-A |  | Ground-Source | WBAHP: Heat Pump Packaged Unit | Heat Pump | 460 | 3 |  |  |  | Single-Speed |  |  |  | 37000 | 2176 | 17 |  | 27600 | 2186 | 3.7 |  | Non Federally-Regulated | 07/16/2020 | 202330310 | 07/16/2020
ClimateMaster Inc. | TRANQUILITY 22 DIGITAL | TYV/H060B |  | Ground-Source | WBAHP: Heat Pump Packaged Unit | Heat Pump | 208 | 1 |  |  |  | Dual-Speed |  |  |  | 63200 | 3653 | 17.3 |  | 43700 | 3557 | 3.6 |  | Non Federally-Regulated | 07/16/2020 | 5628771 | 07/16/2020
ClimateMaster Inc. | TRANQUILITY 22 DIGITAL | TYV/H060B |  | Water-Source | WBAHP: Heat Pump Packaged Unit | Heat Pump | 208 | 1 |  |  |  | Dual-Speed |  |  |  | 61700 | 3929 | 15.7 |  | 67500 | 4121 | 4.8 |  | Federally-Regulated Commercial & Industrial Equipment | 07/16/2020 | 5628771 | 07/16/2020
ClimateMaster Inc. | TRANQUILITY 22 DIGITAL | TYV/H060B |  | Ground-Source | WBAHP: Heat Pump Packaged Unit | Heat Pump | 230 | 1 |  |  |  | Dual-Speed |  |  |  | 63200 | 3653 | 17.3 |  | 43700 | 3557 | 3.6 |  | Non Federally-Regulated | 07/16/2020 | 5628771 | 07/16/2020
ClimateMaster Inc. | TRANQUILITY 22 DIGITAL | TYV/H060B |  | Water-Source | WBAHP: Heat Pump Packaged Unit | Heat Pump | 230 | 1 |  |  |  | Dual-Speed |  |  |  | 61700 | 3929 | 15.7 |  | 67500 | 4121 | 4.8 |  | Federally-Regulated Commercial & Industrial Equipment | 07/16/2020 | 5628771 | 07/16/2020
Enertech Global, LLC | Hydron Module | HRT048A | MPD060 | Ground-Source | WBAHP-CB: Heat Pump Split Syst | Heat Pump | 208 | 1 | False |  |  | Single-Speed |  |  |  | 50700 | 2816 | 18 |  | 34200 | 2708 | 3.7 |  | Non Federally-Regulated | 07/16/2020 | 5317928 | 07/16/2020
Enertech Global, LLC | Hydron Module | HXT048D3 |  | Ground-Source | WBAHP: Heat Pump Packaged Unit | Heat Pump | 460 | 3 |  |  |  | Single-Speed |  |  |  | 49000 | 2865 | 17.1 |  | 38200 | 2870 | 3.9 |  | Non Federally-Regulated | 07/16/2020 | 5646398 | 07/16/2020
Enertech Global, LLC | Hydron Module | HXT024D3 |  | Ground-Water-Source | WBAHP: Heat Pump Packaged Unit | Heat Pump | 460 | 3 |  |  |  | Single-Speed |  |  |  | 29600 | 1100 | 26.9 |  | 24700 | 1392 | 5.2 |  | Non Federally-Regulated | 07/16/2020 | 5646350 | 07/16/2020
Enertech Global, LLC | Hydron Module | HCT036D |  | Ground-Water-Source | WBAHP: Heat Pump Packaged Unit | Heat Pump | 208 | 1 |  |  |  | Single-Speed |  |  |  | 41700 | 1774 | 23.5 |  | 36700 | 2151 | 5 |  | Non Federally-Regulated | 07/16/2020 | 5646382 | 07/16/2020
Enertech Global, LLC | Hydron Module | HCT036D |  | Ground-Source | WBAHP: Heat Pump Packaged Unit | Heat Pump | 208 | 1 |  |  |  | Single-Speed |  |  |  | 38600 | 2109 | 18.3 |  | 28600 | 2044 | 4.1 |  | Non Federally-Regulated | 07/16/2020 | 5646382 | 07/16/2020
Enertech Global, LLC | Hydron Module | HXT036D3 |  | Ground-Water-Source | WBAHP: Heat Pump Packaged Unit | Heat Pump | 460 | 3 |  |  |  | Single-Speed |  |  |  | 42200 | 1758 | 24 |  | 37000 | 2126 | 5.1 |  | Non Federally-Regulated | 07/16/2020 | 5646378 | 07/16/2020
Enertech Global, LLC | Hydron Module | HVS041*3***1 |  | Ground-Water-Source | WBAHP: Heat Pump Packaged Unit | Heat Pump | 460 | 3 |  |  |  | Single-Speed |  |  |  | 43000 | 1822 | 23.6 |  | 39200 | 2611 | 4.4 |  | Non Federally-Regulated | 07/16/2020 | 203143770 | 07/16/2020
Enertech Global, LLC | Hydron Module | HVS041*2 |  | Ground-Source | WBAHP: Heat Pump Packaged Unit | Heat Pump | 208 | 3 |  |  |  | Single-Speed |  |  |  | 38700 | 2263 | 17.1 |  | 31100 | 2531 | 3.6 |  | Non Federally-Regulated | 07/16/2020 | 203143129 | 07/16/2020
Enertech Global, LLC | Hydron Module | HXT048D2 |  | Ground-Source | WBAHP: Heat Pump Packaged Unit | Heat Pump | 208 | 3 |  |  |  | Single-Speed |  |  |  | 49000 | 2865 | 17.1 |  | 38200 | 2870 | 3.9 |  | Non Federally-Regulated | 07/16/2020 | 5646395 | 07/16/2020
Enertech Global, LLC | Hydron Module | HXT024D |  | Ground-Source | WBAHP: Heat Pump Packaged Unit | Heat Pump | 230 | 1 |  |  |  | Single-Speed |  |  |  | 27200 | 1339 | 20.3 |  | 19800 | 1349 | 4.3 |  | Non Federally-Regulated | 07/16/2020 | 5646344 | 07/16/2020
Enertech Global, LLC | Hydron Module | HVS041*3***1 |  | Water-Source | WBAHP: Heat Pump Packaged Unit | Heat Pump | 460 | 3 |  |  |  | Single-Speed |  |  |  | 38300 | 2487 | 15.4 |  | 46900 | 2695 | 5.1 |  | Federally-Regulated Commercial & Industrial Equipment | 07/16/2020 | 203143770 | 07/16/2020
Enertech Global, LLC | Hydron Module | HCT048D2 |  | Ground-Water-Source | WBAHP: Heat Pump Packaged Unit | Heat Pump | 230 | 3 |  |  |  | Single-Speed |  |  |  | 53100 | 2435 | 21.8 |  | 46700 | 2975 | 4.6 |  | Non Federally-Regulated | 07/16/2020 | 5646769 | 07/16/2020
Enertech Global, LLC | Hydron Module | HRT060A | MPD060 | Ground-Source | WBAHP-CB: Heat Pump Split Syst | Heat Pump | 208 | 1 | False |  |  | Single-Speed |  |  |  | 61500 | 3575 | 17.2 |  | 45600 | 3818 | 3.5 |  | Non Federally-Regulated | 07/16/2020 | 5317934 | 07/16/2020
Enertech Global, LLC | Hydron Module | HVS041*2 |  | Water-Source | WBAHP: Heat Pump Packaged Unit | Heat Pump | 208 | 3 |  |  |  | Single-Speed |  |  |  | 37100 | 2506 | 14.8 |  | 46800 | 2981 | 4.6 |  | Federally-Regulated Commercial & Industrial Equipment | 07/16/2020 | 203143129 | 07/16/2020
Enertech Global, LLC | Hydron Module | HXT036D |  | Ground-Water-Source | WBAHP: Heat Pump Packaged Unit | Heat Pump | 230 | 1 |  |  |  | Single-Speed |  |  |  | 42200 | 1758 | 24 |  | 37000 | 2126 | 5.1 |  | Non Federally-Regulated | 07/16/2020 | 5646372 | 07/16/2020
Enertech Global, LLC | Hydron Module | HXT048D |  | Ground-Water-Source | WBAHP: Heat Pump Packaged Unit | Heat Pump | 208 | 1 |  |  |  | Single-Speed |  |  |  | 53100 | 2402 | 22.1 |  | 47400 | 3019 | 4.6 |  | Non Federally-Regulated | 07/16/2020 | 5646392 | 07/16/2020
Enertech Global, LLC | Hydron Module | HXT060D |  | Ground-Source | WBAHP: Heat Pump Packaged Unit | Heat Pump | 230 | 1 |  |  |  | Single-Speed |  |  |  | 63000 | 3539 | 17.8 |  | 47700 | 3778 | 3.7 |  | Non Federally-Regulated | 07/16/2020 | 5440542 | 07/16/2020
Enertech Global, LLC | Hydron Module | HXT036D |  | Ground-Source | WBAHP: Heat Pump Packaged Unit | Heat Pump | 208 | 1 |  |  |  | Single-Speed |  |  |  | 38900 | 2125 | 18.3 |  | 29200 | 2037 | 4.2 |  | Non Federally-Regulated | 07/16/2020 | 5646372 | 07/16/2020
Enertech Global, LLC | Hydron Module | HVS041*****1 |  | Ground-Source | WBAHP: Heat Pump Packaged Unit | Heat Pump | 208 | 1 |  |  |  | Single-Speed |  |  |  | 39800 | 2235 | 17.8 |  | 31200 | 2471 | 3.7 |  | Non Federally-Regulated | 07/16/2020 | 203143764 | 07/16/2020
Enertech Global, LLC | Hydron Module | HVS041*****1 |  | Water-Source | WBAHP: Heat Pump Packaged Unit | Heat Pump | 208 | 1 |  |  |  | Single-Speed |  |  |  | 38300 | 2487 | 15.4 |  | 46900 | 2695 | 5.1 |  | Federally-Regulated Commercial & Industrial Equipment | 07/16/2020 | 203143764 | 07/16/2020
Enertech Global, LLC | Hydron Module | HXT048D3 |  | Ground-Water-Source | WBAHP: Heat Pump Packaged Unit | Heat Pump | 460 | 3 |  |  |  | Single-Speed |  |  |  | 53100 | 2402 | 22.1 |  | 47400 | 3019 | 4.6 |  | Non Federally-Regulated | 07/16/2020 | 5646398 | 07/16/2020
Enertech Global, LLC | Hydron Module | HXT024D2 |  | Ground-Source | WBAHP: Heat Pump Packaged Unit | Heat Pump | 208 | 3 |  |  |  | Single-Speed |  |  |  | 27200 | 1339 | 20.3 |  | 19800 | 1349 | 4.3 |  | Non Federally-Regulated | 07/16/2020 | 5646347 | 07/16/2020
Enertech Global, LLC | Hydron Module | HCT036D |  | Ground-Source | WBAHP: Heat Pump Packaged Unit | Heat Pump | 230 | 1 |  |  |  | Single-Speed |  |  |  | 38600 | 2109 | 18.3 |  | 28600 | 2044 | 4.1 |  | Non Federally-Regulated | 07/16/2020 | 5646382 | 07/16/2020
Enertech Global, LLC | Hydron Module | HRT036A | MPD036 | Ground-Source | WBAHP-CB: Heat Pump Split Syst | Heat Pump | 208 | 1 | False |  |  | Single-Speed |  |  |  | 35500 | 2218 | 16 |  | 27400 | 2170 | 3.7 |  | Non Federally-Regulated | 07/16/2020 | 5317922 | 07/16/2020
Enertech Global, LLC | Hydron Module | HCT036D |  | Ground-Water-Source | WBAHP: Heat Pump Packaged Unit | Heat Pump | 230 | 1 |  |  |  | Single-Speed |  |  |  | 41700 | 1774 | 23.5 |  | 36700 | 2151 | 5 |  | Non Federally-Regulated | 07/16/2020 | 5646382 | 07/16/2020
Enertech Global, LLC | Hydron Module | HVS041*2 |  | Ground-Water-Source | WBAHP: Heat Pump Packaged Unit | Heat Pump | 208 | 3 |  |  |  | Single-Speed |  |  |  | 41400 | 1856 | 22.3 |  | 38900 | 2780 | 4.1 |  | Non Federally-Regulated | 07/16/2020 | 203143129 | 07/16/2020
Enertech Global, LLC | Hydron Module | HCT048D |  | Ground-Source | WBAHP: Heat Pump Packaged Unit | Heat Pump | 230 | 1 |  |  |  | Single-Speed |  |  |  | 49000 | 2865 | 17.1 |  | 38000 | 2855 | 3.9 |  | Non Federally-Regulated | 07/16/2020 | 5646766 | 07/16/2020
Enertech Global, LLC | Hydron Module | HCT048D2 |  | Ground-Water-Source | WBAHP: Heat Pump Packaged Unit | Heat Pump | 208 | 3 |  |  |  | Single-Speed |  |  |  | 53100 | 2435 | 21.8 |  | 46700 | 2975 | 4.6 |  | Non Federally-Regulated | 07/16/2020 | 5646769 | 07/16/2020
Enertech Global, LLC | Hydron Module | HVS041*3***1 |  | Ground-Source | WBAHP: Heat Pump Packaged Unit | Heat Pump | 460 | 3 |  |  |  | Single-Speed |  |  |  | 39800 | 2235 | 17.8 |  | 31200 | 2471 | 3.7 |  | Non Federally-Regulated | 07/16/2020 | 203143770 | 07/16/2020
Enertech Global, LLC | Hydron Module | HCT048D |  | Ground-Source | WBAHP: Heat Pump Packaged Unit | Heat Pump | 208 | 1 |  |  |  | Single-Speed |  |  |  | 49000 | 2865 | 17.1 |  | 38000 | 2855 | 3.9 |  | Non Federally-Regulated | 07/16/2020 | 5646766 | 07/16/2020
Enertech Global, LLC | Hydron Module | HCT048D3 |  | Ground-Water-Source | WBAHP: Heat Pump Packaged Unit | Heat Pump | 460 | 3 |  |  |  | Single-Speed |  |  |  | 53100 | 2435 | 21.8 |  | 46700 | 2975 | 4.6 |  | Non Federally-Regulated | 07/16/2020 | 5646772 | 07/16/2020
Enertech Global, LLC | Hydron Module | HCT048D2 |  | Ground-Source | WBAHP: Heat Pump Packaged Unit | Heat Pump | 208 | 3 |  |  |  | Single-Speed |  |  |  | 49000 | 2865 | 17.1 |  | 38000 | 2855 | 3.9 |  | Non Federally-Regulated | 07/16/2020 | 5646769 | 07/16/2020
Enertech Global, LLC | Hydron Module | HRT048A | MPD060 | Ground-Source | WBAHP-CB: Heat Pump Split Syst | Heat Pump | 230 | 1 | False |  |  | Single-Speed |  |  |  | 50700 | 2816 | 18 |  | 34200 | 2708 | 3.7 |  | Non Federally-Regulated | 07/16/2020 | 5317928 | 07/16/2020
Enertech Global, LLC | Hydron Module | HRT060A | MPD060 | Ground-Source | WBAHP-CB: Heat Pump Split Syst | Heat Pump | 230 | 1 | False |  |  | Single-Speed |  |  |  | 61500 | 3575 | 17.2 |  | 45600 | 3818 | 3.5 |  | Non Federally-Regulated | 07/16/2020 | 5317934 | 07/16/2020
Enertech Global, LLC | Hydron Module | HCT048D3 |  | Ground-Source | WBAHP: Heat Pump Packaged Unit | Heat Pump | 460 | 3 |  |  |  | Single-Speed |  |  |  | 49000 | 2865 | 17.1 |  | 38000 | 2855 | 3.9 |  | Non Federally-Regulated | 07/16/2020 | 5646772 | 07/16/2020
Enertech Global, LLC | Hydron Module | HXT024D2 |  | Ground-Water-Source | WBAHP: Heat Pump Packaged Unit | Heat Pump | 208 | 3 |  |  |  | Single-Speed |  |  |  | 29600 | 1100 | 26.9 |  | 24700 | 1392 | 5.2 |  | Non Federally-Regulated | 07/16/2020 | 5646347 | 07/16/2020
Enertech Global, LLC | Hydron Module | HVS041*****1 |  | Ground-Water-Source | WBAHP: Heat Pump Packaged Unit | Heat Pump | 208 | 1 |  |  |  | Single-Speed |  |  |  | 43000 | 1822 | 23.6 |  | 39200 | 2611 | 4.4 |  | Non Federally-Regulated | 07/16/2020 | 203143764 | 07/16/2020
Enertech Global, LLC | Hydron Module | HRT036A | MPD036 | Ground-Source | WBAHP-CB: Heat Pump Split Syst | Heat Pump | 230 | 1 | False |  |  | Single-Speed |  |  |  | 35500 | 2218 | 16 |  | 27400 | 2170 | 3.7 |  | Non Federally-Regulated | 07/16/2020 | 5317922 | 07/16/2020
Enertech Global, LLC | Hydron Module | HXT036D2 |  | Ground-Water-Source | WBAHP: Heat Pump Packaged Unit | Heat Pump | 208 | 3 |  |  |  | Single-Speed |  |  |  | 42200 | 1758 | 24 |  | 37000 | 2126 | 5.1 |  | Non Federally-Regulated | 07/16/2020 | 5646375 | 07/16/2020
Enertech Global, LLC | Hydron Module | HXT036D |  | Ground-Source | WBAHP: Heat Pump Packaged Unit | Heat Pump | 230 | 1 |  |  |  | Single-Speed |  |  |  | 38900 | 2125 | 18.3 |  | 29200 | 2037 | 4.2 |  | Non Federally-Regulated | 07/16/2020 | 5646372 | 07/16/2020
Enertech Global, LLC | Hydron Module | HXT060D3 |  | Ground-Source | WBAHP: Heat Pump Packaged Unit | Heat Pump | 460 | 3 |  |  |  | Single-Speed |  |  |  | 63000 | 3539 | 17.8 |  | 47700 | 3778 | 3.7 |  | Non Federally-Regulated | 07/16/2020 | 5440704 | 07/16/2020
Enertech Global, LLC | Hydron Module | HCT036D2 |  | Ground-Source | WBAHP: Heat Pump Packaged Unit | Heat Pump | 208 | 3 |  |  |  | Single-Speed |  |  |  | 38600 | 2109 | 18.3 |  | 28600 | 2044 | 4.1 |  | Non Federally-Regulated | 07/16/2020 | 5646385 | 07/16/2020
Enertech Global, LLC | Hydron Module | HXT024D |  | Ground-Water-Source | WBAHP: Heat Pump Packaged Unit | Heat Pump | 230 | 1 |  |  |  | Single-Speed |  |  |  | 29600 | 1100 | 26.9 |  | 24700 | 1392 | 5.2 |  | Non Federally-Regulated | 07/16/2020 | 5646344 | 07/16/2020
Enertech Global, LLC | Hydron Module | HXT048D |  | Ground-Source | WBAHP: Heat Pump Packaged Unit | Heat Pump | 208 | 1 |  |  |  | Single-Speed |  |  |  | 49000 | 2865 | 17.1 |  | 38200 | 2870 | 3.9 |  | Non Federally-Regulated | 07/16/2020 | 5646392 | 07/16/2020
Enertech Global, LLC | Hydron Module | HXT048D |  | Ground-Water-Source | WBAHP: Heat Pump Packaged Unit | Heat Pump | 230 | 1 |  |  |  | Single-Speed |  |  |  | 53100 | 2402 | 22.1 |  | 47400 | 3019 | 4.6 |  | Non Federally-Regulated | 07/16/2020 | 5646392 | 07/16/2020
Enertech Global, LLC | Hydron Module | HXT024D2 |  | Ground-Water-Source | WBAHP: Heat Pump Packaged Unit | Heat Pump | 230 | 3 |  |  |  | Single-Speed |  |  |  | 29600 | 1100 | 26.9 |  | 24700 | 1392 | 5.2 |  | Non Federally-Regulated | 07/16/2020 | 5646347 | 07/16/2020
Enertech Global, LLC | Hydron Module | HCT036D3 |  | Ground-Source | WBAHP: Heat Pump Packaged Unit | Heat Pump | 460 | 3 |  |  |  | Single-Speed |  |  |  | 38600 | 2109 | 18.3 |  | 28600 | 2044 | 4.1 |  | Non Federally-Regulated | 07/16/2020 | 5646388 | 07/16/2020
Enertech Global, LLC | Hydron Module | HXT036D3 |  | Ground-Source | WBAHP: Heat Pump Packaged Unit | Heat Pump | 460 | 3 |  |  |  | Single-Speed |  |  |  | 38900 | 2125 | 18.3 |  | 29200 | 2037 | 4.2 |  | Non Federally-Regulated | 07/16/2020 | 5646378 | 07/16/2020
Enertech Global, LLC | Hydron Module | HXT060D |  | Ground-Source | WBAHP: Heat Pump Packaged Unit | Heat Pump | 208 | 1 |  |  |  | Single-Speed |  |  |  | 63000 | 3539 | 17.8 |  | 47700 | 3778 | 3.7 |  | Non Federally-Regulated | 07/16/2020 | 5440542 | 07/16/2020
Enertech Global, LLC | Hydron Module | HXT036D2 |  | Ground-Source | WBAHP: Heat Pump Packaged Unit | Heat Pump | 208 | 3 |  |  |  | Single-Speed |  |  |  | 38900 | 2125 | 18.3 |  | 29200 | 2037 | 4.2 |  | Non Federally-Regulated | 07/16/2020 | 5646375 | 07/16/2020
Enertech Global, LLC | Hydron Module | HXT060D2 |  | Ground-Source | WBAHP: Heat Pump Packaged Unit | Heat Pump | 208 | 3 |  |  |  | Single-Speed |  |  |  | 63000 | 3539 | 17.8 |  | 47700 | 3778 | 3.7 |  | Non Federally-Regulated | 07/16/2020 | 5440574 | 07/16/2020
Enertech Global, LLC | Hydron Module | HXT048D2 |  | Ground-Water-Source | WBAHP: Heat Pump Packaged Unit | Heat Pump | 230 | 3 |  |  |  | Single-Speed |  |  |  | 53100 | 2402 | 22.1 |  | 47400 | 3019 | 4.6 |  | Non Federally-Regulated | 07/16/2020 | 5646395 | 07/16/2020
Enertech Global, LLC | Hydron Module | HCT036D2 |  | Ground-Water-Source | WBAHP: Heat Pump Packaged Unit | Heat Pump | 230 | 3 |  |  |  | Single-Speed |  |  |  | 41700 | 1774 | 23.5 |  | 36700 | 2151 | 5 |  | Non Federally-Regulated | 07/16/2020 | 5646385 | 07/16/2020
Enertech Global, LLC | Hydron Module | HCT048D |  | Ground-Water-Source | WBAHP: Heat Pump Packaged Unit | Heat Pump | 230 | 1 |  |  |  | Single-Speed |  |  |  | 53100 | 2435 | 21.8 |  | 46700 | 2975 | 4.6 |  | Non Federally-Regulated | 07/16/2020 | 5646766 | 07/16/2020
Enertech Global, LLC | Hydron Module | HXT048D2 |  | Ground-Water-Source | WBAHP: Heat Pump Packaged Unit | Heat Pump | 208 | 3 |  |  |  | Single-Speed |  |  |  | 53100 | 2402 | 22.1 |  | 47400 | 3019 | 4.6 |  | Non Federally-Regulated | 07/16/2020 | 5646395 | 07/16/2020
Enertech Global, LLC | Hydron Module | HXT036D2 |  | Ground-Water-Source | WBAHP: Heat Pump Packaged Unit | Heat Pump | 230 | 3 |  |  |  | Single-Speed |  |  |  | 42200 | 1758 | 24 |  | 37000 | 2126 | 5.1 |  | Non Federally-Regulated | 07/16/2020 | 5646375 | 07/16/2020
Enertech Global, LLC | Hydron Module | HXT036D2 |  | Ground-Source | WBAHP: Heat Pump Packaged Unit | Heat Pump | 230 | 3 |  |  |  | Single-Speed |  |  |  | 38900 | 2125 | 18.3 |  | 29200 | 2037 | 4.2 |  | Non Federally-Regulated | 07/16/2020 | 5646375 | 07/16/2020
Enertech Global, LLC | Hydron Module | HVS041*3 |  | Ground-Source | WBAHP: Heat Pump Packaged Unit | Heat Pump | 460 | 3 |  |  |  | Single-Speed |  |  |  | 38700 | 2263 | 17.1 |  | 31100 | 2531 | 3.6 |  | Non Federally-Regulated | 07/16/2020 | 203143133 | 07/16/2020
Enertech Global, LLC | Hydron Module | HCT036D3 |  | Ground-Water-Source | WBAHP: Heat Pump Packaged Unit | Heat Pump | 460 | 3 |  |  |  | Single-Speed |  |  |  | 41700 | 1774 | 23.5 |  | 36700 | 2151 | 5 |  | Non Federally-Regulated | 07/16/2020 | 5646388 | 07/16/2020
Enertech Global, LLC | Hydron Module | HCT048D2 |  | Ground-Source | WBAHP: Heat Pump Packaged Unit | Heat Pump | 230 | 3 |  |  |  | Single-Speed |  |  |  | 49000 | 2865 | 17.1 |  | 38000 | 2855 | 3.9 |  | Non Federally-Regulated | 07/16/2020 | 5646769 | 07/16/2020
Enertech Global, LLC | Hydron Module | HVS041*3 |  | Water-Source | WBAHP: Heat Pump Packaged Unit | Heat Pump | 460 | 3 |  |  |  | Single-Speed |  |  |  | 37100 | 2506 | 14.8 |  | 46800 | 2981 | 4.6 |  | Federally-Regulated Commercial & Industrial Equipment | 07/16/2020 | 203143133 | 07/16/2020
Enertech Global, LLC | Hydron Module | HXT024D |  | Ground-Source | WBAHP: Heat Pump Packaged Unit | Heat Pump | 208 | 1 |  |  |  | Single-Speed |  |  |  | 27200 | 1339 | 20.3 |  | 19800 | 1349 | 4.3 |  | Non Federally-Regulated | 07/16/2020 | 5646344 | 07/16/2020
Enertech Global, LLC | Hydron Module | HXT048D2 |  | Ground-Source | WBAHP: Heat Pump Packaged Unit | Heat Pump | 230 | 3 |  |  |  | Single-Speed |  |  |  | 49000 | 2865 | 17.1 |  | 38200 | 2870 | 3.9 |  | Non Federally-Regulated | 07/16/2020 | 5646395 | 07/16/2020
Enertech Global, LLC | Hydron Module | HXT036D |  | Ground-Water-Source | WBAHP: Heat Pump Packaged Unit | Heat Pump | 208 | 1 |  |  |  | Single-Speed |  |  |  | 42200 | 1758 | 24 |  | 37000 | 2126 | 5.1 |  | Non Federally-Regulated | 07/16/2020 | 5646372 | 07/16/2020
Enertech Global, LLC | Hydron Module | HVS041*3 |  | Ground-Water-Source | WBAHP: Heat Pump Packaged Unit | Heat Pump | 460 | 3 |  |  |  | Single-Speed |  |  |  | 41400 | 1856 | 22.3 |  | 38900 | 2780 | 4.1 |  | Non Federally-Regulated | 07/16/2020 | 203143133 | 07/16/2020
Enertech Global, LLC | Hydron Module | HXT024D3 |  | Ground-Source | WBAHP: Heat Pump Packaged Unit | Heat Pump | 460 | 3 |  |  |  | Single-Speed |  |  |  | 27200 | 1339 | 20.3 |  | 19800 | 1349 | 4.3 |  | Non Federally-Regulated | 07/16/2020 | 5646350 | 07/16/2020
Enertech Global, LLC | Hydron Module | HVS041*2***1 |  | Water-Source | WBAHP: Heat Pump Packaged Unit | Heat Pump | 208 | 3 |  |  |  | Single-Speed |  |  |  | 38300 | 2487 | 15.4 |  | 46900 | 2695 | 5.1 |  | Federally-Regulated Commercial & Industrial Equipment | 07/16/2020 | 203143767 | 07/16/2020
Enertech Global, LLC | Hydron Module | HXT024D2 |  | Ground-Source | WBAHP: Heat Pump Packaged Unit | Heat Pump | 230 | 3 |  |  |  | Single-Speed |  |  |  | 27200 | 1339 | 20.3 |  | 19800 | 1349 | 4.3 |  | Non Federally-Regulated | 07/16/2020 | 5646347 | 07/16/2020
Enertech Global, LLC | Hydron Module | HCT036D2 |  | Ground-Water-Source | WBAHP: Heat Pump Packaged Unit | Heat Pump | 208 | 3 |  |  |  | Single-Speed |  |  |  | 41700 | 1774 | 23.5 |  | 36700 | 2151 | 5 |  | Non Federally-Regulated | 07/16/2020 | 5646385 | 07/16/2020
Enertech Global, LLC | Hydron Module | HXT060D2 |  | Ground-Source | WBAHP: Heat Pump Packaged Unit | Heat Pump | 230 | 3 |  |  |  | Single-Speed |  |  |  | 63000 | 3539 | 17.8 |  | 47700 | 3778 | 3.7 |  | Non Federally-Regulated | 07/16/2020 | 5440574 | 07/16/2020
Enertech Global, LLC | Hydron Module | HXT024D |  | Ground-Water-Source | WBAHP: Heat Pump Packaged Unit | Heat Pump | 208 | 1 |  |  |  | Single-Speed |  |  |  | 29600 | 1100 | 26.9 |  | 24700 | 1392 | 5.2 |  | Non Federally-Regulated | 07/16/2020 | 5646344 | 07/16/2020
Enertech Global, LLC | Hydron Module | HVS041*2***1 |  | Ground-Water-Source | WBAHP: Heat Pump Packaged Unit | Heat Pump | 208 | 3 |  |  |  | Single-Speed |  |  |  | 43000 | 1822 | 23.6 |  | 39200 | 2611 | 4.4 |  | Non Federally-Regulated | 07/16/2020 | 203143767 | 07/16/2020
Enertech Global, LLC | Hydron Module | HCT048D |  | Ground-Water-Source | WBAHP: Heat Pump Packaged Unit | Heat Pump | 208 | 1 |  |  |  | Single-Speed |  |  |  | 53100 | 2435 | 21.8 |  | 46700 | 2975 | 4.6 |  | Non Federally-Regulated | 07/16/2020 | 5646766 | 07/16/2020
Enertech Global, LLC | Hydron Module | HCT036D2 |  | Ground-Source | WBAHP: Heat Pump Packaged Unit | Heat Pump | 230 | 3 |  |  |  | Single-Speed |  |  |  | 38600 | 2109 | 18.3 |  | 28600 | 2044 | 4.1 |  | Non Federally-Regulated | 07/16/2020 | 5646385 | 07/16/2020
Enertech Global, LLC | Hydron Module | HXT048D |  | Ground-Source | WBAHP: Heat Pump Packaged Unit | Heat Pump | 230 | 1 |  |  |  | Single-Speed |  |  |  | 49000 | 2865 | 17.1 |  | 38200 | 2870 | 3.9 |  | Non Federally-Regulated | 07/16/2020 | 5646392 | 07/16/2020
Enertech Global, LLC | Hydron Module | HVS041*2***1 |  | Ground-Source | WBAHP: Heat Pump Packaged Unit | Heat Pump | 208 | 3 |  |  |  | Single-Speed |  |  |  | 39800 | 2235 | 17.8 |  | 31200 | 2471 | 3.7 |  | Non Federally-Regulated | 07/16/2020 | 203143767 | 07/16/2020
FHP Manufacturing Company | BOSCH-GEO | SM048-1HZN-*****A |  | Ground-Water-Source | WBAHP: Heat Pump Packaged Unit | Both Heat Pump and Electric Re | 208 | 1 |  |  |  | Dual-Speed |  |  |  | 55300 | 2323 | 23.8 |  | 46300 | 2826 | 4.8 |  | Non Federally-Regulated | 07/16/2020 | 203265291 | 07/16/2020
FHP Manufacturing Company | BOSCH-GEO | SM048-1HZC-*****A |  | Ground-Water-Source | WBAHP: Heat Pump Packaged Unit | Both Heat Pump and Electric Re | 208 | 1 |  |  |  | Dual-Speed |  |  |  | 55300 | 2266 | 24.4 |  | 46300 | 2826 | 4.8 |  | Non Federally-Regulated | 07/16/2020 | 203265290 | 07/16/2020
FHP Manufacturing Company | BOSCH-GEO | SM048-1HZC-*****A |  | Ground-Source | WBAHP: Heat Pump Packaged Unit | Both Heat Pump and Electric Re | 208 | 1 |  |  |  | Dual-Speed |  |  |  | 51300 | 2736 | 18.75 |  | 36900 | 2637 | 4.1 |  | Non Federally-Regulated | 07/16/2020 | 203265290 | 07/16/2020
FHP Manufacturing Company | BOSCH-GEO | SM048-1VT/CFN-*****A |  | Water-Source | WBAHP: Heat Pump Packaged Unit | Both Heat Pump and Electric Re | 208 | 1 |  |  |  | Dual-Speed |  |  |  | 49200 | 3226 | 15.25 |  | 56100 | 3425 | 4.8 |  | Federally-Regulated Commercial & Industrial Equipment | 07/16/2020 | 203265289 | 07/16/2020
FHP Manufacturing Company | BOSCH-GEO | SM048-1VT/CFC-*****A |  | Water-Source | WBAHP: Heat Pump Packaged Unit | Both Heat Pump and Electric Re | 208 | 1 |  |  |  | Dual-Speed |  |  |  | 49200 | 3133 | 15.7 |  | 56100 | 3288 | 5 |  | Federally-Regulated Commercial & Industrial Equipment | 07/16/2020 | 203265288 | 07/16/2020
FHP Manufacturing Company | BOSCH-GEO | SM048-1VT/CFC-*****A |  | Ground-Water-Source | WBAHP: Heat Pump Packaged Unit | Both Heat Pump and Electric Re | 208 | 1 |  |  |  | Dual-Speed |  |  |  | 55300 | 2323 | 23.8 |  | 46300 | 3049 | 4.5 |  | Non Federally-Regulated | 07/16/2020 | 203265288 | 07/16/2020
FHP Manufacturing Company | BOSCH-GEO | BP048-1HZ*******B |  | Ground-Source | WBAHP: Heat Pump Packaged Unit | Heat Pump | 208 | 1 |  |  |  | Single-Speed |  |  |  | 49500 | 2780 | 17.8 |  | 33400 | 2645 | 3.7 |  | Non Federally-Regulated | 07/16/2020 | 203303751 | 07/16/2020
FHP Manufacturing Company | BOSCH-GEO | CE061-1HZC-*****B |  | Ground-Source | WBAHP: Heat Pump Packaged Unit | Heat Pump | 208 | 1 |  |  |  | Dual-Speed |  |  |  | 62000 | 3690 | 16.8 |  | 49000 | 3989 | 3.6 |  | Non Federally-Regulated | 07/16/2020 | 203817319 | 07/16/2020
FHP Manufacturing Company | BOSCH-GEO | SM024-1HZC-*****A |  | Ground-Water-Source | WBAHP: Heat Pump Packaged Unit | Both Heat Pump and Electric Re | 208 | 1 |  |  |  | Dual-Speed |  |  |  | 29000 | 1126 | 25.75 |  | 23500 | 1377 | 5 |  | Non Federally-Regulated | 07/16/2020 | 203238923 | 07/16/2020
FHP Manufacturing Company | BOSCH-GEO | SM048-1HZN-*****A |  | Ground-Source | WBAHP: Heat Pump Packaged Unit | Both Heat Pump and Electric Re | 208 | 1 |  |  |  | Dual-Speed |  |  |  | 51300 | 2850 | 18 |  | 36900 | 2637 | 4.1 |  | Non Federally-Regulated | 07/16/2020 | 203265291 | 07/16/2020
FHP Manufacturing Company | BOSCH-GEO | CE061-1VT/HZ/CFN-*****B |  | Water-Source | WBAHP: Heat Pump Packaged Unit | Heat Pump | 208 | 1 |  |  |  | Dual-Speed |  |  |  | 60000 | 4285 | 14 |  | 72000 | 4587 | 4.6 |  | Federally-Regulated Commercial & Industrial Equipment | 07/16/2020 | 203343531 | 07/16/2020
FHP Manufacturing Company | BOSCH-GEO | SM048-1VT/CFN-*****A |  | Ground-Water-Source | WBAHP: Heat Pump Packaged Unit | Both Heat Pump and Electric Re | 208 | 1 |  |  |  | Dual-Speed |  |  |  | 55300 | 2368 | 23.35 |  | 46300 | 3155 | 4.3 |  | Non Federally-Regulated | 07/16/2020 | 203265289 | 07/16/2020
FHP Manufacturing Company | BOSCH-GEO | CE025-1VT/HZ/CF*-*****B |  | Ground-Water-Source | WBAHP: Heat Pump Packaged Unit | Heat Pump | 208 | 1 |  |  |  | Dual-Speed |  |  |  | 29000 | 1250 | 23.2 |  | 25000 | 1628 | 4.5 |  | Non Federally-Regulated | 07/16/2020 | 203337768 | 07/16/2020
FHP Manufacturing Company | BOSCH-GEO | SM036-1CF/HZ/VT |  | Water-Source | WBAHP: Heat Pump Packaged Unit | Both Heat Pump and Electric Re | 208 | 1 |  |  |  | Dual-Speed |  |  |  | 39000 | 2142 | 18.2 |  | 42800 | 2459 | 5.1 |  | Federally-Regulated Commercial & Industrial Equipment | 07/16/2020 | 5599272 | 07/16/2020
FHP Manufacturing Company | BOSCH-GEO | CE061-1HZC-*****B |  | Water-Source | WBAHP: Heat Pump Packaged Unit | Heat Pump | 208 | 1 |  |  |  | Dual-Speed |  |  |  | 60000 | 4109 | 14.6 |  | 72000 | 4442 | 4.8 |  | Federally-Regulated Commercial & Industrial Equipment | 07/16/2020 | 203817319 | 07/16/2020
FHP Manufacturing Company | BOSCH-GEO | SM048-1HZN-*****A |  | Water-Source | WBAHP: Heat Pump Packaged Unit | Both Heat Pump and Electric Re | 208 | 1 |  |  |  | Dual-Speed |  |  |  | 49200 | 3174 | 15.5 |  | 56100 | 3102 | 5.3 |  | Federally-Regulated Commercial & Industrial Equipment | 07/16/2020 | 203265291 | 07/16/2020
FHP Manufacturing Company | BOSCH-GEO | CE061-1VT/HZ/CFN-*****B |  | Ground-Source | WBAHP: Heat Pump Packaged Unit | Heat Pump | 208 | 1 |  |  |  | Dual-Speed |  |  |  | 62000 | 3850 | 16.1 |  | 49000 | 3989 | 3.6 |  | Non Federally-Regulated | 07/16/2020 | 203343531 | 07/16/2020
FHP Manufacturing Company | BOSCH-GEO | CE061-1HZC-*****B |  | Ground-Source | WBAHP: Heat Pump Packaged Unit | Heat Pump | 230 | 1 |  |  |  | Dual-Speed |  |  |  | 62000 | 3690 | 16.8 |  | 49000 | 3989 | 3.6 |  | Non Federally-Regulated | 07/16/2020 | 203817319 | 07/16/2020
FHP Manufacturing Company | BOSCH-GEO | SM024-1HZC-*****A |  | Water-Source | WBAHP: Heat Pump Packaged Unit | Both Heat Pump and Electric Re | 208 | 1 |  |  |  | Dual-Speed |  |  |  | 25500 | 1536 | 16.6 |  | 29200 | 1528 | 5.6 |  | Federally-Regulated Commercial & Industrial Equipment | 07/16/2020 | 203238923 | 07/16/2020
FHP Manufacturing Company | BOSCH-GEO | SM024-1HZN-*****A |  | Ground-Source | WBAHP: Heat Pump Packaged Unit | Both Heat Pump and Electric Re | 208 | 1 |  |  |  | Dual-Speed |  |  |  | 26600 | 1453 | 18.3 |  | 18000 | 1425 | 3.7 |  | Non Federally-Regulated | 07/16/2020 | 203238926 | 07/16/2020
FHP Manufacturing Company | BOSCH-GEO | SM024-1VT/CFC******A |  | Ground-Source | WBAHP: Heat Pump Packaged Unit | Both Heat Pump and Electric Re | 208 | 1 |  |  |  | Dual-Speed |  |  |  | 26600 | 1407 | 18.9 |  | 18000 | 1425 | 3.7 |  | Non Federally-Regulated | 07/16/2020 | 203260718 | 07/16/2020
FHP Manufacturing Company | BOSCH-GEO | CE049-1VT/HZ/CF*-*****B |  | Water-Source | WBAHP: Heat Pump Packaged Unit | Heat Pump | 208 | 1 |  |  |  | Dual-Speed |  |  |  | 48000 | 3636 | 13.2 |  | 58000 | 3541 | 4.8 |  | Federally-Regulated Commercial & Industrial Equipment | 07/16/2020 | 203343530 | 07/16/2020
FHP Manufacturing Company | BOSCH-GEO | CE061-1VTC-*****B |  | Water-Source | WBAHP: Heat Pump Packaged Unit | Heat Pump | 208 | 1 |  |  |  | Dual-Speed |  |  |  | 60000 | 4285 | 14 |  | 72000 | 4489 | 4.7 |  | Federally-Regulated Commercial & Industrial Equipment | 07/16/2020 | 203364181 | 07/16/2020
FHP Manufacturing Company | BOSCH-GEO | BP048-1HZ*******B |  | Ground-Water-Source | WBAHP: Heat Pump Packaged Unit | Heat Pump | 208 | 1 |  |  |  | Single-Speed |  |  |  | 52900 | 2204 | 24 |  | 40500 | 2637 | 4.5 |  | Non Federally-Regulated | 07/16/2020 | 203303751 | 07/16/2020
FHP Manufacturing Company | BOSCH-GEO | SM036-1CF/HZ/VT |  | Ground-Water-Source | WBAHP: Heat Pump Packaged Unit | Both Heat Pump and Electric Re | 208 | 1 |  |  |  | Dual-Speed |  |  |  | 43300 | 1665 | 26 |  | 35900 | 2312 | 4.6 |  | Non Federally-Regulated | 07/16/2020 | 5599272 | 07/16/2020
FHP Manufacturing Company | BOSCH-GEO | CE025-1VT/HZ/CF*-*****B |  | Water-Source | WBAHP: Heat Pump Packaged Unit | Heat Pump | 208 | 1 |  |  |  | Dual-Speed |  |  |  | 26000 | 1721 | 15.1 |  | 27600 | 1586 | 5.1 |  | Federally-Regulated Commercial & Industrial Equipment | 07/16/2020 | 203337768 | 07/16/2020
FHP Manufacturing Company | BOSCH-GEO | SM048-1VT/CFC-*****A |  | Ground-Source | WBAHP: Heat Pump Packaged Unit | Both Heat Pump and Electric Re | 208 | 1 |  |  |  | Dual-Speed |  |  |  | 51300 | 2826 | 18.15 |  | 36900 | 2772 | 3.9 |  | Non Federally-Regulated | 07/16/2020 | 203265288 | 07/16/2020
FHP Manufacturing Company | BOSCH-GEO | CE035-1VT/HZ/CF*-*****B |  | Ground-Water-Source | WBAHP: Heat Pump Packaged Unit | Heat Pump | 208 | 1 |  |  |  | Dual-Speed |  |  |  | 42000 | 2228 | 18.85 |  | 36000 | 2740 | 3.9 |  | Non Federally-Regulated | 07/16/2020 | 203303750 | 07/16/2020
FHP Manufacturing Company | BOSCH-GEO | SM048-1HZC-*****A |  | Water-Source | WBAHP: Heat Pump Packaged Unit | Both Heat Pump and Electric Re | 208 | 1 |  |  |  | Dual-Speed |  |  |  | 49200 | 3055 | 16.1 |  | 56100 | 3044 | 5.4 |  | Federally-Regulated Commercial & Industrial Equipment | 07/16/2020 | 203265290 | 07/16/2020
FHP Manufacturing Company | BOSCH-GEO | SM024-1VT/CFC******A |  | Water-Source | WBAHP: Heat Pump Packaged Unit | Both Heat Pump and Electric Re | 208 | 1 |  |  |  | Dual-Speed |  |  |  | 25500 | 1574 | 16.2 |  | 29200 | 1661 | 5.2 |  | Federally-Regulated Commercial & Industrial Equipment | 07/16/2020 | 203260718 | 07/16/2020
FHP Manufacturing Company | BOSCH-GEO | SM024-1VT/CFN-*****A |  | Water-Source | WBAHP: Heat Pump Packaged Unit | Both Heat Pump and Electric Re | 208 | 1 |  |  |  | Dual-Speed |  |  |  | 25500 | 1613 | 15.8 |  | 29200 | 1630 | 5.3 |  | Federally-Regulated Commercial & Industrial Equipment | 07/16/2020 | 203238919 | 07/16/2020
FHP Manufacturing Company | BOSCH-GEO | CE049-1VT/HZ/CF*-*****B |  | Ground-Source | WBAHP: Heat Pump Packaged Unit | Heat Pump | 208 | 1 |  |  |  | Dual-Speed |  |  |  | 49000 | 3161 | 15.5 |  | 38000 | 3093 | 3.6 |  | Non Federally-Regulated | 07/16/2020 | 203343530 | 07/16/2020
FHP Manufacturing Company | BOSCH-GEO | SM048-1VT/CFN-*****A |  | Ground-Source | WBAHP: Heat Pump Packaged Unit | Both Heat Pump and Electric Re | 208 | 1 |  |  |  | Dual-Speed |  |  |  | 51300 | 2898 | 17.7 |  | 36900 | 3004 | 3.6 |  | Non Federally-Regulated | 07/16/2020 | 203265289 | 07/16/2020
FHP Manufacturing Company | BOSCH-GEO | SM024-1VT/CFN-*****A |  | Ground-Water-Source | WBAHP: Heat Pump Packaged Unit | Both Heat Pump and Electric Re | 208 | 1 |  |  |  | Dual-Speed |  |  |  | 29000 | 1223 | 23.7 |  | 23500 | 1497 | 4.6 |  | Non Federally-Regulated | 07/16/2020 | 203238919 | 07/16/2020
FHP Manufacturing Company | BOSCH-GEO | CE025-1VT/HZ/CF*-*****B |  | Ground-Source | WBAHP: Heat Pump Packaged Unit | Heat Pump | 208 | 1 |  |  |  | Dual-Speed |  |  |  | 27500 | 1553 | 17.7 |  | 19000 | 1546 | 3.6 |  | Non Federally-Regulated | 07/16/2020 | 203337768 | 07/16/2020
FHP Manufacturing Company | BOSCH-GEO | CE035-1VT/HZ/CF*-*****B |  | Water-Source | WBAHP: Heat Pump Packaged Unit | Heat Pump | 208 | 1 |  |  |  | Dual-Speed |  |  |  | 36000 | 2571 | 14 |  | 43000 | 2897 | 4.4 |  | Federally-Regulated Commercial & Industrial Equipment | 07/16/2020 | 203303750 | 07/16/2020
FHP Manufacturing Company | BOSCH-GEO | CE049-1VT/HZ/CF*-*****B |  | Ground-Water-Source | WBAHP: Heat Pump Packaged Unit | Heat Pump | 208 | 1 |  |  |  | Dual-Speed |  |  |  | 54000 | 2842 | 19 |  | 48000 | 3349 | 4.2 |  | Non Federally-Regulated | 07/16/2020 | 203343530 | 07/16/2020
FHP Manufacturing Company | BOSCH-GEO | SM024-1VT/CFC******A |  | Ground-Water-Source | WBAHP: Heat Pump Packaged Unit | Both Heat Pump and Electric Re | 208 | 1 |  |  |  | Dual-Speed |  |  |  | 29000 | 1174 | 24.7 |  | 23500 | 1601 | 4.3 |  | Non Federally-Regulated | 07/16/2020 | 203260718 | 07/16/2020
FHP Manufacturing Company | BOSCH-GEO | SM024-1HZN-*****A |  | Water-Source | WBAHP: Heat Pump Packaged Unit | Both Heat Pump and Electric Re | 208 | 1 |  |  |  | Dual-Speed |  |  |  | 25500 | 1629 | 15.65 |  | 29200 | 1528 | 5.6 |  | Federally-Regulated Commercial & Industrial Equipment | 07/16/2020 | 203238926 | 07/16/2020
FHP Manufacturing Company | BOSCH-GEO | CE061-1HZC-*****B |  | Water-Source | WBAHP: Heat Pump Packaged Unit | Heat Pump | 230 | 1 |  |  |  | Dual-Speed |  |  |  | 60000 | 4109 | 14.6 |  | 72000 | 4442 | 4.8 |  | Federally-Regulated Commercial & Industrial Equipment | 07/16/2020 | 203817319 | 07/16/2020
FHP Manufacturing Company | BOSCH-GEO | CE035-1VT/HZ/CF*-*****B |  | Ground-Source | WBAHP: Heat Pump Packaged Unit | Heat Pump | 208 | 1 |  |  |  | Dual-Speed |  |  |  | 38000 | 2420 | 15.7 |  | 28000 | 2279 | 3.6 |  | Non Federally-Regulated | 07/16/2020 | 203303750 | 07/16/2020
FHP Manufacturing Company | BOSCH-GEO | SM024-1HZN-*****A |  | Ground-Water-Source | WBAHP: Heat Pump Packaged Unit | Both Heat Pump and Electric Re | 208 | 1 |  |  |  | Dual-Speed |  |  |  | 29000 | 1203 | 24.1 |  | 23500 | 1377 | 5 |  | Non Federally-Regulated | 07/16/2020 | 203238926 | 07/16/2020
FHP Manufacturing Company | BOSCH-GEO | SM036-1CF/HZ/VT |  | Ground-Source | WBAHP: Heat Pump Packaged Unit | Both Heat Pump and Electric Re | 208 | 1 |  |  |  | Dual-Speed |  |  |  | 40800 | 2019 | 20.2 |  | 28400 | 2107 | 4 |  | Non Federally-Regulated | 07/16/2020 | 5599272 | 07/16/2020
FHP Manufacturing Company | BOSCH-GEO | BP048-1HZ*******B |  | Water-Source | WBAHP: Heat Pump Packaged Unit | Heat Pump | 208 | 1 |  |  |  | Single-Speed |  |  |  | 47400 | 3160 | 15 |  | 50000 | 2764 | 5.3 |  | Federally-Regulated Commercial & Industrial Equipment | 07/16/2020 | 203303751 | 07/16/2020
FHP Manufacturing Company | BOSCH-GEO | CE061-1VTC-*****B |  | Ground-Source | WBAHP: Heat Pump Packaged Unit | Heat Pump | 208 | 1 |  |  |  | Dual-Speed |  |  |  | 62000 | 3949 | 15.7 |  | 49000 | 3989 | 3.6 |  | Non Federally-Regulated | 07/16/2020 | 203364181 | 07/16/2020
The Whalen Company | Whalen | CASV*054AD**A**(D,E) |  | Ground-Source | WBAHP: Heat Pump Packaged Unit | Heat Pump | 265 | 1 |  |  |  | Single-Speed |  |  |  | 55000 | 3235 | 17 | 13.4 | 31000 | 2595 | 3.5 | 3.1 | Non Federally-Regulated | 02/08/2019 |  | 07/16/2020
The Whalen Company | Whalen | CASH*054AJ**A**(D,E) |  | Ground-Source | WBAHP: Heat Pump Packaged Unit | Heat Pump | 208 | 3 |  |  |  | Single-Speed |  |  |  | 55000 | 3235 | 17 | 13.4 | 31000 | 2595 | 3.5 | 3.1 | Non Federally-Regulated | 02/08/2019 |  | 07/16/2020
The Whalen Company | Whalen | CASH*054AJ**A**(D,E) |  | Ground-Water-Source | WBAHP: Heat Pump Packaged Unit | Heat Pump | 208 | 3 |  |  |  | Single-Speed |  |  |  | 60000 | 2727 | 22 | 16.2 | 42000 | 3002 | 4.1 | 3.6 | Non Federally-Regulated | 02/08/2019 |  | 07/16/2020
The Whalen Company | Whalen | CASH*054AB**A**(D,E) |  | Water-Source | WBAHP: Heat Pump Packaged Unit | Heat Pump | 208 | 1 |  |  |  | Single-Speed |  |  |  | 54000 | 3600 | 15 | 11.2 | 54000 | 3440 | 4.6 | 4.2 | Federally-Regulated Commercial & Industrial Equipment | 02/08/2019 |  | 07/16/2020
The Whalen Company | Whalen | CASV*054AB**A**(D,E) |  | Ground-Source | WBAHP: Heat Pump Packaged Unit | Heat Pump | 208 | 1 |  |  |  | Single-Speed |  |  |  | 55000 | 3235 | 17 | 13.4 | 31000 | 2595 | 3.5 | 3.1 | Non Federally-Regulated | 02/08/2019 |  | 07/16/2020
The Whalen Company | Whalen | V(T,R)-C-0404-*G |  | Water-Source | WBAC: Cooling Only Packaged Un | Heat Pump | 208 | 1 |  |  |  | Single-Speed |  |  |  | 11700 | 847 | 13.8 | 11.2 |  |  |  |  | Federally-Regulated Commercial & Industrial Equipment | 02/08/2019 |  | 07/16/2020
The Whalen Company | Whalen | CASH*054AB**A**(D,E) |  | Ground-Source | WBAHP: Heat Pump Packaged Unit | Heat Pump | 208 | 1 |  |  |  | Single-Speed |  |  |  | 55000 | 3235 | 17 | 13.4 | 31000 | 2595 | 3.5 | 3.1 | Non Federally-Regulated | 02/08/2019 |  | 07/16/2020
The Whalen Company | Whalen | CASH*054AM**A**(D,E) |  | Ground-Water-Source | WBAHP: Heat Pump Packaged Unit | Heat Pump | 460 | 3 |  |  |  | Single-Speed |  |  |  | 60000 | 2727 | 22 | 16.2 | 42000 | 3002 | 4.1 | 3.6 | Non Federally-Regulated | 02/08/2019 |  | 07/16/2020
The Whalen Company | Whalen | CASH*054AJ**A**(D,E) |  | Water-Source | WBAHP: Heat Pump Packaged Unit | Heat Pump | 208 | 3 |  |  |  | Single-Speed |  |  |  | 54000 | 3600 | 15 | 11.2 | 54000 | 3440 | 4.6 | 4.2 | Federally-Regulated Commercial & Industrial Equipment | 02/08/2019 |  | 07/16/2020
The Whalen Company | Whalen | CASV*054AM**A**(D,E) |  | Water-Source | WBAHP: Heat Pump Packaged Unit | Heat Pump | 460 | 3 |  |  |  | Single-Speed |  |  |  | 54000 | 3600 | 15 | 11.2 | 54000 | 3440 | 4.6 | 4.2 | Federally-Regulated Commercial & Industrial Equipment | 02/08/2019 |  | 07/16/2020
The Whalen Company | Whalen | CASH*054AM**A**(D,E) |  | Water-Source | WBAHP: Heat Pump Packaged Unit | Heat Pump | 460 | 3 |  |  |  | Single-Speed |  |  |  | 54000 | 3600 | 15 | 11.2 | 54000 | 3440 | 4.6 | 4.2 | Federally-Regulated Commercial & Industrial Equipment | 02/08/2019 |  | 07/16/2020
The Whalen Company | Whalen | CASV*054AD**A**(D,E) |  | Ground-Water-Source | WBAHP: Heat Pump Packaged Unit | Heat Pump | 265 | 1 |  |  |  | Single-Speed |  |  |  | 60000 | 2727 | 22 | 16.2 | 42000 | 3002 | 4.1 | 3.6 | Non Federally-Regulated | 02/08/2019 |  | 07/16/2020
The Whalen Company | Whalen | CASV*054AM**A**(D,E) |  | Ground-Water-Source | WBAHP: Heat Pump Packaged Unit | Heat Pump | 460 | 3 |  |  |  | Single-Speed |  |  |  | 60000 | 2727 | 22 | 16.2 | 42000 | 3002 | 4.1 | 3.6 | Non Federally-Regulated | 02/08/2019 |  | 07/16/2020
The Whalen Company | Whalen | CASV*054AD**A**(D,E) |  | Water-Source | WBAHP: Heat Pump Packaged Unit | Heat Pump | 265 | 1 |  |  |  | Single-Speed |  |  |  | 54000 | 3600 | 15 | 11.2 | 54000 | 3440 | 4.6 | 4.2 | Federally-Regulated Commercial & Industrial Equipment | 02/08/2019 |  | 07/16/2020
The Whalen Company | Whalen | CASV*054AJ**A**(D,E) |  | Ground-Water-Source | WBAHP: Heat Pump Packaged Unit | Heat Pump | 208 | 3 |  |  |  | Single-Speed |  |  |  | 60000 | 2727 | 22 | 16.2 | 42000 | 3002 | 4.1 | 3.6 | Non Federally-Regulated | 02/08/2019 |  | 07/16/2020
The Whalen Company | Whalen | CASH*054AD**A**(D,E) |  | Water-Source | WBAHP: Heat Pump Packaged Unit | Heat Pump | 265 | 1 |  |  |  | Single-Speed |  |  |  | 54000 | 3600 | 15 | 11.2 | 54000 | 3440 | 4.6 | 4.2 | Federally-Regulated Commercial & Industrial Equipment | 02/08/2019 |  | 07/16/2020
The Whalen Company | Whalen | CASH*054AB**A**(D,E) |  | Ground-Water-Source | WBAHP: Heat Pump Packaged Unit | Heat Pump | 208 | 1 |  |  |  | Single-Speed |  |  |  | 60000 | 2727 | 22 | 16.2 | 42000 | 3002 | 4.1 | 3.6 | Non Federally-Regulated | 02/08/2019 |  | 07/16/2020
The Whalen Company | Whalen | CASV*054AB**A**(D,E) |  | Ground-Water-Source | WBAHP: Heat Pump Packaged Unit | Heat Pump | 208 | 1 |  |  |  | Single-Speed |  |  |  | 60000 | 2727 | 22 | 16.2 | 42000 | 3002 | 4.1 | 3.6 | Non Federally-Regulated | 02/08/2019 |  | 07/16/2020
The Whalen Company | Whalen | CASH*054AD**A**(D,E) |  | Ground-Water-Source | WBAHP: Heat Pump Packaged Unit | Heat Pump | 265 | 1 |  |  |  | Single-Speed |  |  |  | 60000 | 2727 | 22 | 16.2 | 42000 | 3002 | 4.1 | 3.6 | Non Federally-Regulated | 02/08/2019 |  | 07/16/2020
The Whalen Company | Whalen | CASV*054AJ**A**(D,E) |  | Water-Source | WBAHP: Heat Pump Packaged Unit | Heat Pump | 208 | 3 |  |  |  | Single-Speed |  |  |  | 54000 | 3600 | 15 | 11.2 | 54000 | 3440 | 4.6 | 4.2 | Federally-Regulated Commercial & Industrial Equipment | 02/08/2019 |  | 07/16/2020
The Whalen Company | Whalen | CASH*054AM**A**(D,E) |  | Ground-Source | WBAHP: Heat Pump Packaged Unit | Heat Pump | 460 | 3 |  |  |  | Single-Speed |  |  |  | 55000 | 3235 | 17 | 13.4 | 31000 | 2595 | 3.5 | 3.1 | Non Federally-Regulated | 02/08/2019 |  | 07/16/2020
The Whalen Company | Whalen | CASV*054AM**A**(D,E) |  | Ground-Source | WBAHP: Heat Pump Packaged Unit | Heat Pump | 460 | 3 |  |  |  | Single-Speed |  |  |  | 55000 | 3235 | 17 | 13.4 | 31000 | 2595 | 3.5 | 3.1 | Non Federally-Regulated | 02/08/2019 |  | 07/16/2020
The Whalen Company | Whalen | CASV*054AJ**A**(D,E) |  | Ground-Source | WBAHP: Heat Pump Packaged Unit | Heat Pump | 208 | 3 |  |  |  | Single-Speed |  |  |  | 55000 | 3235 | 17 | 13.4 | 31000 | 2595 | 3.5 | 3.1 | Non Federally-Regulated | 02/08/2019 |  | 07/16/2020
The Whalen Company | Whalen | CASV*054AB**A**(D,E) |  | Water-Source | WBAHP: Heat Pump Packaged Unit | Heat Pump | 208 | 1 |  |  |  | Single-Speed |  |  |  | 54000 | 3600 | 15 | 11.2 | 54000 | 3440 | 4.6 | 4.2 | Federally-Regulated Commercial & Industrial Equipment | 02/08/2019 |  | 07/16/2020
The Whalen Company | Whalen | CASH*054AD**A**(D,E) |  | Ground-Source | WBAHP: Heat Pump Packaged Unit | Heat Pump | 265 | 1 |  |  |  | Single-Speed |  |  |  | 55000 | 3235 | 17 | 13.4 | 31000 | 2595 | 3.5 | 3.1 | Non Federally-Regulated | 02/08/2019 |  | 07/16/2020
Waterfurnace International, Inc. | SYCAMORE | 141/142A060**1*1 |  | Ground-Source | WBAHP: Heat Pump Packaged Unit | Heat Pump | 208 | 1 |  |  |  | Variable-Speed |  |  |  | 56000 | 2886 | 19.4 | 13.4 | 51000 | 4270 | 3.5 | 3.1 | Non Federally-Regulated | 10/25/2019 |  | 07/16/2020
Waterfurnace International, Inc. | SYCAMORE | 141/142A048**1*1 |  | Ground-Water-Source | WBAHP: Heat Pump Packaged Unit | Heat Pump | 208 | 1 |  |  |  | Variable-Speed |  |  |  | 49000 | 1545 | 31.7 | 16.2 | 55000 | 3748 | 4.3 | 3.6 | Non Federally-Regulated | 10/25/2019 |  | 07/16/2020
Waterfurnace International, Inc. | SYCAMORE | 141/142A048**1*1 |  | Water-Source | WBAHP: Heat Pump Packaged Unit | Heat Pump | 208 | 1 |  |  |  | Variable-Speed |  |  |  | 41000 | 2329 | 17.6 | 11.2 | 67000 | 3927 | 5 | 4.2 | Federally-Regulated Commercial & Industrial Equipment | 10/25/2019 |  | 07/16/2020
Waterfurnace International, Inc. | SYCAMORE | 141/142A048**1*1 |  | Ground-Source | WBAHP: Heat Pump Packaged Unit | Heat Pump | 208 | 1 |  |  |  | Variable-Speed |  |  |  | 46000 | 2119 | 21.7 | 13.4 | 43000 | 3500 | 3.6 | 3.1 | Non Federally-Regulated | 10/25/2019 |  | 07/16/2020
Waterfurnace International, Inc. | SYCAMORE | 141/142A060**1*1 |  | Ground-Water-Source | WBAHP: Heat Pump Packaged Unit | Heat Pump | 208 | 1 |  |  |  | Variable-Speed |  |  |  | 60000 | 2097 | 28.6 | 16.2 | 65000 | 4430 | 4.3 | 3.6 | Non Federally-Regulated | 10/25/2019 |  | 07/16/2020
Waterfurnace International, Inc. | SYCAMORE | 141/142A060**1*1 |  | Water-Source | WBAHP: Heat Pump Packaged Unit | Heat Pump | 208 | 1 |  |  |  | Variable-Speed |  |  |  | 50000 | 3067 | 16.3 | 11.2 | 78000 | 4762 | 4.8 | 4.2 | Federally-Regulated Commercial & Industrial Equipment | 10/25/2019 |  | 07/16/2020
Waterfurnace International, Inc. | SYCAMORE | 141/142A036**1*(1,2) |  | Water-Source | WBAHP: Heat Pump Packaged Unit | Heat Pump | 208 | 1 |  |  |  | Variable-Speed |  |  |  | 32000 | 1777 | 18 | 11.2 | 50000 | 2764 | 5.3 | 4.2 | Federally-Regulated Commercial & Industrial Equipment | 10/25/2019 |  | 07/16/2020
Waterfurnace International, Inc. | SYCAMORE | 141/142A036**1*(1,2) |  | Ground-Source | WBAHP: Heat Pump Packaged Unit | Heat Pump | 208 | 1 |  |  |  | Variable-Speed |  |  |  | 36000 | 1636 | 22 | 13.4 | 32000 | 2679 | 3.5 | 3.1 | Non Federally-Regulated | 10/25/2019 |  | 07/16/2020
Waterfurnace International, Inc. | SYCAMORE | 141/142A036**1*(1,2) |  | Ground-Water-Source | WBAHP: Heat Pump Packaged Unit | Heat Pump | 208 | 1 |  |  |  | Variable-Speed |  |  |  | 38000 | 1206 | 31.5 | 16.2 | 41000 | 2612 | 4.6 | 3.6 | Non Federally-Regulated | 10/25/2019 |  | 07/16/2020
Trane U.S. Inc. | Trane | GEVE012 |  | Ground-Source | WBAHP: Heat Pump Packaged Unit | Both Heat Pump and Electric Re | 208 | 1 |  |  |  | Single-Speed |  |  |  | 12000 | 805 | 14.9 |  | 9400 | 822 | 3.4 |  | Non Federally-Regulated | 07/16/2020 | 3273321 | 07/16/2020
Trane U.S. Inc. | Trane | GEHE012 |  | Ground-Source | WBAHP: Heat Pump Packaged Unit | Both Heat Pump and Electric Re | 208 | 1 |  |  |  | Single-Speed |  |  |  | 12000 | 826 | 14.52 |  | 9300 | 836 | 3.3 |  | Non Federally-Regulated | 07/16/2020 | 3273014 | 07/16/2020
Trane U.S. Inc. | Trane | DXVF0604 |  | Water-Source | WBAHP: Heat Pump Packaged Unit | Heat Pump | 460 | 3 |  |  |  | Dual-Speed |  |  |  | 59800 | 3714 | 16.1 |  | 79000 | 4368 | 5.3 |  | Federally-Regulated Commercial & Industrial Equipment | 07/16/2020 | 8105981 | 07/16/2020
Trane U.S. Inc. | Trane | VSVE0331 |  | Water-Source | WBAHP: Heat Pump Packaged Unit | Heat Pump | 208 | 1 |  |  |  | Variable-Speed |  |  |  | 32900 | 2126 | 15.47 |  | 40400 | 2168 | 5.5 |  | Federally-Regulated Commercial & Industrial Equipment | 07/16/2020 | 4947183 | 07/16/2020
Trane U.S. Inc. | Trane | VSVE0331 |  | Ground-Water-Source | WBAHP: Heat Pump Packaged Unit | Heat Pump | 208 | 1 |  |  |  | Variable-Speed |  |  |  | 36600 | 1483 | 24.67 |  | 32400 | 1990 | 4.8 |  | Non Federally-Regulated | 07/16/2020 | 4947183 | 07/16/2020
Trane U.S. Inc. | Trane | GEVE012 |  | Water-Source | WBAHP: Heat Pump Packaged Unit | Both Heat Pump and Electric Re | 208 | 1 |  |  |  | Single-Speed |  |  |  | 11600 | 878 | 13.2 |  | 14900 | 911 | 4.8 |  | Federally-Regulated Commercial & Industrial Equipment | 07/16/2020 | 3273321 | 07/16/2020
Trane U.S. Inc. | Trane | DXHF0604 |  | Ground-Source | WBAHP: Heat Pump Packaged Unit | Heat Pump | 460 | 3 |  |  |  | Dual-Speed |  |  |  | 60500 | 3517 | 17.2 |  | 50300 | 3984 | 3.7 |  | Non Federally-Regulated | 07/16/2020 | 8247572 | 07/16/2020
Trane U.S. Inc. | Trane | DXHF0601 |  | Ground-Source | WBAHP: Heat Pump Packaged Unit | Heat Pump | 208 | 1 |  |  |  | Dual-Speed |  |  |  | 60500 | 3517 | 17.2 |  | 50300 | 3984 | 3.7 |  | Non Federally-Regulated | 07/16/2020 | 8247563 | 07/16/2020
Trane U.S. Inc. | Trane | EXHF0121 |  | Ground-Source | WBAHP: Heat Pump Packaged Unit | Heat Pump | 208 | 1 |  |  |  | Single-Speed |  |  |  | 12700 | 716 | 17.73 |  | 9000 | 764 | 3.5 |  | Non Federally-Regulated | 07/16/2020 | 6965857 | 07/16/2020
Trane U.S. Inc. | Trane | GEVE012 |  | Ground-Water-Source | WBAHP: Heat Pump Packaged Unit | Both Heat Pump and Electric Re | 208 | 1 |  |  |  | Single-Speed |  |  |  | 12800 | 652 | 19.61 |  | 12200 | 867 | 4.1 |  | Non Federally-Regulated | 07/16/2020 | 3273321 | 07/16/2020
Trane U.S. Inc. | Trane | DXHF0601 |  | Ground-Water-Source | WBAHP: Heat Pump Packaged Unit | Heat Pump | 208 | 1 |  |  |  | Dual-Speed |  |  |  | 64800 | 3100 | 20.9 |  | 66400 | 4422 | 4.4 |  | Non Federally-Regulated | 07/16/2020 | 8247563 | 07/16/2020
Trane U.S. Inc. | Trane | GEHE012 |  | Water-Source | WBAHP: Heat Pump Packaged Unit | Both Heat Pump and Electric Re | 208 | 1 |  |  |  | Single-Speed |  |  |  | 11700 | 886 | 13.2 |  | 14600 | 912 | 4.7 |  | Federally-Regulated Commercial & Industrial Equipment | 07/16/2020 | 3273014 | 07/16/2020
Trane U.S. Inc. | Trane | VSVE0331 |  | Ground-Source | WBAHP: Heat Pump Packaged Unit | Heat Pump | 208 | 1 |  |  |  | Variable-Speed |  |  |  | 34300 | 1897 | 18.08 |  | 24500 | 1860 | 3.9 |  | Non Federally-Regulated | 07/16/2020 | 4947183 | 07/16/2020
Trane U.S. Inc. | Trane | DXHF0604 |  | Water-Source | WBAHP: Heat Pump Packaged Unit | Heat Pump | 460 | 3 |  |  |  | Dual-Speed |  |  |  | 57800 | 3853 | 15 |  | 80500 | 4915 | 4.8 |  | Federally-Regulated Commercial & Industrial Equipment | 07/16/2020 | 8247572 | 07/16/2020
Trane U.S. Inc. | Trane | VSVE0334 |  | Ground-Source | WBAHP: Heat Pump Packaged Unit | Heat Pump | 460 | 3 |  |  |  | Variable-Speed |  |  |  | 34300 | 1897 | 18.08 |  | 24500 | 1860 | 3.9 |  | Non Federally-Regulated | 07/16/2020 | 4947185 | 07/16/2020
Trane U.S. Inc. | Trane | DXVF0604 |  | Ground-Source | WBAHP: Heat Pump Packaged Unit | Heat Pump | 460 | 3 |  |  |  | Dual-Speed |  |  |  | 62100 | 3412 | 18.2 |  | 51100 | 3744 | 4 |  | Non Federally-Regulated | 07/16/2020 | 8105981 | 07/16/2020
Trane U.S. Inc. | Trane | DXHF0601 |  | Water-Source | WBAHP: Heat Pump Packaged Unit | Heat Pump | 208 | 1 |  |  |  | Dual-Speed |  |  |  | 57800 | 3853 | 15 |  | 80500 | 4915 | 4.8 |  | Federally-Regulated Commercial & Industrial Equipment | 07/16/2020 | 8247563 | 07/16/2020
Trane U.S. Inc. | Trane | VSVE0244 |  | Ground-Water-Source | WBAHP: Heat Pump Packaged Unit | Heat Pump | 460 | 3 |  |  |  | Variable-Speed |  |  |  | 27800 | 836 | 33.24 |  | 24400 | 1375 | 5.2 |  | Non Federally-Regulated | 07/16/2020 | 4947180 | 07/16/2020
Trane U.S. Inc. | Trane | DXVF0484 |  | Water-Source | WBAHP: Heat Pump Packaged Unit | Heat Pump | 460 | 3 |  |  |  | Dual-Speed |  |  |  | 49500 | 2894 | 17.1 |  | 61100 | 3255 | 5.5 |  | Federally-Regulated Commercial & Industrial Equipment | 07/16/2020 | 8105976 | 07/16/2020
Trane U.S. Inc. | Trane | DXHF0604 |  | Ground-Water-Source | WBAHP: Heat Pump Packaged Unit | Heat Pump | 460 | 3 |  |  |  | Dual-Speed |  |  |  | 64800 | 3100 | 20.9 |  | 66400 | 4422 | 4.4 |  | Non Federally-Regulated | 07/16/2020 | 8247572 | 07/16/2020
Trane U.S. Inc. | Trane | DXHF0603 |  | Water-Source | WBAHP: Heat Pump Packaged Unit | Heat Pump | 208 | 3 |  |  |  | Dual-Speed |  |  |  | 57800 | 3853 | 15 |  | 80500 | 4915 | 4.8 |  | Federally-Regulated Commercial & Industrial Equipment | 07/16/2020 | 8247571 | 07/16/2020
Trane U.S. Inc. | Trane | DXVF0484 |  | Ground-Water-Source | WBAHP: Heat Pump Packaged Unit | Heat Pump | 460 | 3 |  |  |  | Dual-Speed |  |  |  | 54200 | 2185 | 24.8 |  | 50400 | 3014 | 4.9 |  | Non Federally-Regulated | 07/16/2020 | 8105976 | 07/16/2020
Trane U.S. Inc. | Trane | DXVF0603 |  | Water-Source | WBAHP: Heat Pump Packaged Unit | Heat Pump | 208 | 3 |  |  |  | Dual-Speed |  |  |  | 59800 | 3714 | 16.1 |  | 79000 | 4368 | 5.3 |  | Federally-Regulated Commercial & Industrial Equipment | 07/16/2020 | 8105980 | 07/16/2020
Trane U.S. Inc. | Trane | EXHF0121 |  | Water-Source | WBAHP: Heat Pump Packaged Unit | Heat Pump | 208 | 1 |  |  |  | Single-Speed |  |  |  | 11900 | 813 | 14.62 |  | 14600 | 859 | 5 |  | Federally-Regulated Commercial & Industrial Equipment | 07/16/2020 | 6965857 | 07/16/2020
Trane U.S. Inc. | Trane | DXVF0601 |  | Water-Source | WBAHP: Heat Pump Packaged Unit | Heat Pump | 208 | 1 |  |  |  | Dual-Speed |  |  |  | 59800 | 3714 | 16.1 |  | 79000 | 4368 | 5.3 |  | Federally-Regulated Commercial & Industrial Equipment | 07/16/2020 | 8105978 | 07/16/2020
Trane U.S. Inc. | Trane | VSVE0244 |  | Ground-Source | WBAHP: Heat Pump Packaged Unit | Heat Pump | 460 | 3 |  |  |  | Variable-Speed |  |  |  | 25900 | 1160 | 22.32 |  | 18400 | 1293 | 4.2 |  | Non Federally-Regulated | 07/16/2020 | 4947180 | 07/16/2020
Trane U.S. Inc. | Trane | DXVF0603 |  | Ground-Source | WBAHP: Heat Pump Packaged Unit | Heat Pump | 208 | 3 |  |  |  | Dual-Speed |  |  |  | 62100 | 3412 | 18.2 |  | 51100 | 3744 | 4 |  | Non Federally-Regulated | 07/16/2020 | 8105980 | 07/16/2020
Trane U.S. Inc. | Trane | DXVF0601 |  | Ground-Source | WBAHP: Heat Pump Packaged Unit | Heat Pump | 208 | 1 |  |  |  | Dual-Speed |  |  |  | 62100 | 3412 | 18.2 |  | 51100 | 3744 | 4 |  | Non Federally-Regulated | 07/16/2020 | 8105978 | 07/16/2020
Trane U.S. Inc. | Trane | GEHE012 |  | Ground-Water-Source | WBAHP: Heat Pump Packaged Unit | Both Heat Pump and Electric Re | 208 | 1 |  |  |  | Single-Speed |  |  |  | 12700 | 673 | 18.86 |  | 12000 | 874 | 4 |  | Non Federally-Regulated | 07/16/2020 | 3273014 | 07/16/2020
Trane U.S. Inc. | Trane | DXHF0603 |  | Ground-Water-Source | WBAHP: Heat Pump Packaged Unit | Heat Pump | 208 | 3 |  |  |  | Dual-Speed |  |  |  | 64800 | 3100 | 20.9 |  | 66400 | 4422 | 4.4 |  | Non Federally-Regulated | 07/16/2020 | 8247571 | 07/16/2020
Trane U.S. Inc. | Trane | DXVF0484 |  | Ground-Source | WBAHP: Heat Pump Packaged Unit | Heat Pump | 460 | 3 |  |  |  | Dual-Speed |  |  |  | 51100 | 2634 | 19.4 |  | 39300 | 2809 | 4.1 |  | Non Federally-Regulated | 07/16/2020 | 8105976 | 07/16/2020
Trane U.S. Inc. | Trane | VSVE0334 |  | Ground-Water-Source | WBAHP: Heat Pump Packaged Unit | Heat Pump | 460 | 3 |  |  |  | Variable-Speed |  |  |  | 36600 | 1483 | 24.67 |  | 32400 | 1990 | 4.8 |  | Non Federally-Regulated | 07/16/2020 | 4947185 | 07/16/2020